NJADRE1555770452 | Administratively Determined Incentive Program | NORTH HALEDON | 7508 | 6 | 3.2 | Residential | Behind the Meter | Yes | Net Metered Residential | Sunrun Installation Services, Inc. |  | PSE&G | Accepted | 2024-02-10 | 2024-03-01 | 2025-03-01 | Inverters | SolarEdge Technologies | SE3800H-USMN | 3800 |  | 1 |  |  | 0.99 |  | Outdoor | Next to meter
NJADRE1555770452 | Administratively Determined Incentive Program | NORTH HALEDON | 7508 | 6 | 3.2 | Residential | Behind the Meter | Yes | Net Metered Residential | Sunrun Installation Services, Inc. |  | PSE&G | Accepted | 2024-02-10 | 2024-03-01 | 2025-03-01 | Solar Panels | Hanwha Q Cells | Q.PEAK DUO BLK ML-G10+/t 400 |  | 0.4 | 4 | 75 | 36 |  | Fixed | Roof
NJADRE1555770452 | Administratively Determined Incentive Program | NORTH HALEDON | 7508 | 6 | 3.2 | Residential | Behind the Meter | Yes | Net Metered Residential | Sunrun Installation Services, Inc. |  | PSE&G | Accepted | 2024-02-10 | 2024-03-01 | 2025-03-01 | Solar Panels | Hanwha Q Cells | Q.PEAK DUO BLK ML-G10+/t 400 |  | 0.4 | 4 | 75 | 18 |  | Fixed | Roof
NJADRE1555770457 | Administratively Determined Incentive Program | EDGEWATER PARK | 8010 | 13 | 9.2 | Residential | Behind the Meter | Yes | Net Metered Residential | Sunrun Installation Services, Inc. |  | PSE&G | Accepted | 2024-02-10 | 2024-02-27 | 2025-02-27 | Electric Storage Battery | TESLA | POWERWALL |  |  | 1 |  |  |  | Lithium Ion |  | OUTSIDE
NJADRE1555770457 | Administratively Determined Incentive Program | EDGEWATER PARK | 8010 | 13 | 9.2 | Residential | Behind the Meter | Yes | Net Metered Residential | Sunrun Installation Services, Inc. |  | PSE&G | Accepted | 2024-02-10 | 2024-02-27 | 2025-02-27 | Inverters | SOLAREDGE TECHNOLOGIES | SE7600H-USSN | 7600 |  | 1 |  |  | 0.99 |  | Outdoor | Next To Meter
NJADRE1555770457 | Administratively Determined Incentive Program | EDGEWATER PARK | 8010 | 13 | 9.2 | Residential | Behind the Meter | Yes | Net Metered Residential | Sunrun Installation Services, Inc. |  | PSE&G | Accepted | 2024-02-10 | 2024-02-27 | 2025-02-27 | Solar Panels | HANWHA Q-CELLS | Q.PEAK DUO BLK ML-G10+/T 400 |  | 0.4 | 13 | 161 | 23 |  | Fixed | Roof
NJADRE1555770457 | Administratively Determined Incentive Program | EDGEWATER PARK | 8010 | 13 | 9.2 | Residential | Behind the Meter | Yes | Net Metered Residential | Sunrun Installation Services, Inc. |  | PSE&G | Accepted | 2024-02-10 | 2024-02-27 | 2025-02-27 | Solar Panels | HANWHA Q-CELLS | Q.PEAK DUO BLK ML-G10+/T 400 |  | 0.4 | 8 | 342 | 22 |  | Fixed | Roof
NJADRE1555770457 | Administratively Determined Incentive Program | EDGEWATER PARK | 8010 | 13 | 9.2 | Residential | Behind the Meter | Yes | Net Metered Residential | Sunrun Installation Services, Inc. |  | PSE&G | Accepted | 2024-02-10 | 2024-02-27 | 2025-02-27 | Solar Panels | HANWHA Q-CELLS | Q.PEAK DUO BLK ML-G10+/T 400 |  | 0.4 | 2 | 252 | 17 |  | Fixed | Roof
NJADRE1555770460 | Administratively Determined Incentive Program | EAST BRUNSWICK | 8816 | 11 | 4.86 | Residential | Behind the Meter | Yes | Net Metered Residential | Sunrun Installation Services, Inc. |  | PSE&G | Accepted | 2024-02-10 | 2024-02-27 | 2025-02-27 | Inverters | SolarEdge Technologies | SE3800H-USMN | 3800 |  | 1 |  |  | 0.99 |  | Outdoor | Next to meter
NJADRE1555770460 | Administratively Determined Incentive Program | EAST BRUNSWICK | 8816 | 11 | 4.86 | Residential | Behind the Meter | Yes | Net Metered Residential | Sunrun Installation Services, Inc. |  | PSE&G | Accepted | 2024-02-10 | 2024-02-27 | 2025-02-27 | Solar Panels | Hanwha Q Cells | Q.PEAK DUO BLK ML-G10+ 405 |  | 0.405 | 12 | 280 | 30 |  | Fixed | Roof
NJADRE1555770461 | Administratively Determined Incentive Program | CAMDEN | 8104 | 14 | 5.93 | Residential | Behind the Meter | Yes | Net Metered Residential | Bright Planet Solar |  | PSE&G | Accepted | 2024-02-10 | 2024-02-28 | 2025-02-28 | Inverters | Solar Edge | SE5000H-USRGM | 5000 |  | 1 |  |  | 0.98 |  | Outdoor | OUTSIDE
NJADRE1555770461 | Administratively Determined Incentive Program | CAMDEN | 8104 | 14 | 5.93 | Residential | Behind the Meter | Yes | Net Metered Residential | Bright Planet Solar |  | PSE&G | Accepted | 2024-02-10 | 2024-02-28 | 2025-02-28 | Solar Panels | Canadian Solar | CS6R-395MS |  | 0.395 | 9 | 177 | 23 |  | Fixed | Roof
NJADRE1555770461 | Administratively Determined Incentive Program | CAMDEN | 8104 | 14 | 5.93 | Residential | Behind the Meter | Yes | Net Metered Residential | Bright Planet Solar |  | PSE&G | Accepted | 2024-02-10 | 2024-02-28 | 2025-02-28 | Solar Panels | Canadian Solar | CS6R-395MS |  | 0.395 | 6 | 357 | 16 |  | Fixed | Roof
NJADRE1555770470 | Administratively Determined Incentive Program | NEW EGYPT | 8533 | 18 | 4.8 | Residential | Behind the Meter | Yes | Net Metered Residential | Sunrun Installation Services, Inc. |  | JCP&L | Accepted | 2024-02-10 | 2024-02-27 | 2025-02-27 | Inverters | SOLAREDGE TECHNOLOGIES | SE3800H-USMN | 3800 |  | 1 |  |  | 0.99 |  | Outdoor | Next To Meter
NJADRE1555770470 | Administratively Determined Incentive Program | NEW EGYPT | 8533 | 18 | 4.8 | Residential | Behind the Meter | Yes | Net Metered Residential | Sunrun Installation Services, Inc. |  | JCP&L | Accepted | 2024-02-10 | 2024-02-27 | 2025-02-27 | Solar Panels | HANWHA Q-CELLS | Q.PEAK DUO BLK ML-G10+/T 400 |  | 0.4 | 9 | 141 | 19 |  | Fixed | Roof
NJADRE1555770470 | Administratively Determined Incentive Program | NEW EGYPT | 8533 | 18 | 4.8 | Residential | Behind the Meter | Yes | Net Metered Residential | Sunrun Installation Services, Inc. |  | JCP&L | Accepted | 2024-02-10 | 2024-02-27 | 2025-02-27 | Solar Panels | HANWHA Q-CELLS | Q.PEAK DUO BLK ML-G10+/T 400 |  | 0.4 | 3 | 320 | 25 |  | Fixed | Roof
NJADRE1555772194 | Administratively Determined Incentive Program | BRIDGEWATER | 8807 | 5 | 9.62 | Residential | Behind the Meter | No | Net Metered Residential | Decksigner LLC |  | PSE&G | Accepted | 2024-03-06 | 2024-03-26 | 2025-03-26 | Inverters | Enphase | IQ8A-72-2-US | 349 |  | 26 |  |  | 0.97 |  | Other | Rooftop
NJADRE1555772194 | Administratively Determined Incentive Program | BRIDGEWATER | 8807 | 5 | 9.62 | Residential | Behind the Meter | No | Net Metered Residential | Decksigner LLC |  | PSE&G | Accepted | 2024-03-06 | 2024-03-26 | 2025-03-26 | Solar Panels | SILFAB | SILFAB SIL-370 HC |  | 0.37 | 19 | 172 | 23 |  | Fixed | Roof
NJADRE1555772194 | Administratively Determined Incentive Program | BRIDGEWATER | 8807 | 5 | 9.62 | Residential | Behind the Meter | No | Net Metered Residential | Decksigner LLC |  | PSE&G | Accepted | 2024-03-06 | 2024-03-26 | 2025-03-26 | Solar Panels | SILFAB | SILFAB SIL-370 HC |  | 0.37 | 7 | 352 | 23 |  | Fixed | Roof
NJADRE1555772194 | Administratively Determined Incentive Program | BRIDGEWATER | 8807 | 5 | 9.62 | Residential | Behind the Meter | No | Net Metered Residential | Decksigner LLC |  | PSE&G | Accepted | 2024-03-06 | 2024-03-26 | 2025-03-26 | Meters | Enphase | ENPHASE IQ COMBINER 4 WITH IQ GATEWAY |  |  | 1 |  |  |  | Yes | Outdoor
NJADRE1555772197 | Administratively Determined Incentive Program | CLINTON | 8809 | 4 | 13.69 | Residential | Behind the Meter | No | Net Metered Residential | Decksigner LLC |  | JCP&L | Accepted | 2024-03-06 | 2024-03-27 | 2025-03-27 | Inverters | Enphase | IQ8A-72-2-US | 349 |  | 37 |  |  | 0.97 |  | Other | Rooftop
NJADRE1555772197 | Administratively Determined Incentive Program | CLINTON | 8809 | 4 | 13.69 | Residential | Behind the Meter | No | Net Metered Residential | Decksigner LLC |  | JCP&L | Accepted | 2024-03-06 | 2024-03-27 | 2025-03-27 | Solar Panels | SILFAB | SILFAB SIL-370 HC |  | 0.37 | 11 | 271 | 42 |  | Fixed | Roof
NJADRE1555772197 | Administratively Determined Incentive Program | CLINTON | 8809 | 4 | 13.69 | Residential | Behind the Meter | No | Net Metered Residential | Decksigner LLC |  | JCP&L | Accepted | 2024-03-06 | 2024-03-27 | 2025-03-27 | Solar Panels | SILFAB | SILFAB SIL-370 HC |  | 0.37 | 9 | 181 | 30 |  | Fixed | Roof
NJADRE1555772197 | Administratively Determined Incentive Program | CLINTON | 8809 | 4 | 13.69 | Residential | Behind the Meter | No | Net Metered Residential | Decksigner LLC |  | JCP&L | Accepted | 2024-03-06 | 2024-03-27 | 2025-03-27 | Solar Panels | SILFAB | SILFAB SIL-370 HC |  | 0.37 | 3 | 91 | 43 |  | Fixed | Roof
NJADRE1555772197 | Administratively Determined Incentive Program | CLINTON | 8809 | 4 | 13.69 | Residential | Behind the Meter | No | Net Metered Residential | Decksigner LLC |  | JCP&L | Accepted | 2024-03-06 | 2024-03-27 | 2025-03-27 | Solar Panels | SILFAB | SILFAB SIL-370 HC |  | 0.37 | 2 | 271 | 43 |  | Fixed | Roof
NJADRE1555772197 | Administratively Determined Incentive Program | CLINTON | 8809 | 4 | 13.69 | Residential | Behind the Meter | No | Net Metered Residential | Decksigner LLC |  | JCP&L | Accepted | 2024-03-06 | 2024-03-27 | 2025-03-27 | Solar Panels | SILFAB | SILFAB SIL-370 HC |  | 0.37 | 2 | 91 | 43 |  | Fixed | Roof
NJADRE1555772197 | Administratively Determined Incentive Program | CLINTON | 8809 | 4 | 13.69 | Residential | Behind the Meter | No | Net Metered Residential | Decksigner LLC |  | JCP&L | Accepted | 2024-03-06 | 2024-03-27 | 2025-03-27 | Solar Panels | SILFAB | SILFAB SIL-370 HC |  | 0.37 | 6 | 181 | 30 |  | Fixed | Roof
NJADRE1555772197 | Administratively Determined Incentive Program | CLINTON | 8809 | 4 | 13.69 | Residential | Behind the Meter | No | Net Metered Residential | Decksigner LLC |  | JCP&L | Accepted | 2024-03-06 | 2024-03-27 | 2025-03-27 | Solar Panels | SILFAB | SILFAB SIL-370 HC |  | 0.37 | 4 | 91 | 43 |  | Fixed | Roof
NJADRE1555772197 | Administratively Determined Incentive Program | CLINTON | 8809 | 4 | 13.69 | Residential | Behind the Meter | No | Net Metered Residential | Decksigner LLC |  | JCP&L | Accepted | 2024-03-06 | 2024-03-27 | 2025-03-27 | Meters | Enphase | ENPHASE IQ COMBINER 4 WITH IQ GATEWAY |  |  | 1 |  |  |  | Yes | Outdoor
NJADRE1555772267 | Administratively Determined Incentive Program | MONROE TOWNSHIP | 8831 | 11 | 9.09 | Residential | Behind the Meter | No | Net Metered Residential | Decksigner LLC |  | JCP&L | Accepted | 2024-03-06 | 2024-03-27 | 2025-03-27 | Inverters | Enphase | IQ8A-72-2-US | 349 |  | 23 |  |  | 0.97 |  | Other | Rooftop
NJADRE1555772267 | Administratively Determined Incentive Program | MONROE TOWNSHIP | 8831 | 11 | 9.09 | Residential | Behind the Meter | No | Net Metered Residential | Decksigner LLC |  | JCP&L | Accepted | 2024-03-06 | 2024-03-27 | 2025-03-27 | Solar Panels | Q CELLS | Q-CELLS Q.PEAK DUO BLK ML-G10 395 |  | 0.395 | 5 | 351 | 20 |  | Fixed | Roof
NJADRE1555772267 | Administratively Determined Incentive Program | MONROE TOWNSHIP | 8831 | 11 | 9.09 | Residential | Behind the Meter | No | Net Metered Residential | Decksigner LLC |  | JCP&L | Accepted | 2024-03-06 | 2024-03-27 | 2025-03-27 | Solar Panels | Q CELLS | Q-CELLS Q.PEAK DUO BLK ML-G10 395 |  | 0.395 | 6 | 260 | 20 |  | Fixed | Roof
NJADRE1555772267 | Administratively Determined Incentive Program | MONROE TOWNSHIP | 8831 | 11 | 9.09 | Residential | Behind the Meter | No | Net Metered Residential | Decksigner LLC |  | JCP&L | Accepted | 2024-03-06 | 2024-03-27 | 2025-03-27 | Solar Panels | Q CELLS | Q-CELLS Q.PEAK DUO BLK ML-G10 395 |  | 0.395 | 12 | 172 | 20 |  | Fixed | Roof
NJADRE1555772267 | Administratively Determined Incentive Program | MONROE TOWNSHIP | 8831 | 11 | 9.09 | Residential | Behind the Meter | No | Net Metered Residential | Decksigner LLC |  | JCP&L | Accepted | 2024-03-06 | 2024-03-27 | 2025-03-27 | Meters | Enphase | ENPHASE IQ COMBINER 4 WITH IQ GATEWAY |  |  | 1 |  |  |  | Yes | Outdoor
NJADRE1555772268 | Administratively Determined Incentive Program | EAST BRUNSWICK | 8816 | 11 | 13.37 | Residential | Behind the Meter | No | Net Metered Residential | Decksigner LLC |  | PSE&G | Accepted | 2024-03-06 | 2024-03-26 | 2025-03-26 | Inverters | Enphase | IQ8A-72-2-US | 349 |  | 33 |  |  | 0.97 |  | Other | Rooftop
NJADRE1555772268 | Administratively Determined Incentive Program | EAST BRUNSWICK | 8816 | 11 | 13.37 | Residential | Behind the Meter | No | Net Metered Residential | Decksigner LLC |  | PSE&G | Accepted | 2024-03-06 | 2024-03-26 | 2025-03-26 | Solar Panels | Q CELLS | Q-CELLS Q.PEAK DUO BLK ML-G10 405 |  | 0.405 | 18 | 200 | 20 |  | Fixed | Roof
NJADRE1555772268 | Administratively Determined Incentive Program | EAST BRUNSWICK | 8816 | 11 | 13.37 | Residential | Behind the Meter | No | Net Metered Residential | Decksigner LLC |  | PSE&G | Accepted | 2024-03-06 | 2024-03-26 | 2025-03-26 | Solar Panels | Q CELLS | Q-CELLS Q.PEAK DUO BLK ML-G10 405 |  | 0.405 | 5 | 20 | 20 |  | Fixed | Roof
NJADRE1555772268 | Administratively Determined Incentive Program | EAST BRUNSWICK | 8816 | 11 | 13.37 | Residential | Behind the Meter | No | Net Metered Residential | Decksigner LLC |  | PSE&G | Accepted | 2024-03-06 | 2024-03-26 | 2025-03-26 | Solar Panels | Q CELLS | Q-CELLS Q.PEAK DUO BLK ML-G10 405 |  | 0.405 | 3 | 110 | 21 |  | Fixed | Roof
NJADRE1555772268 | Administratively Determined Incentive Program | EAST BRUNSWICK | 8816 | 11 | 13.37 | Residential | Behind the Meter | No | Net Metered Residential | Decksigner LLC |  | PSE&G | Accepted | 2024-03-06 | 2024-03-26 | 2025-03-26 | Solar Panels | Q CELLS | Q-CELLS Q.PEAK DUO BLK ML-G10 405 |  | 0.405 | 3 | 291 | 21 |  | Fixed | Roof
NJADRE1555772268 | Administratively Determined Incentive Program | EAST BRUNSWICK | 8816 | 11 | 13.37 | Residential | Behind the Meter | No | Net Metered Residential | Decksigner LLC |  | PSE&G | Accepted | 2024-03-06 | 2024-03-26 | 2025-03-26 | Solar Panels | Q CELLS | Q-CELLS Q.PEAK DUO BLK ML-G10 405 |  | 0.405 | 4 | 200 | 18 |  | Fixed | Roof
NJADRE1555772268 | Administratively Determined Incentive Program | EAST BRUNSWICK | 8816 | 11 | 13.37 | Residential | Behind the Meter | No | Net Metered Residential | Decksigner LLC |  | PSE&G | Accepted | 2024-03-06 | 2024-03-26 | 2025-03-26 | Meters | Enphase | ENPHASE IQ COMBINER 4 WITH IQ GATEWAY |  |  | 1 |  |  |  | Yes | Outdoor
NJADRE1555772271 | Administratively Determined Incentive Program | NEWARK | 7106 | 9 | 6.48 | Residential | Behind the Meter | Yes | Net Metered Residential | Sunny Mac LLC |  | PSE&G | Accepted | 2024-02-12 | 2024-02-27 | 2025-02-27 | Solar Panels | Q.PEAK DUO BLK ML-G10+ 405 | HANWHA |  | 0.405 | 9 | 108 | 20 |  | Fixed | Roof
NJADRE1555772271 | Administratively Determined Incentive Program | NEWARK | 7106 | 9 | 6.48 | Residential | Behind the Meter | Yes | Net Metered Residential | Sunny Mac LLC |  | PSE&G | Accepted | 2024-02-12 | 2024-02-27 | 2025-02-27 | Solar Panels | Q.PEAK DUO BLK ML-G10+ 405 | HANWHA |  | 0.405 | 7 | 288 | 20 |  | Fixed | Roof
NJADRE1555772271 | Administratively Determined Incentive Program | NEWARK | 7106 | 9 | 6.48 | Residential | Behind the Meter | Yes | Net Metered Residential | Sunny Mac LLC |  | PSE&G | Accepted | 2024-02-12 | 2024-02-27 | 2025-02-27 | Inverters | SE5000H-US | Solaredge | 5000 |  | 1 |  |  | 0.1 |  | Outdoor | next to meter
NJADRE1555772277 | Administratively Determined Incentive Program | OAKLYN | 8107 | 14 | 13.37 | Residential | Behind the Meter | Yes | Net Metered Residential | Sunny Mac LLC |  | PSE&G | Accepted | 2024-02-12 | 2024-02-27 | 2025-02-27 | Solar Panels | Q.PEAK DUO BLK ML-G10+ 405 | HANWHA |  | 0.405 | 22 | 156 | 31 |  | Fixed | Roof
NJADRE1555772277 | Administratively Determined Incentive Program | OAKLYN | 8107 | 14 | 13.37 | Residential | Behind the Meter | Yes | Net Metered Residential | Sunny Mac LLC |  | PSE&G | Accepted | 2024-02-12 | 2024-02-27 | 2025-02-27 | Solar Panels | Q.PEAK DUO BLK ML-G10+ 405 | HANWHA |  | 0.405 | 11 | 156 | 31 |  | Fixed | Roof
NJADRE1555772277 | Administratively Determined Incentive Program | OAKLYN | 8107 | 14 | 13.37 | Residential | Behind the Meter | Yes | Net Metered Residential | Sunny Mac LLC |  | PSE&G | Accepted | 2024-02-12 | 2024-02-27 | 2025-02-27 | Inverters | SE10000H-US | Solaredge | 10000 |  | 1 |  |  | 0.1 |  | Outdoor | next to meter
NJADRE1555772281 | Administratively Determined Incentive Program | Franklin Twp Som | 8873 | 5 | 4.8 | Residential | Behind the Meter | Yes | Net Metered Residential | Sunrun Installation Services, Inc. |  | PSE&G | Accepted | 2024-02-12 | 2024-02-27 | 2025-02-27 | Inverters | SolarEdge Technologies | SE3800H-USMN | 3800 |  | 1 |  |  | 0.99 |  | Outside | Next to meter
NJADRE1555772281 | Administratively Determined Incentive Program | Franklin Twp Som | 8873 | 5 | 4.8 | Residential | Behind the Meter | Yes | Net Metered Residential | Sunrun Installation Services, Inc. |  | PSE&G | Accepted | 2024-02-12 | 2024-02-27 | 2025-02-27 | Solar Panels | Hanwha Q Cells | Q.PEAK DUO BLK ML-G10+/t 400 |  | 0.4 | 5 | 211 | 21 |  | Fixed | Roof
NJADRE1555772281 | Administratively Determined Incentive Program | Franklin Twp Som | 8873 | 5 | 4.8 | Residential | Behind the Meter | Yes | Net Metered Residential | Sunrun Installation Services, Inc. |  | PSE&G | Accepted | 2024-02-12 | 2024-02-27 | 2025-02-27 | Solar Panels | Hanwha Q Cells | Q.PEAK DUO BLK ML-G10+/t 400 |  | 0.4 | 7 | 31 | 21 |  | Fixed | Roof
NJADRE1555772281 | Administratively Determined Incentive Program | Franklin Twp Som | 8873 | 5 | 4.8 | Residential | Behind the Meter | Yes | Net Metered Residential | Sunrun Installation Services, Inc. |  | PSE&G | Accepted | 2024-02-12 | 2024-02-27 | 2025-02-27 | Electric Storage Battery | Tesla | Powerwall |  |  | 1 |  |  |  | Lithium Ion |  | OUTSIDE?
NJADRE1555772289 | Administratively Determined Incentive Program | Glassboro | 8028 | 15 | 4.86 | Residential | Behind the Meter | Yes | Net Metered Residential | SunnyMac LLC |  | AC Electric | Accepted | 2024-02-12 | 2024-02-27 | 2025-02-27 | Solar Panels | Q.PEAK DUO BLK ML-G10+ 405 | HANWHA |  | 0.405 | 12 | 147 | 27 |  | Fixed | Roof
NJADRE1555772289 | Administratively Determined Incentive Program | Glassboro | 8028 | 15 | 4.86 | Residential | Behind the Meter | Yes | Net Metered Residential | SunnyMac LLC |  | AC Electric | Accepted | 2024-02-12 | 2024-02-27 | 2025-02-27 | Inverters | SE5000H-US | Solaredge | 5000 |  | 1 |  |  | 0.1 |  | Outdoor | next to meter
NJADRE1555772291 | Administratively Determined Incentive Program | ASBURY PARK | 7712 | 17 | 5.2 | Residential | Behind the Meter | No | Net Metered Residential | Exact Solar |  | JCP&L | Accepted | 2024-02-12 | 2024-02-28 | 2025-02-28 | Inverters | Enphase | IQ8M | 325 |  | 13 |  |  | 0.97 |  | Other | Under panels
NJADRE1555772291 | Administratively Determined Incentive Program | ASBURY PARK | 7712 | 17 | 5.2 | Residential | Behind the Meter | No | Net Metered Residential | Exact Solar |  | JCP&L | Accepted | 2024-02-12 | 2024-02-28 | 2025-02-28 | Solar Panels | VSun | VSUN400-108M-BB |  | 0.4 | 3 | 186 | 21 |  | Fixed | Roof
NJADRE1555772291 | Administratively Determined Incentive Program | ASBURY PARK | 7712 | 17 | 5.2 | Residential | Behind the Meter | No | Net Metered Residential | Exact Solar |  | JCP&L | Accepted | 2024-02-12 | 2024-02-28 | 2025-02-28 | Solar Panels | VSun | VSUN400-108M-BB |  | 0.4 | 3 | 183.8 | 8 |  | Fixed | Roof
NJADRE1555772291 | Administratively Determined Incentive Program | ASBURY PARK | 7712 | 17 | 5.2 | Residential | Behind the Meter | No | Net Metered Residential | Exact Solar |  | JCP&L | Accepted | 2024-02-12 | 2024-02-28 | 2025-02-28 | Solar Panels | VSun | VSUN400-108M-BB |  | 0.4 | 3 | 184 | 21 |  | Fixed | Roof
NJADRE1555772291 | Administratively Determined Incentive Program | ASBURY PARK | 7712 | 17 | 5.2 | Residential | Behind the Meter | No | Net Metered Residential | Exact Solar |  | JCP&L | Accepted | 2024-02-12 | 2024-02-28 | 2025-02-28 | Solar Panels | VSun | VSUN400-108M-BB |  | 0.4 | 2 | 6 | 19 |  | Fixed | Roof
NJADRE1555772291 | Administratively Determined Incentive Program | ASBURY PARK | 7712 | 17 | 5.2 | Residential | Behind the Meter | No | Net Metered Residential | Exact Solar |  | JCP&L | Accepted | 2024-02-12 | 2024-02-28 | 2025-02-28 | Solar Panels | VSun | VSUN400-108M-BB |  | 0.4 | 2 | 3.8 | 7 |  | Fixed | Roof
NJADRE1555772291 | Administratively Determined Incentive Program | ASBURY PARK | 7712 | 17 | 5.2 | Residential | Behind the Meter | No | Net Metered Residential | Exact Solar |  | JCP&L | Accepted | 2024-02-12 | 2024-02-28 | 2025-02-28 | Electric Storage Battery | Enphase | IQ 5P |  |  | 2 |  |  |  | Lithium Ion |  | Outside
NJADRE1555772297 | Administratively Determined Incentive Program | Franklinville | 8322 | 15 | 10.13 | Residential | Behind the Meter | Yes | Net Metered Residential | Trinity Solar LLC |  | AC Electric | Accepted | 2024-02-12 | 2024-02-27 | 2025-02-27 | Inverters | Solar Edge | SE7600H-US | 8 |  | 1 |  |  | 0.97 |  | Outdoor
NJADRE1555772297 | Administratively Determined Incentive Program | Franklinville | 8322 | 15 | 10.13 | Residential | Behind the Meter | Yes | Net Metered Residential | Trinity Solar LLC |  | AC Electric | Accepted | 2024-02-12 | 2024-02-27 | 2025-02-27 | Solar Panels | Hanwha | Q.PEAK DUO BLK ML-G10+ 405 |  | 0.405 | 16 | 217 | 40 |  | Fixed | Roof
NJADRE1555772297 | Administratively Determined Incentive Program | Franklinville | 8322 | 15 | 10.13 | Residential | Behind the Meter | Yes | Net Metered Residential | Trinity Solar LLC |  | AC Electric | Accepted | 2024-02-12 | 2024-02-27 | 2025-02-27 | Solar Panels | Hanwha | Q.PEAK DUO BLK ML-G10+ 405 |  | 0.405 | 7 | 127 | 40 |  | Fixed | Roof
NJADRE1555772297 | Administratively Determined Incentive Program | Franklinville | 8322 | 15 | 10.13 | Residential | Behind the Meter | Yes | Net Metered Residential | Trinity Solar LLC |  | AC Electric | Accepted | 2024-02-12 | 2024-02-27 | 2025-02-27 | Solar Panels | Hanwha | Q.PEAK DUO BLK ML-G10+ 405 |  | 0.405 | 2 | 127 | 40 |  | Fixed | Roof
NJADRE1555772298 | Administratively Determined Incentive Program | WINSLOW TOWNSHIP | 8081 | 14 | 4.05 | Residential | Behind the Meter | Yes | Net Metered Residential | Sunny Mac LLC |  | AC Electric | Accepted | 2024-02-12 | 2024-02-29 | 2025-02-28 | Solar Panels | Q.PEAK DUO BLK ML-G10+ 405 | HANWHA |  | 0.405 | 10 | 177 | 29 |  | Fixed | Roof
NJADRE1555772298 | Administratively Determined Incentive Program | WINSLOW TOWNSHIP | 8081 | 14 | 4.05 | Residential | Behind the Meter | Yes | Net Metered Residential | Sunny Mac LLC |  | AC Electric | Accepted | 2024-02-12 | 2024-02-29 | 2025-02-28 | Inverters | SE3800H-US | Solaredge | 3800 |  | 1 |  |  | 0.1 |  | Outdoor | next to meter
NJADRE1555772310 | Administratively Determined Incentive Program | Jackson | 8527 | 18 | 14.22 | Residential | Behind the Meter | Yes | Net Metered Residential | Powerlutions |  | JCP&L | Accepted | 2024-02-12 | 2024-02-28 | 2025-02-28 | Solar Panels | Trina | TSM-DE09C.07 |  | 0.395 | 23 | 211 | 18 |  | Fixed | Roof
NJADRE1555772310 | Administratively Determined Incentive Program | Jackson | 8527 | 18 | 14.22 | Residential | Behind the Meter | Yes | Net Metered Residential | Powerlutions |  | JCP&L | Accepted | 2024-02-12 | 2024-02-28 | 2025-02-28 | Solar Panels | Trina | TSM-DE09C.07 |  | 0.395 | 13 | 31 | 18 |  | Fixed | Roof
NJADRE1555772310 | Administratively Determined Incentive Program | Jackson | 8527 | 18 | 14.22 | Residential | Behind the Meter | Yes | Net Metered Residential | Powerlutions |  | JCP&L | Accepted | 2024-02-12 | 2024-02-28 | 2025-02-28 | Inverters | ENPHASE | IQ7PLUS-72-2-US | 290 |  | 36 |  |  | 0.98 |  | Outdoor
NJADRE1555772316 | Administratively Determined Incentive Program | Plainsboro Twp | 8536 | 11 | 7.29 | Residential | Behind the Meter | No | Net Metered Residential | EMT Renewables |  | PSE&G | Accepted | 2024-02-12 | 2024-02-27 | 2025-02-27 | Inverters | ENPHASE | IQ8+ | 290 |  | 18 |  |  | 0.98 |  | Other | UNDER EACH PANEL
NJADRE1555772316 | Administratively Determined Incentive Program | Plainsboro Twp | 8536 | 11 | 7.29 | Residential | Behind the Meter | No | Net Metered Residential | EMT Renewables |  | PSE&G | Accepted | 2024-02-12 | 2024-02-27 | 2025-02-27 | Solar Panels | Q CELLS | Q PEAK DUO BLK |  | 0.405 | 18 | 195 | 31 |  | Fixed | Roof
NJADRE1555772320 | Administratively Determined Incentive Program | LITTLE EGG HARBOR TWP | 8087 | 18 | 3.65 | Residential | Behind the Meter | Yes | Net Metered Residential | Trinity Solar Inc. |  | AC Electric | Accepted | 2024-02-12 | 2024-02-27 | 2025-02-27 | Inverters | Solar Edge | SE3000H-US | 3000 |  | 1 |  |  | 0.97 |  | Outside
NJADRE1555772320 | Administratively Determined Incentive Program | LITTLE EGG HARBOR TWP | 8087 | 18 | 3.65 | Residential | Behind the Meter | Yes | Net Metered Residential | Trinity Solar Inc. |  | AC Electric | Accepted | 2024-02-12 | 2024-02-27 | 2025-02-27 | Solar Panels | HANWHA | Q.PEAK DUO BLK ML-G10+ 405 |  | 0.405 | 4 | 173 | 18 |  | Fixed | Roof
NJADRE1555772320 | Administratively Determined Incentive Program | LITTLE EGG HARBOR TWP | 8087 | 18 | 3.65 | Residential | Behind the Meter | Yes | Net Metered Residential | Trinity Solar Inc. |  | AC Electric | Accepted | 2024-02-12 | 2024-02-27 | 2025-02-27 | Solar Panels | HANWHA | Q.PEAK DUO BLK ML-G10+ 405 |  | 0.405 | 5 | 263 | 18 |  | Fixed | Roof
NJADRE1555772340 | Administratively Determined Incentive Program | IRVINGTON | 7111 | 9 | 7.2 | Residential | Behind the Meter | Yes | Net Metered Residential | Power Energy Solutions |  | PSE&G | Accepted | 2024-02-12 | 2024-02-28 | 2025-02-28 | Inverters | SE5000H-US | SolarEdge | 5 |  | 1 |  |  | 0.97 |  | Outdoor
NJADRE1555772340 | Administratively Determined Incentive Program | IRVINGTON | 7111 | 9 | 7.2 | Residential | Behind the Meter | Yes | Net Metered Residential | Power Energy Solutions |  | PSE&G | Accepted | 2024-02-12 | 2024-02-28 | 2025-02-28 | Solar Panels | Canadian Solar | CS6R-400MS-HL HIKU6 BLACK MONO |  | 0.4 | 9 | 285 | 29 |  | Fixed | Roof
NJADRE1555772340 | Administratively Determined Incentive Program | IRVINGTON | 7111 | 9 | 7.2 | Residential | Behind the Meter | Yes | Net Metered Residential | Power Energy Solutions |  | PSE&G | Accepted | 2024-02-12 | 2024-02-28 | 2025-02-28 | Solar Panels | Canadian Solar | CS6R-400MS-HL HIKU6 BLACK MONO |  | 0.4 | 9 | 105 | 29 |  | Fixed | Roof
NJADRE1555772350 | Administratively Determined Incentive Program | Budd Lake | 7828 | 3 | 6.08 | Residential | Behind the Meter | No | Net Metered Residential | EMT Renewables LLC |  | JCP&L | Accepted | 2024-02-12 | 2024-02-27 | 2025-02-27 | Inverters | ENPHASE | IQ8+ | 290 |  | 15 |  |  | 0.98 |  | Other | UNDER EACH PANEL
NJADRE1555772350 | Administratively Determined Incentive Program | Budd Lake | 7828 | 3 | 6.08 | Residential | Behind the Meter | No | Net Metered Residential | EMT Renewables LLC |  | JCP&L | Accepted | 2024-02-12 | 2024-02-27 | 2025-02-27 | Solar Panels | Q CELLS | Q PEAK DUO BLK |  | 0.405 | 8 | 138 | 26 |  | Fixed | Roof
NJADRE1555772350 | Administratively Determined Incentive Program | Budd Lake | 7828 | 3 | 6.08 | Residential | Behind the Meter | No | Net Metered Residential | EMT Renewables LLC |  | JCP&L | Accepted | 2024-02-12 | 2024-02-27 | 2025-02-27 | Solar Panels | Q CELLS | Q PEAK DUO BLK |  | 0.405 | 3 | 228 | 4 |  | Fixed | Roof
NJADRE1555772350 | Administratively Determined Incentive Program | Budd Lake | 7828 | 3 | 6.08 | Residential | Behind the Meter | No | Net Metered Residential | EMT Renewables LLC |  | JCP&L | Accepted | 2024-02-12 | 2024-02-27 | 2025-02-27 | Solar Panels | Q CELLS | Q PEAK DUO BLK |  | 0.405 | 2 | 228 | 22 |  | Fixed | Roof
NJADRE1555772350 | Administratively Determined Incentive Program | Budd Lake | 7828 | 3 | 6.08 | Residential | Behind the Meter | No | Net Metered Residential | EMT Renewables LLC |  | JCP&L | Accepted | 2024-02-12 | 2024-02-27 | 2025-02-27 | Solar Panels | Q CELLS | Q PEAK DUO BLK |  | 0.405 | 2 | 48 | 22 |  | Fixed | Roof
NJADRE1555772356 | Administratively Determined Incentive Program | LITTLE EGG HARBOR | 8087 | 18 | 9.88 | Residential | Behind the Meter | No | Net Metered Residential | Whitman Construction, LLC |  | AC Electric | Accepted | 2024-02-12 | 2024-02-28 | 2025-02-28 | Inverters | Enphase | IQ8PLUS-72-2-US | 290 |  | 25 |  |  | 0.975 |  | Outside
NJADRE1555772356 | Administratively Determined Incentive Program | LITTLE EGG HARBOR | 8087 | 18 | 9.88 | Residential | Behind the Meter | No | Net Metered Residential | Whitman Construction, LLC |  | AC Electric | Accepted | 2024-02-12 | 2024-02-28 | 2025-02-28 | Solar Panels | JA SOLAR | JAM54S30-395/MR (395W) |  | 0.395 | 13 | fixed | 26 |  | Fixed | Roof
NJADRE1555772356 | Administratively Determined Incentive Program | LITTLE EGG HARBOR | 8087 | 18 | 9.88 | Residential | Behind the Meter | No | Net Metered Residential | Whitman Construction, LLC |  | AC Electric | Accepted | 2024-02-12 | 2024-02-28 | 2025-02-28 | Solar Panels | JA SOLAR | JAM54S30-395/MR (395W) |  | 0.395 | 12 | fixed | 27 |  | Fixed | Roof
NJADRE1555772362 | Administratively Determined Incentive Program | PLEASANTVILLE | 8232 | 19 | 4.46 | Residential | Behind the Meter | Yes | Net Metered Residential | Trinity Solar Inc. |  | AC Electric | Accepted | 2024-02-12 | 2024-02-27 | 2025-02-27 | Inverters | Solar Edge | SE3800H-US | 3800 |  | 1 |  |  | 0.97 |  | Outside
NJADRE1555772362 | Administratively Determined Incentive Program | PLEASANTVILLE | 8232 | 19 | 4.46 | Residential | Behind the Meter | Yes | Net Metered Residential | Trinity Solar Inc. |  | AC Electric | Accepted | 2024-02-12 | 2024-02-27 | 2025-02-27 | Solar Panels | HANWHA | HANWHA 405 (Q.PEAK DUO BLK ML-G10+ 405) |  | 0.405 | 7 | 208 | 26 |  | Fixed | Roof
NJADRE1555772362 | Administratively Determined Incentive Program | PLEASANTVILLE | 8232 | 19 | 4.46 | Residential | Behind the Meter | Yes | Net Metered Residential | Trinity Solar Inc. |  | AC Electric | Accepted | 2024-02-12 | 2024-02-27 | 2025-02-27 | Solar Panels | HANWHA | HANWHA 405 (Q.PEAK DUO BLK ML-G10+ 405) |  | 0.405 | 2 | 208 | 27 |  | Fixed | Roof
NJADRE1555772362 | Administratively Determined Incentive Program | PLEASANTVILLE | 8232 | 19 | 4.46 | Residential | Behind the Meter | Yes | Net Metered Residential | Trinity Solar Inc. |  | AC Electric | Accepted | 2024-02-12 | 2024-02-27 | 2025-02-27 | Solar Panels | HANWHA | HANWHA 405 (Q.PEAK DUO BLK ML-G10+ 405) |  | 0.405 | 2 | 118 | 27 |  | Fixed | Roof
NJADRE1555772377 | Administratively Determined Incentive Program | MILFORD | 8848 | 4 | 7.29 | Residential | Behind the Meter | Yes | Net Metered Residential | Trinity Solar |  | JCP&L | Accepted | 2024-02-12 | 2024-02-27 | 2025-02-27 | Inverters | Solar Edge | SE6000H-US | 6000 |  | 1 |  |  | 0.97 |  | Outdoor
NJADRE1555772377 | Administratively Determined Incentive Program | MILFORD | 8848 | 4 | 7.29 | Residential | Behind the Meter | Yes | Net Metered Residential | Trinity Solar |  | JCP&L | Accepted | 2024-02-12 | 2024-02-27 | 2025-02-27 | Solar Panels | Hanwha | Q.PEAK DUO BLK ML-G10+ 405 |  | 0.405 | 18 | 174 | 18 |  | Fixed | Roof
NJADRE1555772401 | Administratively Determined Incentive Program | HADDON TOWNSHIP | 8107 | 14 | 6.4 | Residential | Behind the Meter | No | Net Metered Residential | Azimuth Renewable Energy |  | PSE&G | Accepted | 2024-02-12 | 2024-02-27 | 2025-02-27 | Meters | Enphase | Gateway |  |  | 1 |  |  |  | Yes | Outdoor
NJADRE1555772401 | Administratively Determined Incentive Program | HADDON TOWNSHIP | 8107 | 14 | 6.4 | Residential | Behind the Meter | No | Net Metered Residential | Azimuth Renewable Energy |  | PSE&G | Accepted | 2024-02-12 | 2024-02-27 | 2025-02-27 | Inverters | Enphase | Iq8 | 290 |  | 16 |  |  | 0.97 |  | Outdoor
NJADRE1555772401 | Administratively Determined Incentive Program | HADDON TOWNSHIP | 8107 | 14 | 6.4 | Residential | Behind the Meter | No | Net Metered Residential | Azimuth Renewable Energy |  | PSE&G | Accepted | 2024-02-12 | 2024-02-27 | 2025-02-27 | Solar Panels | Phono | Phono400 |  | 0.4 | 7 | 157 | 30 |  | Fixed | Roof
NJADRE1555772401 | Administratively Determined Incentive Program | HADDON TOWNSHIP | 8107 | 14 | 6.4 | Residential | Behind the Meter | No | Net Metered Residential | Azimuth Renewable Energy |  | PSE&G | Accepted | 2024-02-12 | 2024-02-27 | 2025-02-27 | Solar Panels | Phono | Phono400 |  | 0.4 | 9 | 337 | 28 |  | Fixed | Roof
NJADRE1555772403 | Administratively Determined Incentive Program | PEDRICKTOWN | 8067 | 16 | 7.29 | Residential | Behind the Meter | Yes | Net Metered Residential | Trinity Solar |  | AC Electric | Accepted | 2024-02-12 | 2024-02-27 | 2025-02-27 | Inverters | Solar Edge | SE6000H-US | 6000 |  | 1 |  |  | 0.97 |  | Outside
NJADRE1555772403 | Administratively Determined Incentive Program | PEDRICKTOWN | 8067 | 16 | 7.29 | Residential | Behind the Meter | Yes | Net Metered Residential | Trinity Solar |  | AC Electric | Accepted | 2024-02-12 | 2024-02-27 | 2025-02-27 | Solar Panels | HANWHA | Q.PEAK DUO BLK ML-G10+405 |  | 0.405 | 12 | 224 | 27 |  | Fixed | Roof
NJADRE1555772403 | Administratively Determined Incentive Program | PEDRICKTOWN | 8067 | 16 | 7.29 | Residential | Behind the Meter | Yes | Net Metered Residential | Trinity Solar |  | AC Electric | Accepted | 2024-02-12 | 2024-02-27 | 2025-02-27 | Solar Panels | HANWHA | Q.PEAK DUO BLK ML-G10+405 |  | 0.405 | 6 | 224 | 27 |  | Fixed | Roof
NJADRE1555772414 | Administratively Determined Incentive Program | SWEDESBORO | 8085 | 15 | 19.44 | Residential | Behind the Meter | Yes | Net Metered Residential | Palmetto Solar, LLC |  | AC Electric | Accepted | 2024-02-12 | 2024-03-04 | 2025-03-04 | Solar Panels | Hanwha Q-Cells | Q.PEAK DUO BLK ML-G10+ 405 |  | 0.405 | 8 | 221 | 45 |  | Fixed | Roof
NJADRE1555772414 | Administratively Determined Incentive Program | SWEDESBORO | 8085 | 15 | 19.44 | Residential | Behind the Meter | Yes | Net Metered Residential | Palmetto Solar, LLC |  | AC Electric | Accepted | 2024-02-12 | 2024-03-04 | 2025-03-04 | Solar Panels | Hanwha Q-Cells | Q.PEAK DUO BLK ML-G10+ 405 |  | 0.405 | 14 | 131 | 19 |  | Fixed | Roof
NJADRE1555772414 | Administratively Determined Incentive Program | SWEDESBORO | 8085 | 15 | 19.44 | Residential | Behind the Meter | Yes | Net Metered Residential | Palmetto Solar, LLC |  | AC Electric | Accepted | 2024-02-12 | 2024-03-04 | 2025-03-04 | Solar Panels | Hanwha Q-Cells | Q.PEAK DUO BLK ML-G10+ 405 |  | 0.405 | 19 | 131 | 34 |  | Fixed | Roof
NJADRE1555772414 | Administratively Determined Incentive Program | SWEDESBORO | 8085 | 15 | 19.44 | Residential | Behind the Meter | Yes | Net Metered Residential | Palmetto Solar, LLC |  | AC Electric | Accepted | 2024-02-12 | 2024-03-04 | 2025-03-04 | Solar Panels | Hanwha Q-Cells | Q.PEAK DUO BLK ML-G10+ 405 |  | 0.405 | 4 | 131 | 30 |  | Fixed | Roof
NJADRE1555772414 | Administratively Determined Incentive Program | SWEDESBORO | 8085 | 15 | 19.44 | Residential | Behind the Meter | Yes | Net Metered Residential | Palmetto Solar, LLC |  | AC Electric | Accepted | 2024-02-12 | 2024-03-04 | 2025-03-04 | Solar Panels | Hanwha Q-Cells | Q.PEAK DUO BLK ML-G10+ 405 |  | 0.405 | 3 | 311 | 34 |  | Fixed | Roof
NJADRE1555772414 | Administratively Determined Incentive Program | SWEDESBORO | 8085 | 15 | 19.44 | Residential | Behind the Meter | Yes | Net Metered Residential | Palmetto Solar, LLC |  | AC Electric | Accepted | 2024-02-12 | 2024-03-04 | 2025-03-04 | Inverters | Enphase | IQ8PLUS-72-2-US | 290 |  | 48 |  |  | 0.98 |  | Outdoor
NJADRE1555772414 | Administratively Determined Incentive Program | SWEDESBORO | 8085 | 15 | 19.44 | Residential | Behind the Meter | Yes | Net Metered Residential | Palmetto Solar, LLC |  | AC Electric | Accepted | 2024-02-12 | 2024-03-04 | 2025-03-04 | Meters | Enphase | X2-IQ-AM1-240-4 | 13920 |  | 1 |  |  |  | Yes | Outdoor
NJADRE1555772426 | Administratively Determined Incentive Program | CLIFFSIDE PARK | 7010 | 7 | 8.69 | Residential | Behind the Meter | Yes | Net Metered Residential | Big Wave Roofing and Solar LLC |  | PSE&G | Accepted | 2024-02-12 | 2024-02-27 | 2025-02-27 | Inverters | Enphase Energy Inc | IQ7PLUS-72-2-US | 290 |  | 22 |  |  | 0.98 |  | Outside
NJADRE1555772426 | Administratively Determined Incentive Program | CLIFFSIDE PARK | 7010 | 7 | 8.69 | Residential | Behind the Meter | Yes | Net Metered Residential | Big Wave Roofing and Solar LLC |  | PSE&G | Accepted | 2024-02-12 | 2024-02-27 | 2025-02-27 | Solar Panels | Canadian Solar | CS3N-395MS |  | 0.395 | 16 | 36 | 36 |  | Fixed | Roof
NJADRE1555772426 | Administratively Determined Incentive Program | CLIFFSIDE PARK | 7010 | 7 | 8.69 | Residential | Behind the Meter | Yes | Net Metered Residential | Big Wave Roofing and Solar LLC |  | PSE&G | Accepted | 2024-02-12 | 2024-02-27 | 2025-02-27 | Solar Panels | Canadian Solar | CS3N-395MS |  | 0.395 | 6 | 216 | 36 |  | Fixed | Roof
NJADRE1555772429 | Administratively Determined Incentive Program | OAKLYN | 8107 | 14 | 3.69 | Residential | Behind the Meter | Yes | Net Metered Residential | Define Solar |  | PSE&G | Accepted | 2024-02-26 | 2024-03-14 | 2025-03-14 | Inverters | Enphase | IQ8PLUS-72-2-US | 290 |  | 9 |  |  | 0.976 |  | Outside | Under each pv panel
NJADRE1555772429 | Administratively Determined Incentive Program | OAKLYN | 8107 | 14 | 3.69 | Residential | Behind the Meter | Yes | Net Metered Residential | Define Solar |  | PSE&G | Accepted | 2024-02-26 | 2024-03-14 | 2025-03-14 | Solar Panels | Znshine | ZXM7-SH108 410W |  | 0.41 | 9 | 178 | 23 |  | Fixed | Roof
NJADRE1555772429 | Administratively Determined Incentive Program | OAKLYN | 8107 | 14 | 3.69 | Residential | Behind the Meter | Yes | Net Metered Residential | Define Solar |  | PSE&G | Accepted | 2024-02-26 | 2024-03-14 | 2025-03-14 | Meters | Enphase | X2-IQ-AM1-240-4 |  |  | 1 |  |  |  | Yes | Outdoor
NJADRE1555772430 | Administratively Determined Incentive Program | RIVER EDGE | 7661 | 7 | 5.27 | Residential | Behind the Meter | Yes | Net Metered Residential | Trinity Solar |  | PSE&G | Accepted | 2024-02-12 | 2024-02-27 | 2025-02-27 | Inverters | Solar Edge | SE5000H-US | 5000 |  | 1 |  |  | 0.97 |  | Outdoor
NJADRE1555772430 | Administratively Determined Incentive Program | RIVER EDGE | 7661 | 7 | 5.27 | Residential | Behind the Meter | Yes | Net Metered Residential | Trinity Solar |  | PSE&G | Accepted | 2024-02-12 | 2024-02-27 | 2025-02-27 | Solar Panels | HANWHA | HANWHA 405 (Q.PEAK DUO BLK ML-G10+ 405) |  | 0.405 | 6 | 289 | 37 |  | Fixed | Roof
NJADRE1555772430 | Administratively Determined Incentive Program | RIVER EDGE | 7661 | 7 | 5.27 | Residential | Behind the Meter | Yes | Net Metered Residential | Trinity Solar |  | PSE&G | Accepted | 2024-02-12 | 2024-02-27 | 2025-02-27 | Solar Panels | HANWHA | HANWHA 405 (Q.PEAK DUO BLK ML-G10+ 405) |  | 0.405 | 3 | 289 | 18 |  | Fixed | Roof
NJADRE1555772430 | Administratively Determined Incentive Program | RIVER EDGE | 7661 | 7 | 5.27 | Residential | Behind the Meter | Yes | Net Metered Residential | Trinity Solar |  | PSE&G | Accepted | 2024-02-12 | 2024-02-27 | 2025-02-27 | Solar Panels | HANWHA | HANWHA 405 (Q.PEAK DUO BLK ML-G10+ 405) |  | 0.405 | 2 | 199 | 27 |  | Fixed | Roof
NJADRE1555772430 | Administratively Determined Incentive Program | RIVER EDGE | 7661 | 7 | 5.27 | Residential | Behind the Meter | Yes | Net Metered Residential | Trinity Solar |  | PSE&G | Accepted | 2024-02-12 | 2024-02-27 | 2025-02-27 | Solar Panels | HANWHA | HANWHA 405 (Q.PEAK DUO BLK ML-G10+ 405) |  | 0.405 | 2 | 19 | 27 |  | Fixed | Roof
NJADRE1555772431 | Administratively Determined Incentive Program | IRVINGTON | 7111 | 9 | 8.91 | Residential | Behind the Meter | No | Net Metered Residential | EMT Renewables |  | PSE&G | Accepted | 2024-02-12 | 2024-02-27 | 2025-02-27 | Inverters | ENPHASE | IQ8+ | 290 |  | 22 |  |  | 0.98 |  | Other
NJADRE1555772431 | Administratively Determined Incentive Program | IRVINGTON | 7111 | 9 | 8.91 | Residential | Behind the Meter | No | Net Metered Residential | EMT Renewables |  | PSE&G | Accepted | 2024-02-12 | 2024-02-27 | 2025-02-27 | Solar Panels | Q CELLS | Q PEAK DUO BLK |  | 0.405 | 10 | 291 | 18 |  | Fixed | Roof
NJADRE1555772431 | Administratively Determined Incentive Program | IRVINGTON | 7111 | 9 | 8.91 | Residential | Behind the Meter | No | Net Metered Residential | EMT Renewables |  | PSE&G | Accepted | 2024-02-12 | 2024-02-27 | 2025-02-27 | Solar Panels | Q CELLS | Q PEAK DUO BLK |  | 0.405 | 4 | 111 | 35 |  | Fixed | Roof
NJADRE1555772431 | Administratively Determined Incentive Program | IRVINGTON | 7111 | 9 | 8.91 | Residential | Behind the Meter | No | Net Metered Residential | EMT Renewables |  | PSE&G | Accepted | 2024-02-12 | 2024-02-27 | 2025-02-27 | Solar Panels | Q CELLS | Q PEAK DUO BLK |  | 0.405 | 1 | 201 | 34 |  | Fixed | Roof
NJADRE1555772431 | Administratively Determined Incentive Program | IRVINGTON | 7111 | 9 | 8.91 | Residential | Behind the Meter | No | Net Metered Residential | EMT Renewables |  | PSE&G | Accepted | 2024-02-12 | 2024-02-27 | 2025-02-27 | Solar Panels | Q CELLS | Q PEAK DUO BLK |  | 0.405 | 1 | 21 | 34 |  | Fixed | Roof
NJADRE1555772431 | Administratively Determined Incentive Program | IRVINGTON | 7111 | 9 | 8.91 | Residential | Behind the Meter | No | Net Metered Residential | EMT Renewables |  | PSE&G | Accepted | 2024-02-12 | 2024-02-27 | 2025-02-27 | Solar Panels | Q CELLS | Q PEAK DUO BLK |  | 0.405 | 3 | 202 | 7 |  | Fixed | Roof
NJADRE1555772431 | Administratively Determined Incentive Program | IRVINGTON | 7111 | 9 | 8.91 | Residential | Behind the Meter | No | Net Metered Residential | EMT Renewables |  | PSE&G | Accepted | 2024-02-12 | 2024-02-27 | 2025-02-27 | Solar Panels | Q CELLS | Q PEAK DUO BLK |  | 0.405 | 3 | 22 | 7 |  | Fixed | Roof
NJADRE1555772440 | Administratively Determined Incentive Program | PITMAN | 8071 | 15 | 4.92 | Residential | Behind the Meter | Yes | Net Metered Residential | Define Solar |  | AC Electric | Accepted | 2024-02-26 | 2024-03-15 | 2025-03-15 | Meters | Enphase | X2-IQ-AM1-240-4 |  |  | 1 |  |  |  | Yes | Outdoor
NJADRE1555772440 | Administratively Determined Incentive Program | PITMAN | 8071 | 15 | 4.92 | Residential | Behind the Meter | Yes | Net Metered Residential | Define Solar |  | AC Electric | Accepted | 2024-02-26 | 2024-03-15 | 2025-03-15 | Inverters | Enphase | IQ8PLUS-72-2-US | 290 |  | 7 |  |  | 0.976 |  | Outside | Under each pv panel
NJADRE1555772440 | Administratively Determined Incentive Program | PITMAN | 8071 | 15 | 4.92 | Residential | Behind the Meter | Yes | Net Metered Residential | Define Solar |  | AC Electric | Accepted | 2024-02-26 | 2024-03-15 | 2025-03-15 | Inverters | Enphase | IQ8PLUS-72-2-US | 290 |  | 1 |  |  | 0.976 |  | Outside | Under each pv panel
NJADRE1555772440 | Administratively Determined Incentive Program | PITMAN | 8071 | 15 | 4.92 | Residential | Behind the Meter | Yes | Net Metered Residential | Define Solar |  | AC Electric | Accepted | 2024-02-26 | 2024-03-15 | 2025-03-15 | Inverters | Enphase | IQ8PLUS-72-2-US | 290 |  | 4 |  |  | 0.976 |  | Outside | Under each pv panel
NJADRE1555772440 | Administratively Determined Incentive Program | PITMAN | 8071 | 15 | 4.92 | Residential | Behind the Meter | Yes | Net Metered Residential | Define Solar |  | AC Electric | Accepted | 2024-02-26 | 2024-03-15 | 2025-03-15 | Solar Panels | Znshine | ZXM7-SH108 410W |  | 0.41 | 7 | 143 | 34 |  | Fixed | Roof
NJADRE1555772440 | Administratively Determined Incentive Program | PITMAN | 8071 | 15 | 4.92 | Residential | Behind the Meter | Yes | Net Metered Residential | Define Solar |  | AC Electric | Accepted | 2024-02-26 | 2024-03-15 | 2025-03-15 | Solar Panels | Znshine | ZXM7-SH108 410W |  | 0.41 | 1 | 233 | 34 |  | Fixed | Roof
NJADRE1555772440 | Administratively Determined Incentive Program | PITMAN | 8071 | 15 | 4.92 | Residential | Behind the Meter | Yes | Net Metered Residential | Define Solar |  | AC Electric | Accepted | 2024-02-26 | 2024-03-15 | 2025-03-15 | Solar Panels | Znshine | ZXM7-SH108 410W |  | 0.41 | 4 | 323 | 34 |  | Fixed | Roof
NJADRE1555772450 | Administratively Determined Incentive Program | LITTLE EGG HARBOR TWP | 8087 | 18 | 8.2 | Residential | Behind the Meter | No | Net Metered Residential | Sun Up Zero Down LLC |  | AC Electric | Accepted | 2024-02-12 | 2024-02-27 | 2025-02-27 | Meters | Enphase | TBD |  |  | 1 |  |  |  | Yes
NJADRE1555772450 | Administratively Determined Incentive Program | LITTLE EGG HARBOR TWP | 8087 | 18 | 8.2 | Residential | Behind the Meter | No | Net Metered Residential | Sun Up Zero Down LLC |  | AC Electric | Accepted | 2024-02-12 | 2024-02-27 | 2025-02-27 | Inverters | Enphase | IQ8PLUS-72-2-US | 290 |  | 20 |  |  | 0.976 |  | Outdoor
NJADRE1555772450 | Administratively Determined Incentive Program | LITTLE EGG HARBOR TWP | 8087 | 18 | 8.2 | Residential | Behind the Meter | No | Net Metered Residential | Sun Up Zero Down LLC |  | AC Electric | Accepted | 2024-02-12 | 2024-02-27 | 2025-02-27 | Solar Panels | Trina | TSM-410-NE09RC.05 Vertex S+ |  | 0.41 | 20 | 163 | 34 |  | Fixed | Roof
NJADRE1555772452 | Administratively Determined Incentive Program | SEWELL | 8080 | 15 | 8.61 | Residential | Behind the Meter | Yes | Net Metered Residential | Define Solar |  | AC Electric | Accepted | 2024-02-26 | 2024-03-14 | 2025-03-14 | Inverters | Enphase | IQ8PLUS-72-2-US | 290 |  | 21 |  |  | 0.976 |  | Outside | Under each pv panel
NJADRE1555772452 | Administratively Determined Incentive Program | SEWELL | 8080 | 15 | 8.61 | Residential | Behind the Meter | Yes | Net Metered Residential | Define Solar |  | AC Electric | Accepted | 2024-02-26 | 2024-03-14 | 2025-03-14 | Solar Panels | Znshine | ZXM7-SH108 410W |  | 0.41 | 21 | 146 | 30 |  | Fixed | Roof
NJADRE1555772454 | Administratively Determined Incentive Program | PRINCETON | 8540 | 12 | 8 | Residential | Behind the Meter | No | Net Metered Residential | Exact Solar |  | PSE&G | Accepted | 2024-02-23 | 2024-03-14 | 2025-03-14 | Solar Panels | VSUN | VSUN400-108BMH |  | 0.4 | 9 | 241 | 36 |  | Fixed | Roof
NJADRE1555772454 | Administratively Determined Incentive Program | PRINCETON | 8540 | 12 | 8 | Residential | Behind the Meter | No | Net Metered Residential | Exact Solar |  | PSE&G | Accepted | 2024-02-23 | 2024-03-14 | 2025-03-14 | Solar Panels | VSUN | VSUN400-108BMH |  | 0.4 | 3 | 241 | 34 |  | Fixed | Roof
NJADRE1555772454 | Administratively Determined Incentive Program | PRINCETON | 8540 | 12 | 8 | Residential | Behind the Meter | No | Net Metered Residential | Exact Solar |  | PSE&G | Accepted | 2024-02-23 | 2024-03-14 | 2025-03-14 | Solar Panels | VSUN | VSUN400-108BMH |  | 0.4 | 1 | 60 | 34 |  | Fixed | Roof
NJADRE1555772454 | Administratively Determined Incentive Program | PRINCETON | 8540 | 12 | 8 | Residential | Behind the Meter | No | Net Metered Residential | Exact Solar |  | PSE&G | Accepted | 2024-02-23 | 2024-03-14 | 2025-03-14 | Solar Panels | VSUN | VSUN400-108BMH |  | 0.4 | 2 | 241 | 35 |  | Fixed | Roof
NJADRE1555772454 | Administratively Determined Incentive Program | PRINCETON | 8540 | 12 | 8 | Residential | Behind the Meter | No | Net Metered Residential | Exact Solar |  | PSE&G | Accepted | 2024-02-23 | 2024-03-14 | 2025-03-14 | Solar Panels | VSUN | VSUN400-108BMH |  | 0.4 | 5 | 240 | 8 |  | Fixed | Roof
NJADRE1555772454 | Administratively Determined Incentive Program | PRINCETON | 8540 | 12 | 8 | Residential | Behind the Meter | No | Net Metered Residential | Exact Solar |  | PSE&G | Accepted | 2024-02-23 | 2024-03-14 | 2025-03-14 | Inverters | ENPHASE | IQ8M-72-2-US | 325 |  | 20 |  |  | 0.976 |  | Outdoor
NJADRE1555772457 | Administratively Determined Incentive Program | BLACKWOOD | 8012 | 14 | 6.08 | Residential | Behind the Meter | Yes | Net Metered Residential | Sunny Mac LLC |  | PSE&G | Accepted | 2024-02-12 | 2024-02-27 | 2025-02-27 | Solar Panels | Q.PEAK DUO BLK ML-G10+ 405 | HANWHA |  | 0.405 | 11 | 131 | 26 |  | Fixed | Roof
NJADRE1555772457 | Administratively Determined Incentive Program | BLACKWOOD | 8012 | 14 | 6.08 | Residential | Behind the Meter | Yes | Net Metered Residential | Sunny Mac LLC |  | PSE&G | Accepted | 2024-02-12 | 2024-02-27 | 2025-02-27 | Solar Panels | Q.PEAK DUO BLK ML-G10+ 405 | HANWHA |  | 0.405 | 4 | 311 | 26 |  | Fixed | Roof
NJADRE1555772457 | Administratively Determined Incentive Program | BLACKWOOD | 8012 | 14 | 6.08 | Residential | Behind the Meter | Yes | Net Metered Residential | Sunny Mac LLC |  | PSE&G | Accepted | 2024-02-12 | 2024-02-27 | 2025-02-27 | Inverters | SE5000H-US | Solaredge | 5000 |  | 1 |  |  | 0.1 |  | Outdoor | next to meter
NJADRE1555772461 | Administratively Determined Incentive Program | LAKEWOOD | 8701 | 18 | 15.17 | Residential | Behind the Meter | No | Net Metered Residential | Powerlutions |  | JCP&L | Accepted | 2024-02-12 | 2024-02-28 | 2025-02-28 | Solar Panels | SEG | SEG-410-BMD-HV |  | 0.41 | 7 | 169 | 27 |  | Fixed | Roof
NJADRE1555772461 | Administratively Determined Incentive Program | LAKEWOOD | 8701 | 18 | 15.17 | Residential | Behind the Meter | No | Net Metered Residential | Powerlutions |  | JCP&L | Accepted | 2024-02-12 | 2024-02-28 | 2025-02-28 | Solar Panels | SEG | SEG-410-BMD-HV |  | 0.41 | 2 | 79 | 32 |  | Fixed | Roof
NJADRE1555772461 | Administratively Determined Incentive Program | LAKEWOOD | 8701 | 18 | 15.17 | Residential | Behind the Meter | No | Net Metered Residential | Powerlutions |  | JCP&L | Accepted | 2024-02-12 | 2024-02-28 | 2025-02-28 | Solar Panels | SEG | SEG-410-BMD-HV |  | 0.41 | 16 | 79 | 33 |  | Fixed | Roof
NJADRE1555772461 | Administratively Determined Incentive Program | LAKEWOOD | 8701 | 18 | 15.17 | Residential | Behind the Meter | No | Net Metered Residential | Powerlutions |  | JCP&L | Accepted | 2024-02-12 | 2024-02-28 | 2025-02-28 | Solar Panels | SEG | SEG-410-BMD-HV |  | 0.41 | 12 | 349 | 27 |  | Fixed | Roof
NJADRE1555772461 | Administratively Determined Incentive Program | LAKEWOOD | 8701 | 18 | 15.17 | Residential | Behind the Meter | No | Net Metered Residential | Powerlutions |  | JCP&L | Accepted | 2024-02-12 | 2024-02-28 | 2025-02-28 | Inverters | Enphase | IQ7PLUS-72-2-US | 290 |  | 37 |  |  | 0.98 |  | Outdoor
NJADRE1555772462 | Administratively Determined Incentive Program | Mount Laurel | 8054 | 13 | 7.2 | Residential | Behind the Meter | Yes | Net Metered Residential | Sunrun Installation Services, Inc. |  | PSE&G | Accepted | 2024-02-12 | 2024-02-28 | 2025-02-28 | Inverters | SolarEdge Technologies | SE6000H-USSN | 6000 |  | 1 |  |  | 0.99 |  | Outside
NJADRE1555772462 | Administratively Determined Incentive Program | Mount Laurel | 8054 | 13 | 7.2 | Residential | Behind the Meter | Yes | Net Metered Residential | Sunrun Installation Services, Inc. |  | PSE&G | Accepted | 2024-02-12 | 2024-02-28 | 2025-02-28 | Solar Panels | Hanwha Q Cells | Q.PEAK DUO BLK ML-G10+/t 400 |  | 0.4 | 3 | 66 | 22 |  | Fixed | Roof
NJADRE1555772462 | Administratively Determined Incentive Program | Mount Laurel | 8054 | 13 | 7.2 | Residential | Behind the Meter | Yes | Net Metered Residential | Sunrun Installation Services, Inc. |  | PSE&G | Accepted | 2024-02-12 | 2024-02-28 | 2025-02-28 | Solar Panels | Hanwha Q Cells | Q.PEAK DUO BLK ML-G10+/t 400 |  | 0.4 | 9 | 66 | 14 |  | Fixed | Roof
NJADRE1555772462 | Administratively Determined Incentive Program | Mount Laurel | 8054 | 13 | 7.2 | Residential | Behind the Meter | Yes | Net Metered Residential | Sunrun Installation Services, Inc. |  | PSE&G | Accepted | 2024-02-12 | 2024-02-28 | 2025-02-28 | Solar Panels | Hanwha Q Cells | Q.PEAK DUO BLK ML-G10+/t 400 |  | 0.4 | 6 | 337 | 23 |  | Fixed | Roof
NJADRE1555772472 | Administratively Determined Incentive Program | WEST ORANGE | 7052 | 9 | 8.8 | Residential | Behind the Meter | Yes | Net Metered Residential | Power Energy Solutions |  | PSE&G | Accepted | 2024-02-12 | 2024-02-27 | 2025-02-27 | Inverters | SolarEdge | SE6000H-US | 6 |  | 1 |  |  | 0.97 |  | Outdoor
NJADRE1555772472 | Administratively Determined Incentive Program | WEST ORANGE | 7052 | 9 | 8.8 | Residential | Behind the Meter | Yes | Net Metered Residential | Power Energy Solutions |  | PSE&G | Accepted | 2024-02-12 | 2024-02-27 | 2025-02-27 | Solar Panels | Canadian Solar | CS6R-400MS-HL HIKU6 BLACK MONO |  | 0.4 | 16 | 208 | 23 |  | Fixed | Roof
NJADRE1555772472 | Administratively Determined Incentive Program | WEST ORANGE | 7052 | 9 | 8.8 | Residential | Behind the Meter | Yes | Net Metered Residential | Power Energy Solutions |  | PSE&G | Accepted | 2024-02-12 | 2024-02-27 | 2025-02-27 | Solar Panels | Canadian Solar | CS6R-400MS-HL HIKU6 BLACK MONO |  | 0.4 | 6 | 118 | 24 |  | Fixed | Roof
NJADRE1555772476 | Administratively Determined Incentive Program | BRANCHBURG | 8876 | 5 | 16.4 | Residential | Behind the Meter | No | Net Metered Residential | Maier Solar Engineering dba Solar Me |  | JCP&L | Accepted | 2024-02-12 | 2024-02-27 | 2025-02-27 | Solar Panels | Q.PEAK ML-G10+410W | Hanwha |  | 0.41 | 15 | 217 | 55 |  | Fixed | Roof
NJADRE1555772476 | Administratively Determined Incentive Program | BRANCHBURG | 8876 | 5 | 16.4 | Residential | Behind the Meter | No | Net Metered Residential | Maier Solar Engineering dba Solar Me |  | JCP&L | Accepted | 2024-02-12 | 2024-02-27 | 2025-02-27 | Solar Panels | Hanwha | Q.PEAK ML-G10+410W |  | 0.41 | 13 | 217 | 27 |  | Fixed | Roof
NJADRE1555772476 | Administratively Determined Incentive Program | BRANCHBURG | 8876 | 5 | 16.4 | Residential | Behind the Meter | No | Net Metered Residential | Maier Solar Engineering dba Solar Me |  | JCP&L | Accepted | 2024-02-12 | 2024-02-27 | 2025-02-27 | Solar Panels | Hanwha | Q.PEAK ML-G10+410W |  | 0.41 | 9 | 217 | 27 |  | Fixed | Roof
NJADRE1555772476 | Administratively Determined Incentive Program | BRANCHBURG | 8876 | 5 | 16.4 | Residential | Behind the Meter | No | Net Metered Residential | Maier Solar Engineering dba Solar Me |  | JCP&L | Accepted | 2024-02-12 | 2024-02-27 | 2025-02-27 | Solar Panels | Hanwha | Q.PEAK ML-G10+410W |  | 0.41 | 1 | 217 | 23 |  | Fixed | Roof
NJADRE1555772476 | Administratively Determined Incentive Program | BRANCHBURG | 8876 | 5 | 16.4 | Residential | Behind the Meter | No | Net Metered Residential | Maier Solar Engineering dba Solar Me |  | JCP&L | Accepted | 2024-02-12 | 2024-02-27 | 2025-02-27 | Solar Panels | Hanwha | Q.PEAK ML-G10+410W |  | 0.41 | 2 | 127 | 45 |  | Fixed | Roof
NJADRE1555772476 | Administratively Determined Incentive Program | BRANCHBURG | 8876 | 5 | 16.4 | Residential | Behind the Meter | No | Net Metered Residential | Maier Solar Engineering dba Solar Me |  | JCP&L | Accepted | 2024-02-12 | 2024-02-27 | 2025-02-27 | Inverters | Enphase | IQ8+ | 290 |  | 40 |  |  | 0.96 |  | Outside | Next to meter
NJADRE1555772495 | Administratively Determined Incentive Program | BRIDGETON | 8302 | 20 | 14.22 | Residential | Behind the Meter | No | Net Metered Residential | RCL Enterprises Inc |  | AC Electric | Accepted | 2024-02-12 | 2024-02-27 | 2025-02-27 | Inverters | Enphase | IQ8plus | 290 |  | 36 |  |  | 0.97 |  | Outdoor
NJADRE1555772495 | Administratively Determined Incentive Program | BRIDGETON | 8302 | 20 | 14.22 | Residential | Behind the Meter | No | Net Metered Residential | RCL Enterprises Inc |  | AC Electric | Accepted | 2024-02-12 | 2024-02-27 | 2025-02-27 | Solar Panels | Trina | TSMDE09C |  | 0.395 | 28 | 90 | 18 |  | Fixed | Roof
NJADRE1555772495 | Administratively Determined Incentive Program | BRIDGETON | 8302 | 20 | 14.22 | Residential | Behind the Meter | No | Net Metered Residential | RCL Enterprises Inc |  | AC Electric | Accepted | 2024-02-12 | 2024-02-27 | 2025-02-27 | Solar Panels | Trina | TSMDE09C |  | 0.395 | 8 | 270 | 18 |  | Fixed | Roof
NJADRE1555772499 | Administratively Determined Incentive Program | Atco | 8004 | 14 | 6.8 | Residential | Behind the Meter | Yes | Net Metered Residential | Sunrun Installation Services, Inc. |  | AC Electric | Accepted | 2024-02-12 | 2024-02-27 | 2025-02-27 | Electric Storage Battery | Tesla | Powerwall 2 AC |  |  | 1 |  |  |  | Lithium Ion |  | Inside
NJADRE1555772499 | Administratively Determined Incentive Program | Atco | 8004 | 14 | 6.8 | Residential | Behind the Meter | Yes | Net Metered Residential | Sunrun Installation Services, Inc. |  | AC Electric | Accepted | 2024-02-12 | 2024-02-27 | 2025-02-27 | Inverters | SolarEdge Technologies | SE6000H-USSN | 6000 |  | 1 |  |  | 0.99 |  | Indoor
NJADRE1555772499 | Administratively Determined Incentive Program | Atco | 8004 | 14 | 6.8 | Residential | Behind the Meter | Yes | Net Metered Residential | Sunrun Installation Services, Inc. |  | AC Electric | Accepted | 2024-02-12 | 2024-02-27 | 2025-02-27 | Solar Panels | Hanwha Q Cells | Q.PEAK DUO BLK ML-G10+/t 400 |  | 0.4 | 17 | 183 | 32 |  | Fixed | Roof
NJADRE1555772515 | Administratively Determined Incentive Program | Pleasantville | 8232 | 19 | 4.05 | Residential | Behind the Meter | Yes | Net Metered Residential | SunnyMac LLC |  | AC Electric | Accepted | 2024-02-12 | 2024-02-28 | 2025-02-28 | Solar Panels | Q.PEAK DUO BLK ML-G10+ 405 | HANWHA |  | 0.405 | 4 | 116 | 49 |  | Fixed | Roof
NJADRE1555772515 | Administratively Determined Incentive Program | Pleasantville | 8232 | 19 | 4.05 | Residential | Behind the Meter | Yes | Net Metered Residential | SunnyMac LLC |  | AC Electric | Accepted | 2024-02-12 | 2024-02-28 | 2025-02-28 | Solar Panels | Q.PEAK DUO BLK ML-G10+ 405 | HANWHA |  | 0.405 | 2 | 206 | 18 |  | Fixed | Roof
NJADRE1555772515 | Administratively Determined Incentive Program | Pleasantville | 8232 | 19 | 4.05 | Residential | Behind the Meter | Yes | Net Metered Residential | SunnyMac LLC |  | AC Electric | Accepted | 2024-02-12 | 2024-02-28 | 2025-02-28 | Solar Panels | Q.PEAK DUO BLK ML-G10+ 405 | HANWHA |  | 0.405 | 4 | 296 | 48 |  | Fixed | Roof
NJADRE1555772515 | Administratively Determined Incentive Program | Pleasantville | 8232 | 19 | 4.05 | Residential | Behind the Meter | Yes | Net Metered Residential | SunnyMac LLC |  | AC Electric | Accepted | 2024-02-12 | 2024-02-28 | 2025-02-28 | Inverters | SE3800H-US | Solaredge | 3800 |  | 1 |  |  | 0.1 |  | Outdoor | next to meter
NJADRE1555772536 | Administratively Determined Incentive Program | Hillside | 7205 | 10 | 6 | Residential | Behind the Meter | Yes | Net Metered Residential | Power Energy Solutions |  | PSE&G | Accepted | 2024-02-12 | 2024-02-28 | 2025-02-28 | Inverters | SolarEdge | SE7600H-US | 8 |  | 1 |  |  | 0.97 |  | Outdoor
NJADRE1555772536 | Administratively Determined Incentive Program | Hillside | 7205 | 10 | 6 | Residential | Behind the Meter | Yes | Net Metered Residential | Power Energy Solutions |  | PSE&G | Accepted | 2024-02-12 | 2024-02-28 | 2025-02-28 | Solar Panels | Canadian Solar | CS6R-400MS-HL HIKU6 BLACK MONO |  | 0.4 | 7 | 177 | 35 |  | Fixed | Roof
NJADRE1555772536 | Administratively Determined Incentive Program | Hillside | 7205 | 10 | 6 | Residential | Behind the Meter | Yes | Net Metered Residential | Power Energy Solutions |  | PSE&G | Accepted | 2024-02-12 | 2024-02-28 | 2025-02-28 | Solar Panels | Canadian Solar | CS6R-400MS-HL HIKU6 BLACK MONO |  | 0.4 | 8 | 357 | 20 |  | Fixed | Roof
NJADRE1555772922 | Administratively Determined Incentive Program | Woodbridge | 8861 | 11 | 7.13 | Residential | Behind the Meter | Yes | Net Metered Residential | Sunrun Installation Services, Inc. |  | PSE&G | Accepted | 2024-02-12 | 2024-02-27 | 2025-02-27 | Inverters | Delta Electronics | E6-TL-US | 5760 |  | 1 |  |  | 0.97 |  | Outside
NJADRE1555772922 | Administratively Determined Incentive Program | Woodbridge | 8861 | 11 | 7.13 | Residential | Behind the Meter | Yes | Net Metered Residential | Sunrun Installation Services, Inc. |  | PSE&G | Accepted | 2024-02-12 | 2024-02-27 | 2025-02-27 | Solar Panels | Vikram Solar | VSMDHT.60.375.05 |  | 0.375 | 19 | 355 | 16 |  | Fixed | Roof
NJADRE1555773102 | Administratively Determined Incentive Program | GLASSBORO | 8028 | 15 | 12.25 | Residential | Behind the Meter | No | Net Metered Residential | RCL Enterprises Inc |  | AC Electric | Accepted | 2024-02-12 | 2024-02-28 | 2025-02-28 | Inverters | Enphase | IQ8plus | 290 |  | 31 |  |  | 0.97 |  | Outdoor
NJADRE1555773102 | Administratively Determined Incentive Program | GLASSBORO | 8028 | 15 | 12.25 | Residential | Behind the Meter | No | Net Metered Residential | RCL Enterprises Inc |  | AC Electric | Accepted | 2024-02-12 | 2024-02-28 | 2025-02-28 | Solar Panels | Trina | TSMDE09C |  | 0.395 | 25 | 162 | 40 |  | Fixed | Roof
NJADRE1555773102 | Administratively Determined Incentive Program | GLASSBORO | 8028 | 15 | 12.25 | Residential | Behind the Meter | No | Net Metered Residential | RCL Enterprises Inc |  | AC Electric | Accepted | 2024-02-12 | 2024-02-28 | 2025-02-28 | Solar Panels | Trina | TSMDE09C |  | 0.395 | 6 | 162 | 39 |  | Fixed | Roof
NJADRE1555773105 | Administratively Determined Incentive Program | PLAINSBORO | 8536 | 11 | 4.05 | Residential | Behind the Meter | No | Net Metered Residential | Trinity Solar Inc. |  | PSE&G | Accepted | 2024-02-12 | 2024-03-04 | 2025-03-04 | Inverters | Solar Edge | SE3000H-US | 3000 |  | 1 |  |  | 0.97 |  | Outdoor
NJADRE1555773105 | Administratively Determined Incentive Program | PLAINSBORO | 8536 | 11 | 4.05 | Residential | Behind the Meter | No | Net Metered Residential | Trinity Solar Inc. |  | PSE&G | Accepted | 2024-02-12 | 2024-03-04 | 2025-03-04 | Solar Panels | HANWHA | HANWHA 405 (Q.PEAK DUO BLK ML-G10+ 405) |  | 0.405 | 10 | 168 | 34 |  | Fixed | Roof
NJADRE1555773123 | Administratively Determined Incentive Program | LODI | 7644 | 7 | 5.6 | Residential | Behind the Meter | Yes | Net Metered Residential | Sunrun Installation Services, Inc. |  | PSE&G | Accepted | 2024-02-12 | 2024-03-04 | 2025-03-04 | Inverters | SolarEdge Technologies | SE3800H-USMN | 3800 |  | 1 |  |  | 0.99 |  | Outside
NJADRE1555773123 | Administratively Determined Incentive Program | LODI | 7644 | 7 | 5.6 | Residential | Behind the Meter | Yes | Net Metered Residential | Sunrun Installation Services, Inc. |  | PSE&G | Accepted | 2024-02-12 | 2024-03-04 | 2025-03-04 | Solar Panels | Hanwha Q Cells | Q.PEAK DUO BLK ML-G10+/t 400 |  | 0.4 | 14 | 28 | 36 |  | Fixed | Roof
NJADRE1555773134 | Administratively Determined Incentive Program | BLOOMFIELD | 7003 | 9 | 5.6 | Residential | Behind the Meter | Yes | Net Metered Residential | Sunrun Installation Services, Inc. |  | PSE&G | Accepted | 2024-02-12 | 2024-02-28 | 2025-02-28 | Inverters | SolarEdge Technologies | SE3800H-USMN | 3800 |  | 1 |  |  | 0.99 |  | Outdoor | Next to meter
NJADRE1555773134 | Administratively Determined Incentive Program | BLOOMFIELD | 7003 | 9 | 5.6 | Residential | Behind the Meter | Yes | Net Metered Residential | Sunrun Installation Services, Inc. |  | PSE&G | Accepted | 2024-02-12 | 2024-02-28 | 2025-02-28 | Solar Panels | Hanwha Q Cells | Q.PEAK DUO BLK ML-G10+/t 400 |  | 0.4 | 14 | 193 | 28 |  | Fixed | Roof
NJADRE1555773144 | Administratively Determined Incentive Program | BOGOTA | 7603 | 7 | 6.15 | Residential | Behind the Meter | No | Net Metered Residential | Green Power Energy, LLC |  | PSE&G | Accepted | 2024-02-12 | 2024-02-28 | 2025-02-28 | Inverters | Enphase Energy | IQ8PLUS-72-2-US [240V] | 290 |  | 15 |  |  | 0.975 |  | Outdoor | Roof
NJADRE1555773144 | Administratively Determined Incentive Program | BOGOTA | 7603 | 7 | 6.15 | Residential | Behind the Meter | No | Net Metered Residential | Green Power Energy, LLC |  | PSE&G | Accepted | 2024-02-12 | 2024-02-28 | 2025-02-28 | Solar Panels | Hanwha Q-Cells | Q.PEAK DUO BLK ML-G10+ 410 |  | 0.41 | 3 | 21 | 21 |  | Fixed | Roof
NJADRE1555773144 | Administratively Determined Incentive Program | BOGOTA | 7603 | 7 | 6.15 | Residential | Behind the Meter | No | Net Metered Residential | Green Power Energy, LLC |  | PSE&G | Accepted | 2024-02-12 | 2024-02-28 | 2025-02-28 | Solar Panels | Hanwha Q-Cells | Q.PEAK DUO BLK ML-G10+ 410 |  | 0.41 | 12 | 201 | 21 |  | Fixed | Roof
NJADRE1555773166 | Administratively Determined Incentive Program | WOODBRIDGE TWP | 7067 | 10 | 4.4 | Residential | Behind the Meter | Yes | Net Metered Residential | Sunrun Installation Services, Inc. |  | PSE&G | Accepted | 2024-02-12 | 2024-02-28 | 2025-02-28 | Inverters | DELTA ELECTRONICS | E4-TL-US | 4000 |  | 1 |  |  | 0.975 |  | Outdoor | Next to meter
NJADRE1555773166 | Administratively Determined Incentive Program | WOODBRIDGE TWP | 7067 | 10 | 4.4 | Residential | Behind the Meter | Yes | Net Metered Residential | Sunrun Installation Services, Inc. |  | PSE&G | Accepted | 2024-02-12 | 2024-02-28 | 2025-02-28 | Solar Panels | Hanwha Q Cells | Q.PEAK DUO BLK ML-G10+/t 400 |  | 0.4 | 11 | 90 | 31 |  | Fixed | Roof
NJADRE1555773175 | Administratively Determined Incentive Program | SOMERVILLE | 8876 | 5 | 9.43 | Commercial | Behind the Meter | No | Small Net-Metered Non-Residential located on Rooftop, Carport, Canopy and Floating Solar | SureWave Solar |  | PSE&G | Accepted | 2024-03-04 | 2024-03-25 | 2025-03-25 | Inverters | Enphase | IQ8A | 349 |  | 23 |  |  | 0.977 |  | Outdoor | on roof under panel
NJADRE1555773175 | Administratively Determined Incentive Program | SOMERVILLE | 8876 | 5 | 9.43 | Commercial | Behind the Meter | No | Small Net-Metered Non-Residential located on Rooftop, Carport, Canopy and Floating Solar | SureWave Solar |  | PSE&G | Accepted | 2024-03-04 | 2024-03-25 | 2025-03-25 | Solar Panels | Silfab | Sil-410 Prime HC+ |  | 0.41 | 9 | 301 | 40 |  | Fixed | Roof
NJADRE1555773175 | Administratively Determined Incentive Program | SOMERVILLE | 8876 | 5 | 9.43 | Commercial | Behind the Meter | No | Small Net-Metered Non-Residential located on Rooftop, Carport, Canopy and Floating Solar | SureWave Solar |  | PSE&G | Accepted | 2024-03-04 | 2024-03-25 | 2025-03-25 | Solar Panels | Silfab | Sil-410 Prime HC+ |  | 0.41 | 10 | 121 | 40 |  | Fixed | Roof
NJADRE1555773175 | Administratively Determined Incentive Program | SOMERVILLE | 8876 | 5 | 9.43 | Commercial | Behind the Meter | No | Small Net-Metered Non-Residential located on Rooftop, Carport, Canopy and Floating Solar | SureWave Solar |  | PSE&G | Accepted | 2024-03-04 | 2024-03-25 | 2025-03-25 | Solar Panels | Silfab | Sil-410 Prime HC+ |  | 0.41 | 4 | 211 | 40 |  | Fixed | Roof
NJADRE1555773182 | Administratively Determined Incentive Program | BRICK | 8723 | 18 | 10.53 | Residential | Behind the Meter | Yes | Net Metered Residential | Trinity Solar |  | JCP&L | Accepted | 2024-02-12 | 2024-02-28 | 2025-02-28 | Inverters | Solar Edge | SE10000H-US | 10000 |  | 1 |  |  | 0.97 |  | Outdoor
NJADRE1555773182 | Administratively Determined Incentive Program | BRICK | 8723 | 18 | 10.53 | Residential | Behind the Meter | Yes | Net Metered Residential | Trinity Solar |  | JCP&L | Accepted | 2024-02-12 | 2024-02-28 | 2025-02-28 | Solar Panels | HANWHA | HANWHA 405 (Q.PEAK DUO BLK ML-G10+ 405) |  | 0.405 | 7 | 295 | 13 |  | Fixed | Roof
NJADRE1555773182 | Administratively Determined Incentive Program | BRICK | 8723 | 18 | 10.53 | Residential | Behind the Meter | Yes | Net Metered Residential | Trinity Solar |  | JCP&L | Accepted | 2024-02-12 | 2024-02-28 | 2025-02-28 | Solar Panels | HANWHA | HANWHA 405 (Q.PEAK DUO BLK ML-G10+ 405) |  | 0.405 | 10 | 25 | 15 |  | Fixed | Roof
NJADRE1555773182 | Administratively Determined Incentive Program | BRICK | 8723 | 18 | 10.53 | Residential | Behind the Meter | Yes | Net Metered Residential | Trinity Solar |  | JCP&L | Accepted | 2024-02-12 | 2024-02-28 | 2025-02-28 | Solar Panels | HANWHA | HANWHA 405 (Q.PEAK DUO BLK ML-G10+ 405) |  | 0.405 | 6 | 25 | 10 |  | Fixed | Roof
NJADRE1555773182 | Administratively Determined Incentive Program | BRICK | 8723 | 18 | 10.53 | Residential | Behind the Meter | Yes | Net Metered Residential | Trinity Solar |  | JCP&L | Accepted | 2024-02-12 | 2024-02-28 | 2025-02-28 | Solar Panels | HANWHA | HANWHA 405 (Q.PEAK DUO BLK ML-G10+ 405) |  | 0.405 | 3 | 205 | 12 |  | Fixed | Roof
NJADRE1555773186 | Administratively Determined Incentive Program | BURLNGTN TWP | 8016 | 13 | 9.6 | Residential | Behind the Meter | No | Net Metered Residential | Velocity Energy |  | PSE&G | Accepted | 2024-02-12 | 2024-02-28 | 2025-02-28 | Solar Panels | phono | 400w |  | 0.4 | 12 | 181 | 16 |  | Fixed | Roof
NJADRE1555773186 | Administratively Determined Incentive Program | BURLNGTN TWP | 8016 | 13 | 9.6 | Residential | Behind the Meter | No | Net Metered Residential | Velocity Energy |  | PSE&G | Accepted | 2024-02-12 | 2024-02-28 | 2025-02-28 | Solar Panels | phono | 400e |  | 0.4 | 12 | 1 | 16 |  | Fixed | Roof
NJADRE1555773186 | Administratively Determined Incentive Program | BURLNGTN TWP | 8016 | 13 | 9.6 | Residential | Behind the Meter | No | Net Metered Residential | Velocity Energy |  | PSE&G | Accepted | 2024-02-12 | 2024-02-28 | 2025-02-28 | Inverters | enphase | iq8plus-72-2-us | 290 |  | 24 |  |  | 0.99 |  | Other | behind panels
NJADRE1555773193 | Administratively Determined Incentive Program | TRENTON | 8609 | 12 | 8 | Residential | Behind the Meter | Yes | Net Metered Residential | Power Energy Solutions |  | PSE&G | Accepted | 2024-02-12 | 2024-02-28 | 2025-02-28 | Inverters | SolarEdge | SE6000H-US | 6 |  | 1 |  |  | 0.97 |  | Outdoor
NJADRE1555773193 | Administratively Determined Incentive Program | TRENTON | 8609 | 12 | 8 | Residential | Behind the Meter | Yes | Net Metered Residential | Power Energy Solutions |  | PSE&G | Accepted | 2024-02-12 | 2024-02-28 | 2025-02-28 | Solar Panels | Canadian Solar | CS6R-400MS-HL HIKU6 BLACK MONO |  | 0.4 | 6 | 108 | 42 |  | Fixed | Roof
NJADRE1555773193 | Administratively Determined Incentive Program | TRENTON | 8609 | 12 | 8 | Residential | Behind the Meter | Yes | Net Metered Residential | Power Energy Solutions |  | PSE&G | Accepted | 2024-02-12 | 2024-02-28 | 2025-02-28 | Solar Panels | Canadian Solar | CS6R-400MS-HL HIKU6 BLACK MONO |  | 0.4 | 5 | 198 | 42 |  | Fixed | Roof
NJADRE1555773193 | Administratively Determined Incentive Program | TRENTON | 8609 | 12 | 8 | Residential | Behind the Meter | Yes | Net Metered Residential | Power Energy Solutions |  | PSE&G | Accepted | 2024-02-12 | 2024-02-28 | 2025-02-28 | Solar Panels | Canadian Solar | CS6R-400MS-HL HIKU6 BLACK MONO |  | 0.4 | 9 | 288 | 4 |  | Fixed | Roof
NJADRE1555773198 | Administratively Determined Incentive Program | BRIDGETON | 8302 | 20 | 6.4 | Residential | Behind the Meter | Yes | Net Metered Residential | Sunrun Installation Services, Inc. |  | AC Electric | Accepted | 2024-02-12 | 2024-02-28 | 2025-02-28 | Inverters | DELTA ELECTRONICS | E6-TL-US | 6000 |  | 1 |  |  | 0.975 |  | Outdoor | Next to meter
NJADRE1555773198 | Administratively Determined Incentive Program | BRIDGETON | 8302 | 20 | 6.4 | Residential | Behind the Meter | Yes | Net Metered Residential | Sunrun Installation Services, Inc. |  | AC Electric | Accepted | 2024-02-12 | 2024-02-28 | 2025-02-28 | Solar Panels | Hanwha Q Cells | Q.PEAK DUO BLK ML-G10+/t 400 |  | 0.4 | 16 | 176 | 22 |  | Fixed | Roof
NJADRE1555773236 | Administratively Determined Incentive Program | ELIZABETH | 7206 | 10 | 4.35 | Residential | Behind the Meter | Yes | Net Metered Residential | Big Wave Roofing and Solar LLC |  | PSE&G | Accepted | 2024-02-12 | 2024-02-28 | 2025-02-28 | Inverters | Enphase Energy Inc | IQ7PLUS-72-2-US | 290 |  | 11 |  |  | 0.98 |  | Outside
NJADRE1555773236 | Administratively Determined Incentive Program | ELIZABETH | 7206 | 10 | 4.35 | Residential | Behind the Meter | Yes | Net Metered Residential | Big Wave Roofing and Solar LLC |  | PSE&G | Accepted | 2024-02-12 | 2024-02-28 | 2025-02-28 | Solar Panels | Canadian Solar | CS6R-395MS-HL |  | 0.395 | 6 | 143 | 45 |  | Fixed | Roof
NJADRE1555773236 | Administratively Determined Incentive Program | ELIZABETH | 7206 | 10 | 4.35 | Residential | Behind the Meter | Yes | Net Metered Residential | Big Wave Roofing and Solar LLC |  | PSE&G | Accepted | 2024-02-12 | 2024-02-28 | 2025-02-28 | Solar Panels | Canadian Solar | CS6R-395MS-HL |  | 0.395 | 5 | 143 | 45 |  | Fixed | Roof
NJADRE1555773241 | Administratively Determined Incentive Program | VENTNOR CITY | 8406 | 19 | 12.96 | Residential | Behind the Meter | Yes | Net Metered Residential | Trinity Solar |  | AC Electric | Accepted | 2024-02-12 | 2024-02-28 | 2025-02-28 | Inverters | Solar Edge | SE10000H-US | 10 |  | 1 |  |  | 0.97 |  | Outside
NJADRE1555773241 | Administratively Determined Incentive Program | VENTNOR CITY | 8406 | 19 | 12.96 | Residential | Behind the Meter | Yes | Net Metered Residential | Trinity Solar |  | AC Electric | Accepted | 2024-02-12 | 2024-02-28 | 2025-02-28 | Solar Panels | HANWHA | Q.PEAK DUO BLK ML-G10+ 405 |  | 0.405 | 24 | 328 | 24 |  | Fixed | Roof
NJADRE1555773241 | Administratively Determined Incentive Program | VENTNOR CITY | 8406 | 19 | 12.96 | Residential | Behind the Meter | Yes | Net Metered Residential | Trinity Solar |  | AC Electric | Accepted | 2024-02-12 | 2024-02-28 | 2025-02-28 | Solar Panels | HANWHA | Q.PEAK DUO BLK ML-G10+ 405 |  | 0.405 | 3 | 148 | 23 |  | Fixed | Roof
NJADRE1555773241 | Administratively Determined Incentive Program | VENTNOR CITY | 8406 | 19 | 12.96 | Residential | Behind the Meter | Yes | Net Metered Residential | Trinity Solar |  | AC Electric | Accepted | 2024-02-12 | 2024-02-28 | 2025-02-28 | Solar Panels | HANWHA | Q.PEAK DUO BLK ML-G10+ 405 |  | 0.405 | 3 | 328 | 14 |  | Fixed | Roof
NJADRE1555773241 | Administratively Determined Incentive Program | VENTNOR CITY | 8406 | 19 | 12.96 | Residential | Behind the Meter | Yes | Net Metered Residential | Trinity Solar |  | AC Electric | Accepted | 2024-02-12 | 2024-02-28 | 2025-02-28 | Solar Panels | HANWHA | Q.PEAK DUO BLK ML-G10+ 405 |  | 0.405 | 2 | 148 | 14 |  | Fixed | Roof
NJADRE1555773249 | Administratively Determined Incentive Program | BROWNS MILLS | 8015 | 13 | 4.8 | Residential | Behind the Meter | Yes | Net Metered Residential | Pro Custom Solar dba Momentum Solar |  | JCP&L | Accepted | 2024-02-12 | 2024-02-28 | 2025-02-28 | Solar Panels | Q. PEAK DUO BLK ML-G10+400 | HANWHA |  | 0.4 | 9 | 105 | 22 |  | Fixed | Roof
NJADRE1555773249 | Administratively Determined Incentive Program | BROWNS MILLS | 8015 | 13 | 4.8 | Residential | Behind the Meter | Yes | Net Metered Residential | Pro Custom Solar dba Momentum Solar |  | JCP&L | Accepted | 2024-02-12 | 2024-02-28 | 2025-02-28 | Solar Panels | Q. PEAK DUO BLK ML-G10+400 | HANWHA |  | 0.4 | 3 | 285 | 22 |  | Fixed | Roof
NJADRE1555773249 | Administratively Determined Incentive Program | BROWNS MILLS | 8015 | 13 | 4.8 | Residential | Behind the Meter | Yes | Net Metered Residential | Pro Custom Solar dba Momentum Solar |  | JCP&L | Accepted | 2024-02-12 | 2024-02-28 | 2025-02-28 | Inverters | IQ8PLUS-72-2-US | ENPHASE | 290 |  | 12 |  |  | 0.97 |  | Outdoor
NJADRE1555773274 | Administratively Determined Incentive Program | WOODBRIDGE | 7095 | 11 | 20.8 | Residential | Behind the Meter | Yes | Net Metered Residential | Pro Custom Solar dba Momentum Solar |  | PSE&G | Accepted | 2024-02-12 | 2024-02-28 | 2025-02-28 | Solar Panels | Q. PEAK DUO BLK ML-G10+400 | HANWHA |  | 0.4 | 11 | 188 | 25 |  | Fixed | Roof
NJADRE1555773274 | Administratively Determined Incentive Program | WOODBRIDGE | 7095 | 11 | 20.8 | Residential | Behind the Meter | Yes | Net Metered Residential | Pro Custom Solar dba Momentum Solar |  | PSE&G | Accepted | 2024-02-12 | 2024-02-28 | 2025-02-28 | Solar Panels | Q. PEAK DUO BLK ML-G10+400 | HANWHA |  | 0.4 | 12 | 8 | 25 |  | Fixed | Roof
NJADRE1555773274 | Administratively Determined Incentive Program | WOODBRIDGE | 7095 | 11 | 20.8 | Residential | Behind the Meter | Yes | Net Metered Residential | Pro Custom Solar dba Momentum Solar |  | PSE&G | Accepted | 2024-02-12 | 2024-02-28 | 2025-02-28 | Solar Panels | Q. PEAK DUO BLK ML-G10+400 | HANWHA |  | 0.4 | 15 | 100 | 51 |  | Fixed | Roof
NJADRE1555773274 | Administratively Determined Incentive Program | WOODBRIDGE | 7095 | 11 | 20.8 | Residential | Behind the Meter | Yes | Net Metered Residential | Pro Custom Solar dba Momentum Solar |  | PSE&G | Accepted | 2024-02-12 | 2024-02-28 | 2025-02-28 | Solar Panels | Q. PEAK DUO BLK ML-G10+400 | HANWHA |  | 0.4 | 14 | 280 | 51 |  | Fixed | Roof
NJADRE1555773274 | Administratively Determined Incentive Program | WOODBRIDGE | 7095 | 11 | 20.8 | Residential | Behind the Meter | Yes | Net Metered Residential | Pro Custom Solar dba Momentum Solar |  | PSE&G | Accepted | 2024-02-12 | 2024-02-28 | 2025-02-28 | Inverters | IQ8PLUS-72-2-US | ENPHASE | 290 |  | 52 |  |  | 0.97 |  | Outdoor
NJADRE1555773279 | Administratively Determined Incentive Program | MANTOLOKING | 8738 | 18 | 8.2 | Residential | Behind the Meter | No | Net Metered Residential | SureWave Solar |  | JCP&L | Accepted | 2024-02-13 | 2024-03-01 | 2025-03-01 | Inverters | Enphase | IQ8A | 349 |  | 20 |  |  | 0.997 |  | Outdoor
NJADRE1555773279 | Administratively Determined Incentive Program | MANTOLOKING | 8738 | 18 | 8.2 | Residential | Behind the Meter | No | Net Metered Residential | SureWave Solar |  | JCP&L | Accepted | 2024-02-13 | 2024-03-01 | 2025-03-01 | Solar Panels | Silfab | Sil-410 Prime HC+ |  | 0.41 | 20 | 171 | 27 |  | Fixed | Roof
NJADRE1555773279 | Administratively Determined Incentive Program | MANTOLOKING | 8738 | 18 | 8.2 | Residential | Behind the Meter | No | Net Metered Residential | SureWave Solar |  | JCP&L | Accepted | 2024-02-13 | 2024-03-01 | 2025-03-01 | Meters | Enphase | x2-IQ-ami-240-4 |  |  | 1 |  |  |  | Yes | Outdoor
NJADRE1555773292 | Administratively Determined Incentive Program | TRENTON | 8618 | 12 | 5.53 | Residential | Behind the Meter | Yes | Net Metered Residential | Big Wave Roofing and Solar LLC |  | PSE&G | Accepted | 2024-02-12 | 2024-02-28 | 2025-02-28 | Inverters | Enphase Energy Inc | IQ7PLUS-72-2-US | 290 |  | 14 |  |  | 0.98 |  | Outside
NJADRE1555773292 | Administratively Determined Incentive Program | TRENTON | 8618 | 12 | 5.53 | Residential | Behind the Meter | Yes | Net Metered Residential | Big Wave Roofing and Solar LLC |  | PSE&G | Accepted | 2024-02-12 | 2024-02-28 | 2025-02-28 | Solar Panels | Canadian Solar | CS6R-395MS-HL |  | 0.395 | 7 | 203 | 15 |  | Fixed | Roof
NJADRE1555773292 | Administratively Determined Incentive Program | TRENTON | 8618 | 12 | 5.53 | Residential | Behind the Meter | Yes | Net Metered Residential | Big Wave Roofing and Solar LLC |  | PSE&G | Accepted | 2024-02-12 | 2024-02-28 | 2025-02-28 | Solar Panels | Canadian Solar | CS6R-395MS-HL |  | 0.395 | 2 | 203 | 30 |  | Fixed | Roof
NJADRE1555773292 | Administratively Determined Incentive Program | TRENTON | 8618 | 12 | 5.53 | Residential | Behind the Meter | Yes | Net Metered Residential | Big Wave Roofing and Solar LLC |  | PSE&G | Accepted | 2024-02-12 | 2024-02-28 | 2025-02-28 | Solar Panels | Canadian Solar | CS6R-395MS-HL |  | 0.395 | 3 | 23 | 15 |  | Fixed | Roof
NJADRE1555773292 | Administratively Determined Incentive Program | TRENTON | 8618 | 12 | 5.53 | Residential | Behind the Meter | Yes | Net Metered Residential | Big Wave Roofing and Solar LLC |  | PSE&G | Accepted | 2024-02-12 | 2024-02-28 | 2025-02-28 | Solar Panels | Canadian Solar | CS6R-395MS-HL |  | 0.395 | 2 | 23 | 30 |  | Fixed | Roof
NJADRE1555773296 | Administratively Determined Incentive Program | HillsideTwp | 7205 | 10 | 6.4 | Residential | Behind the Meter | Yes | Net Metered Residential | Sunrun Installation Services, Inc. |  | PSE&G | Accepted | 2024-02-12 | 2024-02-28 | 2025-02-28 | Inverters | SolarEdge Technologies | SE6000H-USSN | 6000 |  | 1 |  |  | 0.99 |  | Outdoor | Next to meter
NJADRE1555773296 | Administratively Determined Incentive Program | HillsideTwp | 7205 | 10 | 6.4 | Residential | Behind the Meter | Yes | Net Metered Residential | Sunrun Installation Services, Inc. |  | PSE&G | Accepted | 2024-02-12 | 2024-02-28 | 2025-02-28 | Solar Panels | Hanwha Q Cells | Q.PEAK DUO BLK ML-G10+/t 400 |  | 0.4 | 6 | 346 | 39 |  | Fixed | Roof
NJADRE1555773296 | Administratively Determined Incentive Program | HillsideTwp | 7205 | 10 | 6.4 | Residential | Behind the Meter | Yes | Net Metered Residential | Sunrun Installation Services, Inc. |  | PSE&G | Accepted | 2024-02-12 | 2024-02-28 | 2025-02-28 | Solar Panels | Hanwha Q Cells | Q.PEAK DUO BLK ML-G10+/t 400 |  | 0.4 | 10 | 166 | 39 |  | Fixed | Roof
NJADRE1555773299 | Administratively Determined Incentive Program | VILLAS | 8251 | 21 | 6.8 | Residential | Behind the Meter | Yes | Net Metered Residential | Pro Custom Solar dba Momentum Solar |  | AC Electric | Accepted | 2024-02-12 | 2024-02-28 | 2025-02-28 | Solar Panels | Q. PEAK DUO BLK ML-G10+400 | HANWHA |  | 0.4 | 17 | 118 | 24 |  | Fixed | Roof
NJADRE1555773299 | Administratively Determined Incentive Program | VILLAS | 8251 | 21 | 6.8 | Residential | Behind the Meter | Yes | Net Metered Residential | Pro Custom Solar dba Momentum Solar |  | AC Electric | Accepted | 2024-02-12 | 2024-02-28 | 2025-02-28 | Inverters | IQ8PLUS-72-2-US | ENPHASE | 290 |  | 17 |  |  | 0.97 |  | Outdoor
NJADRE1555773305 | Administratively Determined Incentive Program | HOWELL | 7731 | 17 | 8.1 | Residential | Behind the Meter | No | Net Metered Residential | Sunwise Energy LLC |  | JCP&L | Accepted | 2024-02-12 | 2024-03-04 | 2025-03-04 | Solar Panels | HANWHA Q CELLS | Q.PEAK DUO BLK ML-G10+ |  | 0.405 | 18 | 210 | 17 |  | Fixed | Roof
NJADRE1555773305 | Administratively Determined Incentive Program | HOWELL | 7731 | 17 | 8.1 | Residential | Behind the Meter | No | Net Metered Residential | Sunwise Energy LLC |  | JCP&L | Accepted | 2024-02-12 | 2024-03-04 | 2025-03-04 | Solar Panels | HANWHA Q CELLS | Q.PEAK DUO BLK ML-G10+ |  | 0.405 | 2 | 30 | 16 |  | Fixed | Roof
NJADRE1555773305 | Administratively Determined Incentive Program | HOWELL | 7731 | 17 | 8.1 | Residential | Behind the Meter | No | Net Metered Residential | Sunwise Energy LLC |  | JCP&L | Accepted | 2024-02-12 | 2024-03-04 | 2025-03-04 | Inverters | Enphase Energy | IQ8A-72-2-US | 366 |  | 20 |  |  | 0.977 |  | Outside
NJADRE1555773315 | Administratively Determined Incentive Program | ROCKAWAY | 7866 | 3 | 5.2 | Residential | Behind the Meter | Yes | Net Metered Residential | Sunrun Installation Services, Inc. |  | JCP&L | Accepted | 2024-02-12 | 2024-02-28 | 2025-02-28 | Inverters | SolarEdge Technologies | SE3800H-USMN | 3800 |  | 1 |  |  | 0.99 |  | Outside
NJADRE1555773315 | Administratively Determined Incentive Program | ROCKAWAY | 7866 | 3 | 5.2 | Residential | Behind the Meter | Yes | Net Metered Residential | Sunrun Installation Services, Inc. |  | JCP&L | Accepted | 2024-02-12 | 2024-02-28 | 2025-02-28 | Solar Panels | Hanwha Q Cells | Q.PEAK DUO BLK ML-G10+/t 400 |  | 0.4 | 7 | 296 | 10 |  | Fixed | Roof
NJADRE1555773315 | Administratively Determined Incentive Program | ROCKAWAY | 7866 | 3 | 5.2 | Residential | Behind the Meter | Yes | Net Metered Residential | Sunrun Installation Services, Inc. |  | JCP&L | Accepted | 2024-02-12 | 2024-02-28 | 2025-02-28 | Solar Panels | Hanwha Q Cells | Q.PEAK DUO BLK ML-G10+/t 400 |  | 0.4 | 6 | 116 | 10 |  | Fixed | Roof
NJADRE1555773319 | Administratively Determined Incentive Program | BAYONNE | 7002 | 8 | 15.2 | Residential | Behind the Meter | Yes | Net Metered Residential | Pro Custom Solar dba Momentum Solar |  | PSE&G | Accepted | 2024-02-12 | 2024-02-28 | 2025-02-28 | Solar Panels | Q. PEAK DUO BLK ML-G10+400 | HANWHA |  | 0.4 | 3 | 213 | 25 |  | Fixed | Roof
NJADRE1555773319 | Administratively Determined Incentive Program | BAYONNE | 7002 | 8 | 15.2 | Residential | Behind the Meter | Yes | Net Metered Residential | Pro Custom Solar dba Momentum Solar |  | PSE&G | Accepted | 2024-02-12 | 2024-02-28 | 2025-02-28 | Solar Panels | Q. PEAK DUO BLK ML-G10+400 | HANWHA |  | 0.4 | 18 | 123 | 25 |  | Fixed | Roof
NJADRE1555773319 | Administratively Determined Incentive Program | BAYONNE | 7002 | 8 | 15.2 | Residential | Behind the Meter | Yes | Net Metered Residential | Pro Custom Solar dba Momentum Solar |  | PSE&G | Accepted | 2024-02-12 | 2024-02-28 | 2025-02-28 | Solar Panels | Q. PEAK DUO BLK ML-G10+400 | HANWHA |  | 0.4 | 14 | 303 | 25 |  | Fixed | Roof
NJADRE1555773319 | Administratively Determined Incentive Program | BAYONNE | 7002 | 8 | 15.2 | Residential | Behind the Meter | Yes | Net Metered Residential | Pro Custom Solar dba Momentum Solar |  | PSE&G | Accepted | 2024-02-12 | 2024-02-28 | 2025-02-28 | Solar Panels | Q. PEAK DUO BLK ML-G10+400 | HANWHA |  | 0.4 | 3 | 33 | 25 |  | Fixed | Roof
NJADRE1555773319 | Administratively Determined Incentive Program | BAYONNE | 7002 | 8 | 15.2 | Residential | Behind the Meter | Yes | Net Metered Residential | Pro Custom Solar dba Momentum Solar |  | PSE&G | Accepted | 2024-02-12 | 2024-02-28 | 2025-02-28 | Inverters | IQ8PLUS-72-2-US | ENPHASE | 290 |  | 38 |  |  | 0.97 |  | Outdoor
NJADRE1555773518 | Administratively Determined Incentive Program | DOVER | 7801 | 3 | 5.53 | Residential | Behind the Meter | No | Net Metered Residential | Big Wave Roofing and Solar LLC |  | JCP&L | Accepted | 2024-02-12 | 2024-02-28 | 2025-02-28 | Inverters | Enphase Energy Inc | IQ7PLUS-72-2-US | 290 |  | 14 |  |  | 0.98 |  | Outside
NJADRE1555773518 | Administratively Determined Incentive Program | DOVER | 7801 | 3 | 5.53 | Residential | Behind the Meter | No | Net Metered Residential | Big Wave Roofing and Solar LLC |  | JCP&L | Accepted | 2024-02-12 | 2024-02-28 | 2025-02-28 | Solar Panels | Canadian Solar | CS6R-395MS-HL |  | 0.395 | 8 | 231 | 36 |  | Fixed | Roof
NJADRE1555773518 | Administratively Determined Incentive Program | DOVER | 7801 | 3 | 5.53 | Residential | Behind the Meter | No | Net Metered Residential | Big Wave Roofing and Solar LLC |  | JCP&L | Accepted | 2024-02-12 | 2024-02-28 | 2025-02-28 | Solar Panels | Canadian Solar | CS6R-395MS-HL |  | 0.395 | 2 | 51 | 36 |  | Fixed | Roof
NJADRE1555773518 | Administratively Determined Incentive Program | DOVER | 7801 | 3 | 5.53 | Residential | Behind the Meter | No | Net Metered Residential | Big Wave Roofing and Solar LLC |  | JCP&L | Accepted | 2024-02-12 | 2024-02-28 | 2025-02-28 | Solar Panels | Canadian Solar | CS6R-395MS-HL |  | 0.395 | 2 | 321 | 36 |  | Fixed | Roof
NJADRE1555773518 | Administratively Determined Incentive Program | DOVER | 7801 | 3 | 5.53 | Residential | Behind the Meter | No | Net Metered Residential | Big Wave Roofing and Solar LLC |  | JCP&L | Accepted | 2024-02-12 | 2024-02-28 | 2025-02-28 | Solar Panels | Canadian Solar | CS6R-395MS-HL |  | 0.395 | 2 | 141 | 36 |  | Fixed | Roof
NJADRE1555773692 | Administratively Determined Incentive Program | MILLVILLE | 8332 | 20 | 6 | Residential | Behind the Meter | Yes | Net Metered Residential | Power Energy Solutions |  | AC Electric | Accepted | 2024-02-12 | 2024-02-28 | 2025-02-28 | Inverters | SolarEdge | SE5000H-US | 5 |  | 1 |  |  | 0.97 |  | Outdoor
NJADRE1555773692 | Administratively Determined Incentive Program | MILLVILLE | 8332 | 20 | 6 | Residential | Behind the Meter | Yes | Net Metered Residential | Power Energy Solutions |  | AC Electric | Accepted | 2024-02-12 | 2024-02-28 | 2025-02-28 | Solar Panels | Canadian Solar | CS6R-400MS-HL HIKU6 BLACK MONO |  | 0.4 | 8 | 103 | 47 |  | Fixed | Roof
NJADRE1555773692 | Administratively Determined Incentive Program | MILLVILLE | 8332 | 20 | 6 | Residential | Behind the Meter | Yes | Net Metered Residential | Power Energy Solutions |  | AC Electric | Accepted | 2024-02-12 | 2024-02-28 | 2025-02-28 | Solar Panels | Canadian Solar | CS6R-400MS-HL HIKU6 BLACK MONO |  | 0.4 | 7 | 283 | 45 |  | Fixed | Roof
NJADRE1555773797 | Administratively Determined Incentive Program | Deptford | 8096 | 15 | 11.75 | Residential | Behind the Meter | Yes | Net Metered Residential | Brilliant Installations Inc. |  | PSE&G | Accepted | 2024-02-12 | 2024-03-01 | 2025-03-01 | Inverters | Enphase | IQ8PLUS-72-2-US | 290 |  | 29 |  |  | 0.97 |  | Outdoor
NJADRE1555773797 | Administratively Determined Incentive Program | Deptford | 8096 | 15 | 11.75 | Residential | Behind the Meter | Yes | Net Metered Residential | Brilliant Installations Inc. |  | PSE&G | Accepted | 2024-02-12 | 2024-03-01 | 2025-03-01 | Solar Panels | Hanwha QCells | Q.PEAK DUO BLK ML-G10+ 405W |  | 0.405 | 14 | 128 | 23 |  | Fixed | Roof
NJADRE1555773797 | Administratively Determined Incentive Program | Deptford | 8096 | 15 | 11.75 | Residential | Behind the Meter | Yes | Net Metered Residential | Brilliant Installations Inc. |  | PSE&G | Accepted | 2024-02-12 | 2024-03-01 | 2025-03-01 | Solar Panels | Hanwha QCells | Q.PEAK DUO BLK ML-G10+ 405W |  | 0.405 | 12 | 308 | 23 |  | Fixed | Roof
NJADRE1555773797 | Administratively Determined Incentive Program | Deptford | 8096 | 15 | 11.75 | Residential | Behind the Meter | Yes | Net Metered Residential | Brilliant Installations Inc. |  | PSE&G | Accepted | 2024-02-12 | 2024-03-01 | 2025-03-01 | Solar Panels | Hanwha QCells | Q.PEAK DUO BLK ML-G10+ 405W |  | 0.405 | 3 | 128 | 23 |  | Fixed | Roof
NJADRE1555773962 | Administratively Determined Incentive Program | WEST ORANGE | 7053 | 9 | 4 | Residential | Behind the Meter | Yes | Net Metered Residential | Pro Custom Solar dba Momentum Solar |  | PSE&G | Accepted | 2024-02-12 | 2024-02-28 | 2025-02-28 | Solar Panels | Q. PEAK DUO BLK ML-G10+400 | HANWHA |  | 0.4 | 10 | 204 | 24 |  | Fixed | Roof
NJADRE1555773962 | Administratively Determined Incentive Program | WEST ORANGE | 7053 | 9 | 4 | Residential | Behind the Meter | Yes | Net Metered Residential | Pro Custom Solar dba Momentum Solar |  | PSE&G | Accepted | 2024-02-12 | 2024-02-28 | 2025-02-28 | Inverters | IQ8PLUS-72-2-US | ENPHASE | 290 |  | 10 |  |  | 0.97 |  | Outdoor
NJADRE1555774559 | Administratively Determined Incentive Program | Clayton | 8312 | 15 | 6.8 | Residential | Behind the Meter | Yes | Net Metered Residential | Sunrun Installation Services, Inc. |  | AC Electric | Accepted | 2024-02-12 | 2024-02-28 | 2025-02-28 | Inverters | DELTA ELECTRONICS | E6-TL-US | 6000 |  | 1 |  |  | 0.975 |  | Outdoor | Next to meter
NJADRE1555774559 | Administratively Determined Incentive Program | Clayton | 8312 | 15 | 6.8 | Residential | Behind the Meter | Yes | Net Metered Residential | Sunrun Installation Services, Inc. |  | AC Electric | Accepted | 2024-02-12 | 2024-02-28 | 2025-02-28 | Solar Panels | Hanwha Q Cells | Q.PEAK DUO BLK ML-G10+/t 400 |  | 0.4 | 9 | 85 | 41 |  | Fixed | Roof
NJADRE1555774559 | Administratively Determined Incentive Program | Clayton | 8312 | 15 | 6.8 | Residential | Behind the Meter | Yes | Net Metered Residential | Sunrun Installation Services, Inc. |  | AC Electric | Accepted | 2024-02-12 | 2024-02-28 | 2025-02-28 | Solar Panels | Hanwha Q Cells | Q.PEAK DUO BLK ML-G10+/t 400 |  | 0.4 | 8 | 265 | 39 |  | Fixed | Roof
NJADRE1555774619 | Administratively Determined Incentive Program | PLAINFIELD | 7063 | 10 | 3.2 | Residential | Behind the Meter | Yes | Net Metered Residential | Sunrun Installation Services, Inc. |  | PSE&G | Accepted | 2024-02-12 | 2024-02-28 | 2025-02-28 | Electric Storage Battery | Tesla | Powerwall 2 AC |  |  | 1 |  |  |  | Lithium Ion |  | Inside
NJADRE1555774619 | Administratively Determined Incentive Program | PLAINFIELD | 7063 | 10 | 3.2 | Residential | Behind the Meter | Yes | Net Metered Residential | Sunrun Installation Services, Inc. |  | PSE&G | Accepted | 2024-02-12 | 2024-02-28 | 2025-02-28 | Inverters | SolarEdge Technologies | SE3800H-USMN | 3800 |  | 1 |  |  | 0.99 |  | Indoor
NJADRE1555774619 | Administratively Determined Incentive Program | PLAINFIELD | 7063 | 10 | 3.2 | Residential | Behind the Meter | Yes | Net Metered Residential | Sunrun Installation Services, Inc. |  | PSE&G | Accepted | 2024-02-12 | 2024-02-28 | 2025-02-28 | Solar Panels | Hanwha Q Cells | Q.PEAK DUO BLK ML-G10+/t 400 |  | 0.4 | 2 | 51 | 18 |  | Fixed | Roof
NJADRE1555774619 | Administratively Determined Incentive Program | PLAINFIELD | 7063 | 10 | 3.2 | Residential | Behind the Meter | Yes | Net Metered Residential | Sunrun Installation Services, Inc. |  | PSE&G | Accepted | 2024-02-12 | 2024-02-28 | 2025-02-28 | Solar Panels | Hanwha Q Cells | Q.PEAK DUO BLK ML-G10+/t 400 |  | 0.4 | 3 | 50 | 33 |  | Fixed | Roof
NJADRE1555774619 | Administratively Determined Incentive Program | PLAINFIELD | 7063 | 10 | 3.2 | Residential | Behind the Meter | Yes | Net Metered Residential | Sunrun Installation Services, Inc. |  | PSE&G | Accepted | 2024-02-12 | 2024-02-28 | 2025-02-28 | Solar Panels | Hanwha Q Cells | Q.PEAK DUO BLK ML-G10+/t 400 |  | 0.4 | 3 | 231 | 19 |  | Fixed | Roof
NJADRE1555774624 | Administratively Determined Incentive Program | EAST ORANGE | 7017 | 9 | 7.6 | Residential | Behind the Meter | Yes | Net Metered Residential | Pro Custom Solar dba Momentum Solar |  | PSE&G | Accepted | 2024-02-12 | 2024-02-28 | 2025-02-28 | Solar Panels | Q. PEAK DUO BLK ML-G10+400 | HANWHA |  | 0.4 | 8 | 105 | 7 |  | Fixed | Roof
NJADRE1555774624 | Administratively Determined Incentive Program | EAST ORANGE | 7017 | 9 | 7.6 | Residential | Behind the Meter | Yes | Net Metered Residential | Pro Custom Solar dba Momentum Solar |  | PSE&G | Accepted | 2024-02-12 | 2024-02-28 | 2025-02-28 | Solar Panels | Q. PEAK DUO BLK ML-G10+400 | HANWHA |  | 0.4 | 5 | 195 | 15 |  | Fixed | Roof
NJADRE1555774624 | Administratively Determined Incentive Program | EAST ORANGE | 7017 | 9 | 7.6 | Residential | Behind the Meter | Yes | Net Metered Residential | Pro Custom Solar dba Momentum Solar |  | PSE&G | Accepted | 2024-02-12 | 2024-02-28 | 2025-02-28 | Solar Panels | Q. PEAK DUO BLK ML-G10+400 | HANWHA |  | 0.4 | 6 | 105 | 24 |  | Fixed | Roof
NJADRE1555774624 | Administratively Determined Incentive Program | EAST ORANGE | 7017 | 9 | 7.6 | Residential | Behind the Meter | Yes | Net Metered Residential | Pro Custom Solar dba Momentum Solar |  | PSE&G | Accepted | 2024-02-12 | 2024-02-28 | 2025-02-28 | Inverters | IQ8PLUS-72-2-US | ENPHASE | 290 |  | 19 |  |  | 0.97 |  | Outdoor
NJADRE1555774644 | Administratively Determined Incentive Program | Woodbridge | 8830 | 11 | 10.8 | Residential | Behind the Meter | Yes | Net Metered Residential | Sunrun Installation Services, Inc. |  | PSE&G | Accepted | 2024-02-12 | 2024-02-28 | 2025-02-28 | Electric Storage Battery | Tesla | Powerwall 2 AC |  |  | 2 |  |  |  | Lithium Ion |  | Inside
NJADRE1555774644 | Administratively Determined Incentive Program | Woodbridge | 8830 | 11 | 10.8 | Residential | Behind the Meter | Yes | Net Metered Residential | Sunrun Installation Services, Inc. |  | PSE&G | Accepted | 2024-02-12 | 2024-02-28 | 2025-02-28 | Inverters | SolarEdge Technologies | SE7600H-USSN | 7600 |  | 1 |  |  | 0.99 |  | Indoor
NJADRE1555774644 | Administratively Determined Incentive Program | Woodbridge | 8830 | 11 | 10.8 | Residential | Behind the Meter | Yes | Net Metered Residential | Sunrun Installation Services, Inc. |  | PSE&G | Accepted | 2024-02-12 | 2024-02-28 | 2025-02-28 | Solar Panels | Hanwha Q Cells | Q.PEAK DUO BLK ML-G10+/t 400 |  | 0.4 | 4 | 270 | 40 |  | Fixed | Roof
NJADRE1555774644 | Administratively Determined Incentive Program | Woodbridge | 8830 | 11 | 10.8 | Residential | Behind the Meter | Yes | Net Metered Residential | Sunrun Installation Services, Inc. |  | PSE&G | Accepted | 2024-02-12 | 2024-02-28 | 2025-02-28 | Solar Panels | Hanwha Q Cells | Q.PEAK DUO BLK ML-G10+/t 400 |  | 0.4 | 15 | 90 | 36 |  | Fixed | Roof
NJADRE1555774644 | Administratively Determined Incentive Program | Woodbridge | 8830 | 11 | 10.8 | Residential | Behind the Meter | Yes | Net Metered Residential | Sunrun Installation Services, Inc. |  | PSE&G | Accepted | 2024-02-12 | 2024-02-28 | 2025-02-28 | Solar Panels | Hanwha Q Cells | Q.PEAK DUO BLK ML-G10+/t 400 |  | 0.4 | 8 | 270 | 14 |  | Fixed | Roof
NJADRE1555774666 | Administratively Determined Incentive Program | Montville | 7058 | 3 | 6.08 | Residential | Behind the Meter | Yes | Net Metered Residential | Trinity Solar Inc. |  | JCP&L | Accepted | 2024-02-12 | 2024-02-28 | 2025-02-28 | Inverters | Solar Edge | SE5000H-US | 5 |  | 1 |  |  | 0.97 |  | Outdoor
NJADRE1555774666 | Administratively Determined Incentive Program | Montville | 7058 | 3 | 6.08 | Residential | Behind the Meter | Yes | Net Metered Residential | Trinity Solar Inc. |  | JCP&L | Accepted | 2024-02-12 | 2024-02-28 | 2025-02-28 | Solar Panels | Hanwha | Q.PEAK DUO BLK ML-G10+ 405 |  | 0.405 | 7 | 70 | 23 |  | Fixed | Roof
NJADRE1555774666 | Administratively Determined Incentive Program | Montville | 7058 | 3 | 6.08 | Residential | Behind the Meter | Yes | Net Metered Residential | Trinity Solar Inc. |  | JCP&L | Accepted | 2024-02-12 | 2024-02-28 | 2025-02-28 | Solar Panels | Hanwha | Q.PEAK DUO BLK ML-G10+ 405 |  | 0.405 | 8 | 250 | 23 |  | Fixed | Roof
NJADRE1555774669 | Administratively Determined Incentive Program | SEASIDE PARK | 8752 | 18 | 3.28 | Residential | Behind the Meter | No | Net Metered Residential | SureWave Solar |  | JCP&L | Accepted | 2024-02-13 | 2024-03-05 | 2025-03-05 | Inverters | Enphase | IQ8A | 349 |  | 8 |  |  | 0.997 |  | Outdoor | Rooftop
NJADRE1555774669 | Administratively Determined Incentive Program | SEASIDE PARK | 8752 | 18 | 3.28 | Residential | Behind the Meter | No | Net Metered Residential | SureWave Solar |  | JCP&L | Accepted | 2024-02-13 | 2024-03-05 | 2025-03-05 | Solar Panels | Silfab | Sil-410 Prime HC+ |  | 0.41 | 8 | 190 | 10 |  | Fixed | Roof
NJADRE1555774669 | Administratively Determined Incentive Program | SEASIDE PARK | 8752 | 18 | 3.28 | Residential | Behind the Meter | No | Net Metered Residential | SureWave Solar |  | JCP&L | Accepted | 2024-02-13 | 2024-03-05 | 2025-03-05 | Meters | Enphase | x2-IQ-ami-240-4 |  |  | 1 |  |  |  | Yes | Outdoor
NJADRE1555774673 | Administratively Determined Incentive Program | JAMESBURG | 8831 | 11 | 8 | Residential | Behind the Meter | Yes | Net Metered Residential | Sunrun Installation Services, Inc. |  | JCP&L | Accepted | 2024-02-12 | 2024-02-28 | 2025-02-28 | Inverters | SolarEdge Technologies | SE6000H-USSN | 6000 |  | 1 |  |  | 0.99 |  | Outside
NJADRE1555774673 | Administratively Determined Incentive Program | JAMESBURG | 8831 | 11 | 8 | Residential | Behind the Meter | Yes | Net Metered Residential | Sunrun Installation Services, Inc. |  | JCP&L | Accepted | 2024-02-12 | 2024-02-28 | 2025-02-28 | Solar Panels | Hanwha Q Cells | Q.PEAK DUO BLK ML-G10+/t 400 |  | 0.4 | 20 | 6 | 27 |  | Fixed | Roof
NJADRE1555774676 | Administratively Determined Incentive Program | Delran Twp | 8075 | 13 | 12.4 | Residential | Behind the Meter | Yes | Net Metered Residential | Sunrun Installation Services, Inc. |  | PSE&G | Accepted | 2024-02-12 | 2024-02-28 | 2025-02-28 | Inverters | DELTA ELECTRONICS | E10-TL-US | 10000 |  | 1 |  |  | 0.975 |  | Outdoor | Next to meter
NJADRE1555774676 | Administratively Determined Incentive Program | Delran Twp | 8075 | 13 | 12.4 | Residential | Behind the Meter | Yes | Net Metered Residential | Sunrun Installation Services, Inc. |  | PSE&G | Accepted | 2024-02-12 | 2024-02-28 | 2025-02-28 | Solar Panels | Hanwha Q Cells | Q.PEAK DUO BLK ML-G10+/t 400 |  | 0.4 | 8 | 106 | 28 |  | Fixed | Roof
NJADRE1555774676 | Administratively Determined Incentive Program | Delran Twp | 8075 | 13 | 12.4 | Residential | Behind the Meter | Yes | Net Metered Residential | Sunrun Installation Services, Inc. |  | PSE&G | Accepted | 2024-02-12 | 2024-02-28 | 2025-02-28 | Solar Panels | Hanwha Q Cells | Q.PEAK DUO BLK ML-G10+/t 400 |  | 0.4 | 8 | 286 | 15 |  | Fixed | Roof
NJADRE1555774676 | Administratively Determined Incentive Program | Delran Twp | 8075 | 13 | 12.4 | Residential | Behind the Meter | Yes | Net Metered Residential | Sunrun Installation Services, Inc. |  | PSE&G | Accepted | 2024-02-12 | 2024-02-28 | 2025-02-28 | Solar Panels | Hanwha Q Cells | Q.PEAK DUO BLK ML-G10+/t 400 |  | 0.4 | 15 | 286 | 20 |  | Fixed | Roof
NJADRE1555774687 | Administratively Determined Incentive Program | Nutley | 7110 | 9 | 10 | Residential | Behind the Meter | Yes | Net Metered Residential | Sunrun Installation Services, Inc. |  | PSE&G | Accepted | 2024-02-12 | 2024-02-28 | 2025-02-28 | Inverters | SolarEdge Technologies | SE7600H-USSN | 7600 |  | 1 |  |  | 0.99 |  | Outside
NJADRE1555774687 | Administratively Determined Incentive Program | Nutley | 7110 | 9 | 10 | Residential | Behind the Meter | Yes | Net Metered Residential | Sunrun Installation Services, Inc. |  | PSE&G | Accepted | 2024-02-12 | 2024-02-28 | 2025-02-28 | Solar Panels | Hanwha Q Cells | Q.PEAK DUO BLK ML-G10+/t 400 |  | 0.4 | 2 | 308 | 34 |  | Fixed | Roof
NJADRE1555774687 | Administratively Determined Incentive Program | Nutley | 7110 | 9 | 10 | Residential | Behind the Meter | Yes | Net Metered Residential | Sunrun Installation Services, Inc. |  | PSE&G | Accepted | 2024-02-12 | 2024-02-28 | 2025-02-28 | Solar Panels | Hanwha Q Cells | Q.PEAK DUO BLK ML-G10+/t 400 |  | 0.4 | 2 | 128 | 33 |  | Fixed | Roof
NJADRE1555774687 | Administratively Determined Incentive Program | Nutley | 7110 | 9 | 10 | Residential | Behind the Meter | Yes | Net Metered Residential | Sunrun Installation Services, Inc. |  | PSE&G | Accepted | 2024-02-12 | 2024-02-28 | 2025-02-28 | Solar Panels | Hanwha Q Cells | Q.PEAK DUO BLK ML-G10+/t 400 |  | 0.4 | 9 | 309 | 22 |  | Fixed | Roof
NJADRE1555774687 | Administratively Determined Incentive Program | Nutley | 7110 | 9 | 10 | Residential | Behind the Meter | Yes | Net Metered Residential | Sunrun Installation Services, Inc. |  | PSE&G | Accepted | 2024-02-12 | 2024-02-28 | 2025-02-28 | Solar Panels | Hanwha Q Cells | Q.PEAK DUO BLK ML-G10+/t 400 |  | 0.4 | 12 | 129 | 22 |  | Fixed | Roof
NJADRE1555774704 | Administratively Determined Incentive Program | PERTH AMBOY | 8861 | 11 | 5.6 | Residential | Behind the Meter | Yes | Net Metered Residential | Sunrun Installation Services, Inc. |  | PSE&G | Accepted | 2024-02-12 | 2024-02-28 | 2025-02-28 | Inverters | SolarEdge Technologies | SE3800H-USMN | 3800 |  | 1 |  |  | 0.99 |  | Outdoor | Next to meter
NJADRE1555774704 | Administratively Determined Incentive Program | PERTH AMBOY | 8861 | 11 | 5.6 | Residential | Behind the Meter | Yes | Net Metered Residential | Sunrun Installation Services, Inc. |  | PSE&G | Accepted | 2024-02-12 | 2024-02-28 | 2025-02-28 | Solar Panels | Hanwha Q Cells | Q.PEAK DUO BLK ML-G10+/t 400 |  | 0.4 | 2 | 22 | 35 |  | Fixed | Roof
NJADRE1555774704 | Administratively Determined Incentive Program | PERTH AMBOY | 8861 | 11 | 5.6 | Residential | Behind the Meter | Yes | Net Metered Residential | Sunrun Installation Services, Inc. |  | PSE&G | Accepted | 2024-02-12 | 2024-02-28 | 2025-02-28 | Solar Panels | Hanwha Q Cells | Q.PEAK DUO BLK ML-G10+/t 400 |  | 0.4 | 3 | 292 | 33 |  | Fixed | Roof
NJADRE1555774704 | Administratively Determined Incentive Program | PERTH AMBOY | 8861 | 11 | 5.6 | Residential | Behind the Meter | Yes | Net Metered Residential | Sunrun Installation Services, Inc. |  | PSE&G | Accepted | 2024-02-12 | 2024-02-28 | 2025-02-28 | Solar Panels | Hanwha Q Cells | Q.PEAK DUO BLK ML-G10+/t 400 |  | 0.4 | 9 | 201 | 35 |  | Fixed | Roof
NJADRE1555774711 | Administratively Determined Incentive Program | JERSEY CITY | 7306 | 8 | 6.4 | Residential | Behind the Meter | Yes | Net Metered Residential | Pro Custom Solar dba Momentum Solar |  | PSE&G | Accepted | 2024-02-12 | 2024-02-28 | 2025-02-28 | Solar Panels | Q. PEAK DUO BLK ML-G10+400 | HANWHA |  | 0.4 | 16 | 28 | 4 |  | Fixed | Roof
NJADRE1555774711 | Administratively Determined Incentive Program | JERSEY CITY | 7306 | 8 | 6.4 | Residential | Behind the Meter | Yes | Net Metered Residential | Pro Custom Solar dba Momentum Solar |  | PSE&G | Accepted | 2024-02-12 | 2024-02-28 | 2025-02-28 | Inverters | IQ8PLUS-72-2-US | ENPHASE | 290 |  | 16 |  |  | 0.97 |  | Outdoor
NJADRE1555774722 | Administratively Determined Incentive Program | HOWELL | 7731 | 17 | 6.8 | Residential | Behind the Meter | Yes | Net Metered Residential | Pro Custom Solar dba Momentum Solar |  | JCP&L | Accepted | 2024-02-12 | 2024-02-28 | 2025-02-28 | Solar Panels | Q. PEAK DUO BLK ML-G10+400 | HANWHA |  | 0.4 | 4 | 213 | 23 |  | Fixed | Roof
NJADRE1555774722 | Administratively Determined Incentive Program | HOWELL | 7731 | 17 | 6.8 | Residential | Behind the Meter | Yes | Net Metered Residential | Pro Custom Solar dba Momentum Solar |  | JCP&L | Accepted | 2024-02-12 | 2024-02-28 | 2025-02-28 | Solar Panels | Q. PEAK DUO BLK ML-G10+400 | HANWHA |  | 0.4 | 9 | 33 | 22 |  | Fixed | Roof
NJADRE1555774722 | Administratively Determined Incentive Program | HOWELL | 7731 | 17 | 6.8 | Residential | Behind the Meter | Yes | Net Metered Residential | Pro Custom Solar dba Momentum Solar |  | JCP&L | Accepted | 2024-02-12 | 2024-02-28 | 2025-02-28 | Solar Panels | Q. PEAK DUO BLK ML-G10+400 | HANWHA |  | 0.4 | 4 | 213 | 19 |  | Fixed | Roof
NJADRE1555774722 | Administratively Determined Incentive Program | HOWELL | 7731 | 17 | 6.8 | Residential | Behind the Meter | Yes | Net Metered Residential | Pro Custom Solar dba Momentum Solar |  | JCP&L | Accepted | 2024-02-12 | 2024-02-28 | 2025-02-28 | Inverters | IQ8PLUS-72-2-US | ENPHASE | 290 |  | 17 |  |  | 0.97 |  | Outdoor
NJADRE1555774728 | Administratively Determined Incentive Program | EDISON | 8820 | 11 | 6 | Residential | Behind the Meter | Yes | Net Metered Residential | Pro Custom Solar dba Momentum Solar |  | PSE&G | Accepted | 2024-02-12 | 2024-02-28 | 2025-02-28 | Solar Panels | Q. PEAK DUO BLK ML-G10+400 | HANWHA |  | 0.4 | 15 | 188 | 19 |  | Fixed | Roof
NJADRE1555774728 | Administratively Determined Incentive Program | EDISON | 8820 | 11 | 6 | Residential | Behind the Meter | Yes | Net Metered Residential | Pro Custom Solar dba Momentum Solar |  | PSE&G | Accepted | 2024-02-12 | 2024-02-28 | 2025-02-28 | Inverters | IQ8PLUS-72-2-US | ENPHASE | 290 |  | 15 |  |  | 0.97 |  | Outdoor
NJADRE1555774738 | Administratively Determined Incentive Program | RAHWAY | 7065 | 10 | 8.47 | Residential | Behind the Meter | Yes | Net Metered Residential | Freedom Forever New Jersey LLC |  | PSE&G | Accepted | 2024-02-12 | 2024-02-28 | 2025-02-28 | Inverters | Solar Edge | SE7600H-USRGM [SI1] | 7600 |  | 1 |  |  | 0.99 |  | Outside
NJADRE1555774738 | Administratively Determined Incentive Program | RAHWAY | 7065 | 10 | 8.47 | Residential | Behind the Meter | Yes | Net Metered Residential | Freedom Forever New Jersey LLC |  | PSE&G | Accepted | 2024-02-12 | 2024-02-28 | 2025-02-28 | Solar Panels | JINKO SOLAR | JKM385M-6RL3-B |  | 0.385 | 13 | 123 | 30 |  | Fixed | Roof
NJADRE1555774738 | Administratively Determined Incentive Program | RAHWAY | 7065 | 10 | 8.47 | Residential | Behind the Meter | Yes | Net Metered Residential | Freedom Forever New Jersey LLC |  | PSE&G | Accepted | 2024-02-12 | 2024-02-28 | 2025-02-28 | Solar Panels | JINKO SOLAR | JKM385M-6RL3-B |  | 0.385 | 9 | 303 | 30 |  | Fixed | Roof
NJADRE1555774741 | Administratively Determined Incentive Program | West Paterson Boro | 7424 | 6 | 5.6 | Residential | Behind the Meter | Yes | Net Metered Residential | Sunrun Installation Services, Inc. |  | PSE&G | Accepted | 2024-02-12 | 2024-02-28 | 2025-02-28 | Inverters | SolarEdge Technologies | SE3800H-USMN | 3800 |  | 1 |  |  | 0.99 |  | Outdoor | Next to meter
NJADRE1555774741 | Administratively Determined Incentive Program | West Paterson Boro | 7424 | 6 | 5.6 | Residential | Behind the Meter | Yes | Net Metered Residential | Sunrun Installation Services, Inc. |  | PSE&G | Accepted | 2024-02-12 | 2024-02-28 | 2025-02-28 | Solar Panels | Hanwha Q Cells | Q.PEAK DUO BLK ML-G10+/t 400 |  | 0.4 | 14 | 105 | 25 |  | Fixed | Roof
NJADRE1555774750 | Administratively Determined Incentive Program | EGG HARBOR TOWNSHIP | 8234 | 19 | 16.8 | Residential | Behind the Meter | Yes | Net Metered Residential | Freedom Forever New Jersey LLC |  | AC Electric | Accepted | 2024-02-12 | 2024-02-28 | 2025-02-28 | Inverters | Solar Edge | SE11400H-USRGM | 11400 |  | 1 |  |  | 0.99 |  | Outside
NJADRE1555774750 | Administratively Determined Incentive Program | EGG HARBOR TOWNSHIP | 8234 | 19 | 16.8 | Residential | Behind the Meter | Yes | Net Metered Residential | Freedom Forever New Jersey LLC |  | AC Electric | Accepted | 2024-02-12 | 2024-02-28 | 2025-02-28 | Solar Panels | Freedom Forever | FF-MP-BBB-400 |  | 0.4 | 28 | 358 | 9 |  | Fixed | Roof
NJADRE1555774750 | Administratively Determined Incentive Program | EGG HARBOR TOWNSHIP | 8234 | 19 | 16.8 | Residential | Behind the Meter | Yes | Net Metered Residential | Freedom Forever New Jersey LLC |  | AC Electric | Accepted | 2024-02-12 | 2024-02-28 | 2025-02-28 | Solar Panels | Freedom Forever | FF-MP-BBB-400 |  | 0.4 | 14 | 178 | 23 |  | Fixed | Roof
NJADRE1555774842 | Administratively Determined Incentive Program | NEWARK | 7104 | 9 | 7.51 | Residential | Behind the Meter | No | Net Metered Residential | Bright Planet Solar |  | PSE&G | Accepted | 2024-02-12 | 2024-02-28 | 2025-02-28 | Inverters | Solar Edge | SE6000H-USRGM | 6000 |  | 1 |  |  | 0.98 |  | Outdoor | OUTSIDE
NJADRE1555774842 | Administratively Determined Incentive Program | NEWARK | 7104 | 9 | 7.51 | Residential | Behind the Meter | No | Net Metered Residential | Bright Planet Solar |  | PSE&G | Accepted | 2024-02-12 | 2024-02-28 | 2025-02-28 | Solar Panels | Canadian Solar | CS6R-395MS |  | 0.395 | 5 | 112 | 45 |  | Fixed | Roof
NJADRE1555774842 | Administratively Determined Incentive Program | NEWARK | 7104 | 9 | 7.51 | Residential | Behind the Meter | No | Net Metered Residential | Bright Planet Solar |  | PSE&G | Accepted | 2024-02-12 | 2024-02-28 | 2025-02-28 | Solar Panels | Canadian Solar | CS6R-395MS |  | 0.395 | 6 | 295 | 5 |  | Fixed | Roof
NJADRE1555774842 | Administratively Determined Incentive Program | NEWARK | 7104 | 9 | 7.51 | Residential | Behind the Meter | No | Net Metered Residential | Bright Planet Solar |  | PSE&G | Accepted | 2024-02-12 | 2024-02-28 | 2025-02-28 | Solar Panels | Canadian Solar | CS6R-395MS |  | 0.395 | 6 | 300 | 5 |  | Fixed | Roof
NJADRE1555774842 | Administratively Determined Incentive Program | NEWARK | 7104 | 9 | 7.51 | Residential | Behind the Meter | No | Net Metered Residential | Bright Planet Solar |  | PSE&G | Accepted | 2024-02-12 | 2024-02-28 | 2025-02-28 | Solar Panels | Canadian Solar | CS6R-395MS |  | 0.395 | 2 | 203 | 8 |  | Fixed | Roof
NJADRE1555774897 | Administratively Determined Incentive Program | HAMILTON | 8690 | 12 | 14.4 | Residential | Behind the Meter | Yes | Net Metered Residential | Sunrun Installation Services, Inc. |  | PSE&G | Accepted | 2024-02-12 | 2024-02-28 | 2025-02-28 | Inverters | SolarEdge Technologies | SE10000H-USSN | 10000 |  | 1 |  |  | 0.99 |  | Outside
NJADRE1555774897 | Administratively Determined Incentive Program | HAMILTON | 8690 | 12 | 14.4 | Residential | Behind the Meter | Yes | Net Metered Residential | Sunrun Installation Services, Inc. |  | PSE&G | Accepted | 2024-02-12 | 2024-02-28 | 2025-02-28 | Solar Panels | Hanwha Q Cells | Q.PEAK DUO BLK ML-G10+/t 400 |  | 0.4 | 4 | 345 | 15 |  | Fixed | Roof
NJADRE1555774897 | Administratively Determined Incentive Program | HAMILTON | 8690 | 12 | 14.4 | Residential | Behind the Meter | Yes | Net Metered Residential | Sunrun Installation Services, Inc. |  | PSE&G | Accepted | 2024-02-12 | 2024-02-28 | 2025-02-28 | Solar Panels | Hanwha Q Cells | Q.PEAK DUO BLK ML-G10+/t 400 |  | 0.4 | 6 | 344 | 23 |  | Fixed | Roof
NJADRE1555774897 | Administratively Determined Incentive Program | HAMILTON | 8690 | 12 | 14.4 | Residential | Behind the Meter | Yes | Net Metered Residential | Sunrun Installation Services, Inc. |  | PSE&G | Accepted | 2024-02-12 | 2024-02-28 | 2025-02-28 | Solar Panels | Hanwha Q Cells | Q.PEAK DUO BLK ML-G10+/t 400 |  | 0.4 | 17 | 164 | 18 |  | Fixed | Roof
NJADRE1555774897 | Administratively Determined Incentive Program | HAMILTON | 8690 | 12 | 14.4 | Residential | Behind the Meter | Yes | Net Metered Residential | Sunrun Installation Services, Inc. |  | PSE&G | Accepted | 2024-02-12 | 2024-02-28 | 2025-02-28 | Solar Panels | Hanwha Q Cells | Q.PEAK DUO BLK ML-G10+/t 400 |  | 0.4 | 9 | 344 | 19 |  | Fixed | Roof
NJADRE1555774912 | Administratively Determined Incentive Program | SOUTH PLAINFIELD | 7080 | 11 | 4.8 | Residential | Behind the Meter | Yes | Net Metered Residential | Sunrun Installation Services, Inc. |  | PSE&G | Accepted | 2024-02-12 | 2024-02-28 | 2025-02-28 | Inverters | SolarEdge Technologies | SE3800H-USMN | 3800 |  | 1 |  |  | 0.99 |  | Outside
NJADRE1555774912 | Administratively Determined Incentive Program | SOUTH PLAINFIELD | 7080 | 11 | 4.8 | Residential | Behind the Meter | Yes | Net Metered Residential | Sunrun Installation Services, Inc. |  | PSE&G | Accepted | 2024-02-12 | 2024-02-28 | 2025-02-28 | Solar Panels | Hanwha Q Cells | Q.PEAK DUO BLK ML-G10+/t 400 |  | 0.4 | 12 | 169 | 35 |  | Fixed | Roof
NJADRE1555774918 | Administratively Determined Incentive Program | LITTLE FALLS | 7424 | 6 | 5.6 | Residential | Behind the Meter | Yes | Net Metered Residential | Sunrun Installation Services, Inc. |  | PSE&G | Accepted | 2024-02-12 | 2024-02-28 | 2025-02-28 | Inverters | SolarEdge Technologies | SE3800H-USMN | 3800 |  | 1 |  |  | 0.99 |  | Outside
NJADRE1555774918 | Administratively Determined Incentive Program | LITTLE FALLS | 7424 | 6 | 5.6 | Residential | Behind the Meter | Yes | Net Metered Residential | Sunrun Installation Services, Inc. |  | PSE&G | Accepted | 2024-02-12 | 2024-02-28 | 2025-02-28 | Solar Panels | Hanwha Q Cells | Q.PEAK DUO BLK ML-G10+/t 400 |  | 0.4 | 4 | 358 | 41 |  | Fixed | Roof
NJADRE1555774918 | Administratively Determined Incentive Program | LITTLE FALLS | 7424 | 6 | 5.6 | Residential | Behind the Meter | Yes | Net Metered Residential | Sunrun Installation Services, Inc. |  | PSE&G | Accepted | 2024-02-12 | 2024-02-28 | 2025-02-28 | Solar Panels | Hanwha Q Cells | Q.PEAK DUO BLK ML-G10+/t 400 |  | 0.4 | 2 | 178 | 41 |  | Fixed | Roof
NJADRE1555774918 | Administratively Determined Incentive Program | LITTLE FALLS | 7424 | 6 | 5.6 | Residential | Behind the Meter | Yes | Net Metered Residential | Sunrun Installation Services, Inc. |  | PSE&G | Accepted | 2024-02-12 | 2024-02-28 | 2025-02-28 | Solar Panels | Hanwha Q Cells | Q.PEAK DUO BLK ML-G10+/t 400 |  | 0.4 | 4 | 87 | 41 |  | Fixed | Roof
NJADRE1555774918 | Administratively Determined Incentive Program | LITTLE FALLS | 7424 | 6 | 5.6 | Residential | Behind the Meter | Yes | Net Metered Residential | Sunrun Installation Services, Inc. |  | PSE&G | Accepted | 2024-02-12 | 2024-02-28 | 2025-02-28 | Solar Panels | Hanwha Q Cells | Q.PEAK DUO BLK ML-G10+/t 400 |  | 0.4 | 4 | 267 | 34 |  | Fixed | Roof
NJADRE1555774932 | Administratively Determined Incentive Program | CLIFTON | 7011 | 6 | 7.6 | Residential | Behind the Meter | Yes | Net Metered Residential | Sunrun Installation Services, Inc. |  | PSE&G | Accepted | 2024-02-12 | 2024-02-28 | 2025-02-28 | Inverters | SolarEdge Technologies | SE6000H-USSN | 6000 |  | 1 |  |  | 0.99 |  | Outside
NJADRE1555774932 | Administratively Determined Incentive Program | CLIFTON | 7011 | 6 | 7.6 | Residential | Behind the Meter | Yes | Net Metered Residential | Sunrun Installation Services, Inc. |  | PSE&G | Accepted | 2024-02-12 | 2024-02-28 | 2025-02-28 | Solar Panels | Hanwha Q Cells | Q.PEAK DUO BLK ML-G10+/t 400 |  | 0.4 | 19 | 216 | 38 |  | Fixed | Roof
NJADRE1555774933 | Administratively Determined Incentive Program | NORTH ARLINGTON | 7031 | 7 | 5.14 | Residential | Behind the Meter | No | Net Metered Residential | Bright Planet Solar |  | PSE&G | Accepted | 2024-02-12 | 2024-02-28 | 2025-02-28 | Inverters | Solar Edge | SE3800H-USRGM | 3800 |  | 1 |  |  | 0.98 |  | Outdoor | OUTSIDE
NJADRE1555774933 | Administratively Determined Incentive Program | NORTH ARLINGTON | 7031 | 7 | 5.14 | Residential | Behind the Meter | No | Net Metered Residential | Bright Planet Solar |  | PSE&G | Accepted | 2024-02-12 | 2024-02-28 | 2025-02-28 | Solar Panels | Canadian Solar | CS6R-395MS |  | 0.395 | 5 | 201 | 29 |  | Fixed | Roof
NJADRE1555774933 | Administratively Determined Incentive Program | NORTH ARLINGTON | 7031 | 7 | 5.14 | Residential | Behind the Meter | No | Net Metered Residential | Bright Planet Solar |  | PSE&G | Accepted | 2024-02-12 | 2024-02-28 | 2025-02-28 | Solar Panels | Canadian Solar | CS6R-395MS |  | 0.395 | 8 | 201 | 40 |  | Fixed | Roof
NJADRE1555774935 | Administratively Determined Incentive Program | WILLINGBORO | 8046 | 13 | 8 | Residential | Behind the Meter | Yes | Net Metered Residential | Sunrun Installation Services, Inc. |  | PSE&G | Accepted | 2024-02-12 | 2024-02-28 | 2025-02-28 | Inverters | SolarEdge Technologies | SE6000H-USSN | 6000 |  | 1 |  |  | 0.99 |  | Outside
NJADRE1555774935 | Administratively Determined Incentive Program | WILLINGBORO | 8046 | 13 | 8 | Residential | Behind the Meter | Yes | Net Metered Residential | Sunrun Installation Services, Inc. |  | PSE&G | Accepted | 2024-02-12 | 2024-02-28 | 2025-02-28 | Solar Panels | Hanwha Q Cells | Q.PEAK DUO BLK ML-G10+/t 400 |  | 0.4 | 2 | 69 | 13 |  | Fixed | Roof
NJADRE1555774935 | Administratively Determined Incentive Program | WILLINGBORO | 8046 | 13 | 8 | Residential | Behind the Meter | Yes | Net Metered Residential | Sunrun Installation Services, Inc. |  | PSE&G | Accepted | 2024-02-12 | 2024-02-28 | 2025-02-28 | Solar Panels | Hanwha Q Cells | Q.PEAK DUO BLK ML-G10+/t 400 |  | 0.4 | 2 | 249 | 14 |  | Fixed | Roof
NJADRE1555774935 | Administratively Determined Incentive Program | WILLINGBORO | 8046 | 13 | 8 | Residential | Behind the Meter | Yes | Net Metered Residential | Sunrun Installation Services, Inc. |  | PSE&G | Accepted | 2024-02-12 | 2024-02-28 | 2025-02-28 | Solar Panels | Hanwha Q Cells | Q.PEAK DUO BLK ML-G10+/t 400 |  | 0.4 | 16 | 69 | 41 |  | Fixed | Roof
NJADRE1555774942 | Administratively Determined Incentive Program | CRESSKILL | 7626 | 7 | 16.59 | Residential | Behind the Meter | No | Net Metered Residential | Bright Planet Solar |  | Orange Rockland Electric | Accepted | 2024-02-12 | 2024-02-28 | 2025-02-28 | Inverters | Solar Edge | SE11400H-USRGM | 11400 |  | 1 |  |  | 0.98 |  | Outdoor | OUTSIDE
NJADRE1555774942 | Administratively Determined Incentive Program | CRESSKILL | 7626 | 7 | 16.59 | Residential | Behind the Meter | No | Net Metered Residential | Bright Planet Solar |  | Orange Rockland Electric | Accepted | 2024-02-12 | 2024-02-28 | 2025-02-28 | Solar Panels | Canadian Solar | CS3N-395MS |  | 0.395 | 11 | 217 | 30 |  | Fixed | Roof
NJADRE1555774942 | Administratively Determined Incentive Program | CRESSKILL | 7626 | 7 | 16.59 | Residential | Behind the Meter | No | Net Metered Residential | Bright Planet Solar |  | Orange Rockland Electric | Accepted | 2024-02-12 | 2024-02-28 | 2025-02-28 | Solar Panels | Canadian Solar | CS3N-395MS |  | 0.395 | 9 | 127 | 18 |  | Fixed | Roof
NJADRE1555774942 | Administratively Determined Incentive Program | CRESSKILL | 7626 | 7 | 16.59 | Residential | Behind the Meter | No | Net Metered Residential | Bright Planet Solar |  | Orange Rockland Electric | Accepted | 2024-02-12 | 2024-02-28 | 2025-02-28 | Solar Panels | Canadian Solar | CS3N-395MS |  | 0.395 | 8 | 307 | 14 |  | Fixed | Roof
NJADRE1555774942 | Administratively Determined Incentive Program | CRESSKILL | 7626 | 7 | 16.59 | Residential | Behind the Meter | No | Net Metered Residential | Bright Planet Solar |  | Orange Rockland Electric | Accepted | 2024-02-12 | 2024-02-28 | 2025-02-28 | Solar Panels | Canadian Solar | CS3N-395MS |  | 0.395 | 13 | 37 | 27 |  | Fixed | Roof
NJADRE1555774942 | Administratively Determined Incentive Program | CRESSKILL | 7626 | 7 | 16.59 | Residential | Behind the Meter | No | Net Metered Residential | Bright Planet Solar |  | Orange Rockland Electric | Accepted | 2024-02-12 | 2024-02-28 | 2025-02-28 | Solar Panels | Canadian Solar | CS3N-395MS |  | 0.395 | 1 | 216 | 23 |  | Fixed | Roof
NJADRE1555775051 | Administratively Determined Incentive Program | ENGLISHTOWN | 7726 | 17 | 10 | Residential | Behind the Meter | No | Net Metered Residential | Solar Mite Solutions |  | JCP&L | Accepted | 2024-02-12 | 2024-02-28 | 2025-02-28 | Inverters | Enphase | IQ8PLUS-72-2 | 290 |  | 25 |  |  | 0.98 |  | Outdoor
NJADRE1555775051 | Administratively Determined Incentive Program | ENGLISHTOWN | 7726 | 17 | 10 | Residential | Behind the Meter | No | Net Metered Residential | Solar Mite Solutions |  | JCP&L | Accepted | 2024-02-12 | 2024-02-28 | 2025-02-28 | Solar Panels | Canadian Solar | CS6R |  | 0.4 | 10 | 174 | 34 |  | Fixed | Roof | Array 1
NJADRE1555775051 | Administratively Determined Incentive Program | ENGLISHTOWN | 7726 | 17 | 10 | Residential | Behind the Meter | No | Net Metered Residential | Solar Mite Solutions |  | JCP&L | Accepted | 2024-02-12 | 2024-02-28 | 2025-02-28 | Solar Panels | Canadian Solar | CS6R |  | 0.4 | 15 | 174 | 34 |  | Fixed | Roof | Array 2
NJADRE1555775059 | Administratively Determined Incentive Program | CHERRY HILL | 8002 | 14 | 6.56 | Residential | Behind the Meter | No | Net Metered Residential | Solar Mite Solutions |  | PSE&G | Accepted | 2024-02-12 | 2024-02-28 | 2025-02-28 | Inverters | Enphase | IQ8PLUS-72-2 | 290 |  | 16 |  |  | 0.98 |  | Outdoor
NJADRE1555775059 | Administratively Determined Incentive Program | CHERRY HILL | 8002 | 14 | 6.56 | Residential | Behind the Meter | No | Net Metered Residential | Solar Mite Solutions |  | PSE&G | Accepted | 2024-02-12 | 2024-02-28 | 2025-02-28 | Solar Panels | SEG Solar | SEG410BMD |  | 0.41 | 14 | 227 | 23 |  | Fixed | Roof | Array 1
NJADRE1555775059 | Administratively Determined Incentive Program | CHERRY HILL | 8002 | 14 | 6.56 | Residential | Behind the Meter | No | Net Metered Residential | Solar Mite Solutions |  | PSE&G | Accepted | 2024-02-12 | 2024-02-28 | 2025-02-28 | Solar Panels | SEG Solar | SEG410BMD |  | 0.41 | 2 | 227 | 27 |  | Fixed | Roof | Array 2
NJADRE1555777263 | Administratively Determined Incentive Program | MILLVILLE | 8332 | 20 | 8.8 | Residential | Behind the Meter | Yes | Net Metered Residential | Sunrun Installation Services, Inc. |  | AC Electric | Accepted | 2024-02-13 | 2024-02-28 | 2025-02-28 | Inverters | Delta Electronics | E8-TL-US | 7680 |  | 1 |  |  | 0.98 |  | Outdoor
NJADRE1555777263 | Administratively Determined Incentive Program | MILLVILLE | 8332 | 20 | 8.8 | Residential | Behind the Meter | Yes | Net Metered Residential | Sunrun Installation Services, Inc. |  | AC Electric | Accepted | 2024-02-13 | 2024-02-28 | 2025-02-28 | Solar Panels | Hanwha Q Cells | Q.PEAK DUO BLK ML-G10+/T 400 |  | 0.4 | 4 | 186 | 22 |  | Fixed | Roof
NJADRE1555777263 | Administratively Determined Incentive Program | MILLVILLE | 8332 | 20 | 8.8 | Residential | Behind the Meter | Yes | Net Metered Residential | Sunrun Installation Services, Inc. |  | AC Electric | Accepted | 2024-02-13 | 2024-02-28 | 2025-02-28 | Solar Panels | Hanwha Q Cells | Q.PEAK DUO BLK ML-G10+/T 400 |  | 0.4 | 12 | 186 | 21 |  | Fixed | Roof
NJADRE1555777263 | Administratively Determined Incentive Program | MILLVILLE | 8332 | 20 | 8.8 | Residential | Behind the Meter | Yes | Net Metered Residential | Sunrun Installation Services, Inc. |  | AC Electric | Accepted | 2024-02-13 | 2024-02-28 | 2025-02-28 | Solar Panels | Hanwha Q Cells | Q.PEAK DUO BLK ML-G10+/T 400 |  | 0.4 | 6 | 186 | 21 |  | Fixed | Roof
NJADRE1555777264 | Administratively Determined Incentive Program | LANOKA HARBOR | 8734 | 18 | 7.2 | Residential | Behind the Meter | Yes | Net Metered Residential | Sunrun Installation Services, Inc. |  | JCP&L | Accepted | 2024-02-13 | 2024-02-28 | 2025-02-28 | Inverters | SolarEdge Technologies | SE6000H-USSN | 6000 |  | 1 |  |  | 0.99 |  | Outdoor
NJADRE1555777264 | Administratively Determined Incentive Program | LANOKA HARBOR | 8734 | 18 | 7.2 | Residential | Behind the Meter | Yes | Net Metered Residential | Sunrun Installation Services, Inc. |  | JCP&L | Accepted | 2024-02-13 | 2024-02-28 | 2025-02-28 | Solar Panels | Hanwha Q Cells | Q.PEAK DUO BLK ML-G10+/T 400 |  | 0.4 | 18 | 95 | 26 |  | Fixed | Roof
NJADRE1555777269 | Administratively Determined Incentive Program | TRENTON | 8610 | 12 | 9.32 | Residential | Behind the Meter | Yes | Net Metered Residential | SunnyMac LLC |  | PSE&G | Accepted | 2024-02-13 | 2024-03-04 | 2025-03-04 | Solar Panels | Q.PEAK DUO BLK ML-G10+ 405 | HANWHA |  | 0.405 | 5 | 86 | 13 |  | Fixed | Roof
NJADRE1555777269 | Administratively Determined Incentive Program | TRENTON | 8610 | 12 | 9.32 | Residential | Behind the Meter | Yes | Net Metered Residential | SunnyMac LLC |  | PSE&G | Accepted | 2024-02-13 | 2024-03-04 | 2025-03-04 | Solar Panels | Q.PEAK DUO BLK ML-G10+ 405 | HANWHA |  | 0.405 | 10 | 266 | 39 |  | Fixed | Roof
NJADRE1555777269 | Administratively Determined Incentive Program | TRENTON | 8610 | 12 | 9.32 | Residential | Behind the Meter | Yes | Net Metered Residential | SunnyMac LLC |  | PSE&G | Accepted | 2024-02-13 | 2024-03-04 | 2025-03-04 | Solar Panels | Q.PEAK DUO BLK ML-G10+ 405 | HANWHA |  | 0.405 | 8 | 86 | 39 |  | Fixed | Roof
NJADRE1555777269 | Administratively Determined Incentive Program | TRENTON | 8610 | 12 | 9.32 | Residential | Behind the Meter | Yes | Net Metered Residential | SunnyMac LLC |  | PSE&G | Accepted | 2024-02-13 | 2024-03-04 | 2025-03-04 | Inverters | SE76000H-US | Solaredge | 7600 |  | 1 |  |  | 0.1 |  | Outdoor | next to meter
NJADRE1555777271 | Administratively Determined Incentive Program | WILLINGBORO | 8046 | 13 | 7.29 | Residential | Behind the Meter | Yes | Net Metered Residential | Sunny Mac LLC |  | PSE&G | Accepted | 2024-02-13 | 2024-02-28 | 2025-02-28 | Solar Panels | Q.PEAK DUO BLK ML-G10+ 405 | HANWHA |  | 0.405 | 10 | 198 | 16 |  | Fixed | Roof
NJADRE1555777271 | Administratively Determined Incentive Program | WILLINGBORO | 8046 | 13 | 7.29 | Residential | Behind the Meter | Yes | Net Metered Residential | Sunny Mac LLC |  | PSE&G | Accepted | 2024-02-13 | 2024-02-28 | 2025-02-28 | Solar Panels | Q.PEAK DUO BLK ML-G10+ 405 | HANWHA |  | 0.405 | 8 | 198 | 17 |  | Fixed | Roof
NJADRE1555777271 | Administratively Determined Incentive Program | WILLINGBORO | 8046 | 13 | 7.29 | Residential | Behind the Meter | Yes | Net Metered Residential | Sunny Mac LLC |  | PSE&G | Accepted | 2024-02-13 | 2024-02-28 | 2025-02-28 | Inverters | SE6000H-US | Solaredge | 6000 |  | 1 |  |  | 0.1 |  | Outdoor | next to meter
NJADRE1555777277 | Administratively Determined Incentive Program | ELIZABETH | 7201 | 10 | 5.6 | Residential | Behind the Meter | Yes | Net Metered Residential | Power Energy Solutions |  | PSE&G | Accepted | 2024-02-13 | 2024-02-28 | 2025-02-28 | Inverters | SolarEdge | SE3800H-US | 4 |  | 1 |  |  | 0.97 |  | Outdoor
NJADRE1555777277 | Administratively Determined Incentive Program | ELIZABETH | 7201 | 10 | 5.6 | Residential | Behind the Meter | Yes | Net Metered Residential | Power Energy Solutions |  | PSE&G | Accepted | 2024-02-13 | 2024-02-28 | 2025-02-28 | Solar Panels | SILFAB SOLAR | SIL-400 HC+ |  | 0.4 | 14 | 205 | 44 |  | Fixed | Roof
NJADRE1555777296 | Administratively Determined Incentive Program | Irvington | 7111 | 9 | 3.38 | Residential | Behind the Meter | Yes | Net Metered Residential | Sunrun Installation Services, Inc. |  | PSE&G | Accepted | 2024-02-13 | 2024-03-13 | 2025-03-13 | Inverters | SolarEdge Technologies | SE3800H-USMN | 3800 |  | 1 |  |  | 0.99 |  | Outdoor
NJADRE1555777296 | Administratively Determined Incentive Program | Irvington | 7111 | 9 | 3.38 | Residential | Behind the Meter | Yes | Net Metered Residential | Sunrun Installation Services, Inc. |  | PSE&G | Accepted | 2024-02-13 | 2024-03-13 | 2025-03-13 | Solar Panels | VSMDHT.60.375.05 | Vikram Solar |  | 0.375 | 2 | 99 | 20 |  | Fixed | Roof
NJADRE1555777296 | Administratively Determined Incentive Program | Irvington | 7111 | 9 | 3.38 | Residential | Behind the Meter | Yes | Net Metered Residential | Sunrun Installation Services, Inc. |  | PSE&G | Accepted | 2024-02-13 | 2024-03-13 | 2025-03-13 | Solar Panels | VSMDHT.60.375.05 | Vikram Solar |  | 0.375 | 7 | 190 | 17 |  | Fixed | Roof
NJADRE1555777322 | Administratively Determined Incentive Program | SOMERSET | 8873 | 5 | 12.8 | Residential | Behind the Meter | Yes | Net Metered Residential | Power Energy Solutions |  | PSE&G | Accepted | 2024-02-13 | 2024-02-28 | 2025-02-28 | Inverters | SolarEdge | SE11400H-US | 11 |  | 1 |  |  | 0.97 |  | Outdoor
NJADRE1555777322 | Administratively Determined Incentive Program | SOMERSET | 8873 | 5 | 12.8 | Residential | Behind the Meter | Yes | Net Metered Residential | Power Energy Solutions |  | PSE&G | Accepted | 2024-02-13 | 2024-02-28 | 2025-02-28 | Solar Panels | Canadian Solar | CS6R-400MS-HL HIKU6 BLACK MONO |  | 0.4 | 23 | 220 | 18 |  | Fixed | Roof
NJADRE1555777322 | Administratively Determined Incentive Program | SOMERSET | 8873 | 5 | 12.8 | Residential | Behind the Meter | Yes | Net Metered Residential | Power Energy Solutions |  | PSE&G | Accepted | 2024-02-13 | 2024-02-28 | 2025-02-28 | Solar Panels | Canadian Solar | CS6R-400MS-HL HIKU6 BLACK MONO |  | 0.4 | 9 | 40 | 20 |  | Fixed | Roof
NJADRE1555777325 | Administratively Determined Incentive Program | DELRAN TWP | 8075 | 13 | 9.72 | Residential | Behind the Meter | No | Net Metered Residential | Sunwise Energy LLC |  | PSE&G | Accepted | 2024-02-13 | 2024-02-28 | 2025-02-28 | Solar Panels | REC ALPHA | REC405AA |  | 0.405 | 6 | 104 | 16 |  | Fixed | Roof
NJADRE1555777325 | Administratively Determined Incentive Program | DELRAN TWP | 8075 | 13 | 9.72 | Residential | Behind the Meter | No | Net Metered Residential | Sunwise Energy LLC |  | PSE&G | Accepted | 2024-02-13 | 2024-02-28 | 2025-02-28 | Solar Panels | REC ALPHA | REC405AA |  | 0.405 | 5 | 194 | 31 |  | Fixed | Roof
NJADRE1555777325 | Administratively Determined Incentive Program | DELRAN TWP | 8075 | 13 | 9.72 | Residential | Behind the Meter | No | Net Metered Residential | Sunwise Energy LLC |  | PSE&G | Accepted | 2024-02-13 | 2024-02-28 | 2025-02-28 | Solar Panels | REC ALPHA | REC405AA |  | 0.405 | 3 | 284 | 16 |  | Fixed | Roof
NJADRE1555777325 | Administratively Determined Incentive Program | DELRAN TWP | 8075 | 13 | 9.72 | Residential | Behind the Meter | No | Net Metered Residential | Sunwise Energy LLC |  | PSE&G | Accepted | 2024-02-13 | 2024-02-28 | 2025-02-28 | Solar Panels | REC ALPHA | REC405AA |  | 0.405 | 10 | 194 | 31 |  | Fixed | Roof
NJADRE1555777325 | Administratively Determined Incentive Program | DELRAN TWP | 8075 | 13 | 9.72 | Residential | Behind the Meter | No | Net Metered Residential | Sunwise Energy LLC |  | PSE&G | Accepted | 2024-02-13 | 2024-02-28 | 2025-02-28 | Inverters | Enphase Energy | IQ8A-72-2-US | 366 |  | 24 |  |  | 0.977 |  | Outside
NJADRE1555777332 | Administratively Determined Incentive Program | MILLVILLE | 8332 | 20 | 3.24 | Residential | Behind the Meter | Yes | Net Metered Residential | Trinity Solar |  | AC Electric | Accepted | 2024-02-13 | 2024-02-28 | 2025-02-28 | Inverters | Solar Edge | SE3800H-US | 3800 |  | 1 |  |  | 0.97 |  | Outdoor
NJADRE1555777332 | Administratively Determined Incentive Program | MILLVILLE | 8332 | 20 | 3.24 | Residential | Behind the Meter | Yes | Net Metered Residential | Trinity Solar |  | AC Electric | Accepted | 2024-02-13 | 2024-02-28 | 2025-02-28 | Solar Panels | HANWHA | HANWHA 405 (Q.PEAK DUO BLK ML-G10+ 405) |  | 0.405 | 4 | 150 | 14 |  | Fixed | Roof
NJADRE1555777332 | Administratively Determined Incentive Program | MILLVILLE | 8332 | 20 | 3.24 | Residential | Behind the Meter | Yes | Net Metered Residential | Trinity Solar |  | AC Electric | Accepted | 2024-02-13 | 2024-02-28 | 2025-02-28 | Solar Panels | HANWHA | HANWHA 405 (Q.PEAK DUO BLK ML-G10+ 405) |  | 0.405 | 4 | 330 | 14 |  | Fixed | Roof
NJADRE1555777343 | Administratively Determined Incentive Program | Manahawkin | 8050 | 18 | 11.34 | Residential | Behind the Meter | Yes | Net Metered Residential | Sunrun, Inc. |  | AC Electric | Accepted | 2024-02-13 | 2024-02-28 | 2025-02-28 | Inverters | SOLAREDGE TECHNOLOGIES | SE7600H-USSN | 7600 |  | 1 |  |  | 0.99 |  | Outdoor | Next To Meter
NJADRE1555777343 | Administratively Determined Incentive Program | Manahawkin | 8050 | 18 | 11.34 | Residential | Behind the Meter | Yes | Net Metered Residential | Sunrun, Inc. |  | AC Electric | Accepted | 2024-02-13 | 2024-02-28 | 2025-02-28 | Solar Panels | HANWHA Q-CELLS | Q.PEAK DUO BLK ML-G10+ 405 |  | 0.405 | 16 | 102 | 13 |  | Fixed | Roof
NJADRE1555777343 | Administratively Determined Incentive Program | Manahawkin | 8050 | 18 | 11.34 | Residential | Behind the Meter | Yes | Net Metered Residential | Sunrun, Inc. |  | AC Electric | Accepted | 2024-02-13 | 2024-02-28 | 2025-02-28 | Solar Panels | SolarEdge Technologies | Q.PEAK DUO BLK ML-G10+ 405 |  | 0.405 | 12 | 282 | 20 |  | Fixed | Roof
NJADRE1555777358 | Administratively Determined Incentive Program | BRIDGETON | 8302 | 20 | 7.7 | Residential | Behind the Meter | Yes | Net Metered Residential | SunnyMac LLC |  | AC Electric | Accepted | 2024-02-13 | 2024-02-28 | 2025-02-28 | Solar Panels | Q.PEAK DUO BLK ML-G10+ 405 | HANWHA |  | 0.405 | 8 | 286 | 26 |  | Fixed | Roof
NJADRE1555777358 | Administratively Determined Incentive Program | BRIDGETON | 8302 | 20 | 7.7 | Residential | Behind the Meter | Yes | Net Metered Residential | SunnyMac LLC |  | AC Electric | Accepted | 2024-02-13 | 2024-02-28 | 2025-02-28 | Solar Panels | Q.PEAK DUO BLK ML-G10+ 405 | HANWHA |  | 0.405 | 6 | 286 | 26 |  | Fixed | Roof
NJADRE1555777358 | Administratively Determined Incentive Program | BRIDGETON | 8302 | 20 | 7.7 | Residential | Behind the Meter | Yes | Net Metered Residential | SunnyMac LLC |  | AC Electric | Accepted | 2024-02-13 | 2024-02-28 | 2025-02-28 | Solar Panels | Q.PEAK DUO BLK ML-G10+ 405 | HANWHA |  | 0.405 | 5 | 286 | 7 |  | Fixed | Roof
NJADRE1555777358 | Administratively Determined Incentive Program | BRIDGETON | 8302 | 20 | 7.7 | Residential | Behind the Meter | Yes | Net Metered Residential | SunnyMac LLC |  | AC Electric | Accepted | 2024-02-13 | 2024-02-28 | 2025-02-28 | Inverters | SE6000H-US | Solaredge | 6000 |  | 1 |  |  | 0.1 |  | Outdoor | next to meter
NJADRE1555777369 | Administratively Determined Incentive Program | WENONAH | 8090 | 15 | 6.48 | Residential | Behind the Meter | Yes | Net Metered Residential | Trinity Solar |  | PSE&G | Accepted | 2024-02-13 | 2024-02-28 | 2025-02-28 | Inverters | Solaredge | SE5000H-US | 5000 |  | 1 |  |  | 0.97 |  | Outdoor
NJADRE1555777369 | Administratively Determined Incentive Program | WENONAH | 8090 | 15 | 6.48 | Residential | Behind the Meter | Yes | Net Metered Residential | Trinity Solar |  | PSE&G | Accepted | 2024-02-13 | 2024-02-28 | 2025-02-28 | Solar Panels | HANWHA | HANWHA 405 (Q.PEAK DUO BLK ML-G10+ 405) |  | 0.405 | 8 | 154 | 23 |  | Fixed | Roof
NJADRE1555777369 | Administratively Determined Incentive Program | WENONAH | 8090 | 15 | 6.48 | Residential | Behind the Meter | Yes | Net Metered Residential | Trinity Solar |  | PSE&G | Accepted | 2024-02-13 | 2024-02-28 | 2025-02-28 | Solar Panels | HANWHA | HANWHA 405 (Q.PEAK DUO BLK ML-G10+ 405) |  | 0.405 | 8 | 154 | 23 |  | Fixed | Roof
NJADRE1555777399 | Administratively Determined Incentive Program | BROWNS MILLS | 8015 | 13 | 16.59 | Residential | Behind the Meter | Yes | Net Metered Residential | Big Wave Roofing and Solar LLC |  | JCP&L | Accepted | 2024-02-13 | 2024-02-28 | 2025-02-28 | Inverters | Enphase Energy Inc | IQ7PLUS-72-2-US | 290 |  | 42 |  |  | 0.98 |  | Outside
NJADRE1555777399 | Administratively Determined Incentive Program | BROWNS MILLS | 8015 | 13 | 16.59 | Residential | Behind the Meter | Yes | Net Metered Residential | Big Wave Roofing and Solar LLC |  | JCP&L | Accepted | 2024-02-13 | 2024-02-28 | 2025-02-28 | Solar Panels | Canadian Solar | CS6R-395MS-HL |  | 0.395 | 4 | 268 | 22 |  | Fixed | Roof
NJADRE1555777399 | Administratively Determined Incentive Program | BROWNS MILLS | 8015 | 13 | 16.59 | Residential | Behind the Meter | Yes | Net Metered Residential | Big Wave Roofing and Solar LLC |  | JCP&L | Accepted | 2024-02-13 | 2024-02-28 | 2025-02-28 | Solar Panels | Canadian Solar | CS6R-395MS-HL |  | 0.395 | 15 | 88 | 22 |  | Fixed | Roof
NJADRE1555777399 | Administratively Determined Incentive Program | BROWNS MILLS | 8015 | 13 | 16.59 | Residential | Behind the Meter | Yes | Net Metered Residential | Big Wave Roofing and Solar LLC |  | JCP&L | Accepted | 2024-02-13 | 2024-02-28 | 2025-02-28 | Solar Panels | Canadian Solar | CS6R-395MS-HL |  | 0.395 | 8 | 178 | 22 |  | Fixed | Roof
NJADRE1555777399 | Administratively Determined Incentive Program | BROWNS MILLS | 8015 | 13 | 16.59 | Residential | Behind the Meter | Yes | Net Metered Residential | Big Wave Roofing and Solar LLC |  | JCP&L | Accepted | 2024-02-13 | 2024-02-28 | 2025-02-28 | Solar Panels | Canadian Solar | CS6R-395MS-HL |  | 0.395 | 6 | 88 | 22 |  | Fixed | Roof
NJADRE1555777399 | Administratively Determined Incentive Program | BROWNS MILLS | 8015 | 13 | 16.59 | Residential | Behind the Meter | Yes | Net Metered Residential | Big Wave Roofing and Solar LLC |  | JCP&L | Accepted | 2024-02-13 | 2024-02-28 | 2025-02-28 | Solar Panels | Canadian Solar | CS6R-395MS-HL |  | 0.395 | 5 | 268 | 22 |  | Fixed | Roof
NJADRE1555777399 | Administratively Determined Incentive Program | BROWNS MILLS | 8015 | 13 | 16.59 | Residential | Behind the Meter | Yes | Net Metered Residential | Big Wave Roofing and Solar LLC |  | JCP&L | Accepted | 2024-02-13 | 2024-02-28 | 2025-02-28 | Solar Panels | Canadian Solar | CS6R-395MS-HL |  | 0.395 | 4 | 358 | 22 |  | Fixed | Roof
NJADRE1555777414 | Administratively Determined Incentive Program | BELLMAWR | 8031 | 14 | 12.15 | Residential | Behind the Meter | Yes | Net Metered Residential | Sunny Mac LLC |  | PSE&G | Accepted | 2024-02-15 | 2024-03-07 | 2025-03-07 | Solar Panels | Q.PEAK DUO BLK ML-G10+ 405 | HANWHA |  | 0.405 | 24 | 263 | 25 |  | Fixed | Roof
NJADRE1555777414 | Administratively Determined Incentive Program | BELLMAWR | 8031 | 14 | 12.15 | Residential | Behind the Meter | Yes | Net Metered Residential | Sunny Mac LLC |  | PSE&G | Accepted | 2024-02-15 | 2024-03-07 | 2025-03-07 | Solar Panels | Q.PEAK DUO BLK ML-G10+ 405 | HANWHA |  | 0.405 | 6 | 83 | 25 |  | Fixed | Roof
NJADRE1555777414 | Administratively Determined Incentive Program | BELLMAWR | 8031 | 14 | 12.15 | Residential | Behind the Meter | Yes | Net Metered Residential | Sunny Mac LLC |  | PSE&G | Accepted | 2024-02-15 | 2024-03-07 | 2025-03-07 | Inverters | SE10000H-US | Solaredge | 10000 |  | 1 |  |  | 0.1 |  | Outdoor | next to meter
NJADRE1555777430 | Administratively Determined Incentive Program | LAWRENCE TWP | 8648 | 12 | 12.8 | Residential | Behind the Meter | Yes | Net Metered Residential | Sunrun Installation Services, Inc. |  | PSE&G | Accepted | 2024-02-13 | 2024-02-28 | 2025-02-28 | Inverters | Delta Electronics | E10-TL-US | 10000 |  | 1 |  |  | 0.975 |  | Outside | next to meter
NJADRE1555777430 | Administratively Determined Incentive Program | LAWRENCE TWP | 8648 | 12 | 12.8 | Residential | Behind the Meter | Yes | Net Metered Residential | Sunrun Installation Services, Inc. |  | PSE&G | Accepted | 2024-02-13 | 2024-02-28 | 2025-02-28 | Solar Panels | Hanwha Q Cells | Q.PEAK DUO BLK ML-G10+/t 400 |  | 0.4 | 32 | 160 | 19 |  | Fixed | Roof
NJADRE1555777441 | Administratively Determined Incentive Program | WOODBRIDGE TWP | 7095 | 11 | 3.2 | Residential | Behind the Meter | Yes | Net Metered Residential | Sunrun Installation Services, Inc. |  | PSE&G | Accepted | 2024-02-13 | 2024-02-28 | 2025-02-28 | Inverters | SolarEdge Technologies | SE3800H-USMN | 3800 |  | 1 |  |  | 0.99 |  | Outdoor | Next to meter
NJADRE1555777441 | Administratively Determined Incentive Program | WOODBRIDGE TWP | 7095 | 11 | 3.2 | Residential | Behind the Meter | Yes | Net Metered Residential | Sunrun Installation Services, Inc. |  | PSE&G | Accepted | 2024-02-13 | 2024-02-28 | 2025-02-28 | Solar Panels | Hanwha Q Cells | Q.PEAK DUO BLK ML-G10+/T 400 |  | 0.4 | 8 | 160 | 37 |  | Fixed | Roof
NJADRE1555777446 | Administratively Determined Incentive Program | Blackwood | 8012 | 14 | 10.13 | Residential | Behind the Meter | Yes | Net Metered Residential | SunnyMac LLC |  | PSE&G | Accepted | 2024-02-13 | 2024-03-06 | 2025-03-06 | Solar Panels | Q.PEAK DUO BLK ML-G10+ 405 | HANWHA |  | 0.405 | 15 | 312 | 21 |  | Fixed | Roof
NJADRE1555777446 | Administratively Determined Incentive Program | Blackwood | 8012 | 14 | 10.13 | Residential | Behind the Meter | Yes | Net Metered Residential | SunnyMac LLC |  | PSE&G | Accepted | 2024-02-13 | 2024-03-06 | 2025-03-06 | Solar Panels | Q.PEAK DUO BLK ML-G10+ 405 | HANWHA |  | 0.405 | 10 | 132 | 21 |  | Fixed | Roof
NJADRE1555777446 | Administratively Determined Incentive Program | Blackwood | 8012 | 14 | 10.13 | Residential | Behind the Meter | Yes | Net Metered Residential | SunnyMac LLC |  | PSE&G | Accepted | 2024-02-13 | 2024-03-06 | 2025-03-06 | Inverters | SE76000H-US | Solaredge | 7600 |  | 1 |  |  | 0.1 |  | Outdoor | next to meter
NJADRE1555777453 | Administratively Determined Incentive Program | CLINTON TOWNSHIP | 8801 | 4 | 8.51 | Residential | Behind the Meter | Yes | Net Metered Residential | Trinity Solar |  | JCP&L | Accepted | 2024-02-13 | 2024-02-28 | 2025-02-28 | Inverters | Solaredge | SE7600H-US | 7600 |  | 1 |  |  | 0.97 |  | Outdoor
NJADRE1555777453 | Administratively Determined Incentive Program | CLINTON TOWNSHIP | 8801 | 4 | 8.51 | Residential | Behind the Meter | Yes | Net Metered Residential | Trinity Solar |  | JCP&L | Accepted | 2024-02-13 | 2024-02-28 | 2025-02-28 | Solar Panels | HANWHA | HANWHA 405 (Q.PEAK DUO BLK ML-G10+ 405) |  | 0.405 | 21 | 262 | 27 |  | Fixed | Roof
NJADRE1555777455 | Administratively Determined Incentive Program | NEW EGYPT | 8533 | 18 | 14.99 | Residential | Behind the Meter | Yes | Net Metered Residential | Trinity Solar |  | JCP&L | Accepted | 2024-02-13 | 2024-02-28 | 2025-02-28 | Inverters | Solar Edge | SE11400H-US | 11400 |  | 1 |  |  | 0.97 |  | Outdoor
NJADRE1555777455 | Administratively Determined Incentive Program | NEW EGYPT | 8533 | 18 | 14.99 | Residential | Behind the Meter | Yes | Net Metered Residential | Trinity Solar |  | JCP&L | Accepted | 2024-02-13 | 2024-02-28 | 2025-02-28 | Solar Panels | HANWHA | (Q.PEAK DUO BLK ML-G10+ 405) |  | 0.405 | 28 | 61 | 18 |  | Fixed | Roof
NJADRE1555777455 | Administratively Determined Incentive Program | NEW EGYPT | 8533 | 18 | 14.99 | Residential | Behind the Meter | Yes | Net Metered Residential | Trinity Solar |  | JCP&L | Accepted | 2024-02-13 | 2024-02-28 | 2025-02-28 | Solar Panels | HANWHA | (Q.PEAK DUO BLK ML-G10+ 405) |  | 0.405 | 9 | 241 | 18 |  | Fixed | Roof
NJADRE1555777456 | Administratively Determined Incentive Program | WEST ORANGE | 7052 | 9 | 6.48 | Residential | Behind the Meter | No | Net Metered Residential | EMT RENEWABLES |  | PSE&G | Accepted | 2024-02-13 | 2024-02-28 | 2025-02-28 | Inverters | ENPHASE | IQ8+ | 290 |  | 16 |  |  | 0.98 |  | Other | UNDER EACH PANEL
NJADRE1555777456 | Administratively Determined Incentive Program | WEST ORANGE | 7052 | 9 | 6.48 | Residential | Behind the Meter | No | Net Metered Residential | EMT RENEWABLES |  | PSE&G | Accepted | 2024-02-13 | 2024-02-28 | 2025-02-28 | Solar Panels | Q.CELLS | Q.PEAK DUO |  | 0.405 | 3 | 114 | 24 |  | Fixed | Roof
NJADRE1555777456 | Administratively Determined Incentive Program | WEST ORANGE | 7052 | 9 | 6.48 | Residential | Behind the Meter | No | Net Metered Residential | EMT RENEWABLES |  | PSE&G | Accepted | 2024-02-13 | 2024-02-28 | 2025-02-28 | Solar Panels | Q.CELLS | Q.PEAK DUO |  | 0.405 | 3 | 206 | 24 |  | Fixed | Roof
NJADRE1555777456 | Administratively Determined Incentive Program | WEST ORANGE | 7052 | 9 | 6.48 | Residential | Behind the Meter | No | Net Metered Residential | EMT RENEWABLES |  | PSE&G | Accepted | 2024-02-13 | 2024-02-28 | 2025-02-28 | Solar Panels | Q.CELLS | Q.PEAK DUO |  | 0.405 | 2 | 294 | 24 |  | Fixed | Roof
NJADRE1555777456 | Administratively Determined Incentive Program | WEST ORANGE | 7052 | 9 | 6.48 | Residential | Behind the Meter | No | Net Metered Residential | EMT RENEWABLES |  | PSE&G | Accepted | 2024-02-13 | 2024-02-28 | 2025-02-28 | Solar Panels | Q.CELLS | Q.PEAK DUO |  | 0.405 | 3 | 294 | 24 |  | Fixed | Roof
NJADRE1555777456 | Administratively Determined Incentive Program | WEST ORANGE | 7052 | 9 | 6.48 | Residential | Behind the Meter | No | Net Metered Residential | EMT RENEWABLES |  | PSE&G | Accepted | 2024-02-13 | 2024-02-28 | 2025-02-28 | Solar Panels | Q.CELLS | Q.PEAK DUO |  | 0.405 | 2 | 114 | 24 |  | Fixed | Roof
NJADRE1555777456 | Administratively Determined Incentive Program | WEST ORANGE | 7052 | 9 | 6.48 | Residential | Behind the Meter | No | Net Metered Residential | EMT RENEWABLES |  | PSE&G | Accepted | 2024-02-13 | 2024-02-28 | 2025-02-28 | Solar Panels | Q.CELLS | Q.PEAK DUO |  | 0.405 | 3 | 24 | 24 |  | Fixed | Roof
NJADRE1555777461 | Administratively Determined Incentive Program | Maywood Boro | 7607 | 7 | 4 | Residential | Behind the Meter | Yes | Net Metered Residential | Sunrun Installation Services, Inc. |  | PSE&G | Accepted | 2024-02-13 | 2024-03-01 | 2025-03-01 | Inverters | SOLAREDGE TECHNOLOGIES | SE3800H-USMN | 3800 |  | 1 |  |  | 0.99 |  | Outdoor
NJADRE1555777461 | Administratively Determined Incentive Program | Maywood Boro | 7607 | 7 | 4 | Residential | Behind the Meter | Yes | Net Metered Residential | Sunrun Installation Services, Inc. |  | PSE&G | Accepted | 2024-02-13 | 2024-03-01 | 2025-03-01 | Solar Panels | HANWHA Q-CELLS | Q.PEAK DUO BLK ML-G10+/t 400 |  | 0.4 | 10 | 290 | 5 |  | Fixed | Roof
NJADRE1555777472 | Administratively Determined Incentive Program | LEESBURG | 8327 | 20 | 5.2 | Residential | Behind the Meter | Yes | Net Metered Residential | Power Energy Solutions |  | AC Electric | Accepted | 2024-02-13 | 2024-02-28 | 2025-02-28 | Inverters | SolarEdge | SE3800H-US | 4 |  | 1 |  |  | 0.97 |  | Outdoor
NJADRE1555777472 | Administratively Determined Incentive Program | LEESBURG | 8327 | 20 | 5.2 | Residential | Behind the Meter | Yes | Net Metered Residential | Power Energy Solutions |  | AC Electric | Accepted | 2024-02-13 | 2024-02-28 | 2025-02-28 | Solar Panels | Canadian Solar | CS6R-400MS-HL HIKU6 BLACK MONO |  | 0.4 | 7 | 220 | 40 |  | Fixed | Roof
NJADRE1555777472 | Administratively Determined Incentive Program | LEESBURG | 8327 | 20 | 5.2 | Residential | Behind the Meter | Yes | Net Metered Residential | Power Energy Solutions |  | AC Electric | Accepted | 2024-02-13 | 2024-02-28 | 2025-02-28 | Solar Panels | Canadian Solar | CS6R-400MS-HL HIKU6 BLACK MONO |  | 0.4 | 3 | 40 | 40 |  | Fixed | Roof
NJADRE1555777472 | Administratively Determined Incentive Program | LEESBURG | 8327 | 20 | 5.2 | Residential | Behind the Meter | Yes | Net Metered Residential | Power Energy Solutions |  | AC Electric | Accepted | 2024-02-13 | 2024-02-28 | 2025-02-28 | Solar Panels | Canadian Solar | CS6R-400MS-HL HIKU6 BLACK MONO |  | 0.4 | 3 | 130 | 6 |  | Fixed | Roof
NJADRE1555777482 | Administratively Determined Incentive Program | Berlin | 8009 | 14 | 3.2 | Residential | Behind the Meter | Yes | Net Metered Residential | Sunrun Installation Services, Inc. |  | AC Electric | Accepted | 2024-02-13 | 2024-02-28 | 2025-02-28 | Inverters | SolarEdge Technologies | SE3800H-USMN | 3800 |  | 1 |  |  | 0.99 |  | Outdoor | Next to meter
NJADRE1555777482 | Administratively Determined Incentive Program | Berlin | 8009 | 14 | 3.2 | Residential | Behind the Meter | Yes | Net Metered Residential | Sunrun Installation Services, Inc. |  | AC Electric | Accepted | 2024-02-13 | 2024-02-28 | 2025-02-28 | Solar Panels | Hanwha Q Cells | Q.PEAK DUO BLK ML-G10+/T 400 |  | 0.4 | 8 | 208 | 26 |  | Fixed | Roof
NJADRE1555777493 | Administratively Determined Incentive Program | BELLMAWR | 8031 | 14 | 6.56 | Residential | Behind the Meter | Yes | Net Metered Residential | Define Solar |  | PSE&G | Accepted | 2024-02-27 | 2024-03-15 | 2025-03-15 | Inverters | Enphase | IQ8PLUS-72-2-US | 290 |  | 16 |  |  | 0.976 |  | Outside | Under each pv panel
NJADRE1555777493 | Administratively Determined Incentive Program | BELLMAWR | 8031 | 14 | 6.56 | Residential | Behind the Meter | Yes | Net Metered Residential | Define Solar |  | PSE&G | Accepted | 2024-02-27 | 2024-03-15 | 2025-03-15 | Solar Panels | Znshine | ZXM7-SH108 410W |  | 0.41 | 16 | 205 | 16 |  | Fixed | Roof
NJADRE1555777503 | Administratively Determined Incentive Program | CARTERET | 7008 | 11 | 5.95 | Residential | Behind the Meter | Yes | Net Metered Residential | Freedom Forever New Jersey LLC |  | PSE&G | Accepted | 2024-02-13 | 2024-02-28 | 2025-02-28 | Inverters | Solar Edge | SE5000H-USRGM [SI1] | 5000 |  | 1 |  |  | 0.99 |  | Outside
NJADRE1555777503 | Administratively Determined Incentive Program | CARTERET | 7008 | 11 | 5.95 | Residential | Behind the Meter | Yes | Net Metered Residential | Freedom Forever New Jersey LLC |  | PSE&G | Accepted | 2024-02-13 | 2024-02-28 | 2025-02-28 | Solar Panels | Longi | LR4-60HPB-350M |  | 0.35 | 8 | 5 | 34 |  | Fixed | Roof
NJADRE1555777503 | Administratively Determined Incentive Program | CARTERET | 7008 | 11 | 5.95 | Residential | Behind the Meter | Yes | Net Metered Residential | Freedom Forever New Jersey LLC |  | PSE&G | Accepted | 2024-02-13 | 2024-02-28 | 2025-02-28 | Solar Panels | Longi | LR4-60HPB-350M |  | 0.35 | 9 | 185 | 34 |  | Fixed | Roof
NJADRE1555777506 | Administratively Determined Incentive Program | Maple Shade | 8052 | 13 | 9.2 | Residential | Behind the Meter | Yes | Net Metered Residential | Pro Custom Solar dba Momentum Solar |  | PSE&G | Accepted | 2024-02-13 | 2024-02-28 | 2025-02-28 | Solar Panels | Q. PEAK DUO BLK ML-G10+400 | HANWHA |  | 0.4 | 12 | 127 | 26 |  | Fixed | Roof
NJADRE1555777506 | Administratively Determined Incentive Program | Maple Shade | 8052 | 13 | 9.2 | Residential | Behind the Meter | Yes | Net Metered Residential | Pro Custom Solar dba Momentum Solar |  | PSE&G | Accepted | 2024-02-13 | 2024-02-28 | 2025-02-28 | Solar Panels | Q. PEAK DUO BLK ML-G10+400 | HANWHA |  | 0.4 | 11 | 127 | 33 |  | Fixed | Roof
NJADRE1555777506 | Administratively Determined Incentive Program | Maple Shade | 8052 | 13 | 9.2 | Residential | Behind the Meter | Yes | Net Metered Residential | Pro Custom Solar dba Momentum Solar |  | PSE&G | Accepted | 2024-02-13 | 2024-02-28 | 2025-02-28 | Inverters | IQ8PLUS-72-2-US | ENPHASE | 290 |  | 23 |  |  | 0.97 |  | Outdoor
NJADRE1555777511 | Administratively Determined Incentive Program | Gibbstown | 8027 | 15 | 8.51 | Residential | Behind the Meter | Yes | Net Metered Residential | Trinity Solar Inc. |  | AC Electric | Accepted | 2024-02-13 | 2024-02-28 | 2025-02-28 | Inverters | Solaredge | SE7600H-US | 7600 |  | 1 |  |  | 0.97 |  | Outdoor
NJADRE1555777511 | Administratively Determined Incentive Program | Gibbstown | 8027 | 15 | 8.51 | Residential | Behind the Meter | Yes | Net Metered Residential | Trinity Solar Inc. |  | AC Electric | Accepted | 2024-02-13 | 2024-02-28 | 2025-02-28 | Solar Panels | HANWHA | HANWHA 405 (Q.PEAK DUO BLK ML-G10+ 405) |  | 0.405 | 10 | 135 | 14 |  | Fixed | Roof
NJADRE1555777511 | Administratively Determined Incentive Program | Gibbstown | 8027 | 15 | 8.51 | Residential | Behind the Meter | Yes | Net Metered Residential | Trinity Solar Inc. |  | AC Electric | Accepted | 2024-02-13 | 2024-02-28 | 2025-02-28 | Solar Panels | HANWHA | HANWHA 405 (Q.PEAK DUO BLK ML-G10+ 405) |  | 0.405 | 11 | 315 | 27 |  | Fixed | Roof
NJADRE1555777520 | Administratively Determined Incentive Program | MAYS LANDING | 8330 | 19 | 11.34 | Residential | Behind the Meter | Yes | Net Metered Residential | Trinity Solar Inc. |  | AC Electric | Accepted | 2024-02-13 | 2024-02-28 | 2025-02-28 | Inverters | Solar Edge | SE10000H-US | 10000 |  | 1 |  |  | 0.97 |  | Outdoor
NJADRE1555777520 | Administratively Determined Incentive Program | MAYS LANDING | 8330 | 19 | 11.34 | Residential | Behind the Meter | Yes | Net Metered Residential | Trinity Solar Inc. |  | AC Electric | Accepted | 2024-02-13 | 2024-02-28 | 2025-02-28 | Solar Panels | HANWHA | Q.PEAK DUO BLK ML-G10+ 405 |  | 0.405 | 15 | 39 | 32 |  | Fixed | Roof
NJADRE1555777520 | Administratively Determined Incentive Program | MAYS LANDING | 8330 | 19 | 11.34 | Residential | Behind the Meter | Yes | Net Metered Residential | Trinity Solar Inc. |  | AC Electric | Accepted | 2024-02-13 | 2024-02-28 | 2025-02-28 | Solar Panels | HANWHA | Q.PEAK DUO BLK ML-G10+ 405 |  | 0.405 | 6 | 129 | 45 |  | Fixed | Roof
NJADRE1555777520 | Administratively Determined Incentive Program | MAYS LANDING | 8330 | 19 | 11.34 | Residential | Behind the Meter | Yes | Net Metered Residential | Trinity Solar Inc. |  | AC Electric | Accepted | 2024-02-13 | 2024-02-28 | 2025-02-28 | Solar Panels | HANWHA | Q.PEAK DUO BLK ML-G10+ 405 |  | 0.405 | 4 | 219 | 34 |  | Fixed | Roof
NJADRE1555777520 | Administratively Determined Incentive Program | MAYS LANDING | 8330 | 19 | 11.34 | Residential | Behind the Meter | Yes | Net Metered Residential | Trinity Solar Inc. |  | AC Electric | Accepted | 2024-02-13 | 2024-02-28 | 2025-02-28 | Solar Panels | HANWHA | Q.PEAK DUO BLK ML-G10+ 405 |  | 0.405 | 3 | 219 | 34 |  | Fixed | Roof
NJADRE1555777523 | Administratively Determined Incentive Program | PENNSVILLE | 8070 | 16 | 6 | Residential | Behind the Meter | Yes | Net Metered Residential | Sunrun Installation Services, Inc. |  | AC Electric | Accepted | 2024-02-13 | 2024-02-28 | 2025-02-28 | Inverters | SolarEdge Technologies | SE7600H-USSN | 7600 |  | 1 |  |  | 0.99 |  | Outdoor | Next to meter
NJADRE1555777523 | Administratively Determined Incentive Program | PENNSVILLE | 8070 | 16 | 6 | Residential | Behind the Meter | Yes | Net Metered Residential | Sunrun Installation Services, Inc. |  | AC Electric | Accepted | 2024-02-13 | 2024-02-28 | 2025-02-28 | Solar Panels | Hanwha Q Cells | Q.PEAK DUO BLK ML-G10+/T 400 |  | 0.4 | 15 | 129 | 22 |  | Fixed | Roof
NJADRE1555777529 | Administratively Determined Incentive Program | ATCO | 8004 | 14 | 8 | Residential | Behind the Meter | Yes | Net Metered Residential | Pro Custom Solar dba Momentum Solar |  | AC Electric | Accepted | 2024-02-13 | 2024-02-28 | 2025-02-28 | Solar Panels | Q. PEAK DUO BLK ML-G10+400 | HANWHA |  | 0.4 | 5 | 260 | 22 |  | Fixed | Roof
NJADRE1555777529 | Administratively Determined Incentive Program | ATCO | 8004 | 14 | 8 | Residential | Behind the Meter | Yes | Net Metered Residential | Pro Custom Solar dba Momentum Solar |  | AC Electric | Accepted | 2024-02-13 | 2024-02-28 | 2025-02-28 | Solar Panels | Q. PEAK DUO BLK ML-G10+400 | HANWHA |  | 0.4 | 10 | 170 | 34 |  | Fixed | Roof
NJADRE1555777529 | Administratively Determined Incentive Program | ATCO | 8004 | 14 | 8 | Residential | Behind the Meter | Yes | Net Metered Residential | Pro Custom Solar dba Momentum Solar |  | AC Electric | Accepted | 2024-02-13 | 2024-02-28 | 2025-02-28 | Solar Panels | Q. PEAK DUO BLK ML-G10+405 | HANWHA |  | 0.4 | 5 | 80 | 23 |  | Fixed | Roof
NJADRE1555777529 | Administratively Determined Incentive Program | ATCO | 8004 | 14 | 8 | Residential | Behind the Meter | Yes | Net Metered Residential | Pro Custom Solar dba Momentum Solar |  | AC Electric | Accepted | 2024-02-13 | 2024-02-28 | 2025-02-28 | Inverters | IQ8PLUS-72-2-US | ENPHASE | 290 |  | 20 |  |  | 0.97 |  | Outdoor
NJADRE1555777629 | Administratively Determined Incentive Program | UNION | 7083 | 10 | 6.55 | Residential | Behind the Meter | Yes | Net Metered Residential | Freedom Forever New Jersey LLC |  | PSE&G | Accepted | 2024-02-13 | 2024-02-28 | 2025-02-28 | Inverters | Solar Edge | SE6000H-USRGM [SI1] | 6000 |  | 1 |  |  | 0.99 |  | Outside
NJADRE1555777629 | Administratively Determined Incentive Program | UNION | 7083 | 10 | 6.55 | Residential | Behind the Meter | Yes | Net Metered Residential | Freedom Forever New Jersey LLC |  | PSE&G | Accepted | 2024-02-13 | 2024-02-28 | 2025-02-28 | Solar Panels | JINKO SOLAR | JKM385M-6RL3-B |  | 0.385 | 10 | 165 | 23 |  | Fixed | Roof
NJADRE1555777629 | Administratively Determined Incentive Program | UNION | 7083 | 10 | 6.55 | Residential | Behind the Meter | Yes | Net Metered Residential | Freedom Forever New Jersey LLC |  | PSE&G | Accepted | 2024-02-13 | 2024-02-28 | 2025-02-28 | Solar Panels | JINKO SOLAR | JKM385M-6RL3-B |  | 0.385 | 7 | 345 | 23 |  | Fixed | Roof
NJADRE1555777644 | Administratively Determined Incentive Program | SICKLERVILLE | 8081 | 14 | 7.38 | Residential | Behind the Meter | Yes | Net Metered Residential | Define Solar |  | AC Electric | Accepted | 2024-02-29 | 2024-03-19 | 2025-03-19 | Inverters | Enphase | IQ8PLUS-72-2-US | 290 |  | 11 |  |  | 0.976 |  | Outside | Under each pv panel
NJADRE1555777644 | Administratively Determined Incentive Program | SICKLERVILLE | 8081 | 14 | 7.38 | Residential | Behind the Meter | Yes | Net Metered Residential | Define Solar |  | AC Electric | Accepted | 2024-02-29 | 2024-03-19 | 2025-03-19 | Inverters | Enphase | IQ8PLUS-72-2-US | 290 |  | 2 |  |  | 0.976 |  | Outside | Under each pv panel
NJADRE1555777644 | Administratively Determined Incentive Program | SICKLERVILLE | 8081 | 14 | 7.38 | Residential | Behind the Meter | Yes | Net Metered Residential | Define Solar |  | AC Electric | Accepted | 2024-02-29 | 2024-03-19 | 2025-03-19 | Inverters | Enphase | IQ8PLUS-72-2-US | 290 |  | 5 |  |  | 0.976 |  | Outside | Under each pv panel
NJADRE1555777644 | Administratively Determined Incentive Program | SICKLERVILLE | 8081 | 14 | 7.38 | Residential | Behind the Meter | Yes | Net Metered Residential | Define Solar |  | AC Electric | Accepted | 2024-02-29 | 2024-03-19 | 2025-03-19 | Solar Panels | Znshine | ZXM7-SH108 410W |  | 0.41 | 11 | 220 | 27 |  | Fixed | Roof
NJADRE1555777644 | Administratively Determined Incentive Program | SICKLERVILLE | 8081 | 14 | 7.38 | Residential | Behind the Meter | Yes | Net Metered Residential | Define Solar |  | AC Electric | Accepted | 2024-02-29 | 2024-03-19 | 2025-03-19 | Solar Panels | Znshine | ZXM7-SH108 410W |  | 0.41 | 2 | 220 | 27 |  | Fixed | Roof
NJADRE1555777644 | Administratively Determined Incentive Program | SICKLERVILLE | 8081 | 14 | 7.38 | Residential | Behind the Meter | Yes | Net Metered Residential | Define Solar |  | AC Electric | Accepted | 2024-02-29 | 2024-03-19 | 2025-03-19 | Solar Panels | Znshine | ZXM7-SH108 410W |  | 0.41 | 5 | 40 | 27 |  | Fixed | Roof
NJADRE1555777650 | Administratively Determined Incentive Program | TINTON FALLS | 7712 | 17 | 8.4 | Residential | Behind the Meter | Yes | Net Metered Residential | Pro Custom Solar dba Momentum Solar |  | JCP&L | Accepted | 2024-02-13 | 2024-02-28 | 2025-02-28 | Solar Panels | Q. PEAK DUO BLK ML-G10+400 | HANWHA |  | 0.4 | 9 | 189 | 28 |  | Fixed | Roof
NJADRE1555777650 | Administratively Determined Incentive Program | TINTON FALLS | 7712 | 17 | 8.4 | Residential | Behind the Meter | Yes | Net Metered Residential | Pro Custom Solar dba Momentum Solar |  | JCP&L | Accepted | 2024-02-13 | 2024-02-28 | 2025-02-28 | Solar Panels | Q. PEAK DUO BLK ML-G10+400 | HANWHA |  | 0.4 | 3 | 190 | 17 |  | Fixed | Roof
NJADRE1555777650 | Administratively Determined Incentive Program | TINTON FALLS | 7712 | 17 | 8.4 | Residential | Behind the Meter | Yes | Net Metered Residential | Pro Custom Solar dba Momentum Solar |  | JCP&L | Accepted | 2024-02-13 | 2024-02-28 | 2025-02-28 | Solar Panels | Q. PEAK DUO BLK ML-G10+400 | HANWHA |  | 0.4 | 4 | 9 | 28 |  | Fixed | Roof
NJADRE1555777650 | Administratively Determined Incentive Program | TINTON FALLS | 7712 | 17 | 8.4 | Residential | Behind the Meter | Yes | Net Metered Residential | Pro Custom Solar dba Momentum Solar |  | JCP&L | Accepted | 2024-02-13 | 2024-02-28 | 2025-02-28 | Solar Panels | Q. PEAK DUO BLK ML-G10+400 | HANWHA |  | 0.4 | 5 | 9 | 27 |  | Fixed | Roof
NJADRE1555777650 | Administratively Determined Incentive Program | TINTON FALLS | 7712 | 17 | 8.4 | Residential | Behind the Meter | Yes | Net Metered Residential | Pro Custom Solar dba Momentum Solar |  | JCP&L | Accepted | 2024-02-13 | 2024-02-28 | 2025-02-28 | Inverters | IQ8PLUS-72-2-US | ENPHASE | 290 |  | 21 |  |  | 0.97 |  | Outdoor
NJADRE1555777666 | Administratively Determined Incentive Program | BRIDGEWATER | 8807 | 5 | 9.78 | Residential | Behind the Meter | Yes | Net Metered Residential | Venture Solar |  | PSE&G | Accepted | 2024-02-13 | 2024-02-28 | 2025-02-28 | Inverters | EnPhase | IQ8PLUS-72-2-US (240V) | 290 |  | 23 |  |  | 0.96667 |  | Outside
NJADRE1555777666 | Administratively Determined Incentive Program | BRIDGEWATER | 8807 | 5 | 9.78 | Residential | Behind the Meter | Yes | Net Metered Residential | Venture Solar |  | PSE&G | Accepted | 2024-02-13 | 2024-02-28 | 2025-02-28 | Solar Panels | Hanwha | Q.TRON BLK M-G2+ 425W |  | 0.425 | 2 | 287 | 35 |  | Fixed | Roof
NJADRE1555777666 | Administratively Determined Incentive Program | BRIDGEWATER | 8807 | 5 | 9.78 | Residential | Behind the Meter | Yes | Net Metered Residential | Venture Solar |  | PSE&G | Accepted | 2024-02-13 | 2024-02-28 | 2025-02-28 | Solar Panels | Hanwha | Q.TRON BLK M-G2+ 425W |  | 0.425 | 4 | 107 | 13 |  | Fixed | Roof
NJADRE1555777666 | Administratively Determined Incentive Program | BRIDGEWATER | 8807 | 5 | 9.78 | Residential | Behind the Meter | Yes | Net Metered Residential | Venture Solar |  | PSE&G | Accepted | 2024-02-13 | 2024-02-28 | 2025-02-28 | Solar Panels | Hanwha | Q.TRON BLK M-G2+ 425W |  | 0.425 | 13 | 107 | 13 |  | Fixed | Roof
NJADRE1555777666 | Administratively Determined Incentive Program | BRIDGEWATER | 8807 | 5 | 9.78 | Residential | Behind the Meter | Yes | Net Metered Residential | Venture Solar |  | PSE&G | Accepted | 2024-02-13 | 2024-02-28 | 2025-02-28 | Solar Panels | Hanwha | Q.TRON BLK M-G2+ 425W |  | 0.425 | 4 | 287 | 35 |  | Fixed | Roof
NJADRE1555777672 | Administratively Determined Incentive Program | Verona | 7044 | 9 | 3.65 | Residential | Behind the Meter | Yes | Net Metered Residential | Trinity Solar Inc. |  | PSE&G | Accepted | 2024-02-13 | 2024-02-28 | 2025-02-28 | Inverters | Solar Edge | SE3000H-US | 3000 |  | 1 |  |  | 0.97 |  | Outdoor
NJADRE1555777672 | Administratively Determined Incentive Program | Verona | 7044 | 9 | 3.65 | Residential | Behind the Meter | Yes | Net Metered Residential | Trinity Solar Inc. |  | PSE&G | Accepted | 2024-02-13 | 2024-02-28 | 2025-02-28 | Solar Panels | HANWHA | Q.PEAK DUO BLK ML-G10+ 405 |  | 0.405 | 9 | 201 | 23 |  | Fixed | Roof
NJADRE1555777673 | Administratively Determined Incentive Program | Belleville | 7109 | 9 | 4.35 | Residential | Behind the Meter | No | Net Metered Residential | Big Wave Roofing and Solar LLC |  | PSE&G | Accepted | 2024-02-13 | 2024-02-28 | 2025-02-28 | Inverters | Enphase Energy Inc | IQ7PLUS-72-2-US | 290 |  | 11 |  |  | 0.98 |  | Outside
NJADRE1555777673 | Administratively Determined Incentive Program | Belleville | 7109 | 9 | 4.35 | Residential | Behind the Meter | No | Net Metered Residential | Big Wave Roofing and Solar LLC |  | PSE&G | Accepted | 2024-02-13 | 2024-02-28 | 2025-02-28 | Solar Panels | Canadian Solar | CS6R-395MS-HL |  | 0.395 | 9 | 141 | 35 |  | Fixed | Roof
NJADRE1555777673 | Administratively Determined Incentive Program | Belleville | 7109 | 9 | 4.35 | Residential | Behind the Meter | No | Net Metered Residential | Big Wave Roofing and Solar LLC |  | PSE&G | Accepted | 2024-02-13 | 2024-02-28 | 2025-02-28 | Solar Panels | Canadian Solar | CS6R-395MS-HL |  | 0.395 | 2 | 321 | 35 |  | Fixed | Roof
NJADRE1555777683 | Administratively Determined Incentive Program | Willingboro | 8046 | 13 | 12.56 | Residential | Behind the Meter | Yes | Net Metered Residential | Sunrun Installation Services, Inc. |  | PSE&G | Accepted | 2024-02-13 | 2024-02-28 | 2025-02-28 | Inverters | SolarEdge Technologies | SE10000H-USSN | 10000 |  | 1 |  |  | 0.99 |  | Outside
NJADRE1555777683 | Administratively Determined Incentive Program | Willingboro | 8046 | 13 | 12.56 | Residential | Behind the Meter | Yes | Net Metered Residential | Sunrun Installation Services, Inc. |  | PSE&G | Accepted | 2024-02-13 | 2024-02-28 | 2025-02-28 | Solar Panels | Hanwha Q Cells | Q.PEAK DUO BLK ML-G10+ 405 |  | 0.405 | 15 | 114 | 19 |  | Fixed | Roof
NJADRE1555777683 | Administratively Determined Incentive Program | Willingboro | 8046 | 13 | 12.56 | Residential | Behind the Meter | Yes | Net Metered Residential | Sunrun Installation Services, Inc. |  | PSE&G | Accepted | 2024-02-13 | 2024-02-28 | 2025-02-28 | Solar Panels | Hanwha Q Cells | Q.PEAK DUO BLK ML-G10+ 405 |  | 0.405 | 16 | 294 | 18 |  | Fixed | Roof
NJADRE1555777702 | Administratively Determined Incentive Program | Glassboro | 8028 | 15 | 3.24 | Residential | Behind the Meter | Yes | Net Metered Residential | SunnyMac LLC |  | AC Electric | Accepted | 2024-02-13 | 2024-02-28 | 2025-02-28 | Solar Panels | Q.PEAK DUO BLK ML-G10+ 405 | HANWHA |  | 0.405 | 6 | 161 | 28 |  | Fixed | Roof
NJADRE1555777702 | Administratively Determined Incentive Program | Glassboro | 8028 | 15 | 3.24 | Residential | Behind the Meter | Yes | Net Metered Residential | SunnyMac LLC |  | AC Electric | Accepted | 2024-02-13 | 2024-02-28 | 2025-02-28 | Solar Panels | Q.PEAK DUO BLK ML-G10+ 405 | HANWHA |  | 0.405 | 2 | 161 | 25 |  | Fixed | Roof
NJADRE1555777702 | Administratively Determined Incentive Program | Glassboro | 8028 | 15 | 3.24 | Residential | Behind the Meter | Yes | Net Metered Residential | SunnyMac LLC |  | AC Electric | Accepted | 2024-02-13 | 2024-02-28 | 2025-02-28 | Inverters | SE 3000H-US | Solaredge | 3000 |  | 1 |  |  | 0.1 |  | Outdoor | next to meter
NJADRE1555777712 | Administratively Determined Incentive Program | Elmwood Park | 7407 | 7 | 6 | Residential | Behind the Meter | Yes | Net Metered Residential | Sunrun Installation Services, Inc. |  | PSE&G | Accepted | 2024-02-13 | 2024-02-29 | 2025-02-28 | Inverters | Delta Electronics | E6-TL-US | 5760 |  | 1 |  |  | 0.97 |  | Indoor
NJADRE1555777712 | Administratively Determined Incentive Program | Elmwood Park | 7407 | 7 | 6 | Residential | Behind the Meter | Yes | Net Metered Residential | Sunrun Installation Services, Inc. |  | PSE&G | Accepted | 2024-02-13 | 2024-02-29 | 2025-02-28 | Solar Panels | Hanwha Q Cells | Q.PEAK DUO BLK ML-G10+/t 400 |  | 0.4 | 15 | 72 | 22 |  | Fixed | Roof
NJADRE1555777712 | Administratively Determined Incentive Program | Elmwood Park | 7407 | 7 | 6 | Residential | Behind the Meter | Yes | Net Metered Residential | Sunrun Installation Services, Inc. |  | PSE&G | Accepted | 2024-02-13 | 2024-02-29 | 2025-02-28 | Electric Storage Battery | Tesla | Powerwall 2 AC |  |  | 1 |  |  |  | Lithium Ion |  | Inside
NJADRE1555777717 | Administratively Determined Incentive Program | RIDGEFIELD PARK | 7660 | 7 | 6.08 | Residential | Behind the Meter | Yes | Net Metered Residential | SunnyMac LLC |  | PSE&G | Accepted | 2024-02-13 | 2024-02-28 | 2025-02-28 | Solar Panels | Q.PEAK DUO BLK ML-G10+ 405 | HANWHA |  | 0.405 | 5 | 198 | 38 |  | Fixed | Roof
NJADRE1555777717 | Administratively Determined Incentive Program | RIDGEFIELD PARK | 7660 | 7 | 6.08 | Residential | Behind the Meter | Yes | Net Metered Residential | SunnyMac LLC |  | PSE&G | Accepted | 2024-02-13 | 2024-02-28 | 2025-02-28 | Solar Panels | Q.PEAK DUO BLK ML-G10+ 405 | HANWHA |  | 0.405 | 10 | 18 | 38 |  | Fixed | Roof
NJADRE1555777717 | Administratively Determined Incentive Program | RIDGEFIELD PARK | 7660 | 7 | 6.08 | Residential | Behind the Meter | Yes | Net Metered Residential | SunnyMac LLC |  | PSE&G | Accepted | 2024-02-13 | 2024-02-28 | 2025-02-28 | Inverters | SE5000H-US | Solaredge | 5000 |  | 1 |  |  | 0.1 |  | Outdoor | next to meter
NJADRE1555777722 | Administratively Determined Incentive Program | BELLEVILLE | 7109 | 9 | 3.16 | Residential | Behind the Meter | No | Net Metered Residential | Big Wave Roofing and Solar LLC |  | PSE&G | Accepted | 2024-02-13 | 2024-03-01 | 2025-03-01 | Inverters | Enphase Energy Inc | IQ7PLUS-72-2-US | 290 |  | 8 |  |  | 0.98 |  | Outside
NJADRE1555777722 | Administratively Determined Incentive Program | BELLEVILLE | 7109 | 9 | 3.16 | Residential | Behind the Meter | No | Net Metered Residential | Big Wave Roofing and Solar LLC |  | PSE&G | Accepted | 2024-02-13 | 2024-03-01 | 2025-03-01 | Solar Panels | Canadian Solar | CS6R-395MS-HL |  | 0.395 | 8 | 321 | 11 |  | Fixed | Roof
NJADRE1555777733 | Administratively Determined Incentive Program | MANAHAWKIN | 8050 | 18 | 4.4 | Residential | Behind the Meter | Yes | Net Metered Residential | Power Energy Solutions |  | AC Electric | Accepted | 2024-02-13 | 2024-03-01 | 2025-03-01 | Inverters | SolarEdge | SE3800H-US | 4 |  | 1 |  |  | 0.97 |  | Outdoor
NJADRE1555777733 | Administratively Determined Incentive Program | MANAHAWKIN | 8050 | 18 | 4.4 | Residential | Behind the Meter | Yes | Net Metered Residential | Power Energy Solutions |  | AC Electric | Accepted | 2024-02-13 | 2024-03-01 | 2025-03-01 | Solar Panels | Canadian Solar | CS6R-400MS-HL HIKU6 BLACK MONO |  | 0.4 | 11 | 174 | 21 |  | Fixed | Roof
NJADRE1555777738 | Administratively Determined Incentive Program | JERSEY CITY | 7305 | 8 | 7.2 | Residential | Behind the Meter | Yes | Net Metered Residential | Pro Custom Solar dba Momentum Solar |  | PSE&G | Accepted | 2024-02-13 | 2024-02-28 | 2025-02-28 | Solar Panels | Q. PEAK DUO BLK ML-G10+400 | HANWHA |  | 0.4 | 18 | 58 | 4 |  | Fixed | Roof
NJADRE1555777738 | Administratively Determined Incentive Program | JERSEY CITY | 7305 | 8 | 7.2 | Residential | Behind the Meter | Yes | Net Metered Residential | Pro Custom Solar dba Momentum Solar |  | PSE&G | Accepted | 2024-02-13 | 2024-02-28 | 2025-02-28 | Inverters | IQ8PLUS-72-2-US | ENPHASE | 290 |  | 18 |  |  | 0.97 |  | Outdoor
NJADRE1555777747 | Administratively Determined Incentive Program | STEWARTSVILLE | 8886 | 2 | 4.6 | Residential | Behind the Meter | No | Net Metered Residential | GAF Energy |  | JCP&L | Accepted | 2024-02-13 | 2024-02-28 | 2025-02-28 | Inverters | Delta | M4-TL-US | 4000 |  | 1 |  |  | 0 |  | Outdoor
NJADRE1555777747 | Administratively Determined Incentive Program | STEWARTSVILLE | 8886 | 2 | 4.6 | Residential | Behind the Meter | No | Net Metered Residential | GAF Energy |  | JCP&L | Accepted | 2024-02-13 | 2024-02-28 | 2025-02-28 | Solar Panels | GAF Energy | TLS-1 |  | 0.046 | 100 | 137 | 45 |  | Fixed | Roof
NJADRE1555777770 | Administratively Determined Incentive Program | NORWOOD | 7648 | 7 | 16.4 | Residential | Behind the Meter | Yes | Net Metered Residential | SunPower Corporation |  | Orange Rockland Electric | Accepted | 2024-02-13 | 2024-02-28 | 2025-02-28 | Solar Panels | WAAREE ENERGIES LIMITED | WSMDI-400 |  | 0.4 | 26 | 75 | 21 |  | Fixed | Roof
NJADRE1555777770 | Administratively Determined Incentive Program | NORWOOD | 7648 | 7 | 16.4 | Residential | Behind the Meter | Yes | Net Metered Residential | SunPower Corporation |  | Orange Rockland Electric | Accepted | 2024-02-13 | 2024-02-28 | 2025-02-28 | Solar Panels | WAAREE ENERGIES LIMITED | WSMDI-400 |  | 0.4 | 9 | 255 | 21 |  | Fixed | Roof
NJADRE1555777770 | Administratively Determined Incentive Program | NORWOOD | 7648 | 7 | 16.4 | Residential | Behind the Meter | Yes | Net Metered Residential | SunPower Corporation |  | Orange Rockland Electric | Accepted | 2024-02-13 | 2024-02-28 | 2025-02-28 | Solar Panels | WAAREE ENERGIES LIMITED | WSMDI-400 |  | 0.4 | 3 | 345 | 13 |  | Fixed | Roof
NJADRE1555777770 | Administratively Determined Incentive Program | NORWOOD | 7648 | 7 | 16.4 | Residential | Behind the Meter | Yes | Net Metered Residential | SunPower Corporation |  | Orange Rockland Electric | Accepted | 2024-02-13 | 2024-02-28 | 2025-02-28 | Solar Panels | WAAREE ENERGIES LIMITED | WSMDI-400 |  | 0.4 | 3 | 255 | 13 |  | Fixed | Roof
NJADRE1555777770 | Administratively Determined Incentive Program | NORWOOD | 7648 | 7 | 16.4 | Residential | Behind the Meter | Yes | Net Metered Residential | SunPower Corporation |  | Orange Rockland Electric | Accepted | 2024-02-13 | 2024-02-28 | 2025-02-28 | Inverters | Enphase | IQ7HS-66-M-US | 384 |  | 41 |  |  | 0.97 |  | Other | under each panel
NJADRE1555777771 | Administratively Determined Incentive Program | CAPE MAY | 8204 | 21 | 2.43 | Residential | Behind the Meter | Yes | Net Metered Residential | Trinity Solar |  | AC Electric | Accepted | 2024-02-13 | 2024-02-28 | 2025-02-28 | Solar Panels | HANWHA | (Q.PEAK DUO BLK ML-G10+ 405) |  | 0.405 | 6 | 181 | 18 |  | Fixed | Roof
NJADRE1555777771 | Administratively Determined Incentive Program | CAPE MAY | 8204 | 21 | 2.43 | Residential | Behind the Meter | Yes | Net Metered Residential | Trinity Solar |  | AC Electric | Accepted | 2024-02-13 | 2024-02-28 | 2025-02-28 | Inverters | ENPHASE | (IQ8PLUS-72-2-US ) | 290 |  | 6 |  |  | 0.97 |  | Outdoor
NJADRE1555777801 | Administratively Determined Incentive Program | ELIZABETH | 7202 | 10 | 4.05 | Residential | Behind the Meter | Yes | Net Metered Residential | Trinity Solar Inc. |  | PSE&G | Accepted | 2024-02-13 | 2024-02-28 | 2025-02-28 | Inverters | Solar Edge | SE3000H-US | 3000 |  | 1 |  |  | 0.97 |  | Outdoor
NJADRE1555777801 | Administratively Determined Incentive Program | ELIZABETH | 7202 | 10 | 4.05 | Residential | Behind the Meter | Yes | Net Metered Residential | Trinity Solar Inc. |  | PSE&G | Accepted | 2024-02-13 | 2024-02-28 | 2025-02-28 | Solar Panels | HANWHA | HANWHA 405 (Q.PEAK DUO BLK ML-G10+ 405) |  | 0.405 | 10 | 132 | 23 |  | Fixed | Roof
NJADRE1555777805 | Administratively Determined Incentive Program | BERGENFIELD | 7621 | 7 | 4.8 | Residential | Behind the Meter | Yes | Net Metered Residential | SunPower Corporation |  | PSE&G | Accepted | 2024-02-13 | 2024-02-28 | 2025-02-28 | Solar Panels | WAAREE ENERGIES LIMITED | WSMDI-400 |  | 0.4 | 8 | 88 | 27 |  | Fixed | Roof
NJADRE1555777805 | Administratively Determined Incentive Program | BERGENFIELD | 7621 | 7 | 4.8 | Residential | Behind the Meter | Yes | Net Metered Residential | SunPower Corporation |  | PSE&G | Accepted | 2024-02-13 | 2024-02-28 | 2025-02-28 | Solar Panels | WAAREE ENERGIES LIMITED | WSMDI-400 |  | 0.4 | 4 | 268 | 27 |  | Fixed | Roof
NJADRE1555777805 | Administratively Determined Incentive Program | BERGENFIELD | 7621 | 7 | 4.8 | Residential | Behind the Meter | Yes | Net Metered Residential | SunPower Corporation |  | PSE&G | Accepted | 2024-02-13 | 2024-02-28 | 2025-02-28 | Inverters | Enphase | IQ7HS-66-M-US | 384 |  | 12 |  |  | 0.97 |  | Other | under each panel
NJADRE1555777815 | Administratively Determined Incentive Program | BERLIN | 8009 | 14 | 9.6 | Residential | Behind the Meter | Yes | Net Metered Residential | Sunrun Installation Services, Inc. |  | AC Electric | Accepted | 2024-02-13 | 2024-02-28 | 2025-02-28 | Inverters | SolarEdge Technologies | SE7600H-USSN | 7600 |  | 1 |  |  | 0.99 |  | Outdoor | Next to meter
NJADRE1555777815 | Administratively Determined Incentive Program | BERLIN | 8009 | 14 | 9.6 | Residential | Behind the Meter | Yes | Net Metered Residential | Sunrun Installation Services, Inc. |  | AC Electric | Accepted | 2024-02-13 | 2024-02-28 | 2025-02-28 | Solar Panels | Hanwha Q Cells | Q.PEAK DUO BLK ML-G10+/T 400 |  | 0.4 | 13 | 112 | 15 |  | Fixed | Roof
NJADRE1555777815 | Administratively Determined Incentive Program | BERLIN | 8009 | 14 | 9.6 | Residential | Behind the Meter | Yes | Net Metered Residential | Sunrun Installation Services, Inc. |  | AC Electric | Accepted | 2024-02-13 | 2024-02-28 | 2025-02-28 | Solar Panels | Hanwha Q Cells | Q.PEAK DUO BLK ML-G10+/T 400 |  | 0.4 | 11 | 202 | 22 |  | Fixed | Roof
NJADRE1555777816 | Administratively Determined Incentive Program | MONTCLAIR | 7043 | 9 | 8.2 | Residential | Behind the Meter | Yes | Net Metered Residential | Pro Custom Solar dba Momentum Solar |  | PSE&G | Accepted | 2024-02-13 | 2024-02-29 | 2025-02-28 | Solar Panels | Q. PEAK DUO BLK ML-G10+410 | HANWHA |  | 0.41 | 9 | 207 | 29 |  | Fixed | Roof
NJADRE1555777816 | Administratively Determined Incentive Program | MONTCLAIR | 7043 | 9 | 8.2 | Residential | Behind the Meter | Yes | Net Metered Residential | Pro Custom Solar dba Momentum Solar |  | PSE&G | Accepted | 2024-02-13 | 2024-02-29 | 2025-02-28 | Solar Panels | Q. PEAK DUO BLK ML-G10+410 | HANWHA |  | 0.41 | 11 | 27 | 29 |  | Fixed | Roof
NJADRE1555777816 | Administratively Determined Incentive Program | MONTCLAIR | 7043 | 9 | 8.2 | Residential | Behind the Meter | Yes | Net Metered Residential | Pro Custom Solar dba Momentum Solar |  | PSE&G | Accepted | 2024-02-13 | 2024-02-29 | 2025-02-28 | Inverters | IQ8PLUS-72-2-US | ENPHASE | 290 |  | 20 |  |  | 0.97 |  | Outdoor
NJADRE1555777827 | Administratively Determined Incentive Program | SEWELL | 8080 | 15 | 7.36 | Residential | Behind the Meter | No | Net Metered Residential | Freedom Forever New Jersey LLC |  | PSE&G | Accepted | 2024-02-13 | 2024-03-04 | 2025-03-04 | Inverters | Solar Edge | SE5000H-USRGM [SI1] | 5000 |  | 1 |  |  | 0.99 |  | Outside
NJADRE1555777827 | Administratively Determined Incentive Program | SEWELL | 8080 | 15 | 7.36 | Residential | Behind the Meter | No | Net Metered Residential | Freedom Forever New Jersey LLC |  | PSE&G | Accepted | 2024-02-13 | 2024-03-04 | 2025-03-04 | Solar Panels | Hanwha | Q.PEAK DUO-G5 320, 320W |  | 0.32 | 23 | 154 | 31 |  | Fixed | Roof
NJADRE1555777836 | Administratively Determined Incentive Program | CARMEL | 8332 | 20 | 7.7 | Residential | Behind the Meter | Yes | Net Metered Residential | Sunpower Corporation |  | AC Electric | Accepted | 2024-02-13 | 2024-02-28 | 2025-02-28 | Solar Panels | Hanwha Q CELLS | Q.PEAK DUO BLK ML-G10+ 405 |  | 0.405 | 5 | 73 | 30 |  | Fixed | Roof
NJADRE1555777836 | Administratively Determined Incentive Program | CARMEL | 8332 | 20 | 7.7 | Residential | Behind the Meter | Yes | Net Metered Residential | Sunpower Corporation |  | AC Electric | Accepted | 2024-02-13 | 2024-02-28 | 2025-02-28 | Solar Panels | Hanwha Q CELLS | Q.PEAK DUO BLK ML-G10+ 405 |  | 0.405 | 14 | 253 | 30 |  | Fixed | Roof
NJADRE1555777836 | Administratively Determined Incentive Program | CARMEL | 8332 | 20 | 7.7 | Residential | Behind the Meter | Yes | Net Metered Residential | Sunpower Corporation |  | AC Electric | Accepted | 2024-02-13 | 2024-02-28 | 2025-02-28 | Inverters | Enphase | IQ7HS-66-M-US | 384 |  | 19 |  |  | 0.97 |  | Other | under each panel
NJADRE1555777861 | Administratively Determined Incentive Program | VENTNOR CITY | 8406 | 19 | 10.4 | Residential | Behind the Meter | Yes | Net Metered Residential | Pro Custom Solar dba Momentum Solar |  | AC Electric | Accepted | 2024-02-13 | 2024-02-28 | 2025-02-28 | Solar Panels | Q. PEAK DUO BLK ML-G10+400 | HANWHA |  | 0.4 | 8 | 58 | 45 |  | Fixed | Roof
NJADRE1555777861 | Administratively Determined Incentive Program | VENTNOR CITY | 8406 | 19 | 10.4 | Residential | Behind the Meter | Yes | Net Metered Residential | Pro Custom Solar dba Momentum Solar |  | AC Electric | Accepted | 2024-02-13 | 2024-02-28 | 2025-02-28 | Solar Panels | Q. PEAK DUO BLK ML-G10+400 | HANWHA |  | 0.4 | 9 | 238 | 45 |  | Fixed | Roof
NJADRE1555777861 | Administratively Determined Incentive Program | VENTNOR CITY | 8406 | 19 | 10.4 | Residential | Behind the Meter | Yes | Net Metered Residential | Pro Custom Solar dba Momentum Solar |  | AC Electric | Accepted | 2024-02-13 | 2024-02-28 | 2025-02-28 | Solar Panels | Q. PEAK DUO BLK ML-G10+400 | HANWHA |  | 0.4 | 3 | 238 | 19 |  | Fixed | Roof
NJADRE1555777861 | Administratively Determined Incentive Program | VENTNOR CITY | 8406 | 19 | 10.4 | Residential | Behind the Meter | Yes | Net Metered Residential | Pro Custom Solar dba Momentum Solar |  | AC Electric | Accepted | 2024-02-13 | 2024-02-28 | 2025-02-28 | Solar Panels | Q. PEAK DUO BLK ML-G10+400 | HANWHA |  | 0.4 | 3 | 58 | 18 |  | Fixed | Roof
NJADRE1555777861 | Administratively Determined Incentive Program | VENTNOR CITY | 8406 | 19 | 10.4 | Residential | Behind the Meter | Yes | Net Metered Residential | Pro Custom Solar dba Momentum Solar |  | AC Electric | Accepted | 2024-02-13 | 2024-02-28 | 2025-02-28 | Solar Panels | Q. PEAK DUO BLK ML-G10+400 | HANWHA |  | 0.4 | 3 | 238 | 45 |  | Fixed | Roof
NJADRE1555777861 | Administratively Determined Incentive Program | VENTNOR CITY | 8406 | 19 | 10.4 | Residential | Behind the Meter | Yes | Net Metered Residential | Pro Custom Solar dba Momentum Solar |  | AC Electric | Accepted | 2024-02-13 | 2024-02-28 | 2025-02-28 | Inverters | IQ8PLUS-72-2-US | ENPHASE | 290 |  | 26 |  |  | 0.97 |  | Outdoor
NJADRE1555777864 | Administratively Determined Incentive Program | TOMS RIVER | 8753 | 18 | 2.84 | Residential | Behind the Meter | No | Net Metered Residential | EMT RENEWABLES |  | JCP&L | Accepted | 2024-02-13 | 2024-02-28 | 2025-02-28 | Inverters | ENPHASE | IQ8+ | 290 |  | 7 |  |  | 0.98 |  | Other | UNDER EACH PANEL
NJADRE1555777864 | Administratively Determined Incentive Program | TOMS RIVER | 8753 | 18 | 2.84 | Residential | Behind the Meter | No | Net Metered Residential | EMT RENEWABLES |  | JCP&L | Accepted | 2024-02-13 | 2024-02-28 | 2025-02-28 | Solar Panels | Q.CELLS | Q.PEAK DUO |  | 0.405 | 7 | 110 | 20 |  | Fixed | Roof
NJADRE1555777959 | Administratively Determined Incentive Program | NORTH PLAINFIELD | 7060 | 10 | 6.15 | Residential | Behind the Meter | Yes | Net Metered Residential | Pro Custom Solar dba Momentum Solar |  | PSE&G | Accepted | 2024-02-13 | 2024-02-29 | 2025-02-28 | Solar Panels | Q. PEAK DUO BLK ML-G10+410 | HANWHA |  | 0.41 | 15 | 134 | 31 |  | Fixed | Roof
NJADRE1555777959 | Administratively Determined Incentive Program | NORTH PLAINFIELD | 7060 | 10 | 6.15 | Residential | Behind the Meter | Yes | Net Metered Residential | Pro Custom Solar dba Momentum Solar |  | PSE&G | Accepted | 2024-02-13 | 2024-02-29 | 2025-02-28 | Inverters | IQ8PLUS-72-2-US | ENPHASE | 290 |  | 15 |  |  | 0.97 |  | Outdoor
NJADRE1555777990 | Administratively Determined Incentive Program | New Milford Boro | 7646 | 7 | 7.7 | Residential | Behind the Meter | Yes | Net Metered Residential | Sunrun Installation Services, Inc. |  | PSE&G | Accepted | 2024-02-13 | 2024-02-28 | 2025-02-28 | Inverters | SolarEdge Technologies | SE6000H-USSN | 6000 |  | 1 |  |  | 0.99 |  | Outdoor | Next to meter
NJADRE1555777990 | Administratively Determined Incentive Program | New Milford Boro | 7646 | 7 | 7.7 | Residential | Behind the Meter | Yes | Net Metered Residential | Sunrun Installation Services, Inc. |  | PSE&G | Accepted | 2024-02-13 | 2024-02-28 | 2025-02-28 | Solar Panels | Hanwha Q Cells | Q.PEAK DUO BLK ML-G10+ 405 |  | 0.405 | 19 | 110 | 22 |  | Fixed | Roof
NJADRE1555777997 | Administratively Determined Incentive Program | Cape May Court House | 8210 | 21 | 8.2 | Residential | Behind the Meter | Yes | Net Metered Residential | Pro Custom Solar dba Momentum Solar |  | AC Electric | Accepted | 2024-02-13 | 2024-03-01 | 2025-03-01 | Solar Panels | Q. PEAK DUO BLK ML-G10+410 | HANWHA |  | 0.41 | 20 | 159 | 26 |  | Fixed | Roof
NJADRE1555777997 | Administratively Determined Incentive Program | Cape May Court House | 8210 | 21 | 8.2 | Residential | Behind the Meter | Yes | Net Metered Residential | Pro Custom Solar dba Momentum Solar |  | AC Electric | Accepted | 2024-02-13 | 2024-03-01 | 2025-03-01 | Inverters | IQ8PLUS-72-2-US | ENPHASE | 290 |  | 20 |  |  | 0.97 |  | Outdoor
NJADRE1555778016 | Administratively Determined Incentive Program | BAYVILLE | 8721 | 18 | 15.3 | Residential | Behind the Meter | No | Net Metered Residential | NJ Solar Power |  | JCP&L | Accepted | 2024-02-13 | 2024-02-29 | 2025-02-28 | Solar Panels | Hanwha | Q.TRON BLK M-G2+ 425 |  | 0.425 | 30 | 263 | 25 |  | Fixed | Roof | Roof 1
NJADRE1555778016 | Administratively Determined Incentive Program | BAYVILLE | 8721 | 18 | 15.3 | Residential | Behind the Meter | No | Net Metered Residential | NJ Solar Power |  | JCP&L | Accepted | 2024-02-13 | 2024-02-29 | 2025-02-28 | Solar Panels | Hanwha | Q.TRON BLK M-G2+ 425 |  | 0.425 | 6 | 83 | 25 |  | Fixed | Roof | Roof 2
NJADRE1555778016 | Administratively Determined Incentive Program | BAYVILLE | 8721 | 18 | 15.3 | Residential | Behind the Meter | No | Net Metered Residential | NJ Solar Power |  | JCP&L | Accepted | 2024-02-13 | 2024-02-29 | 2025-02-28 | Inverters | Solaredge | SE6000H-US | 12000 |  | 2 |  |  | 0.99 |  | Outside
NJADRE1555778016 | Administratively Determined Incentive Program | BAYVILLE | 8721 | 18 | 15.3 | Residential | Behind the Meter | No | Net Metered Residential | NJ Solar Power |  | JCP&L | Accepted | 2024-02-13 | 2024-02-29 | 2025-02-28 | Meters | SolarEdge | SE6000H-US |  |  | 1 |  |  |  | Yes | Outdoor
NJADRE1555778016 | Administratively Determined Incentive Program | BAYVILLE | 8721 | 18 | 15.3 | Residential | Behind the Meter | No | Net Metered Residential | NJ Solar Power |  | JCP&L | Accepted | 2024-02-13 | 2024-02-29 | 2025-02-28 | Meters | SolarEdge | SE6000H-US |  |  | 1 |  |  |  | Yes | Outdoor
NJADRE1555778031 | Administratively Determined Incentive Program | PATERSON | 7514 | 6 | 7.7 | Residential | Behind the Meter | Yes | Net Metered Residential | Freedom Forever New Jersey LLC |  | PSE&G | Accepted | 2024-02-13 | 2024-02-29 | 2025-02-28 | Inverters | Solar Edge | SE6000H-USRGM [SI1 | 6000 |  | 1 |  |  | 0.99 |  | Outside
NJADRE1555778031 | Administratively Determined Incentive Program | PATERSON | 7514 | 6 | 7.7 | Residential | Behind the Meter | Yes | Net Metered Residential | Freedom Forever New Jersey LLC |  | PSE&G | Accepted | 2024-02-13 | 2024-02-29 | 2025-02-28 | Solar Panels | JINKO SOLAR | JKM385M-6RL3-B |  | 0.385 | 14 | 14 | 16 |  | Fixed | Roof
NJADRE1555778031 | Administratively Determined Incentive Program | PATERSON | 7514 | 6 | 7.7 | Residential | Behind the Meter | Yes | Net Metered Residential | Freedom Forever New Jersey LLC |  | PSE&G | Accepted | 2024-02-13 | 2024-02-29 | 2025-02-28 | Solar Panels | JINKO SOLAR | JKM385M-6RL3-B |  | 0.385 | 3 | 284 | 16 |  | Fixed | Roof
NJADRE1555778031 | Administratively Determined Incentive Program | PATERSON | 7514 | 6 | 7.7 | Residential | Behind the Meter | Yes | Net Metered Residential | Freedom Forever New Jersey LLC |  | PSE&G | Accepted | 2024-02-13 | 2024-02-29 | 2025-02-28 | Solar Panels | JINKO SOLAR | JKM385M-6RL3-B |  | 0.385 | 3 | 104 | 16 |  | Fixed | Roof
NJADRE1555778040 | Administratively Determined Incentive Program | Farmingdale | 7727 | 17 | 6.89 | Residential | Behind the Meter | Yes | Net Metered Residential | Brilliant Installations Inc. |  | JCP&L | Accepted | 2024-02-13 | 2024-03-01 | 2025-03-01 | Inverters | Enphase Energy | IQ8PLUS-72-2-US | 290 |  | 17 |  |  | 0.97 |  | Outdoor
NJADRE1555778040 | Administratively Determined Incentive Program | Farmingdale | 7727 | 17 | 6.89 | Residential | Behind the Meter | Yes | Net Metered Residential | Brilliant Installations Inc. |  | JCP&L | Accepted | 2024-02-13 | 2024-03-01 | 2025-03-01 | Solar Panels | Hanwha QCells | Q.PEAK DUO BLK ML-G10+ 405W |  | 0.405 | 17 | 158 | 34 |  | Fixed | Roof
NJADRE1555778061 | Administratively Determined Incentive Program | SWEDESBORO | 8085 | 15 | 9.72 | Residential | Behind the Meter | Yes | Net Metered Residential | Brilliant Installations Inc. |  | AC Electric | Accepted | 2024-02-13 | 2024-03-01 | 2025-03-01 | Inverters | Enphase Energy | IQ8PLUS-72-2-US | 290 |  | 24 |  |  | 0.97 |  | Outdoor
NJADRE1555778061 | Administratively Determined Incentive Program | SWEDESBORO | 8085 | 15 | 9.72 | Residential | Behind the Meter | Yes | Net Metered Residential | Brilliant Installations Inc. |  | AC Electric | Accepted | 2024-02-13 | 2024-03-01 | 2025-03-01 | Solar Panels | Hanwha QCells | Q.PEAK DUO BLK ML-G10+ 405W |  | 0.405 | 18 | 182 | 40 |  | Fixed | Roof
NJADRE1555778061 | Administratively Determined Incentive Program | SWEDESBORO | 8085 | 15 | 9.72 | Residential | Behind the Meter | Yes | Net Metered Residential | Brilliant Installations Inc. |  | AC Electric | Accepted | 2024-02-13 | 2024-03-01 | 2025-03-01 | Solar Panels | Hanwha QCells | Q.PEAK DUO BLK ML-G10+ 405W |  | 0.405 | 6 | 92 | 40 |  | Fixed | Roof
NJADRE1555778074 | Administratively Determined Incentive Program | PISCATAWAY | 8854 | 11 | 9.43 | Residential | Behind the Meter | Yes | Net Metered Residential | Pro Custom Solar dba Momentum Solar |  | PSE&G | Accepted | 2024-02-13 | 2024-02-29 | 2025-02-28 | Inverters | IQ8PLUS-72-2-US | ENPHASE | 290 |  | 23 |  |  | 0.97 |  | Outdoor
NJADRE1555778074 | Administratively Determined Incentive Program | PISCATAWAY | 8854 | 11 | 9.43 | Residential | Behind the Meter | Yes | Net Metered Residential | Pro Custom Solar dba Momentum Solar |  | PSE&G | Accepted | 2024-02-13 | 2024-02-29 | 2025-02-28 | Solar Panels | Q. PEAK DUO BLK ML-G10+410 | HANWHA |  | 0.41 | 9 | 144 | 23 |  | Fixed | Roof
NJADRE1555778074 | Administratively Determined Incentive Program | PISCATAWAY | 8854 | 11 | 9.43 | Residential | Behind the Meter | Yes | Net Metered Residential | Pro Custom Solar dba Momentum Solar |  | PSE&G | Accepted | 2024-02-13 | 2024-02-29 | 2025-02-28 | Solar Panels | Q. PEAK DUO BLK ML-G10+410 | HANWHA |  | 0.41 | 14 | 324 | 22 |  | Fixed | Roof
NJADRE1555778090 | Administratively Determined Incentive Program | PATERSON | 7514 | 6 | 9.24 | Residential | Behind the Meter | Yes | Net Metered Residential | Freedom Forever New Jersey LLC |  | PSE&G | Accepted | 2024-02-13 | 2024-02-29 | 2025-02-28 | Inverters | Solar Edge | SE7600H-USRGM [SI1 | 7600 |  | 1 |  |  | 0.99 |  | Outside
NJADRE1555778090 | Administratively Determined Incentive Program | PATERSON | 7514 | 6 | 9.24 | Residential | Behind the Meter | Yes | Net Metered Residential | Freedom Forever New Jersey LLC |  | PSE&G | Accepted | 2024-02-13 | 2024-02-29 | 2025-02-28 | Solar Panels | JINKO SOLAR | JKM385M-6RL3-B |  | 0.385 | 3 | 104 | 16 |  | Fixed | Roof
NJADRE1555778090 | Administratively Determined Incentive Program | PATERSON | 7514 | 6 | 9.24 | Residential | Behind the Meter | Yes | Net Metered Residential | Freedom Forever New Jersey LLC |  | PSE&G | Accepted | 2024-02-13 | 2024-02-29 | 2025-02-28 | Solar Panels | JINKO SOLAR | JKM385M-6RL3-B |  | 0.385 | 18 | 194 | 16 |  | Fixed | Roof
NJADRE1555778090 | Administratively Determined Incentive Program | PATERSON | 7514 | 6 | 9.24 | Residential | Behind the Meter | Yes | Net Metered Residential | Freedom Forever New Jersey LLC |  | PSE&G | Accepted | 2024-02-13 | 2024-02-29 | 2025-02-28 | Solar Panels | JINKO SOLAR | JKM385M-6RL3-B |  | 0.385 | 3 | 284 | 16 |  | Fixed | Roof
NJADRE1555778112 | Administratively Determined Incentive Program | Deptford | 8096 | 15 | 9.32 | Residential | Behind the Meter | Yes | Net Metered Residential | Brilliant Installation Inc. |  | PSE&G | Accepted | 2024-02-13 | 2024-03-01 | 2025-03-01 | Inverters | Enphase Energy | IQ8PLUS-72-2-US | 290 |  | 23 |  |  | 0.97 |  | Outdoor
NJADRE1555778112 | Administratively Determined Incentive Program | Deptford | 8096 | 15 | 9.32 | Residential | Behind the Meter | Yes | Net Metered Residential | Brilliant Installation Inc. |  | PSE&G | Accepted | 2024-02-13 | 2024-03-01 | 2025-03-01 | Solar Panels | Hanwha QCells | Q.PEAK DUO BLK ML-G10+ 405W |  | 0.405 | 11 | 110 | 34 |  | Fixed | Roof
NJADRE1555778112 | Administratively Determined Incentive Program | Deptford | 8096 | 15 | 9.32 | Residential | Behind the Meter | Yes | Net Metered Residential | Brilliant Installation Inc. |  | PSE&G | Accepted | 2024-02-13 | 2024-03-01 | 2025-03-01 | Solar Panels | Hanwha QCells | Q.PEAK DUO BLK ML-G10+ 405W |  | 0.405 | 12 | 290 | 34 |  | Fixed | Roof
NJADRE1555778114 | Administratively Determined Incentive Program | Franklin Township | 8873 | 5 | 18.4 | Residential | Behind the Meter | No | Net Metered Residential | Public Service Solar |  | PSE&G | Accepted | 2024-02-13 | 2024-02-29 | 2025-02-28 | Solar Panels | Panasonic | EVPV400HK |  | 0.4 | 17 | 257 | 34 |  | Fixed | Roof
NJADRE1555778114 | Administratively Determined Incentive Program | Franklin Township | 8873 | 5 | 18.4 | Residential | Behind the Meter | No | Net Metered Residential | Public Service Solar |  | PSE&G | Accepted | 2024-02-13 | 2024-02-29 | 2025-02-28 | Solar Panels | Panasonic | EVPV400HK |  | 0.4 | 2 | 167 | 33 |  | Fixed | Roof
NJADRE1555778114 | Administratively Determined Incentive Program | Franklin Township | 8873 | 5 | 18.4 | Residential | Behind the Meter | No | Net Metered Residential | Public Service Solar |  | PSE&G | Accepted | 2024-02-13 | 2024-02-29 | 2025-02-28 | Solar Panels | Panasonic | EVPV400HK |  | 0.4 | 9 | 347 | 45 |  | Fixed | Roof
NJADRE1555778114 | Administratively Determined Incentive Program | Franklin Township | 8873 | 5 | 18.4 | Residential | Behind the Meter | No | Net Metered Residential | Public Service Solar |  | PSE&G | Accepted | 2024-02-13 | 2024-02-29 | 2025-02-28 | Solar Panels | Panasonic | EVPV400HK |  | 0.4 | 7 | 77 | 34 |  | Fixed | Roof
NJADRE1555778114 | Administratively Determined Incentive Program | Franklin Township | 8873 | 5 | 18.4 | Residential | Behind the Meter | No | Net Metered Residential | Public Service Solar |  | PSE&G | Accepted | 2024-02-13 | 2024-02-29 | 2025-02-28 | Solar Panels | Panasonic | EVPV400HK |  | 0.4 | 8 | 77 | 34 |  | Fixed | Roof
NJADRE1555778114 | Administratively Determined Incentive Program | Franklin Township | 8873 | 5 | 18.4 | Residential | Behind the Meter | No | Net Metered Residential | Public Service Solar |  | PSE&G | Accepted | 2024-02-13 | 2024-02-29 | 2025-02-28 | Solar Panels | Panasonic | EVPV400HK |  | 0.4 | 3 | 77 | 45 |  | Fixed | Roof
NJADRE1555778114 | Administratively Determined Incentive Program | Franklin Township | 8873 | 5 | 18.4 | Residential | Behind the Meter | No | Net Metered Residential | Public Service Solar |  | PSE&G | Accepted | 2024-02-13 | 2024-02-29 | 2025-02-28 | Inverters | Enphase | iQ8H-72-M-US | 380 |  | 46 |  |  | 0.96 |  | Outdoor | Under module
NJADRE1555778117 | Administratively Determined Incentive Program | SPRING LAKE | 7762 | 17 | 4 | Residential | Behind the Meter | Yes | Net Metered Residential | Sunrun Installation Services, Inc. |  | JCP&L | Accepted | 2024-02-13 | 2024-03-01 | 2025-03-01 | Inverters | SolarEdge Technologies | SE3800H-USMN | 3800 |  | 1 |  |  | 0.99 |  | Outside
NJADRE1555778117 | Administratively Determined Incentive Program | SPRING LAKE | 7762 | 17 | 4 | Residential | Behind the Meter | Yes | Net Metered Residential | Sunrun Installation Services, Inc. |  | JCP&L | Accepted | 2024-02-13 | 2024-03-01 | 2025-03-01 | Solar Panels | Hanwha Q Cells | Q.PEAK DUO BLK ML-G10+/t 400 |  | 0.4 | 3 | 348 | 38 |  | Fixed | Roof
NJADRE1555778117 | Administratively Determined Incentive Program | SPRING LAKE | 7762 | 17 | 4 | Residential | Behind the Meter | Yes | Net Metered Residential | Sunrun Installation Services, Inc. |  | JCP&L | Accepted | 2024-02-13 | 2024-03-01 | 2025-03-01 | Solar Panels | Hanwha Q Cells | Q.PEAK DUO BLK ML-G10+/t 400 |  | 0.4 | 4 | 348 | 30 |  | Fixed | Roof
NJADRE1555778117 | Administratively Determined Incentive Program | SPRING LAKE | 7762 | 17 | 4 | Residential | Behind the Meter | Yes | Net Metered Residential | Sunrun Installation Services, Inc. |  | JCP&L | Accepted | 2024-02-13 | 2024-03-01 | 2025-03-01 | Solar Panels | Hanwha Q Cells | Q.PEAK DUO BLK ML-G10+/t 400 |  | 0.4 | 3 | 77 | 23 |  | Fixed | Roof
NJADRE1555778123 | Administratively Determined Incentive Program | BROWNS MILLS | 8015 | 13 | 13.94 | Residential | Behind the Meter | Yes | Net Metered Residential | Define Solar |  | JCP&L | Accepted | 2024-02-27 | 2024-03-18 | 2025-03-18 | Inverters | Enphase | IQ8PLUS-72-2-US | 290 |  | 19 |  |  | 0.976 |  | Outside | Under each pv panel
NJADRE1555778123 | Administratively Determined Incentive Program | BROWNS MILLS | 8015 | 13 | 13.94 | Residential | Behind the Meter | Yes | Net Metered Residential | Define Solar |  | JCP&L | Accepted | 2024-02-27 | 2024-03-18 | 2025-03-18 | Inverters | Enphase | IQ8PLUS-72-2-US | 290 |  | 15 |  |  | 0.976 |  | Outside | Under each pv panel
NJADRE1555778123 | Administratively Determined Incentive Program | BROWNS MILLS | 8015 | 13 | 13.94 | Residential | Behind the Meter | Yes | Net Metered Residential | Define Solar |  | JCP&L | Accepted | 2024-02-27 | 2024-03-18 | 2025-03-18 | Solar Panels | Znshine | ZXM7-SH108 410W |  | 0.41 | 19 | 264 | 24 |  | Fixed | Roof
NJADRE1555778123 | Administratively Determined Incentive Program | BROWNS MILLS | 8015 | 13 | 13.94 | Residential | Behind the Meter | Yes | Net Metered Residential | Define Solar |  | JCP&L | Accepted | 2024-02-27 | 2024-03-18 | 2025-03-18 | Solar Panels | Znshine | ZXM7-SH108 410W |  | 0.41 | 15 | 84 | 24 |  | Fixed | Roof
NJADRE1555778123 | Administratively Determined Incentive Program | BROWNS MILLS | 8015 | 13 | 13.94 | Residential | Behind the Meter | Yes | Net Metered Residential | Define Solar |  | JCP&L | Accepted | 2024-02-27 | 2024-03-18 | 2025-03-18 | Meters | Enphase | X2-IQ-AM1-240-4 |  |  | 1 |  |  |  | Yes | Outdoor
NJADRE1555778132 | Administratively Determined Incentive Program | LODI | 7644 | 7 | 8.8 | Residential | Behind the Meter | Yes | Net Metered Residential | Sunrun Installation Services, Inc. |  | PSE&G | Accepted | 2024-02-13 | 2024-03-04 | 2025-03-04 | Electric Storage Battery | Tesla | Powerwall 2 AC |  |  | 1 |  |  |  | Lithium Ion |  | Inside
NJADRE1555778132 | Administratively Determined Incentive Program | LODI | 7644 | 7 | 8.8 | Residential | Behind the Meter | Yes | Net Metered Residential | Sunrun Installation Services, Inc. |  | PSE&G | Accepted | 2024-02-13 | 2024-03-04 | 2025-03-04 | Inverters | SolarEdge Technologies | SE6000H-USSN | 6000 |  | 1 |  |  | 0.99 |  | Indoor
NJADRE1555778132 | Administratively Determined Incentive Program | LODI | 7644 | 7 | 8.8 | Residential | Behind the Meter | Yes | Net Metered Residential | Sunrun Installation Services, Inc. |  | PSE&G | Accepted | 2024-02-13 | 2024-03-04 | 2025-03-04 | Solar Panels | Hanwha Q Cells | Q.PEAK DUO BLK ML-G10+/t 400 |  | 0.4 | 22 | 219 | 40 |  | Fixed | Roof
NJADRE1555778150 | Administratively Determined Incentive Program | BOGOTA | 7603 | 7 | 7.6 | Residential | Behind the Meter | Yes | Net Metered Residential | Sunrun Installation Services, Inc. |  | PSE&G | Accepted | 2024-02-13 | 2024-02-29 | 2025-02-28 | Inverters | Delta Electronics | E6-TL-US | 5760 |  | 1 |  |  | 0.97 |  | Outdoor
NJADRE1555778150 | Administratively Determined Incentive Program | BOGOTA | 7603 | 7 | 7.6 | Residential | Behind the Meter | Yes | Net Metered Residential | Sunrun Installation Services, Inc. |  | PSE&G | Accepted | 2024-02-13 | 2024-02-29 | 2025-02-28 | Solar Panels | Hanwha Q Cells | Q.PEAK DUO BLK ML-G10+/t 400 |  | 0.4 | 7 | 290 | 18 |  | Fixed | Roof
NJADRE1555778150 | Administratively Determined Incentive Program | BOGOTA | 7603 | 7 | 7.6 | Residential | Behind the Meter | Yes | Net Metered Residential | Sunrun Installation Services, Inc. |  | PSE&G | Accepted | 2024-02-13 | 2024-02-29 | 2025-02-28 | Solar Panels | Hanwha Q Cells | Q.PEAK DUO BLK ML-G10+/t 400 |  | 0.4 | 12 | 110 | 18 |  | Fixed | Roof
NJADRE1555778533 | Administratively Determined Incentive Program | Englishtown | 7726 | 17 | 12.56 | Residential | Behind the Meter | Yes | Net Metered Residential | Brilliant Installations Inc. |  | JCP&L | Accepted | 2024-02-13 | 2024-03-01 | 2025-03-01 | Inverters | Enphase Energy | IQ8PLUS-72-2-US | 290 |  | 31 |  |  | 0.97 |  | Outdoor
NJADRE1555778533 | Administratively Determined Incentive Program | Englishtown | 7726 | 17 | 12.56 | Residential | Behind the Meter | Yes | Net Metered Residential | Brilliant Installations Inc. |  | JCP&L | Accepted | 2024-02-13 | 2024-03-01 | 2025-03-01 | Solar Panels | Hanwha QCells | Q.PEAK DUO BLK ML-G10.a+ 405W |  | 0.405 | 7 | 2 | 35 |  | Fixed | Roof
NJADRE1555778533 | Administratively Determined Incentive Program | Englishtown | 7726 | 17 | 12.56 | Residential | Behind the Meter | Yes | Net Metered Residential | Brilliant Installations Inc. |  | JCP&L | Accepted | 2024-02-13 | 2024-03-01 | 2025-03-01 | Solar Panels | Hanwha QCells | Q.PEAK DUO BLK ML-G10.a+ 405W |  | 0.405 | 14 | 182 | 35 |  | Fixed | Roof
NJADRE1555778533 | Administratively Determined Incentive Program | Englishtown | 7726 | 17 | 12.56 | Residential | Behind the Meter | Yes | Net Metered Residential | Brilliant Installations Inc. |  | JCP&L | Accepted | 2024-02-13 | 2024-03-01 | 2025-03-01 | Solar Panels | Hanwha QCells | Q.PEAK DUO BLK ML-G10.a+ 405W |  | 0.405 | 10 | 182 | 35 |  | Fixed | Roof
NJADRE1555778536 | Administratively Determined Incentive Program | West Orange | 7052 | 9 | 16.45 | Residential | Behind the Meter | Yes | Net Metered Residential | SunPower Corporation |  | PSE&G | Accepted | 2024-02-13 | 2024-02-29 | 2025-02-28 | Solar Panels | Sunpower | SPR-X21-350-BLK-E-AC |  | 0.35 | 2 | 32 | 24 |  | Fixed | Roof
NJADRE1555778536 | Administratively Determined Incentive Program | West Orange | 7052 | 9 | 16.45 | Residential | Behind the Meter | Yes | Net Metered Residential | SunPower Corporation |  | PSE&G | Accepted | 2024-02-13 | 2024-02-29 | 2025-02-28 | Solar Panels | Sunpower | SPR-X21-350-BLK-E-AC |  | 0.35 | 2 | 212 | 24 |  | Fixed | Roof
NJADRE1555778536 | Administratively Determined Incentive Program | West Orange | 7052 | 9 | 16.45 | Residential | Behind the Meter | Yes | Net Metered Residential | SunPower Corporation |  | PSE&G | Accepted | 2024-02-13 | 2024-02-29 | 2025-02-28 | Solar Panels | Sunpower | SPR-X21-350-BLK-E-AC |  | 0.35 | 18 | 302 | 24 |  | Fixed | Roof
NJADRE1555778536 | Administratively Determined Incentive Program | West Orange | 7052 | 9 | 16.45 | Residential | Behind the Meter | Yes | Net Metered Residential | SunPower Corporation |  | PSE&G | Accepted | 2024-02-13 | 2024-02-29 | 2025-02-28 | Solar Panels | Sunpower | SPR-X21-350-BLK-E-AC |  | 0.35 | 18 | 122 | 24 |  | Fixed | Roof
NJADRE1555778536 | Administratively Determined Incentive Program | West Orange | 7052 | 9 | 16.45 | Residential | Behind the Meter | Yes | Net Metered Residential | SunPower Corporation |  | PSE&G | Accepted | 2024-02-13 | 2024-02-29 | 2025-02-28 | Solar Panels | Sunpower | SPR-X21-350-BLK-E-AC |  | 0.35 | 2 | 122 | 24 |  | Fixed | Roof
NJADRE1555778536 | Administratively Determined Incentive Program | West Orange | 7052 | 9 | 16.45 | Residential | Behind the Meter | Yes | Net Metered Residential | SunPower Corporation |  | PSE&G | Accepted | 2024-02-13 | 2024-02-29 | 2025-02-28 | Solar Panels | Sunpower | SPR-X21-350-BLK-E-AC |  | 0.35 | 5 | 122 | 22 |  | Fixed | Roof
NJADRE1555778536 | Administratively Determined Incentive Program | West Orange | 7052 | 9 | 16.45 | Residential | Behind the Meter | Yes | Net Metered Residential | SunPower Corporation |  | PSE&G | Accepted | 2024-02-13 | 2024-02-29 | 2025-02-28 | Inverters | Enphase | IQ7XS-96-2-US | 315 |  | 47 |  |  | 0.98 |  | Other | Under Each Panel
NJADRE1555778553 | Administratively Determined Incentive Program | PLAINFIELD | 7060 | 10 | 8 | Residential | Behind the Meter | Yes | Net Metered Residential | Sunrun Installation Services, Inc. |  | PSE&G | Accepted | 2024-02-13 | 2024-02-29 | 2025-02-28 | Electric Storage Battery | Tesla | Powerwall 2 AC |  |  | 1 |  |  |  | Lithium Ion |  | Inside
NJADRE1555778553 | Administratively Determined Incentive Program | PLAINFIELD | 7060 | 10 | 8 | Residential | Behind the Meter | Yes | Net Metered Residential | Sunrun Installation Services, Inc. |  | PSE&G | Accepted | 2024-02-13 | 2024-02-29 | 2025-02-28 | Inverters | SolarEdge Technologies | SE6000H-USSN | 6000 |  | 1 |  |  | 0.99 |  | Indoor
NJADRE1555778553 | Administratively Determined Incentive Program | PLAINFIELD | 7060 | 10 | 8 | Residential | Behind the Meter | Yes | Net Metered Residential | Sunrun Installation Services, Inc. |  | PSE&G | Accepted | 2024-02-13 | 2024-02-29 | 2025-02-28 | Solar Panels | Hanwha Q Cells | Q.PEAK DUO BLK ML-G10+/t 400 |  | 0.4 | 20 | 167 | 35 |  | Fixed | Roof
NJADRE1555778558 | Administratively Determined Incentive Program | NEWARK | 7108 | 9 | 3.56 | Residential | Behind the Meter | Yes | Net Metered Residential | Solar Mite Solutions |  | PSE&G | Accepted | 2024-02-13 | 2024-02-29 | 2025-02-28 | Solar Panels | Canadian Solar | CS6R |  | 0.395 | 5 | 196 | 14 |  | Fixed | Roof | Array 1
NJADRE1555778558 | Administratively Determined Incentive Program | NEWARK | 7108 | 9 | 3.56 | Residential | Behind the Meter | Yes | Net Metered Residential | Solar Mite Solutions |  | PSE&G | Accepted | 2024-02-13 | 2024-02-29 | 2025-02-28 | Solar Panels | Canadian Solar | CS6R |  | 0.395 | 4 | 16 | 14 |  | Fixed | Roof | Array 2
NJADRE1555778558 | Administratively Determined Incentive Program | NEWARK | 7108 | 9 | 3.56 | Residential | Behind the Meter | Yes | Net Metered Residential | Solar Mite Solutions |  | PSE&G | Accepted | 2024-02-13 | 2024-02-29 | 2025-02-28 | Inverters | Enphase | IQ8PLUS-72-2 | 290 |  | 9 |  |  | 0.98 |  | Outdoor
NJADRE1555779226 | Administratively Determined Incentive Program | CAPE MAY COURT HOUSE | 8210 | 21 | 14.82 | Residential | Behind the Meter | Yes | Net Metered Residential | Bright Planet Solar |  | AC Electric | Accepted | 2024-02-13 | 2024-02-29 | 2025-02-28 | Inverters | Solar Edge | SE10000H-USRGM | 10000 |  | 1 |  |  | 0.98 |  | Outdoor | OUTSIDE
NJADRE1555779226 | Administratively Determined Incentive Program | CAPE MAY COURT HOUSE | 8210 | 21 | 14.82 | Residential | Behind the Meter | Yes | Net Metered Residential | Bright Planet Solar |  | AC Electric | Accepted | 2024-02-13 | 2024-02-29 | 2025-02-28 | Solar Panels | Q.Peak Duo Blk ML-G9+ 380W | Q.Peak Duo Blk ML-G9+ 380W |  | 0.38 | 6 | 119 | 34 |  | Fixed | Roof
NJADRE1555779226 | Administratively Determined Incentive Program | CAPE MAY COURT HOUSE | 8210 | 21 | 14.82 | Residential | Behind the Meter | Yes | Net Metered Residential | Bright Planet Solar |  | AC Electric | Accepted | 2024-02-13 | 2024-02-29 | 2025-02-28 | Solar Panels | Hanwha Q-Cells | Q.Peak Duo Blk ML-G9+ 380W |  | 0.38 | 18 | 119 | 34 |  | Fixed | Roof
NJADRE1555779226 | Administratively Determined Incentive Program | CAPE MAY COURT HOUSE | 8210 | 21 | 14.82 | Residential | Behind the Meter | Yes | Net Metered Residential | Bright Planet Solar |  | AC Electric | Accepted | 2024-02-13 | 2024-02-29 | 2025-02-28 | Solar Panels | Hanwha Q-Cells | Q.Peak Duo Blk ML-G9+ 380W |  | 0.38 | 15 | 299 | 34 |  | Fixed | Roof
NJADRE1555781537 | Administratively Determined Incentive Program | RIVERSIDE TWP | 8075 | 13 | 5.2 | Residential | Behind the Meter | Yes | Net Metered Residential | Sunrun Installation Services, Inc. |  | PSE&G | Accepted | 2024-02-14 | 2024-02-29 | 2025-02-28 | Inverters | SolarEdge Technologies | SE3800H-USMN | 3800 |  | 1 |  |  | 0.99 |  | Outdoor | Next to meter
NJADRE1555781537 | Administratively Determined Incentive Program | RIVERSIDE TWP | 8075 | 13 | 5.2 | Residential | Behind the Meter | Yes | Net Metered Residential | Sunrun Installation Services, Inc. |  | PSE&G | Accepted | 2024-02-14 | 2024-02-29 | 2025-02-28 | Solar Panels | Hanwha Q Cells | Q.PEAK DUO BLK ML-G10+/T 400 |  | 0.4 | 8 | 211 | 39 |  | Fixed | Roof
NJADRE1555781537 | Administratively Determined Incentive Program | RIVERSIDE TWP | 8075 | 13 | 5.2 | Residential | Behind the Meter | Yes | Net Metered Residential | Sunrun Installation Services, Inc. |  | PSE&G | Accepted | 2024-02-14 | 2024-02-29 | 2025-02-28 | Solar Panels | Hanwha Q Cells | Q.PEAK DUO BLK ML-G10+/T 400 |  | 0.4 | 5 | 31 | 39 |  | Fixed | Roof
NJADRE1555781541 | Administratively Determined Incentive Program | EDISON | 8817 | 11 | 7.7 | Residential | Behind the Meter | Yes | Net Metered Residential | SunnyMac LLC |  | PSE&G | Accepted | 2024-02-14 | 2024-02-29 | 2025-02-28 | Solar Panels | Q.PEAK DUO BLK ML-G10+ 405 | HANWHA |  | 0.405 | 9 | 171 | 20 |  | Fixed | Roof
NJADRE1555781541 | Administratively Determined Incentive Program | EDISON | 8817 | 11 | 7.7 | Residential | Behind the Meter | Yes | Net Metered Residential | SunnyMac LLC |  | PSE&G | Accepted | 2024-02-14 | 2024-02-29 | 2025-02-28 | Solar Panels | Q.PEAK DUO BLK ML-G10+ 405 | HANWHA |  | 0.405 | 10 | 351 | 20 |  | Fixed | Roof
NJADRE1555781541 | Administratively Determined Incentive Program | EDISON | 8817 | 11 | 7.7 | Residential | Behind the Meter | Yes | Net Metered Residential | SunnyMac LLC |  | PSE&G | Accepted | 2024-02-14 | 2024-02-29 | 2025-02-28 | Inverters | SE6000H-US | Solaredge | 6000 |  | 1 |  |  | 0.1 |  | Outdoor | next to meter
NJADRE1555781542 | Administratively Determined Incentive Program | FORDS | 8863 | 11 | 3.65 | Residential | Behind the Meter | Yes | Net Metered Residential | Sunrun Installation Services, Inc. |  | PSE&G | Accepted | 2024-02-14 | 2024-03-01 | 2025-03-01 | Inverters | DELTA ELECTRONICS | E4-TL-US | 4000 |  | 1 |  |  | 0.975 |  | Outdoor | Next to meter
NJADRE1555781542 | Administratively Determined Incentive Program | FORDS | 8863 | 11 | 3.65 | Residential | Behind the Meter | Yes | Net Metered Residential | Sunrun Installation Services, Inc. |  | PSE&G | Accepted | 2024-02-14 | 2024-03-01 | 2025-03-01 | Solar Panels | Hanwha Q Cells | Q.PEAK DUO BLK ML-G10+ 405 |  | 0.405 | 9 | 172 | 31 |  | Fixed | Roof
NJADRE1555781546 | Administratively Determined Incentive Program | RUNNEMEDE | 8078 | 14 | 5.27 | Residential | Behind the Meter | Yes | Net Metered Residential | Sunny Mac LLC |  | PSE&G | Accepted | 2024-02-14 | 2024-03-08 | 2025-03-08 | Solar Panels | Q.PEAK DUO BLK ML-G10+ 405 | HANWHA |  | 0.405 | 6 | 262 | 9 |  | Fixed | Roof
NJADRE1555781546 | Administratively Determined Incentive Program | RUNNEMEDE | 8078 | 14 | 5.27 | Residential | Behind the Meter | Yes | Net Metered Residential | Sunny Mac LLC |  | PSE&G | Accepted | 2024-02-14 | 2024-03-08 | 2025-03-08 | Solar Panels | Q.PEAK DUO BLK ML-G10+ 405 | HANWHA |  | 0.405 | 7 | 82 | 33 |  | Fixed | Roof
NJADRE1555781546 | Administratively Determined Incentive Program | RUNNEMEDE | 8078 | 14 | 5.27 | Residential | Behind the Meter | Yes | Net Metered Residential | Sunny Mac LLC |  | PSE&G | Accepted | 2024-02-14 | 2024-03-08 | 2025-03-08 | Inverters | SE3800H-US | Solaredge | 10000 |  | 1 |  |  | 0.1 |  | Outdoor | next to meter
NJADRE1555781552 | Administratively Determined Incentive Program | EWING | 8618 | 12 | 6.4 | Residential | Behind the Meter | Yes | Net Metered Residential | Sunrun Installation Services, Inc. |  | PSE&G | Accepted | 2024-02-14 | 2024-03-01 | 2025-03-01 | Inverters | SolarEdge Technologies | SE6000H-USSN | 6000 |  | 1 |  |  | 0.99 |  | Outside | Next to meter
NJADRE1555781552 | Administratively Determined Incentive Program | EWING | 8618 | 12 | 6.4 | Residential | Behind the Meter | Yes | Net Metered Residential | Sunrun Installation Services, Inc. |  | PSE&G | Accepted | 2024-02-14 | 2024-03-01 | 2025-03-01 | Solar Panels | Hanwha Q Cells | Q.PEAK DUO BLK ML-G10+/t 400 |  | 0.4 | 16 | 331 | 18 |  | Fixed | Roof
NJADRE1555781573 | Administratively Determined Incentive Program | LAFAYETTE | 7848 | 1 | 14.18 | Residential | Behind the Meter | Yes | Net Metered Residential | Trinity Solar Inc. |  | Sussex Rural | Accepted | 2024-02-14 | 2024-03-01 | 2025-03-01 | Inverters | Solar Edge | SE11400H-US | 11400 |  | 1 |  |  | 0.97 |  | Outdoor
NJADRE1555781573 | Administratively Determined Incentive Program | LAFAYETTE | 7848 | 1 | 14.18 | Residential | Behind the Meter | Yes | Net Metered Residential | Trinity Solar Inc. |  | Sussex Rural | Accepted | 2024-02-14 | 2024-03-01 | 2025-03-01 | Solar Panels | HANWHA | HANWHA 405 (Q.PEAK DUO BLK ML-G10+ 405) |  | 0.405 | 19 | 309 | 27 |  | Fixed | Roof
NJADRE1555781573 | Administratively Determined Incentive Program | LAFAYETTE | 7848 | 1 | 14.18 | Residential | Behind the Meter | Yes | Net Metered Residential | Trinity Solar Inc. |  | Sussex Rural | Accepted | 2024-02-14 | 2024-03-01 | 2025-03-01 | Solar Panels | HANWHA | HANWHA 405 (Q.PEAK DUO BLK ML-G10+ 405) |  | 0.405 | 16 | 129 | 27 |  | Fixed | Roof
NJADRE1555781577 | Administratively Determined Incentive Program | WILLIAMSTOWN | 8094 | 15 | 6 | Residential | Behind the Meter | Yes | Net Metered Residential | Power Energy Solutions |  | AC Electric | Accepted | 2024-02-14 | 2024-03-01 | 2025-03-01 | Inverters | SolarEdge | SE6000H-US | 6 |  | 1 |  |  | 0.97 |  | Outdoor
NJADRE1555781577 | Administratively Determined Incentive Program | WILLIAMSTOWN | 8094 | 15 | 6 | Residential | Behind the Meter | Yes | Net Metered Residential | Power Energy Solutions |  | AC Electric | Accepted | 2024-02-14 | 2024-03-01 | 2025-03-01 | Solar Panels | Canadian Solar | CS6R-400MS-HL HIKU6 BLACK MONO |  | 0.4 | 10 | 229 | 20 |  | Fixed | Roof
NJADRE1555781577 | Administratively Determined Incentive Program | WILLIAMSTOWN | 8094 | 15 | 6 | Residential | Behind the Meter | Yes | Net Metered Residential | Power Energy Solutions |  | AC Electric | Accepted | 2024-02-14 | 2024-03-01 | 2025-03-01 | Solar Panels | Canadian Solar | CS6R-400MS-HL HIKU6 BLACK MONO |  | 0.4 | 3 | 139 | 19 |  | Fixed | Roof
NJADRE1555781577 | Administratively Determined Incentive Program | WILLIAMSTOWN | 8094 | 15 | 6 | Residential | Behind the Meter | Yes | Net Metered Residential | Power Energy Solutions |  | AC Electric | Accepted | 2024-02-14 | 2024-03-01 | 2025-03-01 | Solar Panels | Canadian Solar | CS6R-400MS-HL HIKU6 BLACK MONO |  | 0.4 | 2 | 319 | 19 |  | Fixed | Roof
NJADRE1555781591 | Administratively Determined Incentive Program | TOMS RIVER | 8753 | 18 | 4.86 | Residential | Behind the Meter | Yes | Net Metered Residential | Trinity Solar Inc. |  | JCP&L | Accepted | 2024-02-14 | 2024-03-01 | 2025-03-01 | Inverters | Solar Edge | SE3800H-US | 3800 |  | 1 |  |  | 0.97 |  | Outside
NJADRE1555781591 | Administratively Determined Incentive Program | TOMS RIVER | 8753 | 18 | 4.86 | Residential | Behind the Meter | Yes | Net Metered Residential | Trinity Solar Inc. |  | JCP&L | Accepted | 2024-02-14 | 2024-03-01 | 2025-03-01 | Solar Panels | HANWHA | Q.PEAK DUO BLK ML-G10+ 405 |  | 0.405 | 12 | 204 | 30 |  | Fixed | Roof
NJADRE1555781602 | Administratively Determined Incentive Program | VENTNOR CITY | 8406 | 19 | 3.16 | Residential | Behind the Meter | Yes | Net Metered Residential | Big Wave Roofing and Solar LLC |  | AC Electric | Accepted | 2024-02-14 | 2024-03-01 | 2025-03-01 | Inverters | Enphase Energy Inc | IQ7PLUS-72-2-US | 290 |  | 8 |  |  | 0.98 |  | Outside
NJADRE1555781602 | Administratively Determined Incentive Program | VENTNOR CITY | 8406 | 19 | 3.16 | Residential | Behind the Meter | Yes | Net Metered Residential | Big Wave Roofing and Solar LLC |  | AC Electric | Accepted | 2024-02-14 | 2024-03-01 | 2025-03-01 | Solar Panels | Canadian Solar | CS6R-395MS-HL |  | 0.395 | 4 | 237 | 7 |  | Fixed | Roof
NJADRE1555781602 | Administratively Determined Incentive Program | VENTNOR CITY | 8406 | 19 | 3.16 | Residential | Behind the Meter | Yes | Net Metered Residential | Big Wave Roofing and Solar LLC |  | AC Electric | Accepted | 2024-02-14 | 2024-03-01 | 2025-03-01 | Solar Panels | Canadian Solar | CS6R-395MS-HL |  | 0.395 | 4 | 57 | 7 |  | Fixed | Roof
NJADRE1555781604 | Administratively Determined Incentive Program | CALIFON | 7830 | 4 | 6.89 | Residential | Behind the Meter | Yes | Net Metered Residential | EMT RENEWABLES |  | JCP&L | Accepted | 2024-02-14 | 2024-03-01 | 2025-03-01 | Inverters | Q.CELLS | Q.PEAK DUO | 290 |  | 17 |  |  | 0.98 |  | Other | UNDER EACH PANEL
NJADRE1555781604 | Administratively Determined Incentive Program | CALIFON | 7830 | 4 | 6.89 | Residential | Behind the Meter | Yes | Net Metered Residential | EMT RENEWABLES |  | JCP&L | Accepted | 2024-02-14 | 2024-03-01 | 2025-03-01 | Solar Panels | Q.CELLS | Q.PEAK DUO |  | 0.405 | 3 | 111 | 24 |  | Fixed | Roof
NJADRE1555781604 | Administratively Determined Incentive Program | CALIFON | 7830 | 4 | 6.89 | Residential | Behind the Meter | Yes | Net Metered Residential | EMT RENEWABLES |  | JCP&L | Accepted | 2024-02-14 | 2024-03-01 | 2025-03-01 | Solar Panels | Q.CELLS | Q.PEAK DUO |  | 0.405 | 14 | 201 | 23 |  | Fixed | Roof
NJADRE1555781622 | Administratively Determined Incentive Program | EGG HARBOR TOWNSHIP | 8234 | 19 | 7.79 | Residential | Behind the Meter | No | Net Metered Residential | Sun Up Zero Down LLC |  | AC Electric | Accepted | 2024-02-15 | 2024-03-01 | 2025-03-01 | Meters | Enphase | TBD |  |  | 1 |  |  |  | Yes
NJADRE1555781622 | Administratively Determined Incentive Program | EGG HARBOR TOWNSHIP | 8234 | 19 | 7.79 | Residential | Behind the Meter | No | Net Metered Residential | Sun Up Zero Down LLC |  | AC Electric | Accepted | 2024-02-15 | 2024-03-01 | 2025-03-01 | Inverters | Enphase | IQ8PLUS-72-2-US | 290 |  | 19 |  |  | 0.976 |  | Outdoor
NJADRE1555781622 | Administratively Determined Incentive Program | EGG HARBOR TOWNSHIP | 8234 | 19 | 7.79 | Residential | Behind the Meter | No | Net Metered Residential | Sun Up Zero Down LLC |  | AC Electric | Accepted | 2024-02-15 | 2024-03-01 | 2025-03-01 | Solar Panels | Trina | TSM-410-NE09RC.05 Vertex S+ |  | 0.41 | 19 | 233 | 23 |  | Fixed | Roof
NJADRE1555781628 | Administratively Determined Incentive Program | SOMERSET | 8873 | 5 | 9.2 | Residential | Behind the Meter | Yes | Net Metered Residential | Power Energy Solutions |  | PSE&G | Accepted | 2024-02-14 | 2024-03-01 | 2025-03-01 | Inverters | SolarEdge | SE6000H-US | 6 |  | 1 |  |  | 0.97 |  | Outdoor
NJADRE1555781628 | Administratively Determined Incentive Program | SOMERSET | 8873 | 5 | 9.2 | Residential | Behind the Meter | Yes | Net Metered Residential | Power Energy Solutions |  | PSE&G | Accepted | 2024-02-14 | 2024-03-01 | 2025-03-01 | Solar Panels | Canadian Solar | CS6R-400MS-HL HIKU6 BLACK MONO |  | 0.4 | 14 | 256 | 20 |  | Fixed | Roof
NJADRE1555781628 | Administratively Determined Incentive Program | SOMERSET | 8873 | 5 | 9.2 | Residential | Behind the Meter | Yes | Net Metered Residential | Power Energy Solutions |  | PSE&G | Accepted | 2024-02-14 | 2024-03-01 | 2025-03-01 | Solar Panels | Canadian Solar | CS6R-400MS-HL HIKU6 BLACK MONO |  | 0.4 | 5 | 256 | 20 |  | Fixed | Roof
NJADRE1555781628 | Administratively Determined Incentive Program | SOMERSET | 8873 | 5 | 9.2 | Residential | Behind the Meter | Yes | Net Metered Residential | Power Energy Solutions |  | PSE&G | Accepted | 2024-02-14 | 2024-03-01 | 2025-03-01 | Solar Panels | Canadian Solar | CS6R-400MS-HL HIKU6 BLACK MONO |  | 0.4 | 4 | 76 | 20 |  | Fixed | Roof
NJADRE1555781635 | Administratively Determined Incentive Program | Lakewood | 8701 | 18 | 16.4 | Residential | Behind the Meter | Yes | Net Metered Residential | Powerlutions |  | JCP&L | Accepted | 2024-02-14 | 2024-03-01 | 2025-03-01 | Solar Panels | SEG | SEG-410-BMD-HV |  | 0.41 | 18 | 6 | 28 |  | Fixed | Roof
NJADRE1555781635 | Administratively Determined Incentive Program | Lakewood | 8701 | 18 | 16.4 | Residential | Behind the Meter | Yes | Net Metered Residential | Powerlutions |  | JCP&L | Accepted | 2024-02-14 | 2024-03-01 | 2025-03-01 | Solar Panels | SEG | SEG-410-BMD-HV |  | 0.41 | 22 | 186 | 28 |  | Fixed | Roof
NJADRE1555781635 | Administratively Determined Incentive Program | Lakewood | 8701 | 18 | 16.4 | Residential | Behind the Meter | Yes | Net Metered Residential | Powerlutions |  | JCP&L | Accepted | 2024-02-14 | 2024-03-01 | 2025-03-01 | Inverters | Enphase | IQ7PLUS-72-2-US | 290 |  | 40 |  |  | 0.98 |  | Outdoor
NJADRE1555781645 | Administratively Determined Incentive Program | West Milford | 7480 | 6 | 9.32 | Residential | Behind the Meter | No | Net Metered Residential | EMT Renewables |  | Orange Rockland Electric | Accepted | 2024-02-14 | 2024-03-01 | 2025-03-01 | Inverters | ENPHASE | IQ8+ | 290 |  | 23 |  |  | 0.98 |  | Other | UNDER EACH PANEL
NJADRE1555781645 | Administratively Determined Incentive Program | West Milford | 7480 | 6 | 9.32 | Residential | Behind the Meter | No | Net Metered Residential | EMT Renewables |  | Orange Rockland Electric | Accepted | 2024-02-14 | 2024-03-01 | 2025-03-01 | Solar Panels | Q.CELLS | Q.PEAK DUO |  | 0.405 | 3 | 284 | 18 |  | Fixed | Roof
NJADRE1555781645 | Administratively Determined Incentive Program | West Milford | 7480 | 6 | 9.32 | Residential | Behind the Meter | No | Net Metered Residential | EMT Renewables |  | Orange Rockland Electric | Accepted | 2024-02-14 | 2024-03-01 | 2025-03-01 | Solar Panels | Q.CELLS | Q.PEAK DUO |  | 0.405 | 3 | 194 | 18 |  | Fixed | Roof
NJADRE1555781645 | Administratively Determined Incentive Program | West Milford | 7480 | 6 | 9.32 | Residential | Behind the Meter | No | Net Metered Residential | EMT Renewables |  | Orange Rockland Electric | Accepted | 2024-02-14 | 2024-03-01 | 2025-03-01 | Solar Panels | Q.CELLS | Q.PEAK DUO |  | 0.405 | 3 | 194 | 18 |  | Fixed | Roof
NJADRE1555781645 | Administratively Determined Incentive Program | West Milford | 7480 | 6 | 9.32 | Residential | Behind the Meter | No | Net Metered Residential | EMT Renewables |  | Orange Rockland Electric | Accepted | 2024-02-14 | 2024-03-01 | 2025-03-01 | Solar Panels | Q.CELLS | Q.PEAK DUO |  | 0.405 | 3 | 284 | 18 |  | Fixed | Roof
NJADRE1555781645 | Administratively Determined Incentive Program | West Milford | 7480 | 6 | 9.32 | Residential | Behind the Meter | No | Net Metered Residential | EMT Renewables |  | Orange Rockland Electric | Accepted | 2024-02-14 | 2024-03-01 | 2025-03-01 | Solar Panels | Q.CELLS | Q.PEAK DUO |  | 0.405 | 11 | 104 | 18 |  | Fixed | Roof
NJADRE1555781652 | Administratively Determined Incentive Program | NEWARK | 7106 | 9 | 2.03 | Residential | Behind the Meter | Yes | Small Net-Metered Non-Residential located on Rooftop, Carport, Canopy and Floating Solar | Trinity Solar Inc. |  | PSE&G | Accepted | 2024-02-14 | 2024-03-01 | 2025-03-01 | Inverters | Enphase | IQ8PLUS-72-2-US | 290 |  | 5 |  |  | 0.97 |  | Outdoor
NJADRE1555781652 | Administratively Determined Incentive Program | NEWARK | 7106 | 9 | 2.03 | Residential | Behind the Meter | Yes | Small Net-Metered Non-Residential located on Rooftop, Carport, Canopy and Floating Solar | Trinity Solar Inc. |  | PSE&G | Accepted | 2024-02-14 | 2024-03-01 | 2025-03-01 | Solar Panels | HANWHA | (Q.PEAK DUO BLK ML-G10+ 405) |  | 0.405 | 2 | 204 | 27 |  | Fixed | Roof
NJADRE1555781652 | Administratively Determined Incentive Program | NEWARK | 7106 | 9 | 2.03 | Residential | Behind the Meter | Yes | Small Net-Metered Non-Residential located on Rooftop, Carport, Canopy and Floating Solar | Trinity Solar Inc. |  | PSE&G | Accepted | 2024-02-14 | 2024-03-01 | 2025-03-01 | Solar Panels | HANWHA | (Q.PEAK DUO BLK ML-G10+ 405) |  | 0.405 | 3 | 24 | 27 |  | Fixed | Roof
NJADRE1555781654 | Administratively Determined Incentive Program | West Orange Twp | 7052 | 9 | 4 | Residential | Behind the Meter | Yes | Net Metered Residential | Sunrun Installation Services, Inc. |  | PSE&G | Accepted | 2024-02-14 | 2024-03-01 | 2025-03-01 | Inverters | SolarEdge Technologies | SE3800H-USMN | 3800 |  | 1 |  |  | 0.99 |  | Outdoor | Next to meter
NJADRE1555781654 | Administratively Determined Incentive Program | West Orange Twp | 7052 | 9 | 4 | Residential | Behind the Meter | Yes | Net Metered Residential | Sunrun Installation Services, Inc. |  | PSE&G | Accepted | 2024-02-14 | 2024-03-01 | 2025-03-01 | Solar Panels | Hanwha Q Cells | Q.PEAK DUO BLK ML-G10+/T 400 |  | 0.4 | 10 | 216 | 26 |  | Fixed | Roof
NJADRE1555781661 | Administratively Determined Incentive Program | PERTH AMBOY | 8861 | 11 | 7.29 | Residential | Behind the Meter | Yes | Net Metered Residential | Sunny Mac LLC |  | PSE&G | Accepted | 2024-02-14 | 2024-03-05 | 2025-03-05 | Solar Panels | Q.PEAK DUO BLK ML-G10+ 405 | HANWHA |  | 0.405 | 9 | 284 | 23 |  | Fixed | Roof
NJADRE1555781661 | Administratively Determined Incentive Program | PERTH AMBOY | 8861 | 11 | 7.29 | Residential | Behind the Meter | Yes | Net Metered Residential | Sunny Mac LLC |  | PSE&G | Accepted | 2024-02-14 | 2024-03-05 | 2025-03-05 | Solar Panels | Q.PEAK DUO BLK ML-G10+ 405 | HANWHA |  | 0.405 | 7 | 104 | 23 |  | Fixed | Roof
NJADRE1555781661 | Administratively Determined Incentive Program | PERTH AMBOY | 8861 | 11 | 7.29 | Residential | Behind the Meter | Yes | Net Metered Residential | Sunny Mac LLC |  | PSE&G | Accepted | 2024-02-14 | 2024-03-05 | 2025-03-05 | Solar Panels | Q.PEAK DUO BLK ML-G10+ 405 | HANWHA |  | 0.405 | 2 | 194 | 24 |  | Fixed | Roof
NJADRE1555781661 | Administratively Determined Incentive Program | PERTH AMBOY | 8861 | 11 | 7.29 | Residential | Behind the Meter | Yes | Net Metered Residential | Sunny Mac LLC |  | PSE&G | Accepted | 2024-02-14 | 2024-03-05 | 2025-03-05 | Inverters | SE5000H-US | Solaredge | 5000 |  | 1 |  |  | 0.1 |  | Outdoor | next to meter
NJADRE1555781754 | Administratively Determined Incentive Program | HAMMONTON | 8037 | 19 | 5.93 | Residential | Behind the Meter | Yes | Net Metered Residential | Big Wave Roofing and Solar LLC |  | AC Electric | Accepted | 2024-02-14 | 2024-03-01 | 2025-03-01 | Inverters | Enphase Energy Inc | IQ7PLUS-72-2-US | 290 |  | 15 |  |  | 0.98 |  | Outside
NJADRE1555781754 | Administratively Determined Incentive Program | HAMMONTON | 8037 | 19 | 5.93 | Residential | Behind the Meter | Yes | Net Metered Residential | Big Wave Roofing and Solar LLC |  | AC Electric | Accepted | 2024-02-14 | 2024-03-01 | 2025-03-01 | Solar Panels | Canadian Solar | CS6R-395MS-HL |  | 0.395 | 15 | 310 | 33 |  | Fixed | Roof
NJADRE1555781765 | Administratively Determined Incentive Program | MILLVILLE | 8332 | 20 | 11.75 | Residential | Behind the Meter | Yes | Net Metered Residential | Trinity Solar |  | AC Electric | Accepted | 2024-02-14 | 2024-03-01 | 2025-03-01 | Inverters | Solar Edge | SE10000H-US | 10000 |  | 1 |  |  | 0.97 |  | Outdoor
NJADRE1555781765 | Administratively Determined Incentive Program | MILLVILLE | 8332 | 20 | 11.75 | Residential | Behind the Meter | Yes | Net Metered Residential | Trinity Solar |  | AC Electric | Accepted | 2024-02-14 | 2024-03-01 | 2025-03-01 | Solar Panels | Hanwha | HANWHA 405 (Q.PEAK DUO BLK ML-G10+ 405) |  | 0.405 | 14 | 105 | 23 |  | Fixed | Roof
NJADRE1555781765 | Administratively Determined Incentive Program | MILLVILLE | 8332 | 20 | 11.75 | Residential | Behind the Meter | Yes | Net Metered Residential | Trinity Solar |  | AC Electric | Accepted | 2024-02-14 | 2024-03-01 | 2025-03-01 | Solar Panels | Hanwha | HANWHA 405 (Q.PEAK DUO BLK ML-G10+ 405) |  | 0.405 | 15 | 285 | 18 |  | Fixed | Roof
NJADRE1555781775 | Administratively Determined Incentive Program | WOODBRIDGE TWP | 7001 | 11 | 5.6 | Residential | Behind the Meter | Yes | Net Metered Residential | Sunrun Installation Services, Inc. |  | PSE&G | Accepted | 2024-02-14 | 2024-03-01 | 2025-03-01 | Inverters | SolarEdge Technologies | SE3800H-USMN | 3800 |  | 1 |  |  | 0.99 |  | Outdoor | Next to meter
NJADRE1555781775 | Administratively Determined Incentive Program | WOODBRIDGE TWP | 7001 | 11 | 5.6 | Residential | Behind the Meter | Yes | Net Metered Residential | Sunrun Installation Services, Inc. |  | PSE&G | Accepted | 2024-02-14 | 2024-03-01 | 2025-03-01 | Solar Panels | Hanwha Q Cells | Q.PEAK DUO BLK ML-G10+/T 400 |  | 0.4 | 3 | 299 | 24 |  | Fixed | Roof
NJADRE1555781775 | Administratively Determined Incentive Program | WOODBRIDGE TWP | 7001 | 11 | 5.6 | Residential | Behind the Meter | Yes | Net Metered Residential | Sunrun Installation Services, Inc. |  | PSE&G | Accepted | 2024-02-14 | 2024-03-01 | 2025-03-01 | Solar Panels | Hanwha Q Cells | Q.PEAK DUO BLK ML-G10+/T 400 |  | 0.4 | 11 | 119 | 48 |  | Fixed | Roof
NJADRE1555781785 | Administratively Determined Incentive Program | Teaneck | 7666 | 7 | 10.8 | Residential | Behind the Meter | Yes | Net Metered Residential | Pro Custom Solar dba Momentum Solar |  | PSE&G | Accepted | 2024-02-14 | 2024-03-01 | 2025-03-01 | Solar Panels | Q. PEAK DUO BLK ML-G10+400 | HANWHA |  | 0.4 | 10 | 116 | 19 |  | Fixed | Roof
NJADRE1555781785 | Administratively Determined Incentive Program | Teaneck | 7666 | 7 | 10.8 | Residential | Behind the Meter | Yes | Net Metered Residential | Pro Custom Solar dba Momentum Solar |  | PSE&G | Accepted | 2024-02-14 | 2024-03-01 | 2025-03-01 | Solar Panels | Q. PEAK DUO BLK ML-G10+400 | HANWHA |  | 0.4 | 17 | 296 | 19 |  | Fixed | Roof
NJADRE1555781785 | Administratively Determined Incentive Program | Teaneck | 7666 | 7 | 10.8 | Residential | Behind the Meter | Yes | Net Metered Residential | Pro Custom Solar dba Momentum Solar |  | PSE&G | Accepted | 2024-02-14 | 2024-03-01 | 2025-03-01 | Inverters | IQ8PLUS-72-2-US | ENPHASE | 290 |  | 27 |  |  | 0.97 |  | Outdoor
NJADRE1555781786 | Administratively Determined Incentive Program | Hammonton | 8037 | 19 | 19.36 | Residential | Behind the Meter | Yes | Net Metered Residential | Big Wave Roofing and Solar LLC |  | AC Electric | Accepted | 2024-02-14 | 2024-03-01 | 2025-03-01 | Inverters | Enphase Energy Inc | IQ7PLUS-72-2-US | 290 |  | 49 |  |  | 0.98 |  | Outside
NJADRE1555781786 | Administratively Determined Incentive Program | Hammonton | 8037 | 19 | 19.36 | Residential | Behind the Meter | Yes | Net Metered Residential | Big Wave Roofing and Solar LLC |  | AC Electric | Accepted | 2024-02-14 | 2024-03-01 | 2025-03-01 | Solar Panels | Canadian Solar | CS6R-395MS-HL |  | 0.395 | 19 | 133 | 29 |  | Fixed | Roof
NJADRE1555781786 | Administratively Determined Incentive Program | Hammonton | 8037 | 19 | 19.36 | Residential | Behind the Meter | Yes | Net Metered Residential | Big Wave Roofing and Solar LLC |  | AC Electric | Accepted | 2024-02-14 | 2024-03-01 | 2025-03-01 | Solar Panels | Canadian Solar | CS6R-395MS-HL |  | 0.395 | 20 | 133 | 29 |  | Fixed | Roof
NJADRE1555781786 | Administratively Determined Incentive Program | Hammonton | 8037 | 19 | 19.36 | Residential | Behind the Meter | Yes | Net Metered Residential | Big Wave Roofing and Solar LLC |  | AC Electric | Accepted | 2024-02-14 | 2024-03-01 | 2025-03-01 | Solar Panels | Canadian Solar | CS6R-395MS-HL |  | 0.395 | 5 | 283 | 29 |  | Fixed | Roof
NJADRE1555781786 | Administratively Determined Incentive Program | Hammonton | 8037 | 19 | 19.36 | Residential | Behind the Meter | Yes | Net Metered Residential | Big Wave Roofing and Solar LLC |  | AC Electric | Accepted | 2024-02-14 | 2024-03-01 | 2025-03-01 | Solar Panels | Canadian Solar | CS6R-395MS-HL |  | 0.395 | 5 | 43 | 29 |  | Fixed | Roof
NJADRE1555781794 | Administratively Determined Incentive Program | PINE BROOK | 7058 | 3 | 14.99 | Residential | Behind the Meter | No | Net Metered Residential | SunPower Corporation |  | JCP&L | Accepted | 2024-02-14 | 2024-03-01 | 2025-03-01 | Solar Panels | HANWHA Q CELLS | Q.PEAK DUO BLK ML-G10+ 405 |  | 0.405 | 12 | 275 | 18 |  | Fixed | Roof
NJADRE1555781794 | Administratively Determined Incentive Program | PINE BROOK | 7058 | 3 | 14.99 | Residential | Behind the Meter | No | Net Metered Residential | SunPower Corporation |  | JCP&L | Accepted | 2024-02-14 | 2024-03-01 | 2025-03-01 | Solar Panels | HANWHA Q CELLS | Q.PEAK DUO BLK ML-G10+ 405 |  | 0.405 | 15 | 95 | 18 |  | Fixed | Roof
NJADRE1555781794 | Administratively Determined Incentive Program | PINE BROOK | 7058 | 3 | 14.99 | Residential | Behind the Meter | No | Net Metered Residential | SunPower Corporation |  | JCP&L | Accepted | 2024-02-14 | 2024-03-01 | 2025-03-01 | Solar Panels | HANWHA Q CELLS | Q.PEAK DUO BLK ML-G10+ 405 |  | 0.405 | 10 | 96 | 2 |  | Fixed | Roof
NJADRE1555781794 | Administratively Determined Incentive Program | PINE BROOK | 7058 | 3 | 14.99 | Residential | Behind the Meter | No | Net Metered Residential | SunPower Corporation |  | JCP&L | Accepted | 2024-02-14 | 2024-03-01 | 2025-03-01 | Inverters | Enphase | IQ7HS-66-M-US | 384 |  | 37 |  |  | 0.97 |  | Other | Under Each Panel
NJADRE1555781794 | Administratively Determined Incentive Program | PINE BROOK | 7058 | 3 | 14.99 | Residential | Behind the Meter | No | Net Metered Residential | SunPower Corporation |  | JCP&L | Accepted | 2024-02-14 | 2024-03-01 | 2025-03-01 | Electric Storage Battery | Sunpower | SV-BASE19.5-C |  |  | 1 |  |  |  | Lithium Ion |  | Inside
NJADRE1555781808 | Administratively Determined Incentive Program | LINDEN | 7036 | 10 | 3.6 | Residential | Behind the Meter | Yes | Net Metered Residential | Pro Custom Solar dba Momentum Solar |  | PSE&G | Accepted | 2024-02-14 | 2024-03-01 | 2025-03-01 | Solar Panels | Q. PEAK DUO BLK ML-G10+400 | HANWHA |  | 0.4 | 9 | 292 | 38 |  | Fixed | Roof
NJADRE1555781808 | Administratively Determined Incentive Program | LINDEN | 7036 | 10 | 3.6 | Residential | Behind the Meter | Yes | Net Metered Residential | Pro Custom Solar dba Momentum Solar |  | PSE&G | Accepted | 2024-02-14 | 2024-03-01 | 2025-03-01 | Inverters | IQ8PLUS-72-2-US | ENPHASE | 290 |  | 9 |  |  | 0.97 |  | Outdoor
NJADRE1555781814 | Administratively Determined Incentive Program | Riverside | 8075 | 13 | 5.14 | Residential | Behind the Meter | No | Net Metered Residential | Big Wave Roofing and Solar LLC |  | PSE&G | Accepted | 2024-02-14 | 2024-03-01 | 2025-03-01 | Inverters | Enphase Energy Inc | IQ7PLUS-72-2-US | 290 |  | 13 |  |  | 0.98 |  | Outside
NJADRE1555781814 | Administratively Determined Incentive Program | Riverside | 8075 | 13 | 5.14 | Residential | Behind the Meter | No | Net Metered Residential | Big Wave Roofing and Solar LLC |  | PSE&G | Accepted | 2024-02-14 | 2024-03-01 | 2025-03-01 | Solar Panels | Canadian Solar | CS6R-395MS-HL |  | 0.395 | 6 | 238 | 32 |  | Fixed | Roof
NJADRE1555781814 | Administratively Determined Incentive Program | Riverside | 8075 | 13 | 5.14 | Residential | Behind the Meter | No | Net Metered Residential | Big Wave Roofing and Solar LLC |  | PSE&G | Accepted | 2024-02-14 | 2024-03-01 | 2025-03-01 | Solar Panels | Canadian Solar | CS6R-395MS-HL |  | 0.395 | 7 | 58 | 32 |  | Fixed | Roof
NJADRE1555781892 | Administratively Determined Incentive Program | Fairlawn | 7410 | 7 | 8.91 | Residential | Behind the Meter | Yes | Net Metered Residential | Sunrun Installation Services, Inc. |  | PSE&G | Accepted | 2024-02-14 | 2024-03-01 | 2025-03-01 | Inverters | SolarEdge Technologies | SE6000H-USSN | 6000 |  | 1 |  |  | 0.99 |  | Outside | Next to meter
NJADRE1555781892 | Administratively Determined Incentive Program | Fairlawn | 7410 | 7 | 8.91 | Residential | Behind the Meter | Yes | Net Metered Residential | Sunrun Installation Services, Inc. |  | PSE&G | Accepted | 2024-02-14 | 2024-03-01 | 2025-03-01 | Solar Panels | Hanwha Q Cells | Q.PEAK DUO BLK ML-G10+ 405 |  | 0.405 | 16 | 281 | 42 |  | Fixed | Roof
NJADRE1555781892 | Administratively Determined Incentive Program | Fairlawn | 7410 | 7 | 8.91 | Residential | Behind the Meter | Yes | Net Metered Residential | Sunrun Installation Services, Inc. |  | PSE&G | Accepted | 2024-02-14 | 2024-03-01 | 2025-03-01 | Solar Panels | Hanwha Q Cells | Q.PEAK DUO BLK ML-G10+ 405 |  | 0.405 | 6 | 101 | 41 |  | Fixed | Roof
NJADRE1555781941 | Administratively Determined Incentive Program | HOWELL | 7731 | 17 | 14.58 | Residential | Behind the Meter | Yes | Net Metered Residential | Sunny Mac LLC |  | JCP&L | Accepted | 2024-02-14 | 2024-03-25 | 2025-03-25 | Solar Panels | Q.PEAK DUO BLK ML-G10+ 405 | HANWHA |  | 0.405 | 9 | 169 | 12 |  | Fixed | Roof
NJADRE1555781941 | Administratively Determined Incentive Program | HOWELL | 7731 | 17 | 14.58 | Residential | Behind the Meter | Yes | Net Metered Residential | Sunny Mac LLC |  | JCP&L | Accepted | 2024-02-14 | 2024-03-25 | 2025-03-25 | Solar Panels | Q.PEAK DUO BLK ML-G10+ 405 | HANWHA |  | 0.405 | 23 | 80 | 24 |  | Fixed | Roof
NJADRE1555781941 | Administratively Determined Incentive Program | HOWELL | 7731 | 17 | 14.58 | Residential | Behind the Meter | Yes | Net Metered Residential | Sunny Mac LLC |  | JCP&L | Accepted | 2024-02-14 | 2024-03-25 | 2025-03-25 | Solar Panels | Q.PEAK DUO BLK ML-G10+ 405 | HANWHA |  | 0.405 | 4 | 80 | 24 |  | Fixed | Roof
NJADRE1555781941 | Administratively Determined Incentive Program | HOWELL | 7731 | 17 | 14.58 | Residential | Behind the Meter | Yes | Net Metered Residential | Sunny Mac LLC |  | JCP&L | Accepted | 2024-02-14 | 2024-03-25 | 2025-03-25 | Inverters | SE11400H-US | Solaredge | 11400 |  | 1 |  |  | 0.1 |  | Outdoor | next to meter
NJADRE1555781943 | Administratively Determined Incentive Program | ALLENTOWN | 8501 | 17 | 5.74 | Residential | Behind the Meter | Yes | Net Metered Residential | Pro Custom Solar dba Momentum Solar |  | PSE&G | Accepted | 2024-02-14 | 2024-03-01 | 2025-03-01 | Solar Panels | Q. PEAK DUO BLK ML-G10+410 | HANWHA |  | 0.41 | 4 | 234 | 25 |  | Fixed | Roof
NJADRE1555781943 | Administratively Determined Incentive Program | ALLENTOWN | 8501 | 17 | 5.74 | Residential | Behind the Meter | Yes | Net Metered Residential | Pro Custom Solar dba Momentum Solar |  | PSE&G | Accepted | 2024-02-14 | 2024-03-01 | 2025-03-01 | Solar Panels | Q. PEAK DUO BLK ML-G10+410 | HANWHA |  | 0.41 | 2 | 54 | 25 |  | Fixed | Roof
NJADRE1555781943 | Administratively Determined Incentive Program | ALLENTOWN | 8501 | 17 | 5.74 | Residential | Behind the Meter | Yes | Net Metered Residential | Pro Custom Solar dba Momentum Solar |  | PSE&G | Accepted | 2024-02-14 | 2024-03-01 | 2025-03-01 | Solar Panels | Q. PEAK DUO BLK ML-G10+410 | HANWHA |  | 0.41 | 8 | 144 | 39 |  | Fixed | Roof
NJADRE1555781943 | Administratively Determined Incentive Program | ALLENTOWN | 8501 | 17 | 5.74 | Residential | Behind the Meter | Yes | Net Metered Residential | Pro Custom Solar dba Momentum Solar |  | PSE&G | Accepted | 2024-02-14 | 2024-03-01 | 2025-03-01 | Inverters | IQ8PLUS-72-2-US | ENPHASE | 290 |  | 14 |  |  | 0.97 |  | Outdoor
NJADRE1555781945 | Administratively Determined Incentive Program | PARSIPPANY | 7054 | 3 | 13.6 | Residential | Behind the Meter | No | Net Metered Residential | Whitman Construction |  | JCP&L | Accepted | 2024-02-15 | 2024-03-04 | 2025-03-04 | Inverters | ENPHASE ENERGY | IQ8PLUS-72-2-US | 290 |  | 32 |  |  | 0.975 |  | Outside
NJADRE1555781945 | Administratively Determined Incentive Program | PARSIPPANY | 7054 | 3 | 13.6 | Residential | Behind the Meter | No | Net Metered Residential | Whitman Construction |  | JCP&L | Accepted | 2024-02-15 | 2024-03-04 | 2025-03-04 | Solar Panels | HANWHA | Q CELLS Q.TRON BLK M-G2+ (425W) |  | 0.425 | 32 | fixed | 34 |  | Fixed | Roof
NJADRE1555781947 | Administratively Determined Incentive Program | LINDEN | 7036 | 10 | 4.8 | Residential | Behind the Meter | Yes | Net Metered Residential | Sunrun Installation Services, Inc. |  | PSE&G | Accepted | 2024-02-14 | 2024-03-01 | 2025-03-01 | Inverters | SolarEdge Technologies | SE3800H-USMN | 3800 |  | 1 |  |  | 0.99 |  | Outdoor | Next to meter
NJADRE1555781947 | Administratively Determined Incentive Program | LINDEN | 7036 | 10 | 4.8 | Residential | Behind the Meter | Yes | Net Metered Residential | Sunrun Installation Services, Inc. |  | PSE&G | Accepted | 2024-02-14 | 2024-03-01 | 2025-03-01 | Solar Panels | Hanwha Q Cells | Q.PEAK DUO BLK ML-G10+/T 400 |  | 0.4 | 12 | 43 | 25 |  | Fixed | Roof
NJADRE1555781955 | Administratively Determined Incentive Program | LITTLE EGG HARBOR TWP | 8087 | 18 | 12.96 | Residential | Behind the Meter | Yes | Net Metered Residential | Trinity Solar Inc. |  | AC Electric | Accepted | 2024-02-14 | 2024-03-01 | 2025-03-01 | Inverters | Solar Edge | SE10000H-US | 10000 |  | 1 |  |  | 0.97 |  | Outdoor
NJADRE1555781955 | Administratively Determined Incentive Program | LITTLE EGG HARBOR TWP | 8087 | 18 | 12.96 | Residential | Behind the Meter | Yes | Net Metered Residential | Trinity Solar Inc. |  | AC Electric | Accepted | 2024-02-14 | 2024-03-01 | 2025-03-01 | Solar Panels | Hanwha | HANWHA 405 (Q.PEAK DUO BLK ML-G10+ 405) |  | 0.405 | 24 | 222 | 23 |  | Fixed | Roof
NJADRE1555781955 | Administratively Determined Incentive Program | LITTLE EGG HARBOR TWP | 8087 | 18 | 12.96 | Residential | Behind the Meter | Yes | Net Metered Residential | Trinity Solar Inc. |  | AC Electric | Accepted | 2024-02-14 | 2024-03-01 | 2025-03-01 | Solar Panels | Hanwha | HANWHA 405 (Q.PEAK DUO BLK ML-G10+ 405) |  | 0.405 | 8 | 42 | 23 |  | Fixed | Roof
NJADRE1555781961 | Administratively Determined Incentive Program | BELLEVILLE | 7109 | 9 | 3.69 | Residential | Behind the Meter | Yes | Net Metered Residential | Pro Custom Solar dba Momentum Solar |  | PSE&G | Accepted | 2024-02-14 | 2024-03-01 | 2025-03-01 | Solar Panels | Q. PEAK DUO BLK ML-G10+410 | HANWHA |  | 0.41 | 9 | 193 | 39 |  | Fixed | Roof
NJADRE1555781961 | Administratively Determined Incentive Program | BELLEVILLE | 7109 | 9 | 3.69 | Residential | Behind the Meter | Yes | Net Metered Residential | Pro Custom Solar dba Momentum Solar |  | PSE&G | Accepted | 2024-02-14 | 2024-03-01 | 2025-03-01 | Inverters | IQ8PLUS-72-2-US | ENPHASE | 290 |  | 9 |  |  | 0.97 |  | Outdoor
NJADRE1555782034 | Administratively Determined Incentive Program | ORADELL | 7649 | 7 | 9.43 | Residential | Behind the Meter | Yes | Net Metered Residential | Pro Custom Solar dba Momentum Solar |  | PSE&G | Accepted | 2024-02-14 | 2024-03-01 | 2025-03-01 | Solar Panels | Q. PEAK DUO BLK ML-G10+410 | HANWHA |  | 0.41 | 6 | 269 | 10 |  | Fixed | Roof
NJADRE1555782034 | Administratively Determined Incentive Program | ORADELL | 7649 | 7 | 9.43 | Residential | Behind the Meter | Yes | Net Metered Residential | Pro Custom Solar dba Momentum Solar |  | PSE&G | Accepted | 2024-02-14 | 2024-03-01 | 2025-03-01 | Solar Panels | Q. PEAK DUO BLK ML-G10+410 | HANWHA |  | 0.41 | 10 | 90 | 22 |  | Fixed | Roof
NJADRE1555782034 | Administratively Determined Incentive Program | ORADELL | 7649 | 7 | 9.43 | Residential | Behind the Meter | Yes | Net Metered Residential | Pro Custom Solar dba Momentum Solar |  | PSE&G | Accepted | 2024-02-14 | 2024-03-01 | 2025-03-01 | Solar Panels | Q. PEAK DUO BLK ML-G10+410 | HANWHA |  | 0.41 | 7 | 270 | 22 |  | Fixed | Roof
NJADRE1555782034 | Administratively Determined Incentive Program | ORADELL | 7649 | 7 | 9.43 | Residential | Behind the Meter | Yes | Net Metered Residential | Pro Custom Solar dba Momentum Solar |  | PSE&G | Accepted | 2024-02-14 | 2024-03-01 | 2025-03-01 | Inverters | IQ8PLUS-72-2-US | ENPHASE | 290 |  | 23 |  |  | 0.97 |  | Outdoor
NJADRE1555782039 | Administratively Determined Incentive Program | PENNSAUKEN | 8110 | 14 | 5.6 | Residential | Behind the Meter | Yes | Net Metered Residential | Sunrun Installation Services, Inc. |  | PSE&G | Accepted | 2024-02-14 | 2024-03-01 | 2025-03-01 | Inverters | SolarEdge Technologies | SE3800H-USMN | 3800 |  | 1 |  |  | 0.99 |  | Outdoor | Next to meter
NJADRE1555782039 | Administratively Determined Incentive Program | PENNSAUKEN | 8110 | 14 | 5.6 | Residential | Behind the Meter | Yes | Net Metered Residential | Sunrun Installation Services, Inc. |  | PSE&G | Accepted | 2024-02-14 | 2024-03-01 | 2025-03-01 | Solar Panels | Hanwha Q Cells | Q.PEAK DUO BLK ML-G10+/T 400 |  | 0.4 | 5 | 59 | 30 |  | Fixed | Roof
NJADRE1555782039 | Administratively Determined Incentive Program | PENNSAUKEN | 8110 | 14 | 5.6 | Residential | Behind the Meter | Yes | Net Metered Residential | Sunrun Installation Services, Inc. |  | PSE&G | Accepted | 2024-02-14 | 2024-03-01 | 2025-03-01 | Solar Panels | Hanwha Q Cells | Q.PEAK DUO BLK ML-G10+/T 400 |  | 0.4 | 9 | 239 | 30 |  | Fixed | Roof
NJADRE1555782052 | Administratively Determined Incentive Program | Hainesport | 8036 | 13 | 13.94 | Residential | Behind the Meter | Yes | Net Metered Residential | Define Solar LLC |  | PSE&G | Accepted | 2024-02-14 | 2024-03-01 | 2025-03-01 | Inverters | Enphase | IQ8PLUS-72-2-US | 290 |  | 15 |  |  | 0.976 |  | Outside | Under each pv panel
NJADRE1555782052 | Administratively Determined Incentive Program | Hainesport | 8036 | 13 | 13.94 | Residential | Behind the Meter | Yes | Net Metered Residential | Define Solar LLC |  | PSE&G | Accepted | 2024-02-14 | 2024-03-01 | 2025-03-01 | Inverters | Enphase | IQ8PLUS-72-2-US | 290 |  | 15 |  |  | 0.976 |  | Outside | Under each pv panel
NJADRE1555782052 | Administratively Determined Incentive Program | Hainesport | 8036 | 13 | 13.94 | Residential | Behind the Meter | Yes | Net Metered Residential | Define Solar LLC |  | PSE&G | Accepted | 2024-02-14 | 2024-03-01 | 2025-03-01 | Inverters | Enphase | IQ8PLUS-72-2-US | 290 |  | 4 |  |  | 0.976 |  | Outside | Under each pv panel
NJADRE1555782052 | Administratively Determined Incentive Program | Hainesport | 8036 | 13 | 13.94 | Residential | Behind the Meter | Yes | Net Metered Residential | Define Solar LLC |  | PSE&G | Accepted | 2024-02-14 | 2024-03-01 | 2025-03-01 | Solar Panels | Znshine | ZXM7-SH108 410W |  | 0.41 | 15 | 162 | 19 |  | Fixed | Roof
NJADRE1555782052 | Administratively Determined Incentive Program | Hainesport | 8036 | 13 | 13.94 | Residential | Behind the Meter | Yes | Net Metered Residential | Define Solar LLC |  | PSE&G | Accepted | 2024-02-14 | 2024-03-01 | 2025-03-01 | Solar Panels | Znshine | ZXM7-SH108 410W |  | 0.41 | 4 | 162 | 19 |  | Fixed | Roof
NJADRE1555782052 | Administratively Determined Incentive Program | Hainesport | 8036 | 13 | 13.94 | Residential | Behind the Meter | Yes | Net Metered Residential | Define Solar LLC |  | PSE&G | Accepted | 2024-02-14 | 2024-03-01 | 2025-03-01 | Solar Panels | Znshine | ZXM7-SH108 410W |  | 0.41 | 15 | 251 | 4 |  | Fixed | Roof
NJADRE1555782058 | Administratively Determined Incentive Program | Pleasantville | 8232 | 19 | 5.53 | Residential | Behind the Meter | Yes | Net Metered Residential | Big Wave Roofing and Solar LLC |  | AC Electric | Accepted | 2024-02-14 | 2024-03-04 | 2025-03-04 | Inverters | Enphase Energy Inc | IQ7PLUS-72-2-US | 290 |  | 14 |  |  | 0.98 |  | Outside
NJADRE1555782058 | Administratively Determined Incentive Program | Pleasantville | 8232 | 19 | 5.53 | Residential | Behind the Meter | Yes | Net Metered Residential | Big Wave Roofing and Solar LLC |  | AC Electric | Accepted | 2024-02-14 | 2024-03-04 | 2025-03-04 | Solar Panels | Canadian Solar | CS6R-395MS-HL |  | 0.395 | 14 | 116 | 31 |  | Fixed | Roof
NJADRE1555782059 | Administratively Determined Incentive Program | Franklinville | 8322 | 15 | 11.2 | Residential | Behind the Meter | Yes | Net Metered Residential | Power Energy Solutions |  | AC Electric | Accepted | 2024-02-14 | 2024-03-01 | 2025-03-01 | Inverters | SolarEdge | SE7600H-US | 8 |  | 1 |  |  | 0.97 |  | Outdoor
NJADRE1555782059 | Administratively Determined Incentive Program | Franklinville | 8322 | 15 | 11.2 | Residential | Behind the Meter | Yes | Net Metered Residential | Power Energy Solutions |  | AC Electric | Accepted | 2024-02-14 | 2024-03-01 | 2025-03-01 | Solar Panels | Canadian Solar | CS6R-400MS-HL HIKU6 BLACK MONO |  | 0.4 | 18 | 222 | 20 |  | Fixed | Roof
NJADRE1555782059 | Administratively Determined Incentive Program | Franklinville | 8322 | 15 | 11.2 | Residential | Behind the Meter | Yes | Net Metered Residential | Power Energy Solutions |  | AC Electric | Accepted | 2024-02-14 | 2024-03-01 | 2025-03-01 | Solar Panels | Canadian Solar | CS6R-400MS-HL HIKU6 BLACK MONO |  | 0.4 | 4 | 222 | 23 |  | Fixed | Roof
NJADRE1555782059 | Administratively Determined Incentive Program | Franklinville | 8322 | 15 | 11.2 | Residential | Behind the Meter | Yes | Net Metered Residential | Power Energy Solutions |  | AC Electric | Accepted | 2024-02-14 | 2024-03-01 | 2025-03-01 | Solar Panels | Canadian Solar | CS6R-400MS-HL HIKU6 BLACK MONO |  | 0.4 | 6 | 42 | 23 |  | Fixed | Roof
NJADRE1555782060 | Administratively Determined Incentive Program | CAMDEN | 8104 | 14 | 4.46 | Residential | Behind the Meter | No | Net Metered Residential | Trinity Solar |  | PSE&G | Accepted | 2024-02-14 | 2024-03-01 | 2025-03-01 | Inverters | Solar Edge | SE3800H-US | 3800 |  | 1 |  |  | 0.97 |  | Outdoor
NJADRE1555782060 | Administratively Determined Incentive Program | CAMDEN | 8104 | 14 | 4.46 | Residential | Behind the Meter | No | Net Metered Residential | Trinity Solar |  | PSE&G | Accepted | 2024-02-14 | 2024-03-01 | 2025-03-01 | Solar Panels | Hanwha | HANWHA 405 (Q.PEAK DUO BLK ML-G10+ 405) |  | 0.405 | 8 | 101 | 30 |  | Fixed | Roof
NJADRE1555782060 | Administratively Determined Incentive Program | CAMDEN | 8104 | 14 | 4.46 | Residential | Behind the Meter | No | Net Metered Residential | Trinity Solar |  | PSE&G | Accepted | 2024-02-14 | 2024-03-01 | 2025-03-01 | Solar Panels | Hanwha | HANWHA 405 (Q.PEAK DUO BLK ML-G10+ 405) |  | 0.405 | 3 | 281 | 30 |  | Fixed | Roof
NJADRE1555782061 | Administratively Determined Incentive Program | NEWFIELD | 8344 | 15 | 12.32 | Residential | Behind the Meter | Yes | Net Metered Residential | RCL Enterprises Inc |  | AC Electric | Accepted | 2024-02-14 | 2024-03-01 | 2025-03-01 | Inverters | Enphase | IQ8plus | 290 |  | 32 |  |  | 0.97 |  | Outdoor
NJADRE1555782061 | Administratively Determined Incentive Program | NEWFIELD | 8344 | 15 | 12.32 | Residential | Behind the Meter | Yes | Net Metered Residential | RCL Enterprises Inc |  | AC Electric | Accepted | 2024-02-14 | 2024-03-01 | 2025-03-01 | Solar Panels | JAM54S31 | JA Solar |  | 0.385 | 32 | 245 | 18 |  | Fixed | Roof
NJADRE1555782064 | Administratively Determined Incentive Program | NEWARK | 7106 | 9 | 6.8 | Residential | Behind the Meter | Yes | Net Metered Residential | Pro Custom Solar dba Momentum Solar |  | PSE&G | Accepted | 2024-02-14 | 2024-03-01 | 2025-03-01 | Solar Panels | Q. PEAK DUO BLK ML-G10+400 | HANWHA |  | 0.4 | 7 | 197 | 4 |  | Fixed | Roof
NJADRE1555782064 | Administratively Determined Incentive Program | NEWARK | 7106 | 9 | 6.8 | Residential | Behind the Meter | Yes | Net Metered Residential | Pro Custom Solar dba Momentum Solar |  | PSE&G | Accepted | 2024-02-14 | 2024-03-01 | 2025-03-01 | Solar Panels | Q. PEAK DUO BLK ML-G10+400 | HANWHA |  | 0.4 | 5 | 197 | 34 |  | Fixed | Roof
NJADRE1555782064 | Administratively Determined Incentive Program | NEWARK | 7106 | 9 | 6.8 | Residential | Behind the Meter | Yes | Net Metered Residential | Pro Custom Solar dba Momentum Solar |  | PSE&G | Accepted | 2024-02-14 | 2024-03-01 | 2025-03-01 | Solar Panels | Q. PEAK DUO BLK ML-G10+400 | HANWHA |  | 0.4 | 5 | 17 | 31 |  | Fixed | Roof
NJADRE1555782064 | Administratively Determined Incentive Program | NEWARK | 7106 | 9 | 6.8 | Residential | Behind the Meter | Yes | Net Metered Residential | Pro Custom Solar dba Momentum Solar |  | PSE&G | Accepted | 2024-02-14 | 2024-03-01 | 2025-03-01 | Inverters | IQ8PLUS-72-2-US | ENPHASE | 290 |  | 17 |  |  | 0.97 |  | Outdoor
NJADRE1555782068 | Administratively Determined Incentive Program | Brick | 8723 | 18 | 11.34 | Residential | Behind the Meter | Yes | Net Metered Residential | Trinity Solar Inc. |  | JCP&L | Accepted | 2024-02-14 | 2024-03-01 | 2025-03-01 | Inverters | Solar Edge | SE10000H-US | 10000 |  | 1 |  |  | 0.97 |  | Outside
NJADRE1555782068 | Administratively Determined Incentive Program | Brick | 8723 | 18 | 11.34 | Residential | Behind the Meter | Yes | Net Metered Residential | Trinity Solar Inc. |  | JCP&L | Accepted | 2024-02-14 | 2024-03-01 | 2025-03-01 | Solar Panels | HANWHA | Q.PEAK DUO BLK ML-G10+ 405 |  | 0.405 | 15 | 265 | 17 |  | Fixed | Roof
NJADRE1555782068 | Administratively Determined Incentive Program | Brick | 8723 | 18 | 11.34 | Residential | Behind the Meter | Yes | Net Metered Residential | Trinity Solar Inc. |  | JCP&L | Accepted | 2024-02-14 | 2024-03-01 | 2025-03-01 | Solar Panels | HANWHA | Q.PEAK DUO BLK ML-G10+ 405 |  | 0.405 | 13 | 85 | 18 |  | Fixed | Roof
NJADRE1555782073 | Administratively Determined Incentive Program | Hackensack | 7601 | 7 | 3.65 | Residential | Behind the Meter | Yes | Net Metered Residential | Trinity Solar Inc. |  | PSE&G | Accepted | 2024-02-14 | 2024-03-01 | 2025-03-01 | Inverters | Solar Edge | SE3000H-US | 3000 |  | 1 |  |  | 0.97 |  | Outdoor
NJADRE1555782073 | Administratively Determined Incentive Program | Hackensack | 7601 | 7 | 3.65 | Residential | Behind the Meter | Yes | Net Metered Residential | Trinity Solar Inc. |  | PSE&G | Accepted | 2024-02-14 | 2024-03-01 | 2025-03-01 | Solar Panels | HANWHA | (Q.PEAK DUO BLK ML-G10+ 405) |  | 0.405 | 3 | 128 | 34 |  | Fixed | Roof
NJADRE1555782073 | Administratively Determined Incentive Program | Hackensack | 7601 | 7 | 3.65 | Residential | Behind the Meter | Yes | Net Metered Residential | Trinity Solar Inc. |  | PSE&G | Accepted | 2024-02-14 | 2024-03-01 | 2025-03-01 | Solar Panels | HANWHA | (Q.PEAK DUO BLK ML-G10+ 405) |  | 0.405 | 6 | 308 | 34 |  | Fixed | Roof
NJADRE1555782077 | Administratively Determined Incentive Program | WESTAMPTON | 8060 | 13 | 4.2 | Residential | Behind the Meter | No | Net Metered Residential | SunPower Corporation |  | PSE&G | Accepted | 2024-02-14 | 2024-03-01 | 2025-03-01 | Solar Panels | Sunpower | SPR-X21-350-BLK-E-AC |  | 0.35 | 10 | 266 | 33 |  | Fixed | Roof
NJADRE1555782077 | Administratively Determined Incentive Program | WESTAMPTON | 8060 | 13 | 4.2 | Residential | Behind the Meter | No | Net Metered Residential | SunPower Corporation |  | PSE&G | Accepted | 2024-02-14 | 2024-03-01 | 2025-03-01 | Solar Panels | Sunpower | SPR-X21-350-BLK-E-AC |  | 0.35 | 2 | 176 | 45 |  | Fixed | Roof
NJADRE1555782077 | Administratively Determined Incentive Program | WESTAMPTON | 8060 | 13 | 4.2 | Residential | Behind the Meter | No | Net Metered Residential | SunPower Corporation |  | PSE&G | Accepted | 2024-02-14 | 2024-03-01 | 2025-03-01 | Inverters | Enphase | IQ7XS-96-2-US | 315 |  | 12 |  |  | 0.98 |  | Other | Under Each Panel
NJADRE1555782088 | Administratively Determined Incentive Program | MILLVILLE | 8332 | 20 | 15.79 | Residential | Behind the Meter | Yes | Net Metered Residential | Freedom Forever New Jersey LLC |  | AC Electric | Accepted | 2024-02-14 | 2024-03-01 | 2025-03-01 | Inverters | Solar Edge | SE6000H-USRGM [SI1] | 6000 |  | 1 |  |  | 0.99 |  | Outside
NJADRE1555782088 | Administratively Determined Incentive Program | MILLVILLE | 8332 | 20 | 15.79 | Residential | Behind the Meter | Yes | Net Metered Residential | Freedom Forever New Jersey LLC |  | AC Electric | Accepted | 2024-02-14 | 2024-03-01 | 2025-03-01 | Inverters | Solar Edge | SE7600H-USRGM [SI1] | 7600 |  | 1 |  |  | 0.99 |  | Outside
NJADRE1555782088 | Administratively Determined Incentive Program | MILLVILLE | 8332 | 20 | 15.79 | Residential | Behind the Meter | Yes | Net Metered Residential | Freedom Forever New Jersey LLC |  | AC Electric | Accepted | 2024-02-14 | 2024-03-01 | 2025-03-01 | Solar Panels | JINKO SOLAR | JKM385M-6RL3-B |  | 0.385 | 21 | 274 | 28 |  | Fixed | Roof
NJADRE1555782088 | Administratively Determined Incentive Program | MILLVILLE | 8332 | 20 | 15.79 | Residential | Behind the Meter | Yes | Net Metered Residential | Freedom Forever New Jersey LLC |  | AC Electric | Accepted | 2024-02-14 | 2024-03-01 | 2025-03-01 | Solar Panels | JINKO SOLAR | JKM385M-6RL3-B |  | 0.385 | 20 | 94 | 28 |  | Fixed | Roof
NJADRE1555782091 | Administratively Determined Incentive Program | BELLEVILLE | 7109 | 9 | 4.74 | Residential | Behind the Meter | No | Net Metered Residential | Big Wave Roofing and Solar LLC |  | PSE&G | Accepted | 2024-02-14 | 2024-03-01 | 2025-03-01 | Inverters | Enphase Energy Inc | IQ7PLUS-72-2-US | 290 |  | 12 |  |  | 0.98 |  | Outside
NJADRE1555782091 | Administratively Determined Incentive Program | BELLEVILLE | 7109 | 9 | 4.74 | Residential | Behind the Meter | No | Net Metered Residential | Big Wave Roofing and Solar LLC |  | PSE&G | Accepted | 2024-02-14 | 2024-03-01 | 2025-03-01 | Solar Panels | Canadian Solar | CS6R-395MS-HL |  | 0.395 | 12 | 262 | 45 |  | Fixed | Roof
NJADRE1555782107 | Administratively Determined Incentive Program | BRIDGETON | 8302 | 20 | 10.13 | Residential | Behind the Meter | Yes | Net Metered Residential | RCL Enterprises Inc |  | AC Electric | Accepted | 2024-02-14 | 2024-03-01 | 2025-03-01 | Inverters | Enphase | IQ8plus | 290 |  | 25 |  |  | 0.97 |  | Outdoor
NJADRE1555782107 | Administratively Determined Incentive Program | BRIDGETON | 8302 | 20 | 10.13 | Residential | Behind the Meter | Yes | Net Metered Residential | RCL Enterprises Inc |  | AC Electric | Accepted | 2024-02-14 | 2024-03-01 | 2025-03-01 | Solar Panels | Jinko | JKM405M |  | 0.405 | 25 | 180 | 25 |  | Fixed | Ground
NJADRE1555782111 | Administratively Determined Incentive Program | WHITING | 8759 | 18 | 10.67 | Residential | Behind the Meter | Yes | Net Metered Residential | Big Wave Roofing and Solar LLC |  | JCP&L | Accepted | 2024-02-14 | 2024-03-01 | 2025-03-01 | Inverters | Enphase Energy Inc | IQ7PLUS-72-2-US | 290 |  | 27 |  |  | 0.98 |  | Outside
NJADRE1555782111 | Administratively Determined Incentive Program | WHITING | 8759 | 18 | 10.67 | Residential | Behind the Meter | Yes | Net Metered Residential | Big Wave Roofing and Solar LLC |  | JCP&L | Accepted | 2024-02-14 | 2024-03-01 | 2025-03-01 | Solar Panels | Canadian Solar | CS6R-395MS-HL |  | 0.395 | 14 | 142 | 16 |  | Fixed | Roof
NJADRE1555782111 | Administratively Determined Incentive Program | WHITING | 8759 | 18 | 10.67 | Residential | Behind the Meter | Yes | Net Metered Residential | Big Wave Roofing and Solar LLC |  | JCP&L | Accepted | 2024-02-14 | 2024-03-01 | 2025-03-01 | Solar Panels | Canadian Solar | CS6R-395MS-HL |  | 0.395 | 11 | 322 | 16 |  | Fixed | Roof
NJADRE1555782111 | Administratively Determined Incentive Program | WHITING | 8759 | 18 | 10.67 | Residential | Behind the Meter | Yes | Net Metered Residential | Big Wave Roofing and Solar LLC |  | JCP&L | Accepted | 2024-02-14 | 2024-03-01 | 2025-03-01 | Solar Panels | Canadian Solar | CS6R-395MS-HL |  | 0.395 | 2 | 232 | 16 |  | Fixed | Roof
NJADRE1555782115 | Administratively Determined Incentive Program | TEANECK | 7666 | 7 | 2.84 | Residential | Behind the Meter | Yes | Net Metered Residential | Trinity Solar Inc. |  | PSE&G | Accepted | 2024-02-14 | 2024-03-01 | 2025-03-01 | Inverters | Solar Edge | SE3000H-US | 3000 |  | 1 |  |  | 0.97 |  | Outdoor
NJADRE1555782115 | Administratively Determined Incentive Program | TEANECK | 7666 | 7 | 2.84 | Residential | Behind the Meter | Yes | Net Metered Residential | Trinity Solar Inc. |  | PSE&G | Accepted | 2024-02-14 | 2024-03-01 | 2025-03-01 | Solar Panels | HANWHA | (Q.PEAK DUO BLK ML-G10+ 405) |  | 0.405 | 7 | 204 | 30 |  | Fixed | Roof
NJADRE1555782119 | Administratively Determined Incentive Program | Williamstown | 8094 | 15 | 10.8 | Residential | Behind the Meter | Yes | Net Metered Residential | VELOCITY ENERGY |  | AC Electric | Accepted | 2024-02-14 | 2024-03-04 | 2025-03-04 | Solar Panels | ja solar | 400w |  | 0.4 | 27 | 180 | 6 |  | Fixed | Roof
NJADRE1555782119 | Administratively Determined Incentive Program | Williamstown | 8094 | 15 | 10.8 | Residential | Behind the Meter | Yes | Net Metered Residential | VELOCITY ENERGY |  | AC Electric | Accepted | 2024-02-14 | 2024-03-04 | 2025-03-04 | Inverters | enphase | iq8plus-72-2-us | 290 |  | 27 |  |  | 0.99 |  | Other | behind panels
NJADRE1555782122 | Administratively Determined Incentive Program | WESTVILLE | 8093 | 15 | 4.86 | Residential | Behind the Meter | No | Net Metered Residential | EMT RENEWABLES |  | PSE&G | Accepted | 2024-02-14 | 2024-03-01 | 2025-03-01 | Inverters | ENPHASE | IQ8+ | 290 |  | 12 |  |  | 0.98 |  | Other | UNDER EACH PANEL
NJADRE1555782122 | Administratively Determined Incentive Program | WESTVILLE | 8093 | 15 | 4.86 | Residential | Behind the Meter | No | Net Metered Residential | EMT RENEWABLES |  | PSE&G | Accepted | 2024-02-14 | 2024-03-01 | 2025-03-01 | Solar Panels | Q.CELLS | Q.PEAK DUO |  | 0.405 | 6 | 32 | 21 |  | Fixed | Roof
NJADRE1555782122 | Administratively Determined Incentive Program | WESTVILLE | 8093 | 15 | 4.86 | Residential | Behind the Meter | No | Net Metered Residential | EMT RENEWABLES |  | PSE&G | Accepted | 2024-02-14 | 2024-03-01 | 2025-03-01 | Solar Panels | Q.CELLS | Q.PEAK DUO |  | 0.405 | 6 | 212 | 22 |  | Fixed | Roof
NJADRE1555782125 | Administratively Determined Incentive Program | WEST DEPTFORD | 8086 | 15 | 8.91 | Residential | Behind the Meter | No | Net Metered Residential | Tesla Energy Operations Inc |  | PSE&G | Accepted | 2024-02-14 | 2024-03-01 | 2025-03-01 | Inverters | Tesla | 1538000-45-A | 7600 |  | 1 |  |  | 0.98 |  | Outdoor
NJADRE1555782125 | Administratively Determined Incentive Program | WEST DEPTFORD | 8086 | 15 | 8.91 | Residential | Behind the Meter | No | Net Metered Residential | Tesla Energy Operations Inc |  | PSE&G | Accepted | 2024-02-14 | 2024-03-01 | 2025-03-01 | Solar Panels | Hanwha | Q.PEAK DUO BLK ML-G10+/TS 405 |  | 0.405 | 8 | 234 | 34 |  | Fixed | Roof
NJADRE1555782125 | Administratively Determined Incentive Program | WEST DEPTFORD | 8086 | 15 | 8.91 | Residential | Behind the Meter | No | Net Metered Residential | Tesla Energy Operations Inc |  | PSE&G | Accepted | 2024-02-14 | 2024-03-01 | 2025-03-01 | Solar Panels | Hanwha | Q.PEAK DUO BLK ML-G10+/TS 405 |  | 0.405 | 2 | 234 | 34 |  | Fixed | Roof
NJADRE1555782125 | Administratively Determined Incentive Program | WEST DEPTFORD | 8086 | 15 | 8.91 | Residential | Behind the Meter | No | Net Metered Residential | Tesla Energy Operations Inc |  | PSE&G | Accepted | 2024-02-14 | 2024-03-01 | 2025-03-01 | Solar Panels | Hanwha | Q.PEAK DUO BLK ML-G10+/TS 405 |  | 0.405 | 6 | 144 | 37 |  | Fixed | Roof
NJADRE1555782125 | Administratively Determined Incentive Program | WEST DEPTFORD | 8086 | 15 | 8.91 | Residential | Behind the Meter | No | Net Metered Residential | Tesla Energy Operations Inc |  | PSE&G | Accepted | 2024-02-14 | 2024-03-01 | 2025-03-01 | Solar Panels | Hanwha | Q.PEAK DUO BLK ML-G10+/TS 405 |  | 0.405 | 6 | 324 | 37 |  | Fixed | Roof
NJADRE1555782136 | Administratively Determined Incentive Program | Manahawkin | 8050 | 18 | 10.4 | Residential | Behind the Meter | Yes | Net Metered Residential | All Season Solar |  | AC Electric | Accepted | 2024-02-14 | 2024-03-01 | 2025-03-01 | Inverters | Enphase | IQ8 Plus | 290 |  | 27 |  |  | 0.97 |  | Outside
NJADRE1555782136 | Administratively Determined Incentive Program | Manahawkin | 8050 | 18 | 10.4 | Residential | Behind the Meter | Yes | Net Metered Residential | All Season Solar |  | AC Electric | Accepted | 2024-02-14 | 2024-03-01 | 2025-03-01 | Solar Panels | JA Solar | JAM54S31 |  | 0.385 | 10 | 12 | 28 |  | Fixed | Roof
NJADRE1555782136 | Administratively Determined Incentive Program | Manahawkin | 8050 | 18 | 10.4 | Residential | Behind the Meter | Yes | Net Metered Residential | All Season Solar |  | AC Electric | Accepted | 2024-02-14 | 2024-03-01 | 2025-03-01 | Solar Panels | JA Solar | JAM54S31 |  | 0.385 | 6 | 192 | 28 |  | Fixed | Roof
NJADRE1555782136 | Administratively Determined Incentive Program | Manahawkin | 8050 | 18 | 10.4 | Residential | Behind the Meter | Yes | Net Metered Residential | All Season Solar |  | AC Electric | Accepted | 2024-02-14 | 2024-03-01 | 2025-03-01 | Solar Panels | JA Solar | JAM54S31 |  | 0.385 | 3 | 192 | 20 |  | Fixed | Roof
NJADRE1555782136 | Administratively Determined Incentive Program | Manahawkin | 8050 | 18 | 10.4 | Residential | Behind the Meter | Yes | Net Metered Residential | All Season Solar |  | AC Electric | Accepted | 2024-02-14 | 2024-03-01 | 2025-03-01 | Solar Panels | JA SOlar | JAM54S31 |  | 0.385 | 4 | 282 | 35 |  | Fixed | Roof
NJADRE1555782136 | Administratively Determined Incentive Program | Manahawkin | 8050 | 18 | 10.4 | Residential | Behind the Meter | Yes | Net Metered Residential | All Season Solar |  | AC Electric | Accepted | 2024-02-14 | 2024-03-01 | 2025-03-01 | Solar Panels | JA Solar | JAM54S31 |  | 0.385 | 4 | 102 | 35 |  | Fixed | Roof
NJADRE1555782146 | Administratively Determined Incentive Program | PATERSON | 7502 | 6 | 5.93 | Residential | Behind the Meter | Yes | Net Metered Residential | Big Wave Roofing and Solar LLC |  | PSE&G | Accepted | 2024-02-14 | 2024-03-01 | 2025-03-01 | Inverters | Enphase Energy Inc | IQ7PLUS-72-2-US | 290 |  | 15 |  |  | 0.98 |  | Outside
NJADRE1555782146 | Administratively Determined Incentive Program | PATERSON | 7502 | 6 | 5.93 | Residential | Behind the Meter | Yes | Net Metered Residential | Big Wave Roofing and Solar LLC |  | PSE&G | Accepted | 2024-02-14 | 2024-03-01 | 2025-03-01 | Solar Panels | Canadian Solar | CS6R-395MS-HL |  | 0.395 | 15 | 140 | 31 |  | Fixed | Roof
NJADRE1555782148 | Administratively Determined Incentive Program | ERIAL | 8081 | 14 | 6.4 | Residential | Behind the Meter | Yes | Net Metered Residential | Sunrun, Inc. |  | AC Electric | Accepted | 2024-02-14 | 2024-03-21 | 2025-03-21 | Inverters | SolarEdge Technologies | SE6000H-USSN | 6000 |  | 1 |  |  | 0.99 |  | Outdoor | Next To Meter
NJADRE1555782148 | Administratively Determined Incentive Program | ERIAL | 8081 | 14 | 6.4 | Residential | Behind the Meter | Yes | Net Metered Residential | Sunrun, Inc. |  | AC Electric | Accepted | 2024-02-14 | 2024-03-21 | 2025-03-21 | Solar Panels | HANWHA Q-CELLS | Q.PEAK DUO BLK ML-G10+/T 400 |  | 0.4 | 9 | 256 | 34 |  | Fixed | Roof
NJADRE1555782148 | Administratively Determined Incentive Program | ERIAL | 8081 | 14 | 6.4 | Residential | Behind the Meter | Yes | Net Metered Residential | Sunrun, Inc. |  | AC Electric | Accepted | 2024-02-14 | 2024-03-21 | 2025-03-21 | Solar Panels | HANWHA Q-CELLS | Q.PEAK DUO BLK ML-G10+/T 400 |  | 0.4 | 7 | 76 | 33 |  | Fixed | Roof
NJADRE1555782149 | Administratively Determined Incentive Program | TRENTON | 8690 | 12 | 14.18 | Residential | Behind the Meter | Yes | Net Metered Residential | Green Power Energy |  | PSE&G | Accepted | 2024-02-14 | 2024-03-01 | 2025-03-01 | Inverters | Enphase Energy | IQ8PLUS-72-2-US [240V] | 290 |  | 35 |  |  | 0.975 |  | Outdoor | Roof
NJADRE1555782149 | Administratively Determined Incentive Program | TRENTON | 8690 | 12 | 14.18 | Residential | Behind the Meter | Yes | Net Metered Residential | Green Power Energy |  | PSE&G | Accepted | 2024-02-14 | 2024-03-01 | 2025-03-01 | Solar Panels | Hanwha Q-Cells | Q.PEAK DUO BLK ML-G10+ 405 |  | 0.405 | 15 | 159 | 27 |  | Fixed | Roof
NJADRE1555782149 | Administratively Determined Incentive Program | TRENTON | 8690 | 12 | 14.18 | Residential | Behind the Meter | Yes | Net Metered Residential | Green Power Energy |  | PSE&G | Accepted | 2024-02-14 | 2024-03-01 | 2025-03-01 | Solar Panels | Hanwha Q-Cells | Q.PEAK DUO BLK ML-G10+ 405 |  | 0.405 | 20 | 339 | 27 |  | Fixed | Roof
NJADRE1555782150 | Administratively Determined Incentive Program | HILLSIDE | 7205 | 10 | 6.4 | Residential | Behind the Meter | Yes | Net Metered Residential | Sunrun Installation Services, Inc. |  | PSE&G | Accepted | 2024-02-14 | 2024-03-01 | 2025-03-01 | Inverters | SolarEdge Technologies | SE6000H-USSN | 6000 |  | 1 |  |  | 0.99 |  | Outside | Next to meter
NJADRE1555782150 | Administratively Determined Incentive Program | HILLSIDE | 7205 | 10 | 6.4 | Residential | Behind the Meter | Yes | Net Metered Residential | Sunrun Installation Services, Inc. |  | PSE&G | Accepted | 2024-02-14 | 2024-03-01 | 2025-03-01 | Solar Panels | Hanwha Q Cells | Q.PEAK DUO BLK ML-G10+/t 400 |  | 0.4 | 9 | 219 | 29 |  | Fixed | Roof
NJADRE1555782150 | Administratively Determined Incentive Program | HILLSIDE | 7205 | 10 | 6.4 | Residential | Behind the Meter | Yes | Net Metered Residential | Sunrun Installation Services, Inc. |  | PSE&G | Accepted | 2024-02-14 | 2024-03-01 | 2025-03-01 | Solar Panels | Hanwha Q Cells | Q.PEAK DUO BLK ML-G10+/t 400 |  | 0.4 | 7 | 39 | 27 |  | Fixed | Roof
NJADRE1555782150 | Administratively Determined Incentive Program | HILLSIDE | 7205 | 10 | 6.4 | Residential | Behind the Meter | Yes | Net Metered Residential | Sunrun Installation Services, Inc. |  | PSE&G | Accepted | 2024-02-14 | 2024-03-01 | 2025-03-01 | Electric Storage Battery | Tesla | Powerwall |  |  | 1 |  |  |  | Lithium Ion |  | OUTSIDE?
NJADRE1555782154 | Administratively Determined Incentive Program | MOORESTOWN | 8057 | 13 | 7.23 | Residential | Behind the Meter | No | Net Metered Residential | NJ Solar Power |  | PSE&G | Accepted | 2024-02-14 | 2024-03-01 | 2025-03-01 | Solar Panels | Hanwha | Q.TRON BLK M-G2+ 425 |  | 0.425 | 17 | 107 | 30 |  | Fixed | Roof | Roof 1
NJADRE1555782154 | Administratively Determined Incentive Program | MOORESTOWN | 8057 | 13 | 7.23 | Residential | Behind the Meter | No | Net Metered Residential | NJ Solar Power |  | PSE&G | Accepted | 2024-02-14 | 2024-03-01 | 2025-03-01 | Inverters | SolarEdge | SE6000H-US | 6000 |  | 1 |  |  | 0 |  | Outside
NJADRE1555782169 | Administratively Determined Incentive Program | Avenel | 7001 | 11 | 7.11 | Residential | Behind the Meter | Yes | Net Metered Residential | Big Wave Roofing and Solar LLC |  | PSE&G | Accepted | 2024-02-14 | 2024-03-01 | 2025-03-01 | Inverters | Enphase Energy Inc | IQ7PLUS-72-2-US | 290 |  | 18 |  |  | 0.98 |  | Outside
NJADRE1555782169 | Administratively Determined Incentive Program | Avenel | 7001 | 11 | 7.11 | Residential | Behind the Meter | Yes | Net Metered Residential | Big Wave Roofing and Solar LLC |  | PSE&G | Accepted | 2024-02-14 | 2024-03-01 | 2025-03-01 | Solar Panels | Canadian Solar | CS6R-395MS-HL |  | 0.395 | 11 | 123 | 34 |  | Fixed | Roof
NJADRE1555782169 | Administratively Determined Incentive Program | Avenel | 7001 | 11 | 7.11 | Residential | Behind the Meter | Yes | Net Metered Residential | Big Wave Roofing and Solar LLC |  | PSE&G | Accepted | 2024-02-14 | 2024-03-01 | 2025-03-01 | Solar Panels | Canadian Solar | CS6R-395MS-HL |  | 0.395 | 4 | 213 | 18 |  | Fixed | Roof
NJADRE1555782169 | Administratively Determined Incentive Program | Avenel | 7001 | 11 | 7.11 | Residential | Behind the Meter | Yes | Net Metered Residential | Big Wave Roofing and Solar LLC |  | PSE&G | Accepted | 2024-02-14 | 2024-03-01 | 2025-03-01 | Solar Panels | Canadian Solar | CS6R-395MS-HL |  | 0.395 | 3 | 303 | 9 |  | Fixed | Roof
NJADRE1555782181 | Administratively Determined Incentive Program | Franklin | 8540 | 12 | 12.6 | Residential | Behind the Meter | No | Net Metered Residential | Green House Solar |  | PSE&G | Accepted | 2024-02-14 | 2024-03-01 | 2025-03-01 | Inverters | ENPHASE | IQ7XS | 315 |  | 30 |  |  | 0.97 |  | Outdoor
NJADRE1555782181 | Administratively Determined Incentive Program | Franklin | 8540 | 12 | 12.6 | Residential | Behind the Meter | No | Net Metered Residential | Green House Solar |  | PSE&G | Accepted | 2024-02-14 | 2024-03-01 | 2025-03-01 | Solar Panels | Sunpower | REC420 |  | 0.42 | 16 | 218 | 30 |  | Fixed | Roof
NJADRE1555782181 | Administratively Determined Incentive Program | Franklin | 8540 | 12 | 12.6 | Residential | Behind the Meter | No | Net Metered Residential | Green House Solar |  | PSE&G | Accepted | 2024-02-14 | 2024-03-01 | 2025-03-01 | Solar Panels | Sunpower | REc420 |  | 0.42 | 6 | 218 | 30 |  | Fixed | Roof
NJADRE1555782181 | Administratively Determined Incentive Program | Franklin | 8540 | 12 | 12.6 | Residential | Behind the Meter | No | Net Metered Residential | Green House Solar |  | PSE&G | Accepted | 2024-02-14 | 2024-03-01 | 2025-03-01 | Solar Panels | Sunpower | REC420 |  | 0.42 | 8 | 38 | 30 |  | Fixed | Roof
NJADRE1555782188 | Administratively Determined Incentive Program | Marmora | 8223 | 21 | 10.53 | Residential | Behind the Meter | Yes | Net Metered Residential | Trinity Solar Inc. |  | AC Electric | Accepted | 2024-02-14 | 2024-03-01 | 2025-03-01 | Inverters | Solar Edge | SE10000H-US | 10000 |  | 1 |  |  | 0.97 |  | Outdoor
NJADRE1555782188 | Administratively Determined Incentive Program | Marmora | 8223 | 21 | 10.53 | Residential | Behind the Meter | Yes | Net Metered Residential | Trinity Solar Inc. |  | AC Electric | Accepted | 2024-02-14 | 2024-03-01 | 2025-03-01 | Solar Panels | HANWHA | Q.PEAK DUO BLK ML-G10+ 405 |  | 0.405 | 6 | 239 | 38 |  | Fixed | Roof
NJADRE1555782188 | Administratively Determined Incentive Program | Marmora | 8223 | 21 | 10.53 | Residential | Behind the Meter | Yes | Net Metered Residential | Trinity Solar Inc. |  | AC Electric | Accepted | 2024-02-14 | 2024-03-01 | 2025-03-01 | Solar Panels | HANWHA | Q.PEAK DUO BLK ML-G10+ 405 |  | 0.405 | 10 | 239 | 38 |  | Fixed | Roof
NJADRE1555782188 | Administratively Determined Incentive Program | Marmora | 8223 | 21 | 10.53 | Residential | Behind the Meter | Yes | Net Metered Residential | Trinity Solar Inc. |  | AC Electric | Accepted | 2024-02-14 | 2024-03-01 | 2025-03-01 | Solar Panels | HANWHA | Q.PEAK DUO BLK ML-G10+ 405 |  | 0.405 | 10 | 239 | 38 |  | Fixed | Roof
NJADRE1555782196 | Administratively Determined Incentive Program | WILLINGBORO | 8046 | 13 | 10.53 | Residential | Behind the Meter | Yes | Net Metered Residential | SunPower Corporation |  | PSE&G | Accepted | 2024-02-14 | 2024-03-01 | 2025-03-01 | Solar Panels | HANWHA Q CELLS | Q.PEAK DUO BLK ML-G10+ 405 |  | 0.405 | 26 | 111 | 26 |  | Fixed | Roof
NJADRE1555782196 | Administratively Determined Incentive Program | WILLINGBORO | 8046 | 13 | 10.53 | Residential | Behind the Meter | Yes | Net Metered Residential | SunPower Corporation |  | PSE&G | Accepted | 2024-02-14 | 2024-03-01 | 2025-03-01 | Inverters | Enphase | IQ7HS-66-M-US | 384 |  | 26 |  |  | 0.97 |  | Other | Under Each Panel
NJADRE1555782201 | Administratively Determined Incentive Program | Erial | 8081 | 14 | 4 | Residential | Behind the Meter | Yes | Net Metered Residential | Sunrun Installation Services, Inc. |  | AC Electric | Accepted | 2024-02-14 | 2024-03-06 | 2025-03-06 | Inverters | SolarEdge Technologies | SE3800H-USMN | 3800 |  | 1 |  |  | 0.99 |  | Outdoor | Next to meter
NJADRE1555782201 | Administratively Determined Incentive Program | Erial | 8081 | 14 | 4 | Residential | Behind the Meter | Yes | Net Metered Residential | Sunrun Installation Services, Inc. |  | AC Electric | Accepted | 2024-02-14 | 2024-03-06 | 2025-03-06 | Solar Panels | Hanwha Q Cells | Q.PEAK DUO BLK ML-G10+/T 400 |  | 0.4 | 2 | 28 | 27 |  | Fixed | Roof
NJADRE1555782201 | Administratively Determined Incentive Program | Erial | 8081 | 14 | 4 | Residential | Behind the Meter | Yes | Net Metered Residential | Sunrun Installation Services, Inc. |  | AC Electric | Accepted | 2024-02-14 | 2024-03-06 | 2025-03-06 | Solar Panels | Hanwha Q Cells | Q.PEAK DUO BLK ML-G10+/T 400 |  | 0.4 | 2 | 118 | 18 |  | Fixed | Roof
NJADRE1555782201 | Administratively Determined Incentive Program | Erial | 8081 | 14 | 4 | Residential | Behind the Meter | Yes | Net Metered Residential | Sunrun Installation Services, Inc. |  | AC Electric | Accepted | 2024-02-14 | 2024-03-06 | 2025-03-06 | Solar Panels | Hanwha Q Cells | Q.PEAK DUO BLK ML-G10+/T 400 |  | 0.4 | 6 | 298 | 20 |  | Fixed | Roof
NJADRE1555782238 | Administratively Determined Incentive Program | Paterson | 7503 | 6 | 3.85 | Residential | Behind the Meter | Yes | Net Metered Residential | Freedom Forever New Jersey LLC |  | PSE&G | Accepted | 2024-02-14 | 2024-03-01 | 2025-03-01 | Inverters | Solar Edge | SE3800H-USRGM [SI1] | 3800 |  | 1 |  |  | 0.99 |  | Outside
NJADRE1555782238 | Administratively Determined Incentive Program | Paterson | 7503 | 6 | 3.85 | Residential | Behind the Meter | Yes | Net Metered Residential | Freedom Forever New Jersey LLC |  | PSE&G | Accepted | 2024-02-14 | 2024-03-01 | 2025-03-01 | Solar Panels | JINKO SOLAR | JKM385M-6RL3-B |  | 0.385 | 10 | 78 | 30 |  | Fixed | Roof
NJADRE1555782698 | Administratively Determined Incentive Program | Moorestown | 8057 | 13 | 198.29 | Commercial | Behind the Meter | No | Small Net-Metered Non-Residential located on Rooftop, Carport, Canopy and Floating Solar | Impact Solar, LLC |  | PSE&G | Accepted | 2024-02-29 | 2024-03-22 | 2025-03-22 | Meters | Enphase | Envoy |  |  | 1 |  |  |  | Yes
NJADRE1555782698 | Administratively Determined Incentive Program | Moorestown | 8057 | 13 | 198.29 | Commercial | Behind the Meter | No | Small Net-Metered Non-Residential located on Rooftop, Carport, Canopy and Floating Solar | Impact Solar, LLC |  | PSE&G | Accepted | 2024-02-29 | 2024-03-22 | 2025-03-22 | Inverters | SE50KUS | SolarEdge | 4997 |  | 3 |  |  | 0.96 |  | Outside
NJADRE1555782698 | Administratively Determined Incentive Program | Moorestown | 8057 | 13 | 198.29 | Commercial | Behind the Meter | No | Small Net-Metered Non-Residential located on Rooftop, Carport, Canopy and Floating Solar | Impact Solar, LLC |  | PSE&G | Accepted | 2024-02-29 | 2024-03-22 | 2025-03-22 | Solar Panels | Canadian Solar HiKU6 | CS6R-395 |  | 0.395 | 251 | 61 | 8 |  | Fixed | Roof
NJADRE1555782698 | Administratively Determined Incentive Program | Moorestown | 8057 | 13 | 198.29 | Commercial | Behind the Meter | No | Small Net-Metered Non-Residential located on Rooftop, Carport, Canopy and Floating Solar | Impact Solar, LLC |  | PSE&G | Accepted | 2024-02-29 | 2024-03-22 | 2025-03-22 | Solar Panels | Canadian Solar HiKU6 | CS6R-395 |  | 0.395 | 251 | 241 | 8 |  | Fixed | Roof
NJADRE1555782925 | Administratively Determined Incentive Program | PITTSTOWN | 8867 | 4 | 11.85 | Residential | Behind the Meter | No | Net Metered Residential | RCL Enterprises Inc |  | AC Electric | Accepted | 2024-02-14 | 2024-03-01 | 2025-03-01 | Inverters | Enphase | IQ8plus | 290 |  | 30 |  |  | 0.97 |  | Outdoor
NJADRE1555782925 | Administratively Determined Incentive Program | PITTSTOWN | 8867 | 4 | 11.85 | Residential | Behind the Meter | No | Net Metered Residential | RCL Enterprises Inc |  | AC Electric | Accepted | 2024-02-14 | 2024-03-01 | 2025-03-01 | Solar Panels | Trina | TSMDE09C |  | 0.395 | 30 | 174 | 32 |  | Fixed | Roof
NJADRE1555783481 | Administratively Determined Incentive Program | Brigantine | 8203 | 19 | 6.93 | Residential | Behind the Meter | No | Net Metered Residential | Freedom Forever New Jersey LLC |  | AC Electric | Accepted | 2024-02-14 | 2024-03-04 | 2025-03-04 | Inverters | Solar Edge | SE5000H-USRGM [SI1] | 5000 |  | 1 |  |  | 0.99 |  | Outside
NJADRE1555783481 | Administratively Determined Incentive Program | Brigantine | 8203 | 19 | 6.93 | Residential | Behind the Meter | No | Net Metered Residential | Freedom Forever New Jersey LLC |  | AC Electric | Accepted | 2024-02-14 | 2024-03-04 | 2025-03-04 | Solar Panels | JINKO SOLAR | JKM385M-6RL3-B |  | 0.385 | 8 | 48 | 20 |  | Fixed | Roof
NJADRE1555783481 | Administratively Determined Incentive Program | Brigantine | 8203 | 19 | 6.93 | Residential | Behind the Meter | No | Net Metered Residential | Freedom Forever New Jersey LLC |  | AC Electric | Accepted | 2024-02-14 | 2024-03-04 | 2025-03-04 | Solar Panels | JINKO SOLAR | JKM385M-6RL3-B |  | 0.385 | 3 | 138 | 20 |  | Fixed | Roof
NJADRE1555783481 | Administratively Determined Incentive Program | Brigantine | 8203 | 19 | 6.93 | Residential | Behind the Meter | No | Net Metered Residential | Freedom Forever New Jersey LLC |  | AC Electric | Accepted | 2024-02-14 | 2024-03-04 | 2025-03-04 | Solar Panels | JINKO SOLAR | JKM385M-6RL3-B |  | 0.385 | 3 | 228 | 20 |  | Fixed | Roof
NJADRE1555783481 | Administratively Determined Incentive Program | Brigantine | 8203 | 19 | 6.93 | Residential | Behind the Meter | No | Net Metered Residential | Freedom Forever New Jersey LLC |  | AC Electric | Accepted | 2024-02-14 | 2024-03-04 | 2025-03-04 | Solar Panels | JINKO SOLAR | JKM385M-6RL3-B |  | 0.385 | 2 | 48 | 20 |  | Fixed | Roof
NJADRE1555783481 | Administratively Determined Incentive Program | Brigantine | 8203 | 19 | 6.93 | Residential | Behind the Meter | No | Net Metered Residential | Freedom Forever New Jersey LLC |  | AC Electric | Accepted | 2024-02-14 | 2024-03-04 | 2025-03-04 | Solar Panels | JINKO SOLAR | JKM385M-6RL3-B |  | 0.385 | 2 | 318 | 20 |  | Fixed | Roof
NJADRE1555783623 | Administratively Determined Incentive Program | SHREWSBURY | 7702 | 17 | 12.8 | Residential | Behind the Meter | No | Net Metered Residential | Pro Custom Solar dba Momentum Solar |  | JCP&L | Accepted | 2024-02-14 | 2024-03-01 | 2025-03-01 | Solar Panels | Q. PEAK DUO BLK ML-G10+400 | HANWHA |  | 0.4 | 30 | 239 | 30 |  | Fixed | Roof
NJADRE1555783623 | Administratively Determined Incentive Program | SHREWSBURY | 7702 | 17 | 12.8 | Residential | Behind the Meter | No | Net Metered Residential | Pro Custom Solar dba Momentum Solar |  | JCP&L | Accepted | 2024-02-14 | 2024-03-01 | 2025-03-01 | Solar Panels | Q. PEAK DUO BLK ML-G10+400 | HANWHA |  | 0.4 | 2 | 239 | 30 |  | Fixed | Roof
NJADRE1555783623 | Administratively Determined Incentive Program | SHREWSBURY | 7702 | 17 | 12.8 | Residential | Behind the Meter | No | Net Metered Residential | Pro Custom Solar dba Momentum Solar |  | JCP&L | Accepted | 2024-02-14 | 2024-03-01 | 2025-03-01 | Inverters | IQ8PLUS-72-2-US | ENPHASE | 290 |  | 32 |  |  | 0.97 |  | Outdoor
NJADRE1555783962 | Administratively Determined Incentive Program | Bridgeton | 8302 | 20 | 12 | Residential | Behind the Meter | Yes | Net Metered Residential | Power Energy Solutions |  | AC Electric | Accepted | 2024-02-14 | 2024-03-01 | 2025-03-01 | Inverters | SolarEdge | SE10000H-US | 10 |  | 1 |  |  | 0.97 |  | Outdoor
NJADRE1555783962 | Administratively Determined Incentive Program | Bridgeton | 8302 | 20 | 12 | Residential | Behind the Meter | Yes | Net Metered Residential | Power Energy Solutions |  | AC Electric | Accepted | 2024-02-14 | 2024-03-01 | 2025-03-01 | Solar Panels | Canadian Solar | CS6R-400MS-HL HIKU6 BLACK MONO |  | 0.4 | 22 | 176 | 22 |  | Fixed | Roof
NJADRE1555783962 | Administratively Determined Incentive Program | Bridgeton | 8302 | 20 | 12 | Residential | Behind the Meter | Yes | Net Metered Residential | Power Energy Solutions |  | AC Electric | Accepted | 2024-02-14 | 2024-03-01 | 2025-03-01 | Solar Panels | Canadian Solar | CS6R-400MS-HL HIKU6 BLACK MONO |  | 0.4 | 4 | 86 | 15 |  | Fixed | Roof
NJADRE1555783962 | Administratively Determined Incentive Program | Bridgeton | 8302 | 20 | 12 | Residential | Behind the Meter | Yes | Net Metered Residential | Power Energy Solutions |  | AC Electric | Accepted | 2024-02-14 | 2024-03-01 | 2025-03-01 | Solar Panels | Canadian Solar | CS6R-400MS-HL HIKU6 BLACK MONO |  | 0.4 | 4 | 266 | 15 |  | Fixed | Roof
NJADRE1555783975 | Administratively Determined Incentive Program | PENNINGTON | 8534 | 12 | 6.8 | Residential | Behind the Meter | No | Net Metered Residential | Tesla Energy Operations Inc |  | PSE&G | Accepted | 2024-02-14 | 2024-03-01 | 2025-03-01 | Inverters | Tesla | 1707000-20-G | 11500 |  | 1 |  |  | 0.97 |  | Indoor
NJADRE1555783975 | Administratively Determined Incentive Program | PENNINGTON | 8534 | 12 | 6.8 | Residential | Behind the Meter | No | Net Metered Residential | Tesla Energy Operations Inc |  | PSE&G | Accepted | 2024-02-14 | 2024-03-01 | 2025-03-01 | Solar Panels | Tesla | T400H |  | 0.4 | 17 | 245 | 18 |  | Fixed | Roof
NJADRE1555783975 | Administratively Determined Incentive Program | PENNINGTON | 8534 | 12 | 6.8 | Residential | Behind the Meter | No | Net Metered Residential | Tesla Energy Operations Inc |  | PSE&G | Accepted | 2024-02-14 | 2024-03-01 | 2025-03-01 | Electric Storage Battery | Tesla | Powerwall 3 |  |  | 1 |  |  |  | Lithium Ion |  | Inside
NJADRE1555784046 | Administratively Determined Incentive Program | RUNNEMEDE | 8078 | 14 | 4 | Residential | Behind the Meter | Yes | Net Metered Residential | Sunrun Installation Services, Inc. |  | PSE&G | Accepted | 2024-02-14 | 2024-03-01 | 2025-03-01 | Inverters | SolarEdge Technologies | SE3800H-USMN | 3800 |  | 1 |  |  | 0.99 |  | Outdoor | Next to meter
NJADRE1555784046 | Administratively Determined Incentive Program | RUNNEMEDE | 8078 | 14 | 4 | Residential | Behind the Meter | Yes | Net Metered Residential | Sunrun Installation Services, Inc. |  | PSE&G | Accepted | 2024-02-14 | 2024-03-01 | 2025-03-01 | Solar Panels | Hanwha Q Cells | Q.PEAK DUO BLK ML-G10+/T 400 |  | 0.4 | 10 | 217 | 30 |  | Fixed | Roof
NJADRE1555784054 | Administratively Determined Incentive Program | OAKLAND | 7436 | 7 | 11.89 | Residential | Behind the Meter | No | Net Metered Residential | Pro Custom Solar dba Momentum Solar |  | Orange Rockland Electric | Accepted | 2024-02-14 | 2024-03-01 | 2025-03-01 | Solar Panels | Q. PEAK DUO BLK ML-G10+410 | HANWHA |  | 0.41 | 21 | 199 | 37 |  | Fixed | Roof
NJADRE1555784054 | Administratively Determined Incentive Program | OAKLAND | 7436 | 7 | 11.89 | Residential | Behind the Meter | No | Net Metered Residential | Pro Custom Solar dba Momentum Solar |  | Orange Rockland Electric | Accepted | 2024-02-14 | 2024-03-01 | 2025-03-01 | Solar Panels | Q. PEAK DUO BLK ML-G10+410 | HANWHA |  | 0.41 | 8 | 199 | 16 |  | Fixed | Roof
NJADRE1555784054 | Administratively Determined Incentive Program | OAKLAND | 7436 | 7 | 11.89 | Residential | Behind the Meter | No | Net Metered Residential | Pro Custom Solar dba Momentum Solar |  | Orange Rockland Electric | Accepted | 2024-02-14 | 2024-03-01 | 2025-03-01 | Inverters | IQ8PLUS-72-2-US | ENPHASE | 300 |  | 29 |  |  | 0.97 |  | Outdoor
NJADRE1555784059 | Administratively Determined Incentive Program | BUDD LAKE | 7828 | 3 | 10 | Residential | Behind the Meter | Yes | Net Metered Residential | Sunrun Installation Services, Inc. |  | JCP&L | Accepted | 2024-02-14 | 2024-03-01 | 2025-03-01 | Inverters | SolarEdge Technologies | SE7600H-USSN | 7600 |  | 1 |  |  | 0.99 |  | Outside | Next to meter
NJADRE1555784059 | Administratively Determined Incentive Program | BUDD LAKE | 7828 | 3 | 10 | Residential | Behind the Meter | Yes | Net Metered Residential | Sunrun Installation Services, Inc. |  | JCP&L | Accepted | 2024-02-14 | 2024-03-01 | 2025-03-01 | Solar Panels | Hanwha Q-Cells | Q.PEAK DUO BLK ML-G10+/T 400 |  | 0.4 | 3 | 72 | 39 |  | Fixed | Roof
NJADRE1555784059 | Administratively Determined Incentive Program | BUDD LAKE | 7828 | 3 | 10 | Residential | Behind the Meter | Yes | Net Metered Residential | Sunrun Installation Services, Inc. |  | JCP&L | Accepted | 2024-02-14 | 2024-03-01 | 2025-03-01 | Solar Panels | Hanwha Q-Cells | Q.PEAK DUO BLK ML-G10+/t 400 |  | 0.4 | 3 | 252 | 40 |  | Fixed | Roof
NJADRE1555784059 | Administratively Determined Incentive Program | BUDD LAKE | 7828 | 3 | 10 | Residential | Behind the Meter | Yes | Net Metered Residential | Sunrun Installation Services, Inc. |  | JCP&L | Accepted | 2024-02-14 | 2024-03-01 | 2025-03-01 | Solar Panels | Hanwha Q-Cells | Q.PEAK DUO BLK ML-G10+/t 400 |  | 0.4 | 8 | 343 | 31 |  | Fixed | Roof
NJADRE1555784059 | Administratively Determined Incentive Program | BUDD LAKE | 7828 | 3 | 10 | Residential | Behind the Meter | Yes | Net Metered Residential | Sunrun Installation Services, Inc. |  | JCP&L | Accepted | 2024-02-14 | 2024-03-01 | 2025-03-01 | Solar Panels | Hanwha Q-Cells | Q.PEAK DUO BLK ML-G10+/t 400 |  | 0.4 | 11 | 163 | 30 |  | Fixed | Roof
NJADRE1555784089 | Administratively Determined Incentive Program | HILLSIDE | 7205 | 10 | 12.4 | Residential | Behind the Meter | Yes | Net Metered Residential | Pro Custom Solar dba Momentum Solar |  | PSE&G | Accepted | 2024-02-14 | 2024-03-01 | 2025-03-01 | Solar Panels | Q. PEAK DUO BLK ML-G10+400 | HANWHA |  | 0.4 | 13 | 173 | 39 |  | Fixed | Roof
NJADRE1555784089 | Administratively Determined Incentive Program | HILLSIDE | 7205 | 10 | 12.4 | Residential | Behind the Meter | Yes | Net Metered Residential | Pro Custom Solar dba Momentum Solar |  | PSE&G | Accepted | 2024-02-14 | 2024-03-01 | 2025-03-01 | Solar Panels | Q. PEAK DUO BLK ML-G10+400 | HANWHA |  | 0.4 | 12 | 353 | 39 |  | Fixed | Roof
NJADRE1555784089 | Administratively Determined Incentive Program | HILLSIDE | 7205 | 10 | 12.4 | Residential | Behind the Meter | Yes | Net Metered Residential | Pro Custom Solar dba Momentum Solar |  | PSE&G | Accepted | 2024-02-14 | 2024-03-01 | 2025-03-01 | Solar Panels | Q. PEAK DUO BLK ML-G10+400 | HANWHA |  | 0.4 | 6 | 263 | 18 |  | Fixed | Roof
NJADRE1555784089 | Administratively Determined Incentive Program | HILLSIDE | 7205 | 10 | 12.4 | Residential | Behind the Meter | Yes | Net Metered Residential | Pro Custom Solar dba Momentum Solar |  | PSE&G | Accepted | 2024-02-14 | 2024-03-01 | 2025-03-01 | Inverters | IQ8PLUS-72-2-US | ENPHASE | 290 |  | 31 |  |  | 0.97 |  | Outdoor
NJADRE1555784145 | Administratively Determined Incentive Program | SOUTH HACKENSACK | 7606 | 7 | 12.15 | Residential | Behind the Meter | No | Net Metered Residential | Powur, PBC |  | PSE&G | Accepted | 2024-02-15 | 2024-03-04 | 2025-03-04 | Solar Panels | Rec Solar | REC405AA PURE |  | 0.405 | 16 | 110 | 23 |  | Fixed | Roof
NJADRE1555784145 | Administratively Determined Incentive Program | SOUTH HACKENSACK | 7606 | 7 | 12.15 | Residential | Behind the Meter | No | Net Metered Residential | Powur, PBC |  | PSE&G | Accepted | 2024-02-15 | 2024-03-04 | 2025-03-04 | Solar Panels | Rec Solar | REC405AA PURE |  | 0.405 | 14 | 290 | 23 |  | Fixed | Roof
NJADRE1555784145 | Administratively Determined Incentive Program | SOUTH HACKENSACK | 7606 | 7 | 12.15 | Residential | Behind the Meter | No | Net Metered Residential | Powur, PBC |  | PSE&G | Accepted | 2024-02-15 | 2024-03-04 | 2025-03-04 | Inverters | Enphase | IQ8M-72-2-US | 325 |  | 30 |  |  | 0.99 |  | Outside
NJADRE1555784146 | Administratively Determined Incentive Program | LINDEN | 7036 | 10 | 10.13 | Residential | Behind the Meter | Yes | Net Metered Residential | Powur, PBC |  | PSE&G | Accepted | 2024-02-14 | 2024-03-01 | 2025-03-01 | Solar Panels | hanwha | Q.PEAK DUO BLK ML-G10+ |  | 0.405 | 11 | 128 | 27 |  | Fixed | Roof
NJADRE1555784146 | Administratively Determined Incentive Program | LINDEN | 7036 | 10 | 10.13 | Residential | Behind the Meter | Yes | Net Metered Residential | Powur, PBC |  | PSE&G | Accepted | 2024-02-14 | 2024-03-01 | 2025-03-01 | Solar Panels | hanwha | Q.PEAK DUO BLK ML-G10+ |  | 0.405 | 5 | 308 | 27 |  | Fixed | Roof
NJADRE1555784146 | Administratively Determined Incentive Program | LINDEN | 7036 | 10 | 10.13 | Residential | Behind the Meter | Yes | Net Metered Residential | Powur, PBC |  | PSE&G | Accepted | 2024-02-14 | 2024-03-01 | 2025-03-01 | Solar Panels | hanwha | Q.PEAK DUO BLK ML-G10+ |  | 0.405 | 9 | 218 | 12 |  | Fixed | Roof
NJADRE1555784146 | Administratively Determined Incentive Program | LINDEN | 7036 | 10 | 10.13 | Residential | Behind the Meter | Yes | Net Metered Residential | Powur, PBC |  | PSE&G | Accepted | 2024-02-14 | 2024-03-01 | 2025-03-01 | Inverters | Solaredge | SE10000H-US | 10000 |  | 1 |  |  | 0.99 |  | Outside
NJADRE1555784166 | Administratively Determined Incentive Program | HOWELL | 7731 | 17 | 12.96 | Residential | Behind the Meter | Yes | Net Metered Residential | Brilliant Installations Inc. |  | JCP&L | Accepted | 2024-02-14 | 2024-03-04 | 2025-03-04 | Inverters | Enphase Energy | IQ8PLUS-72-2-US | 290 |  | 32 |  |  | 0.97 |  | Outdoor
NJADRE1555784166 | Administratively Determined Incentive Program | HOWELL | 7731 | 17 | 12.96 | Residential | Behind the Meter | Yes | Net Metered Residential | Brilliant Installations Inc. |  | JCP&L | Accepted | 2024-02-14 | 2024-03-04 | 2025-03-04 | Solar Panels | Hanwha QCells | Q.PEAK DUO BLK ML-G10+ 405W |  | 0.405 | 16 | 157 | 25 |  | Fixed | Roof
NJADRE1555784166 | Administratively Determined Incentive Program | HOWELL | 7731 | 17 | 12.96 | Residential | Behind the Meter | Yes | Net Metered Residential | Brilliant Installations Inc. |  | JCP&L | Accepted | 2024-02-14 | 2024-03-04 | 2025-03-04 | Solar Panels | Hanwha QCells | Q.PEAK DUO BLK ML-G10+ 405W |  | 0.405 | 16 | 337 | 25 |  | Fixed | Roof
NJADRE1555784172 | Administratively Determined Incentive Program | TOMS RIVER | 8755 | 18 | 20.66 | Residential | Behind the Meter | Yes | Net Metered Residential | Brilliant Installations Inc. |  | JCP&L | Accepted | 2024-02-14 | 2024-03-04 | 2025-03-04 | Inverters | Enphase Energy | IQ8PLUS-72-2-US | 290 |  | 51 |  |  | 0.97 |  | Outdoor
NJADRE1555784172 | Administratively Determined Incentive Program | TOMS RIVER | 8755 | 18 | 20.66 | Residential | Behind the Meter | Yes | Net Metered Residential | Brilliant Installations Inc. |  | JCP&L | Accepted | 2024-02-14 | 2024-03-04 | 2025-03-04 | Solar Panels | Hanwha QCells | Q.PEAK DUO BLK ML-G10.a+ 405W |  | 0.405 | 8 | 204 | 22 |  | Fixed | Roof
NJADRE1555784172 | Administratively Determined Incentive Program | TOMS RIVER | 8755 | 18 | 20.66 | Residential | Behind the Meter | Yes | Net Metered Residential | Brilliant Installations Inc. |  | JCP&L | Accepted | 2024-02-14 | 2024-03-04 | 2025-03-04 | Solar Panels | Hanwha QCells | Q.PEAK DUO BLK ML-G10.a+ 405W |  | 0.405 | 8 | 24 | 22 |  | Fixed | Roof
NJADRE1555784172 | Administratively Determined Incentive Program | TOMS RIVER | 8755 | 18 | 20.66 | Residential | Behind the Meter | Yes | Net Metered Residential | Brilliant Installations Inc. |  | JCP&L | Accepted | 2024-02-14 | 2024-03-04 | 2025-03-04 | Solar Panels | Hanwha QCells | Q.PEAK DUO BLK ML-G10.a+ 405W |  | 0.405 | 11 | 204 | 22 |  | Fixed | Roof
NJADRE1555784172 | Administratively Determined Incentive Program | TOMS RIVER | 8755 | 18 | 20.66 | Residential | Behind the Meter | Yes | Net Metered Residential | Brilliant Installations Inc. |  | JCP&L | Accepted | 2024-02-14 | 2024-03-04 | 2025-03-04 | Solar Panels | Hanwha QCells | Q.PEAK DUO BLK ML-G10.a+ 405W |  | 0.405 | 13 | 24 | 22 |  | Fixed | Roof
NJADRE1555784172 | Administratively Determined Incentive Program | TOMS RIVER | 8755 | 18 | 20.66 | Residential | Behind the Meter | Yes | Net Metered Residential | Brilliant Installations Inc. |  | JCP&L | Accepted | 2024-02-14 | 2024-03-04 | 2025-03-04 | Solar Panels | Hanwha QCells | Q.PEAK DUO BLK ML-G10.a+ 405W |  | 0.405 | 11 | 24 | 22 |  | Fixed | Roof
NJADRE1555784179 | Administratively Determined Incentive Program | LITTLE EGG HARBOR TWP | 8087 | 18 | 8.1 | Residential | Behind the Meter | Yes | Net Metered Residential | Brilliant Installations Inc. |  | AC Electric | Accepted | 2024-02-14 | 2024-03-05 | 2025-03-05 | Inverters | Enphase Energy | IQ8PLUS-72-2-US | 290 |  | 20 |  |  | 0.97 |  | Outdoor
NJADRE1555784179 | Administratively Determined Incentive Program | LITTLE EGG HARBOR TWP | 8087 | 18 | 8.1 | Residential | Behind the Meter | Yes | Net Metered Residential | Brilliant Installations Inc. |  | AC Electric | Accepted | 2024-02-14 | 2024-03-05 | 2025-03-05 | Solar Panels | Hanwha QCells | Q.PEAK DUO BLK ML-G10+ 405W |  | 0.405 | 20 | 231 | 20 |  | Fixed | Roof
NJADRE1555784192 | Administratively Determined Incentive Program | BARRINGTON | 8007 | 14 | 7.7 | Residential | Behind the Meter | Yes | Net Metered Residential | Brilliant Installations Inc. |  | PSE&G | Accepted | 2024-02-14 | 2024-03-04 | 2025-03-04 | Inverters | Hanwha Q Cells | Q.Peak DUO BLK ML-G10+ | 240 |  | 19 |  |  | 0.97 |  | Outside
NJADRE1555784192 | Administratively Determined Incentive Program | BARRINGTON | 8007 | 14 | 7.7 | Residential | Behind the Meter | Yes | Net Metered Residential | Brilliant Installations Inc. |  | PSE&G | Accepted | 2024-02-14 | 2024-03-04 | 2025-03-04 | Solar Panels | Hanwha Q Cells | Q.Peak DUO BLK ML-G10+ |  | 0.405 | 8 | 227 | 22 |  | Fixed | Roof
NJADRE1555784192 | Administratively Determined Incentive Program | BARRINGTON | 8007 | 14 | 7.7 | Residential | Behind the Meter | Yes | Net Metered Residential | Brilliant Installations Inc. |  | PSE&G | Accepted | 2024-02-14 | 2024-03-04 | 2025-03-04 | Solar Panels | Hanwha Q Cells | Q.Peak DUO BLK ML-G10+ |  | 0.405 | 9 | 137 | 22 |  | Fixed | Roof
NJADRE1555784192 | Administratively Determined Incentive Program | BARRINGTON | 8007 | 14 | 7.7 | Residential | Behind the Meter | Yes | Net Metered Residential | Brilliant Installations Inc. |  | PSE&G | Accepted | 2024-02-14 | 2024-03-04 | 2025-03-04 | Solar Panels | Hanwha Q Cells | Q.Peak DUO BLK ML-G10+ |  | 0.405 | 2 | 137 | 21 |  | Fixed | Roof
NJADRE1555784206 | Administratively Determined Incentive Program | Brick | 8724 | 18 | 6.48 | Residential | Behind the Meter | Yes | Net Metered Residential | Brilliant Installations Inc |  | JCP&L | Accepted | 2024-02-14 | 2024-03-04 | 2025-03-04 | Inverters | Enphase | IQ8Plus-72-2-US | 240 |  | 16 |  |  | 0.98 |  | Outside
NJADRE1555784206 | Administratively Determined Incentive Program | Brick | 8724 | 18 | 6.48 | Residential | Behind the Meter | Yes | Net Metered Residential | Brilliant Installations Inc |  | JCP&L | Accepted | 2024-02-14 | 2024-03-04 | 2025-03-04 | Solar Panels | Hanwha Q Cells | Q.Peak DUO BLK ML-G10.a+ |  | 0.405 | 16 | 122 | 20 |  | Fixed | Roof
NJADRE1555784208 | Administratively Determined Incentive Program | Somerdale | 8083 | 14 | 9.32 | Residential | Behind the Meter | Yes | Net Metered Residential | Brilliant Installations Inc |  | PSE&G | Accepted | 2024-02-15 | 2024-03-05 | 2025-03-05 | Inverters | Enphase | IQ8Plus-72-2-US | 240 |  | 23 |  |  | 0.98 |  | Outside
NJADRE1555784208 | Administratively Determined Incentive Program | Somerdale | 8083 | 14 | 9.32 | Residential | Behind the Meter | Yes | Net Metered Residential | Brilliant Installations Inc |  | PSE&G | Accepted | 2024-02-15 | 2024-03-05 | 2025-03-05 | Solar Panels | Hanwha Q Cells | Q.Peak DUO BLK ML-G10+ |  | 0.405 | 23 | 193 | 24 |  | Fixed | Roof
NJADRE1555785112 | Administratively Determined Incentive Program | Little Egg Harbor Township | 8087 | 18 | 9.72 | Residential | Behind the Meter | Yes | Net Metered Residential | Brilliant Installations Inc. |  | AC Electric | Accepted | 2024-02-15 | 2024-03-04 | 2025-03-04 | Inverters | Enphase | IQ8Plus-72-2-US | 240 |  | 24 |  |  | 0.98 |  | Outside
NJADRE1555785112 | Administratively Determined Incentive Program | Little Egg Harbor Township | 8087 | 18 | 9.72 | Residential | Behind the Meter | Yes | Net Metered Residential | Brilliant Installations Inc. |  | AC Electric | Accepted | 2024-02-15 | 2024-03-04 | 2025-03-04 | Solar Panels | Hanwha Q Cells | Q.Peak DUO BLK ML-G10+ |  | 0.405 | 3 | 67 | 17 |  | Fixed | Roof
NJADRE1555785112 | Administratively Determined Incentive Program | Little Egg Harbor Township | 8087 | 18 | 9.72 | Residential | Behind the Meter | Yes | Net Metered Residential | Brilliant Installations Inc. |  | AC Electric | Accepted | 2024-02-15 | 2024-03-04 | 2025-03-04 | Solar Panels | Hanwha Q Cells | Q.Peak DUO BLK ML-G10+ |  | 0.405 | 3 | 247 | 17 |  | Fixed | Roof
NJADRE1555785112 | Administratively Determined Incentive Program | Little Egg Harbor Township | 8087 | 18 | 9.72 | Residential | Behind the Meter | Yes | Net Metered Residential | Brilliant Installations Inc. |  | AC Electric | Accepted | 2024-02-15 | 2024-03-04 | 2025-03-04 | Solar Panels | Hanwha Q Cells | IQ8Plus-72-2-US |  | 0.405 | 6 | 157 | 20 |  | Fixed | Roof
NJADRE1555785112 | Administratively Determined Incentive Program | Little Egg Harbor Township | 8087 | 18 | 9.72 | Residential | Behind the Meter | Yes | Net Metered Residential | Brilliant Installations Inc. |  | AC Electric | Accepted | 2024-02-15 | 2024-03-04 | 2025-03-04 | Solar Panels | Hanwha Q Cells | Q.Peak DUO BLK ML-G10+ |  | 0.405 | 6 | 67 | 21 |  | Fixed | Roof
NJADRE1555785112 | Administratively Determined Incentive Program | Little Egg Harbor Township | 8087 | 18 | 9.72 | Residential | Behind the Meter | Yes | Net Metered Residential | Brilliant Installations Inc. |  | AC Electric | Accepted | 2024-02-15 | 2024-03-04 | 2025-03-04 | Solar Panels | Hanwha Q Cells | Q.Peak DUO BLK ML-G10+ |  | 0.405 | 6 | 247 | 21 |  | Fixed | Roof
NJADRE1555786038 | Administratively Determined Incentive Program | Plainfield | 7063 | 10 | 5.67 | Residential | Behind the Meter | Yes | Net Metered Residential | Sunrun Installation Services, Inc. |  | PSE&G | Accepted | 2024-02-15 | 2024-03-01 | 2025-03-01 | Inverters | SolarEdge Technologies | SE3800H-USMN | 3800 |  | 1 |  |  | 0.99 |  | Outdoor
NJADRE1555786038 | Administratively Determined Incentive Program | Plainfield | 7063 | 10 | 5.67 | Residential | Behind the Meter | Yes | Net Metered Residential | Sunrun Installation Services, Inc. |  | PSE&G | Accepted | 2024-02-15 | 2024-03-01 | 2025-03-01 | Solar Panels | Hanwha Q Cells | Q.PEAK DUO BLK ML-G10+ 405 |  | 0.405 | 14 | 230 | 33 |  | Fixed | Roof
NJADRE1555786042 | Administratively Determined Incentive Program | SOUTHAMPTON | 8088 | 13 | 20.8 | Residential | Behind the Meter | Yes | Net Metered Residential | Sunrun Installation Services, Inc. |  | JCP&L | Accepted | 2024-02-15 | 2024-03-01 | 2025-03-01 | Inverters | Delta Electronics | E6-TL-US | 5760 |  | 2 |  |  | 0.98 |  | Outdoor
NJADRE1555786042 | Administratively Determined Incentive Program | SOUTHAMPTON | 8088 | 13 | 20.8 | Residential | Behind the Meter | Yes | Net Metered Residential | Sunrun Installation Services, Inc. |  | JCP&L | Accepted | 2024-02-15 | 2024-03-01 | 2025-03-01 | Inverters | Delta Electronics | E4-TL-US | 3840 |  | 1 |  |  | 0.98 |  | Outdoor
NJADRE1555786042 | Administratively Determined Incentive Program | SOUTHAMPTON | 8088 | 13 | 20.8 | Residential | Behind the Meter | Yes | Net Metered Residential | Sunrun Installation Services, Inc. |  | JCP&L | Accepted | 2024-02-15 | 2024-03-01 | 2025-03-01 | Solar Panels | Hanwha Q Cells | Q.PEAK DUO BLK ML-G10+/T 400 |  | 0.4 | 8 | 116 | 44 |  | Fixed | Roof
NJADRE1555786042 | Administratively Determined Incentive Program | SOUTHAMPTON | 8088 | 13 | 20.8 | Residential | Behind the Meter | Yes | Net Metered Residential | Sunrun Installation Services, Inc. |  | JCP&L | Accepted | 2024-02-15 | 2024-03-01 | 2025-03-01 | Solar Panels | Hanwha Q Cells | Q.PEAK DUO BLK ML-G10+/T 400 |  | 0.4 | 5 | 114 | 43 |  | Fixed | Roof
NJADRE1555786042 | Administratively Determined Incentive Program | SOUTHAMPTON | 8088 | 13 | 20.8 | Residential | Behind the Meter | Yes | Net Metered Residential | Sunrun Installation Services, Inc. |  | JCP&L | Accepted | 2024-02-15 | 2024-03-01 | 2025-03-01 | Solar Panels | Hanwha Q Cells | Q.PEAK DUO BLK ML-G10+/T 400 |  | 0.4 | 3 | 115 | 45 |  | Fixed | Roof
NJADRE1555786042 | Administratively Determined Incentive Program | SOUTHAMPTON | 8088 | 13 | 20.8 | Residential | Behind the Meter | Yes | Net Metered Residential | Sunrun Installation Services, Inc. |  | JCP&L | Accepted | 2024-02-15 | 2024-03-01 | 2025-03-01 | Solar Panels | Hanwha Q Cells | Q.PEAK DUO BLK ML-G10+/T 400 |  | 0.4 | 5 | 296 | 45 |  | Fixed | Roof
NJADRE1555786042 | Administratively Determined Incentive Program | SOUTHAMPTON | 8088 | 13 | 20.8 | Residential | Behind the Meter | Yes | Net Metered Residential | Sunrun Installation Services, Inc. |  | JCP&L | Accepted | 2024-02-15 | 2024-03-01 | 2025-03-01 | Solar Panels | Hanwha Q Cells | Q.PEAK DUO BLK ML-G10+/T 400 |  | 0.4 | 6 | 206 | 33 |  | Fixed | Roof
NJADRE1555786042 | Administratively Determined Incentive Program | SOUTHAMPTON | 8088 | 13 | 20.8 | Residential | Behind the Meter | Yes | Net Metered Residential | Sunrun Installation Services, Inc. |  | JCP&L | Accepted | 2024-02-15 | 2024-03-01 | 2025-03-01 | Solar Panels | Hanwha Q Cells | Q.PEAK DUO BLK ML-G10+/T 400 |  | 0.4 | 8 | 206 | 33 |  | Fixed | Roof
NJADRE1555786042 | Administratively Determined Incentive Program | SOUTHAMPTON | 8088 | 13 | 20.8 | Residential | Behind the Meter | Yes | Net Metered Residential | Sunrun Installation Services, Inc. |  | JCP&L | Accepted | 2024-02-15 | 2024-03-01 | 2025-03-01 | Solar Panels | Hanwha Q Cells | Q.PEAK DUO BLK ML-G10+/T 400 |  | 0.4 | 17 | 26 | 34 |  | Fixed | Roof
NJADRE1555786045 | Administratively Determined Incentive Program | OAK RIDGE | 7438 | 6 | 6 | Residential | Behind the Meter | Yes | Net Metered Residential | Sunrun Installation Services, Inc. |  | JCP&L | Accepted | 2024-02-15 | 2024-03-01 | 2025-03-01 | Electric Storage Battery | Tesla | Powerwall 2 AC |  |  | 1 |  |  |  | Lithium Ion |  | Outside
NJADRE1555786045 | Administratively Determined Incentive Program | OAK RIDGE | 7438 | 6 | 6 | Residential | Behind the Meter | Yes | Net Metered Residential | Sunrun Installation Services, Inc. |  | JCP&L | Accepted | 2024-02-15 | 2024-03-01 | 2025-03-01 | Inverters | SolarEdge Technologies | SE7600H-USSN | 7600 |  | 1 |  |  | 0.99 |  | Outdoor
NJADRE1555786045 | Administratively Determined Incentive Program | OAK RIDGE | 7438 | 6 | 6 | Residential | Behind the Meter | Yes | Net Metered Residential | Sunrun Installation Services, Inc. |  | JCP&L | Accepted | 2024-02-15 | 2024-03-01 | 2025-03-01 | Solar Panels | Hanwha Q Cells | Q.PEAK DUO BLK ML-G10+/T 400 |  | 0.4 | 15 | 290 | 36 |  | Fixed | Roof
NJADRE1555786055 | Administratively Determined Incentive Program | BERLIN TOWNSHIP | 8091 | 14 | 6.08 | Residential | Behind the Meter | Yes | Net Metered Residential | Sunny Mac LLC |  | AC Electric | Accepted | 2024-02-15 | 2024-03-01 | 2025-03-01 | Solar Panels | Q.PEAK DUO BLK ML-G10+ 405 | HANWHA |  | 0.405 | 4 | 174 | 41 |  | Fixed | Roof
NJADRE1555786055 | Administratively Determined Incentive Program | BERLIN TOWNSHIP | 8091 | 14 | 6.08 | Residential | Behind the Meter | Yes | Net Metered Residential | Sunny Mac LLC |  | AC Electric | Accepted | 2024-02-15 | 2024-03-01 | 2025-03-01 | Solar Panels | Q.PEAK DUO BLK ML-G10+ 405 | HANWHA |  | 0.405 | 4 | 84 | 34 |  | Fixed | Roof
NJADRE1555786055 | Administratively Determined Incentive Program | BERLIN TOWNSHIP | 8091 | 14 | 6.08 | Residential | Behind the Meter | Yes | Net Metered Residential | Sunny Mac LLC |  | AC Electric | Accepted | 2024-02-15 | 2024-03-01 | 2025-03-01 | Solar Panels | Q.PEAK DUO BLK ML-G10+ 405 | HANWHA |  | 0.405 | 4 | 264 | 34 |  | Fixed | Roof
NJADRE1555786055 | Administratively Determined Incentive Program | BERLIN TOWNSHIP | 8091 | 14 | 6.08 | Residential | Behind the Meter | Yes | Net Metered Residential | Sunny Mac LLC |  | AC Electric | Accepted | 2024-02-15 | 2024-03-01 | 2025-03-01 | Solar Panels | Q.PEAK DUO BLK ML-G10+ 405 | HANWHA |  | 0.405 | 3 | 264 | 17 |  | Fixed | Roof
NJADRE1555786055 | Administratively Determined Incentive Program | BERLIN TOWNSHIP | 8091 | 14 | 6.08 | Residential | Behind the Meter | Yes | Net Metered Residential | Sunny Mac LLC |  | AC Electric | Accepted | 2024-02-15 | 2024-03-01 | 2025-03-01 | Inverters | SE5000H-US | Solaredge | 5000 |  | 1 |  |  | 0.1 |  | Outdoor | next to meter
NJADRE1555786056 | Administratively Determined Incentive Program | CLIFTON | 7013 | 6 | 12.8 | Residential | Behind the Meter | Yes | Net Metered Residential | Sunrun Installation Services, Inc. |  | PSE&G | Accepted | 2024-02-15 | 2024-03-01 | 2025-03-01 | Inverters | SolarEdge Technologies | SE10000H-USSN | 10000 |  | 1 |  |  | 0.99 |  | Outdoor | Next to meter
NJADRE1555786056 | Administratively Determined Incentive Program | CLIFTON | 7013 | 6 | 12.8 | Residential | Behind the Meter | Yes | Net Metered Residential | Sunrun Installation Services, Inc. |  | PSE&G | Accepted | 2024-02-15 | 2024-03-01 | 2025-03-01 | Solar Panels | Hanwha Q Cells | Q.PEAK DUO BLK ML-G10+/T 400 |  | 0.4 | 10 | 298 | 34 |  | Fixed | Roof
NJADRE1555786056 | Administratively Determined Incentive Program | CLIFTON | 7013 | 6 | 12.8 | Residential | Behind the Meter | Yes | Net Metered Residential | Sunrun Installation Services, Inc. |  | PSE&G | Accepted | 2024-02-15 | 2024-03-01 | 2025-03-01 | Solar Panels | Hanwha Q Cells | Q.PEAK DUO BLK ML-G10+/T 400 |  | 0.4 | 13 | 118 | 33 |  | Fixed | Roof
NJADRE1555786056 | Administratively Determined Incentive Program | CLIFTON | 7013 | 6 | 12.8 | Residential | Behind the Meter | Yes | Net Metered Residential | Sunrun Installation Services, Inc. |  | PSE&G | Accepted | 2024-02-15 | 2024-03-01 | 2025-03-01 | Solar Panels | Hanwha Q Cells | Q.PEAK DUO BLK ML-G10+/T 400 |  | 0.4 | 9 | 208 | 24 |  | Fixed | Roof
NJADRE1555786065 | Administratively Determined Incentive Program | STOCKTON | 8559 | 4 | 3.2 | Residential | Behind the Meter | Yes | Net Metered Residential | Sunrun Installation Services, Inc. |  | JCP&L | Accepted | 2024-02-15 | 2024-03-01 | 2025-03-01 | Inverters | SolarEdge Technologies | SE3800H-USSN | 3800 |  | 1 |  |  | 0.99 |  | Outside | Next to meter
NJADRE1555786065 | Administratively Determined Incentive Program | STOCKTON | 8559 | 4 | 3.2 | Residential | Behind the Meter | Yes | Net Metered Residential | Sunrun Installation Services, Inc. |  | JCP&L | Accepted | 2024-02-15 | 2024-03-01 | 2025-03-01 | Solar Panels | Hanwha Q-Cells | Q.PEAK DUO BLK ML-G10+/t 400 |  | 0.4 | 6 | 153 | 34 |  | Fixed | Roof
NJADRE1555786065 | Administratively Determined Incentive Program | STOCKTON | 8559 | 4 | 3.2 | Residential | Behind the Meter | Yes | Net Metered Residential | Sunrun Installation Services, Inc. |  | JCP&L | Accepted | 2024-02-15 | 2024-03-01 | 2025-03-01 | Solar Panels | Hanwha Q-Cells | Q.PEAK DUO BLK ML-G10+/t 400 |  | 0.4 | 2 | 333 | 34 |  | Fixed | Roof
NJADRE1555786072 | Administratively Determined Incentive Program | KEYPORT | 7735 | 17 | 11.34 | Residential | Behind the Meter | Yes | Net Metered Residential | Trinity Solar Inc. |  | JCP&L | Accepted | 2024-02-15 | 2024-03-01 | 2025-03-01 | Inverters | Solar Edge | SE10000H-US | 10 |  | 1 |  |  | 0.97 |  | Outdoor
NJADRE1555786072 | Administratively Determined Incentive Program | KEYPORT | 7735 | 17 | 11.34 | Residential | Behind the Meter | Yes | Net Metered Residential | Trinity Solar Inc. |  | JCP&L | Accepted | 2024-02-15 | 2024-03-01 | 2025-03-01 | Solar Panels | Hanwha | Q.PEAK DUO BLK ML-G10+ 405 |  | 0.405 | 20 | 119 | 23 |  | Fixed | Roof
NJADRE1555786072 | Administratively Determined Incentive Program | KEYPORT | 7735 | 17 | 11.34 | Residential | Behind the Meter | Yes | Net Metered Residential | Trinity Solar Inc. |  | JCP&L | Accepted | 2024-02-15 | 2024-03-01 | 2025-03-01 | Solar Panels | Hanwha | Q.PEAK DUO BLK ML-G10+ 405 |  | 0.405 | 8 | 229 | 23 |  | Fixed | Roof
NJADRE1555786074 | Administratively Determined Incentive Program | BELLEVILLE | 7109 | 9 | 10.94 | Residential | Behind the Meter | Yes | Net Metered Residential | Sunny Mac LLC |  | PSE&G | Accepted | 2024-02-15 | 2024-03-07 | 2025-03-07 | Solar Panels | Q.PEAK DUO BLK ML-G10+ 405 | HANWHA |  | 0.405 | 17 | 192 | 32 |  | Fixed | Roof
NJADRE1555786074 | Administratively Determined Incentive Program | BELLEVILLE | 7109 | 9 | 10.94 | Residential | Behind the Meter | Yes | Net Metered Residential | Sunny Mac LLC |  | PSE&G | Accepted | 2024-02-15 | 2024-03-07 | 2025-03-07 | Solar Panels | Q.PEAK DUO BLK ML-G10+ 405 | HANWHA |  | 0.405 | 10 | 12 | 32 |  | Fixed | Roof
NJADRE1555786074 | Administratively Determined Incentive Program | BELLEVILLE | 7109 | 9 | 10.94 | Residential | Behind the Meter | Yes | Net Metered Residential | Sunny Mac LLC |  | PSE&G | Accepted | 2024-02-15 | 2024-03-07 | 2025-03-07 | Inverters | SE76000H-US | Solaredge | 7600 |  | 1 |  |  | 0.1 |  | Outdoor | next to meter
NJADRE1555786075 | Administratively Determined Incentive Program | Edison | 8817 | 11 | 4.74 | Residential | Behind the Meter | Yes | Net Metered Residential | Big Wave Roofing and Solar LLC |  | PSE&G | Accepted | 2024-02-15 | 2024-03-04 | 2025-03-04 | Inverters | Enphase Energy Inc | IQ7PLUS-72-2-US | 290 |  | 12 |  |  | 0.98 |  | Outside
NJADRE1555786075 | Administratively Determined Incentive Program | Edison | 8817 | 11 | 4.74 | Residential | Behind the Meter | Yes | Net Metered Residential | Big Wave Roofing and Solar LLC |  | PSE&G | Accepted | 2024-02-15 | 2024-03-04 | 2025-03-04 | Solar Panels | Canadian Solar | CS6R-395MS-HL |  | 0.395 | 6 | 136 | 22 |  | Fixed | Roof
NJADRE1555786075 | Administratively Determined Incentive Program | Edison | 8817 | 11 | 4.74 | Residential | Behind the Meter | Yes | Net Metered Residential | Big Wave Roofing and Solar LLC |  | PSE&G | Accepted | 2024-02-15 | 2024-03-04 | 2025-03-04 | Solar Panels | Canadian Solar | CS6R-395MS-HL |  | 0.395 | 6 | 316 | 22 |  | Fixed | Roof
NJADRE1555786078 | Administratively Determined Incentive Program | JERSEY CITY | 7305 | 8 | 4.86 | Residential | Behind the Meter | Yes | Net Metered Residential | Sunny Mac LLC |  | PSE&G | Accepted | 2024-02-15 | 2024-03-04 | 2025-03-04 | Solar Panels | Q.PEAK DUO BLK ML-G10+ 405 | HANWHA |  | 0.405 | 10 | 126 | 21 |  | Fixed | Roof
NJADRE1555786078 | Administratively Determined Incentive Program | JERSEY CITY | 7305 | 8 | 4.86 | Residential | Behind the Meter | Yes | Net Metered Residential | Sunny Mac LLC |  | PSE&G | Accepted | 2024-02-15 | 2024-03-04 | 2025-03-04 | Solar Panels | Q.PEAK DUO BLK ML-G10+ 405 | HANWHA |  | 0.405 | 2 | 306 | 21 |  | Fixed | Roof
NJADRE1555786078 | Administratively Determined Incentive Program | JERSEY CITY | 7305 | 8 | 4.86 | Residential | Behind the Meter | Yes | Net Metered Residential | Sunny Mac LLC |  | PSE&G | Accepted | 2024-02-15 | 2024-03-04 | 2025-03-04 | Inverters | SE3800H-US | Solaredge | 3800 |  | 1 |  |  | 0.1 |  | Outdoor | next to meter
NJADRE1555786083 | Administratively Determined Incentive Program | BERLIN | 8009 | 14 | 8.1 | Residential | Behind the Meter | Yes | Net Metered Residential | EMT RENEWABLES LLC |  | AC Electric | Accepted | 2024-02-15 | 2024-03-04 | 2025-03-04 | Inverters | ENPHASE | IQ8+ | 290 |  | 20 |  |  | 0.98 |  | Other | UNDER EACH PANEL
NJADRE1555786083 | Administratively Determined Incentive Program | BERLIN | 8009 | 14 | 8.1 | Residential | Behind the Meter | Yes | Net Metered Residential | EMT RENEWABLES LLC |  | AC Electric | Accepted | 2024-02-15 | 2024-03-04 | 2025-03-04 | Solar Panels | Q.CELLS | Q.PEAK DUO |  | 0.405 | 13 | 217 | 4 |  | Fixed | Roof
NJADRE1555786083 | Administratively Determined Incentive Program | BERLIN | 8009 | 14 | 8.1 | Residential | Behind the Meter | Yes | Net Metered Residential | EMT RENEWABLES LLC |  | AC Electric | Accepted | 2024-02-15 | 2024-03-04 | 2025-03-04 | Solar Panels | Q.CELLS | Q.PEAK DUO |  | 0.405 | 2 | 217 | 11 |  | Fixed | Roof
NJADRE1555786083 | Administratively Determined Incentive Program | BERLIN | 8009 | 14 | 8.1 | Residential | Behind the Meter | Yes | Net Metered Residential | EMT RENEWABLES LLC |  | AC Electric | Accepted | 2024-02-15 | 2024-03-04 | 2025-03-04 | Solar Panels | Q.CELLS | Q.PEAK DUO |  | 0.405 | 5 | 37 | 11 |  | Fixed | Roof
NJADRE1555786086 | Administratively Determined Incentive Program | HOWELL | 7731 | 17 | 11.85 | Residential | Behind the Meter | No | Net Metered Residential | Whitman Construction LLC |  | JCP&L | Accepted | 2024-02-15 | 2024-03-04 | 2025-03-04 | Inverters | Enphase | ENPHASE ENERGY IQ8PLUS-72-2-US | 290 |  | 30 |  |  | 0.975 |  | Outside
NJADRE1555786086 | Administratively Determined Incentive Program | HOWELL | 7731 | 17 | 11.85 | Residential | Behind the Meter | No | Net Metered Residential | Whitman Construction LLC |  | JCP&L | Accepted | 2024-02-15 | 2024-03-04 | 2025-03-04 | Solar Panels | JA SOLAR | JA SOLAR JAM54S30-395/MR (395W) |  | 0.395 | 9 | fixed | 21 |  | Fixed | Roof
NJADRE1555786086 | Administratively Determined Incentive Program | HOWELL | 7731 | 17 | 11.85 | Residential | Behind the Meter | No | Net Metered Residential | Whitman Construction LLC |  | JCP&L | Accepted | 2024-02-15 | 2024-03-04 | 2025-03-04 | Solar Panels | JA SOLAR | JA SOLAR JAM54S30-395/MR (395W) |  | 0.395 | 21 | fixed | 18 |  | Fixed | Roof
NJADRE1555786089 | Administratively Determined Incentive Program | BRIELLE | 8730 | 17 | 12.15 | Residential | Behind the Meter | Yes | Net Metered Residential | Sunny Mac LLC |  | JCP&L | Accepted | 2024-02-15 | 2024-03-04 | 2025-03-04 | Solar Panels | Q.PEAK DUO BLK ML-G10+ 405 | HANWHA |  | 0.405 | 13 | 129 | 27 |  | Fixed | Roof
NJADRE1555786089 | Administratively Determined Incentive Program | BRIELLE | 8730 | 17 | 12.15 | Residential | Behind the Meter | Yes | Net Metered Residential | Sunny Mac LLC |  | JCP&L | Accepted | 2024-02-15 | 2024-03-04 | 2025-03-04 | Solar Panels | Q.PEAK DUO BLK ML-G10+ 405 | HANWHA |  | 0.405 | 5 | 219 | 27 |  | Fixed | Roof
NJADRE1555786089 | Administratively Determined Incentive Program | BRIELLE | 8730 | 17 | 12.15 | Residential | Behind the Meter | Yes | Net Metered Residential | Sunny Mac LLC |  | JCP&L | Accepted | 2024-02-15 | 2024-03-04 | 2025-03-04 | Solar Panels | Q.PEAK DUO BLK ML-G10+ 405 | HANWHA |  | 0.405 | 12 | 309 | 27 |  | Fixed | Roof
NJADRE1555786089 | Administratively Determined Incentive Program | BRIELLE | 8730 | 17 | 12.15 | Residential | Behind the Meter | Yes | Net Metered Residential | Sunny Mac LLC |  | JCP&L | Accepted | 2024-02-15 | 2024-03-04 | 2025-03-04 | Inverters | SE10000H-US | Solaredge | 10000 |  | 1 |  |  | 0.1 |  | Outdoor | next to meter
NJADRE1555786092 | Administratively Determined Incentive Program | Parsippany | 7054 | 3 | 6.8 | Residential | Behind the Meter | Yes | Net Metered Residential | Sunrun Installation Services, Inc. |  | JCP&L | Accepted | 2024-02-15 | 2024-03-01 | 2025-03-01 | Inverters | SolarEdge Technologies | SE6000H-USSN | 6000 |  | 1 |  |  | 0.99 |  | Outdoor | Next to meter
NJADRE1555786092 | Administratively Determined Incentive Program | Parsippany | 7054 | 3 | 6.8 | Residential | Behind the Meter | Yes | Net Metered Residential | Sunrun Installation Services, Inc. |  | JCP&L | Accepted | 2024-02-15 | 2024-03-01 | 2025-03-01 | Solar Panels | Hanwha Q Cells | Q.PEAK DUO BLK ML-G10+/T 400 |  | 0.4 | 6 | 90 | 34 |  | Fixed | Roof
NJADRE1555786092 | Administratively Determined Incentive Program | Parsippany | 7054 | 3 | 6.8 | Residential | Behind the Meter | Yes | Net Metered Residential | Sunrun Installation Services, Inc. |  | JCP&L | Accepted | 2024-02-15 | 2024-03-01 | 2025-03-01 | Solar Panels | Hanwha Q Cells | Q.PEAK DUO BLK ML-G10+/T 400 |  | 0.4 | 11 | 270 | 24 |  | Fixed | Roof
NJADRE1555786126 | Administratively Determined Incentive Program | BRICK | 8724 | 18 | 6.08 | Residential | Behind the Meter | Yes | Net Metered Residential | Trinity Solar |  | JCP&L | Accepted | 2024-02-15 | 2024-03-04 | 2025-03-04 | Inverters | Solar Edge | SE5000H-US | 5000 |  | 1 |  |  | 0.97 |  | Outdoor
NJADRE1555786126 | Administratively Determined Incentive Program | BRICK | 8724 | 18 | 6.08 | Residential | Behind the Meter | Yes | Net Metered Residential | Trinity Solar |  | JCP&L | Accepted | 2024-02-15 | 2024-03-04 | 2025-03-04 | Solar Panels | HANWHA | (Q.PEAK DUO BLK ML-G10+ 405) |  | 0.405 | 15 | 170 | 23 |  | Fixed | Roof
NJADRE1555786126 | Administratively Determined Incentive Program | BRICK | 8724 | 18 | 6.08 | Residential | Behind the Meter | Yes | Net Metered Residential | Trinity Solar |  | JCP&L | Accepted | 2024-02-15 | 2024-03-04 | 2025-03-04 | Electric Storage Battery | Tesla | Powerwall 2 |  |  | 2 |  |  |  | Lithium Ion |  | inside
NJADRE1555786129 | Administratively Determined Incentive Program | CLAYTON | 8312 | 15 | 4.4 | Residential | Behind the Meter | Yes | Net Metered Residential | Sunrun Installation Services, Inc. |  | AC Electric | Accepted | 2024-02-15 | 2024-03-04 | 2025-03-04 | Inverters | SolarEdge Technologies | SE3800H-USMN | 3800 |  | 1 |  |  | 0.99 |  | Outside | Next to meter
NJADRE1555786129 | Administratively Determined Incentive Program | CLAYTON | 8312 | 15 | 4.4 | Residential | Behind the Meter | Yes | Net Metered Residential | Sunrun Installation Services, Inc. |  | AC Electric | Accepted | 2024-02-15 | 2024-03-04 | 2025-03-04 | Solar Panels | Hanwha Q Cells | Q.PEAK DUO BLK ML-G10+/t 400 |  | 0.4 | 2 | 255 | 8 |  | Fixed | Roof
NJADRE1555786129 | Administratively Determined Incentive Program | CLAYTON | 8312 | 15 | 4.4 | Residential | Behind the Meter | Yes | Net Metered Residential | Sunrun Installation Services, Inc. |  | AC Electric | Accepted | 2024-02-15 | 2024-03-04 | 2025-03-04 | Solar Panels | Hanwha Q Cells | Q.PEAK DUO BLK ML-G10+/t 400 |  | 0.4 | 4 | 75 | 8 |  | Fixed | Roof
NJADRE1555786129 | Administratively Determined Incentive Program | CLAYTON | 8312 | 15 | 4.4 | Residential | Behind the Meter | Yes | Net Metered Residential | Sunrun Installation Services, Inc. |  | AC Electric | Accepted | 2024-02-15 | 2024-03-04 | 2025-03-04 | Solar Panels | Hanwha Q Cells | Q.PEAK DUO BLK ML-G10+/t 400 |  | 0.4 | 3 | 75 | 8 |  | Fixed | Roof
NJADRE1555786129 | Administratively Determined Incentive Program | CLAYTON | 8312 | 15 | 4.4 | Residential | Behind the Meter | Yes | Net Metered Residential | Sunrun Installation Services, Inc. |  | AC Electric | Accepted | 2024-02-15 | 2024-03-04 | 2025-03-04 | Solar Panels | Hanwha Q Cells | Q.PEAK DUO BLK ML-G10+/t 400 |  | 0.4 | 2 | 165 | 8 |  | Fixed | Roof
NJADRE1555786134 | Administratively Determined Incentive Program | COLONIA | 7067 | 10 | 8.91 | Residential | Behind the Meter | Yes | Net Metered Residential | EMT RENEWABLES LLC |  | PSE&G | Accepted | 2024-02-15 | 2024-03-04 | 2025-03-04 | Inverters | ENPHASE | IQ8+ | 290 |  | 22 |  |  | 0.98 |  | Other | UNDER EACH PANEL
NJADRE1555786134 | Administratively Determined Incentive Program | COLONIA | 7067 | 10 | 8.91 | Residential | Behind the Meter | Yes | Net Metered Residential | EMT RENEWABLES LLC |  | PSE&G | Accepted | 2024-02-15 | 2024-03-04 | 2025-03-04 | Solar Panels | Q.CELLS | Q.PEAK DUO |  | 0.405 | 11 | 173 | 20 |  | Fixed | Roof
NJADRE1555786134 | Administratively Determined Incentive Program | COLONIA | 7067 | 10 | 8.91 | Residential | Behind the Meter | Yes | Net Metered Residential | EMT RENEWABLES LLC |  | PSE&G | Accepted | 2024-02-15 | 2024-03-04 | 2025-03-04 | Solar Panels | Q.CELLS | Q.PEAK DUO |  | 0.405 | 11 | 353 | 20 |  | Fixed | Roof
NJADRE1555786142 | Administratively Determined Incentive Program | NORTH BRUNSWICK | 8902 | 11 | 6.08 | Residential | Behind the Meter | No | Net Metered Residential | Tesla Inc. |  | PSE&G | Accepted | 2024-02-15 | 2024-03-04 | 2025-03-04 | Inverters | Tesla | 1850000-00-C | 7600 |  | 1 |  |  | 0.98 |  | Outdoor
NJADRE1555786142 | Administratively Determined Incentive Program | NORTH BRUNSWICK | 8902 | 11 | 6.08 | Residential | Behind the Meter | No | Net Metered Residential | Tesla Inc. |  | PSE&G | Accepted | 2024-02-15 | 2024-03-04 | 2025-03-04 | Electric Storage Battery | Tesla | AC Powerwall 2.0 |  |  | 2 |  |  |  | Lithium Ion |  | OUTSIDE?
NJADRE1555786142 | Administratively Determined Incentive Program | NORTH BRUNSWICK | 8902 | 11 | 6.08 | Residential | Behind the Meter | No | Net Metered Residential | Tesla Inc. |  | PSE&G | Accepted | 2024-02-15 | 2024-03-04 | 2025-03-04 | Solar Panels | Hanwha | Q.PEAK DUO BLK ML-G10+/TS 405 |  | 0.405 | 3 | 97 | 27 |  | Fixed | Roof
NJADRE1555786142 | Administratively Determined Incentive Program | NORTH BRUNSWICK | 8902 | 11 | 6.08 | Residential | Behind the Meter | No | Net Metered Residential | Tesla Inc. |  | PSE&G | Accepted | 2024-02-15 | 2024-03-04 | 2025-03-04 | Solar Panels | Hanwha | Q.PEAK DUO BLK ML-G10+/TS 405 |  | 0.405 | 3 | 276 | 27 |  | Fixed | Roof
NJADRE1555786142 | Administratively Determined Incentive Program | NORTH BRUNSWICK | 8902 | 11 | 6.08 | Residential | Behind the Meter | No | Net Metered Residential | Tesla Inc. |  | PSE&G | Accepted | 2024-02-15 | 2024-03-04 | 2025-03-04 | Solar Panels | Hanwha | Q.PEAK DUO BLK ML-G10+/TS 405 |  | 0.405 | 9 | 276 | 27 |  | Fixed | Roof
NJADRE1555786154 | Administratively Determined Incentive Program | RIVERSIDE | 8075 | 13 | 8.4 | Residential | Behind the Meter | Yes | Net Metered Residential | Sunrun Installation Services, Inc. |  | PSE&G | Accepted | 2024-02-15 | 2024-03-04 | 2025-03-04 | Inverters | SolarEdge Technologies | SE6000H-USSN | 6000 |  | 1 |  |  | 0.99 |  | Outdoor | Next To Meter
NJADRE1555786154 | Administratively Determined Incentive Program | RIVERSIDE | 8075 | 13 | 8.4 | Residential | Behind the Meter | Yes | Net Metered Residential | Sunrun Installation Services, Inc. |  | PSE&G | Accepted | 2024-02-15 | 2024-03-04 | 2025-03-04 | Solar Panels | HANWHA Q-CELLS | Q.PEAK DUO BLK ML-G10+/T 400 |  | 0.4 | 7 | 302 | 19 |  | Fixed | Roof
NJADRE1555786154 | Administratively Determined Incentive Program | RIVERSIDE | 8075 | 13 | 8.4 | Residential | Behind the Meter | Yes | Net Metered Residential | Sunrun Installation Services, Inc. |  | PSE&G | Accepted | 2024-02-15 | 2024-03-04 | 2025-03-04 | Solar Panels | HANWHA Q-CELLS | Q.PEAK DUO BLK ML-G10+/T 400 |  | 0.4 | 14 | 122 | 18 |  | Fixed | Roof
NJADRE1555786171 | Administratively Determined Incentive Program | BELLEVILLE | 7109 | 9 | 6.89 | Residential | Behind the Meter | Yes | Net Metered Residential | Sunrun Installation Services, Inc. |  | PSE&G | Accepted | 2024-02-15 | 2024-03-04 | 2025-03-04 | Inverters | SolarEdge Technologies | SE3800H-USMN | 7600 |  | 2 |  |  | 0.99 |  | Outdoor | Next to meter
NJADRE1555786171 | Administratively Determined Incentive Program | BELLEVILLE | 7109 | 9 | 6.89 | Residential | Behind the Meter | Yes | Net Metered Residential | Sunrun Installation Services, Inc. |  | PSE&G | Accepted | 2024-02-15 | 2024-03-04 | 2025-03-04 | Solar Panels | Hanwha Q Cells | Q.PEAK DUO BLK ML-G10+ 405 |  | 0.405 | 8 | 21 | 48 |  | Fixed | Roof
NJADRE1555786171 | Administratively Determined Incentive Program | BELLEVILLE | 7109 | 9 | 6.89 | Residential | Behind the Meter | Yes | Net Metered Residential | Sunrun Installation Services, Inc. |  | PSE&G | Accepted | 2024-02-15 | 2024-03-04 | 2025-03-04 | Solar Panels | Hanwha Q Cells | Q.PEAK DUO BLK ML-G10+ 405 |  | 0.405 | 9 | 201 | 42 |  | Fixed | Roof
NJADRE1555786178 | Administratively Determined Incentive Program | Dennisville | 8214 | 21 | 13.2 | Residential | Behind the Meter | No | Net Metered Residential | Tesla Energy Operations Inc |  | AC Electric | Accepted | 2024-02-15 | 2024-03-04 | 2025-03-04 | Inverters | Tesla | 1538000-25-F | 7600 |  | 1 |  |  | 0.98 |  | Indoor
NJADRE1555786178 | Administratively Determined Incentive Program | Dennisville | 8214 | 21 | 13.2 | Residential | Behind the Meter | No | Net Metered Residential | Tesla Energy Operations Inc |  | AC Electric | Accepted | 2024-02-15 | 2024-03-04 | 2025-03-04 | Inverters | Tesla | 1534000-00-F | 3800 |  | 1 |  |  | 0.975 |  | Outside
NJADRE1555786178 | Administratively Determined Incentive Program | Dennisville | 8214 | 21 | 13.2 | Residential | Behind the Meter | No | Net Metered Residential | Tesla Energy Operations Inc |  | AC Electric | Accepted | 2024-02-15 | 2024-03-04 | 2025-03-04 | Electric Storage Battery | Tesla | AC Powerwall 2.0 |  |  | 2 |  |  |  | Lithium Ion |  | Inside
NJADRE1555786178 | Administratively Determined Incentive Program | Dennisville | 8214 | 21 | 13.2 | Residential | Behind the Meter | No | Net Metered Residential | Tesla Energy Operations Inc |  | AC Electric | Accepted | 2024-02-15 | 2024-03-04 | 2025-03-04 | Solar Panels | Tesla | T400H |  | 0.4 | 9 | 285 | 14 |  | Fixed | Roof
NJADRE1555786178 | Administratively Determined Incentive Program | Dennisville | 8214 | 21 | 13.2 | Residential | Behind the Meter | No | Net Metered Residential | Tesla Energy Operations Inc |  | AC Electric | Accepted | 2024-02-15 | 2024-03-04 | 2025-03-04 | Solar Panels | Tesla | T400H |  | 0.4 | 12 | 195 | 23 |  | Fixed | Roof
NJADRE1555786178 | Administratively Determined Incentive Program | Dennisville | 8214 | 21 | 13.2 | Residential | Behind the Meter | No | Net Metered Residential | Tesla Energy Operations Inc |  | AC Electric | Accepted | 2024-02-15 | 2024-03-04 | 2025-03-04 | Solar Panels | Tesla | T400H |  | 0.4 | 12 | 195 | 23 |  | Fixed | Roof
NJADRE1555786212 | Administratively Determined Incentive Program | BROWNS MILLS | 8015 | 13 | 9.2 | Residential | Behind the Meter | Yes | Net Metered Residential | Sunrun Installation Services, Inc. |  | JCP&L | Accepted | 2024-02-15 | 2024-03-04 | 2025-03-04 | Inverters | SolarEdge Technologies | SE7600H-USSN | 7600 |  | 1 |  |  | 0.99 |  | Outdoor | Next to meter
NJADRE1555786212 | Administratively Determined Incentive Program | BROWNS MILLS | 8015 | 13 | 9.2 | Residential | Behind the Meter | Yes | Net Metered Residential | Sunrun Installation Services, Inc. |  | JCP&L | Accepted | 2024-02-15 | 2024-03-04 | 2025-03-04 | Solar Panels | Hanwha Q Cells | Q.PEAK DUO BLK ML-G10+/T 400 |  | 0.4 | 23 | 218 | 23 |  | Fixed | Roof
NJADRE1555786229 | Administratively Determined Incentive Program | Manville Boro | 8835 | 5 | 3.24 | Residential | Behind the Meter | Yes | Net Metered Residential | Sunrun Installation Services, Inc. |  | PSE&G | Accepted | 2024-02-15 | 2024-03-04 | 2025-03-04 | Inverters | SolarEdge Technologies | SE3800H-USMN | 3800 |  | 1 |  |  | 0.99 |  | Outside | Next to meter
NJADRE1555786229 | Administratively Determined Incentive Program | Manville Boro | 8835 | 5 | 3.24 | Residential | Behind the Meter | Yes | Net Metered Residential | Sunrun Installation Services, Inc. |  | PSE&G | Accepted | 2024-02-15 | 2024-03-04 | 2025-03-04 | Solar Panels | Hanwha Q Cells | Q.PEAK DUO BLK ML-G10+ 405 |  | 0.405 | 6 | 102 | 8 |  | Fixed | Roof
NJADRE1555786229 | Administratively Determined Incentive Program | Manville Boro | 8835 | 5 | 3.24 | Residential | Behind the Meter | Yes | Net Metered Residential | Sunrun Installation Services, Inc. |  | PSE&G | Accepted | 2024-02-15 | 2024-03-04 | 2025-03-04 | Solar Panels | Hanwha Q Cells | Q.PEAK DUO BLK ML-G10+ 405 |  | 0.405 | 2 | 102 | 26 |  | Fixed | Roof
NJADRE1555786244 | Administratively Determined Incentive Program | BAYONNE | 7002 | 8 | 3.6 | Residential | Behind the Meter | Yes | Net Metered Residential | Venture Home Solar, LLC |  | PSE&G | Accepted | 2024-02-15 | 2024-03-04 | 2025-03-04 | Inverters | EnPhase | IQ8PLUS-72-2-US (240V) | 300 |  | 9 |  |  | 0.96667 |  | Outside
NJADRE1555786244 | Administratively Determined Incentive Program | BAYONNE | 7002 | 8 | 3.6 | Residential | Behind the Meter | Yes | Net Metered Residential | Venture Home Solar, LLC |  | PSE&G | Accepted | 2024-02-15 | 2024-03-04 | 2025-03-04 | Solar Panels | Hanwha | Q.PEAK DUO BLK ML-G10+ 400 |  | 0.4 | 4 | 124 | 27 |  | Fixed | Roof
NJADRE1555786244 | Administratively Determined Incentive Program | BAYONNE | 7002 | 8 | 3.6 | Residential | Behind the Meter | Yes | Net Metered Residential | Venture Home Solar, LLC |  | PSE&G | Accepted | 2024-02-15 | 2024-03-04 | 2025-03-04 | Solar Panels | Hanwha | Q.PEAK DUO BLK ML-G10+ 400 |  | 0.4 | 1 | 124 | 27 |  | Fixed | Roof
NJADRE1555786244 | Administratively Determined Incentive Program | BAYONNE | 7002 | 8 | 3.6 | Residential | Behind the Meter | Yes | Net Metered Residential | Venture Home Solar, LLC |  | PSE&G | Accepted | 2024-02-15 | 2024-03-04 | 2025-03-04 | Solar Panels | Hanwha | Q.PEAK DUO BLK ML-G10+ 400 |  | 0.4 | 4 | 304 | 27 |  | Fixed | Roof
NJADRE1555786249 | Administratively Determined Incentive Program | Hamilton Twp Mer | 8610 | 12 | 11.2 | Residential | Behind the Meter | Yes | Net Metered Residential | Sunrun Installation Services, Inc. |  | PSE&G | Accepted | 2024-02-15 | 2024-03-05 | 2025-03-05 | Inverters | SolarEdge Technologies | SE7600H-USSN | 7600 |  | 1 |  |  | 0.99 |  | Outdoor | Next to meter
NJADRE1555786249 | Administratively Determined Incentive Program | Hamilton Twp Mer | 8610 | 12 | 11.2 | Residential | Behind the Meter | Yes | Net Metered Residential | Sunrun Installation Services, Inc. |  | PSE&G | Accepted | 2024-02-15 | 2024-03-05 | 2025-03-05 | Solar Panels | Hanwha Q Cells | Q.PEAK DUO BLK ML-G10+/T 400 |  | 0.4 | 9 | 120 | 9 |  | Fixed | Roof
NJADRE1555786249 | Administratively Determined Incentive Program | Hamilton Twp Mer | 8610 | 12 | 11.2 | Residential | Behind the Meter | Yes | Net Metered Residential | Sunrun Installation Services, Inc. |  | PSE&G | Accepted | 2024-02-15 | 2024-03-05 | 2025-03-05 | Solar Panels | Hanwha Q Cells | Q.PEAK DUO BLK ML-G10+/T 400 |  | 0.4 | 19 | 300 | 9 |  | Fixed | Roof
NJADRE1555786253 | Administratively Determined Incentive Program | POMPTON LAKES | 7442 | 6 | 5.27 | Residential | Behind the Meter | No | Net Metered Residential | PlugPV, LLC |  | JCP&L | Accepted | 2024-02-15 | 2024-03-04 | 2025-03-04 | Inverters | Solaredge | SE5000H-US | 5000 |  | 1 |  |  | 0 |  | Outside
NJADRE1555786253 | Administratively Determined Incentive Program | POMPTON LAKES | 7442 | 6 | 5.27 | Residential | Behind the Meter | No | Net Metered Residential | PlugPV, LLC |  | JCP&L | Accepted | 2024-02-15 | 2024-03-04 | 2025-03-04 | Solar Panels | REC | REC405AA PURE |  | 0.405 | 13 | 183 | 21 |  | Fixed | Roof
NJADRE1555786258 | Administratively Determined Incentive Program | MOORESTOWN | 8057 | 13 | 31.19 | Residential | Behind the Meter | No | Net Metered Residential | Sunwise Energy LLC |  | PSE&G | Accepted | 2024-02-16 | 2024-03-04 | 2025-03-04 | Inverters | Enphase Energy | IQ8A-72-2-US | 366 |  | 77 |  |  | 0.977 |  | Outside
NJADRE1555786258 | Administratively Determined Incentive Program | MOORESTOWN | 8057 | 13 | 31.19 | Residential | Behind the Meter | No | Net Metered Residential | Sunwise Energy LLC |  | PSE&G | Accepted | 2024-02-16 | 2024-03-04 | 2025-03-04 | Solar Panels | REC ALPHA | REC405AA |  | 0.405 | 30 | 162 | 28 |  | Fixed | Roof
NJADRE1555786258 | Administratively Determined Incentive Program | MOORESTOWN | 8057 | 13 | 31.19 | Residential | Behind the Meter | No | Net Metered Residential | Sunwise Energy LLC |  | PSE&G | Accepted | 2024-02-16 | 2024-03-04 | 2025-03-04 | Solar Panels | REC ALPHA | REC405AA |  | 0.405 | 9 | 162 | 30 |  | Fixed | Roof
NJADRE1555786258 | Administratively Determined Incentive Program | MOORESTOWN | 8057 | 13 | 31.19 | Residential | Behind the Meter | No | Net Metered Residential | Sunwise Energy LLC |  | PSE&G | Accepted | 2024-02-16 | 2024-03-04 | 2025-03-04 | Solar Panels | REC ALPHA | REC405AA |  | 0.405 | 12 | 341 | 30 |  | Fixed | Roof
NJADRE1555786258 | Administratively Determined Incentive Program | MOORESTOWN | 8057 | 13 | 31.19 | Residential | Behind the Meter | No | Net Metered Residential | Sunwise Energy LLC |  | PSE&G | Accepted | 2024-02-16 | 2024-03-04 | 2025-03-04 | Solar Panels | REC ALPHA | REC405AA |  | 0.405 | 16 | 342 | 28 |  | Fixed | Roof
NJADRE1555786258 | Administratively Determined Incentive Program | MOORESTOWN | 8057 | 13 | 31.19 | Residential | Behind the Meter | No | Net Metered Residential | Sunwise Energy LLC |  | PSE&G | Accepted | 2024-02-16 | 2024-03-04 | 2025-03-04 | Solar Panels | REC ALPHA | REC405AA |  | 0.405 | 4 | 342 | 22 |  | Fixed | Roof
NJADRE1555786258 | Administratively Determined Incentive Program | MOORESTOWN | 8057 | 13 | 31.19 | Residential | Behind the Meter | No | Net Metered Residential | Sunwise Energy LLC |  | PSE&G | Accepted | 2024-02-16 | 2024-03-04 | 2025-03-04 | Solar Panels | REC ALPHA | REC405AA |  | 0.405 | 6 | 342 | 19 |  | Fixed | Roof
NJADRE1555786287 | Administratively Determined Incentive Program | PATERSON | 7504 | 6 | 8.91 | Residential | Behind the Meter | Yes | Net Metered Residential | Brilliant Solar |  | PSE&G | Accepted | 2024-02-22 | 2024-03-12 | 2025-03-12 | Inverters | Enphase Energy | IQ8PLUS-72-2-US | 290 |  | 22 |  |  | 0.97 |  | Outdoor
NJADRE1555786287 | Administratively Determined Incentive Program | PATERSON | 7504 | 6 | 8.91 | Residential | Behind the Meter | Yes | Net Metered Residential | Brilliant Solar |  | PSE&G | Accepted | 2024-02-22 | 2024-03-12 | 2025-03-12 | Solar Panels | Hanwha QCells | Q.PEAK DUO BLK ML-G10+ 405W |  | 0.405 | 7 | 280 | 9 |  | Fixed | Roof
NJADRE1555786287 | Administratively Determined Incentive Program | PATERSON | 7504 | 6 | 8.91 | Residential | Behind the Meter | Yes | Net Metered Residential | Brilliant Solar |  | PSE&G | Accepted | 2024-02-22 | 2024-03-12 | 2025-03-12 | Solar Panels | Hanwha QCells | Q.PEAK DUO BLK ML-G10+ 405W |  | 0.405 | 13 | 280 | 38 |  | Fixed | Roof
NJADRE1555786287 | Administratively Determined Incentive Program | PATERSON | 7504 | 6 | 8.91 | Residential | Behind the Meter | Yes | Net Metered Residential | Brilliant Solar |  | PSE&G | Accepted | 2024-02-22 | 2024-03-12 | 2025-03-12 | Solar Panels | Hanwha QCells | Q.PEAK DUO BLK ML-G10+ 405W |  | 0.405 | 2 | 190 | 52 |  | Fixed | Roof
NJADRE1555786300 | Administratively Determined Incentive Program | LAFAYETTE | 7848 | 1 | 7.7 | Residential | Behind the Meter | Yes | Net Metered Residential | Trinity Solar |  | JCP&L | Accepted | 2024-02-15 | 2024-03-04 | 2025-03-04 | Inverters | Solar Edge | SE6000H-US | 6000 |  | 1 |  |  | 0.97 |  | Outdoor
NJADRE1555786300 | Administratively Determined Incentive Program | LAFAYETTE | 7848 | 1 | 7.7 | Residential | Behind the Meter | Yes | Net Metered Residential | Trinity Solar |  | JCP&L | Accepted | 2024-02-15 | 2024-03-04 | 2025-03-04 | Solar Panels | HANWHA | (Q.PEAK DUO BLK ML-G10+ 405) |  | 0.405 | 12 | 83 | 23 |  | Fixed | Roof
NJADRE1555786300 | Administratively Determined Incentive Program | LAFAYETTE | 7848 | 1 | 7.7 | Residential | Behind the Meter | Yes | Net Metered Residential | Trinity Solar |  | JCP&L | Accepted | 2024-02-15 | 2024-03-04 | 2025-03-04 | Solar Panels | HANWHA | (Q.PEAK DUO BLK ML-G10+ 405) |  | 0.405 | 7 | 263 | 23 |  | Fixed | Roof
NJADRE1555786300 | Administratively Determined Incentive Program | LAFAYETTE | 7848 | 1 | 7.7 | Residential | Behind the Meter | Yes | Net Metered Residential | Trinity Solar |  | JCP&L | Accepted | 2024-02-15 | 2024-03-04 | 2025-03-04 | Electric Storage Battery | Tesla | Powerwall 2 |  |  | 2 |  |  |  | Lithium Ion |  | inside
NJADRE1555786302 | Administratively Determined Incentive Program | RAHWAY | 7065 | 10 | 3.2 | Residential | Behind the Meter | Yes | Net Metered Residential | Sunrun Installation Services, Inc. |  | PSE&G | Accepted | 2024-02-15 | 2024-03-20 | 2025-03-20 | Inverters | SolarEdge Technologies | SE3800H-USMN | 3800 |  | 1 |  |  | 0.99 |  | Outdoor | Next to meter
NJADRE1555786302 | Administratively Determined Incentive Program | RAHWAY | 7065 | 10 | 3.2 | Residential | Behind the Meter | Yes | Net Metered Residential | Sunrun Installation Services, Inc. |  | PSE&G | Accepted | 2024-02-15 | 2024-03-20 | 2025-03-20 | Solar Panels | Hanwha Q Cells | Q.PEAK DUO BLK ML-G10+/T 400 |  | 0.4 | 5 | 268 | 36 |  | Fixed | Roof
NJADRE1555786302 | Administratively Determined Incentive Program | RAHWAY | 7065 | 10 | 3.2 | Residential | Behind the Meter | Yes | Net Metered Residential | Sunrun Installation Services, Inc. |  | PSE&G | Accepted | 2024-02-15 | 2024-03-20 | 2025-03-20 | Solar Panels | Hanwha Q Cells | Q.PEAK DUO BLK ML-G10+/T 400 |  | 0.4 | 3 | 88 | 38 |  | Fixed | Roof
NJADRE1555786308 | Administratively Determined Incentive Program | Newark | 7103 | 9 | 5.6 | Residential | Behind the Meter | Yes | Net Metered Residential | Posigen Developer LLC |  | PSE&G | Accepted | 2024-02-15 | 2024-03-04 | 2025-03-04 | Inverters | SolarEdge | SE6000H-US | 6000 |  | 1 |  |  | 0.99 |  | Outdoor | within ten feet of meter
NJADRE1555786308 | Administratively Determined Incentive Program | Newark | 7103 | 9 | 5.6 | Residential | Behind the Meter | Yes | Net Metered Residential | Posigen Developer LLC |  | PSE&G | Accepted | 2024-02-15 | 2024-03-04 | 2025-03-04 | Solar Panels | Silfab | SIL-400 HC+ |  | 0.4 | 8 | 221 | 45 |  | Fixed | Roof
NJADRE1555786308 | Administratively Determined Incentive Program | Newark | 7103 | 9 | 5.6 | Residential | Behind the Meter | Yes | Net Metered Residential | Posigen Developer LLC |  | PSE&G | Accepted | 2024-02-15 | 2024-03-04 | 2025-03-04 | Solar Panels | Silfab | SIL-400 HC+ |  | 0.4 | 3 | 41 | 27 |  | Fixed | Roof
NJADRE1555786308 | Administratively Determined Incentive Program | Newark | 7103 | 9 | 5.6 | Residential | Behind the Meter | Yes | Net Metered Residential | Posigen Developer LLC |  | PSE&G | Accepted | 2024-02-15 | 2024-03-04 | 2025-03-04 | Solar Panels | Silfab | SIL-400 HC+ |  | 0.4 | 3 | 221 | 27 |  | Fixed | Roof
NJADRE1555786330 | Administratively Determined Incentive Program | WESTVILLE | 8093 | 15 | 11.48 | Residential | Behind the Meter | Yes | Net Metered Residential | Pro Custom Solar dba Momentum Solar |  | PSE&G | Accepted | 2024-02-15 | 2024-03-04 | 2025-03-04 | Solar Panels | Q. PEAK DUO BLK ML-G10+410 | hawnha |  | 0.41 | 16 | 313 | 20 |  | Fixed | Roof
NJADRE1555786330 | Administratively Determined Incentive Program | WESTVILLE | 8093 | 15 | 11.48 | Residential | Behind the Meter | Yes | Net Metered Residential | Pro Custom Solar dba Momentum Solar |  | PSE&G | Accepted | 2024-02-15 | 2024-03-04 | 2025-03-04 | Solar Panels | Q. PEAK DUO BLK ML-G10+410 | hawnha |  | 0.41 | 12 | 133 | 20 |  | Fixed | Roof
NJADRE1555786330 | Administratively Determined Incentive Program | WESTVILLE | 8093 | 15 | 11.48 | Residential | Behind the Meter | Yes | Net Metered Residential | Pro Custom Solar dba Momentum Solar |  | PSE&G | Accepted | 2024-02-15 | 2024-03-04 | 2025-03-04 | Inverters | IQ8PLUS-72-2-US | Enphase | 290 |  | 28 |  |  | 0.97 |  | Outdoor
NJADRE1555786596 | Administratively Determined Incentive Program | WILLINGBORO | 8046 | 13 | 5.6 | Residential | Behind the Meter | Yes | Net Metered Residential | Sunrun Installation Services, Inc. |  | PSE&G | Accepted | 2024-02-15 | 2024-03-04 | 2025-03-04 | Inverters | SolarEdge Technologies | SE3800H-USMN | 3800 |  | 1 |  |  | 0.99 |  | Outdoor | Next to meter
NJADRE1555786596 | Administratively Determined Incentive Program | WILLINGBORO | 8046 | 13 | 5.6 | Residential | Behind the Meter | Yes | Net Metered Residential | Sunrun Installation Services, Inc. |  | PSE&G | Accepted | 2024-02-15 | 2024-03-04 | 2025-03-04 | Solar Panels | Hanwha Q Cells | Q.PEAK DUO BLK ML-G10+/T 400 |  | 0.4 | 14 | 279 | 23 |  | Fixed | Roof
NJADRE1555786597 | Administratively Determined Incentive Program | BELLEVILLE | 7109 | 9 | 14.22 | Residential | Behind the Meter | Yes | Net Metered Residential | Seapoint Solar Energy LLC |  | PSE&G | Accepted | 2024-02-15 | 2024-03-04 | 2025-03-04 | Solar Panels | Canadian Solar | CS6R-395MS-HL |  | 0.395 | 5 | 54 | 30 |  | Fixed | Roof
NJADRE1555786597 | Administratively Determined Incentive Program | BELLEVILLE | 7109 | 9 | 14.22 | Residential | Behind the Meter | Yes | Net Metered Residential | Seapoint Solar Energy LLC |  | PSE&G | Accepted | 2024-02-15 | 2024-03-04 | 2025-03-04 | Solar Panels | Canadian Solar | CS6R-395MS-HL |  | 0.395 | 5 | 234 | 30 |  | Fixed | Roof
NJADRE1555786597 | Administratively Determined Incentive Program | BELLEVILLE | 7109 | 9 | 14.22 | Residential | Behind the Meter | Yes | Net Metered Residential | Seapoint Solar Energy LLC |  | PSE&G | Accepted | 2024-02-15 | 2024-03-04 | 2025-03-04 | Solar Panels | Canadian Solar | CS6R-395MS-HL |  | 0.395 | 26 | 234 | 10 |  | Fixed | Roof
NJADRE1555786597 | Administratively Determined Incentive Program | BELLEVILLE | 7109 | 9 | 14.22 | Residential | Behind the Meter | Yes | Net Metered Residential | Seapoint Solar Energy LLC |  | PSE&G | Accepted | 2024-02-15 | 2024-03-04 | 2025-03-04 | Inverters | ENPHASE IQ8PLUS | IQ8PLUS-72-2-US | 290 |  | 36 |  |  | 0.97 |  | Outdoor
NJADRE1555786604 | Administratively Determined Incentive Program | EGG HARBOR TOWNSHIP | 8234 | 19 | 14.22 | Residential | Behind the Meter | No | Net Metered Residential | RCL Enterprises Inc |  | AC Electric | Accepted | 2024-02-15 | 2024-03-04 | 2025-03-04 | Inverters | Enphase | IQ8plus | 290 |  | 38 |  |  | 0.97 |  | Indoor
NJADRE1555786604 | Administratively Determined Incentive Program | EGG HARBOR TOWNSHIP | 8234 | 19 | 14.22 | Residential | Behind the Meter | No | Net Metered Residential | RCL Enterprises Inc |  | AC Electric | Accepted | 2024-02-15 | 2024-03-04 | 2025-03-04 | Solar Panels | CertainTeed | CTHC11-06 |  | 0.37 | 15 | 158 | 23 |  | Fixed | Roof
NJADRE1555786604 | Administratively Determined Incentive Program | EGG HARBOR TOWNSHIP | 8234 | 19 | 14.22 | Residential | Behind the Meter | No | Net Metered Residential | RCL Enterprises Inc |  | AC Electric | Accepted | 2024-02-15 | 2024-03-04 | 2025-03-04 | Solar Panels | CertainTeed | CTHC11-06 |  | 0.37 | 15 | 158 | 27 |  | Fixed | Roof
NJADRE1555786604 | Administratively Determined Incentive Program | EGG HARBOR TOWNSHIP | 8234 | 19 | 14.22 | Residential | Behind the Meter | No | Net Metered Residential | RCL Enterprises Inc |  | AC Electric | Accepted | 2024-02-15 | 2024-03-04 | 2025-03-04 | Solar Panels | CertainTeed | CTHC11-04 |  | 0.39 | 8 | 248 | 23 |  | Fixed | Roof
NJADRE1555786621 | Administratively Determined Incentive Program | CAMDEN | 8102 | 14 | 4.8 | Residential | Behind the Meter | Yes | Net Metered Residential | Posigen Developer. LLC |  | PSE&G | Accepted | 2024-02-15 | 2024-03-04 | 2025-03-04 | Inverters | SolarEdge | SE3800H-US | 3800 |  | 1 |  |  | 0.99 |  | Outdoor | within ten feet of meter
NJADRE1555786621 | Administratively Determined Incentive Program | CAMDEN | 8102 | 14 | 4.8 | Residential | Behind the Meter | Yes | Net Metered Residential | Posigen Developer. LLC |  | PSE&G | Accepted | 2024-02-15 | 2024-03-04 | 2025-03-04 | Solar Panels | Silfab | SIL-400 HC+ |  | 0.4 | 12 | 285 | 1 |  | Fixed | Roof
NJADRE1555786625 | Administratively Determined Incentive Program | FRANKLIN | 8873 | 5 | 5.84 | Residential | Behind the Meter | No | Net Metered Residential | Power Home Remodeling |  | PSE&G | Accepted | 2024-02-15 | 2024-03-04 | 2025-03-04 | Inverters | SolarEdge | SE3800H-US | 3800 |  | 1 |  |  | 0.99 |  | Outdoor
NJADRE1555786625 | Administratively Determined Incentive Program | FRANKLIN | 8873 | 5 | 5.84 | Residential | Behind the Meter | No | Net Metered Residential | Power Home Remodeling |  | PSE&G | Accepted | 2024-02-15 | 2024-03-04 | 2025-03-04 | Meters | SolarEdge | Revenue Grade Data Ansi C12.20 |  |  | 1 |  |  |  | Yes | Outdoor
NJADRE1555786625 | Administratively Determined Incentive Program | FRANKLIN | 8873 | 5 | 5.84 | Residential | Behind the Meter | No | Net Metered Residential | Power Home Remodeling |  | PSE&G | Accepted | 2024-02-15 | 2024-03-04 | 2025-03-04 | Solar Panels | QCell | Q.PEAK DUO BLK-G10+ 365 |  | 0.365 | 16 | 218 | 24 |  | Fixed | Roof
NJADRE1555786629 | Administratively Determined Incentive Program | VINELAND | 8360 | 20 | 6.32 | Residential | Behind the Meter | Yes | Net Metered Residential | Big Solar Energy, LLC |  | Vineland Muni Electric | Accepted | 2024-02-15 | 2024-03-08 | 2025-03-08 | Inverters | SOLAREDGE | SE5000H-US | 21 |  | 1 |  |  | 0.992 |  | Outdoor
NJADRE1555786629 | Administratively Determined Incentive Program | VINELAND | 8360 | 20 | 6.32 | Residential | Behind the Meter | Yes | Net Metered Residential | Big Solar Energy, LLC |  | Vineland Muni Electric | Accepted | 2024-02-15 | 2024-03-08 | 2025-03-08 | Solar Panels | JA SOLAR | JAM72S09-395 |  | 0.395 | 16 | 184 | 20 |  | Fixed | Roof
NJADRE1555786636 | Administratively Determined Incentive Program | FRANKLINVILLE | 8322 | 15 | 11.34 | Residential | Behind the Meter | Yes | Net Metered Residential | Sunny Mac LLC |  | AC Electric | Accepted | 2024-02-15 | 2024-03-07 | 2025-03-07 | Solar Panels | Q.PEAK DUO BLK ML-G10+ 405 | HANWHA |  | 0.405 | 15 | 212 | 33 |  | Fixed | Roof
NJADRE1555786636 | Administratively Determined Incentive Program | FRANKLINVILLE | 8322 | 15 | 11.34 | Residential | Behind the Meter | Yes | Net Metered Residential | Sunny Mac LLC |  | AC Electric | Accepted | 2024-02-15 | 2024-03-07 | 2025-03-07 | Solar Panels | Q.PEAK DUO BLK ML-G10+ 405 | HANWHA |  | 0.405 | 3 | 122 | 26 |  | Fixed | Roof
NJADRE1555786636 | Administratively Determined Incentive Program | FRANKLINVILLE | 8322 | 15 | 11.34 | Residential | Behind the Meter | Yes | Net Metered Residential | Sunny Mac LLC |  | AC Electric | Accepted | 2024-02-15 | 2024-03-07 | 2025-03-07 | Solar Panels | Q.PEAK DUO BLK ML-G10+ 405 | HANWHA |  | 0.405 | 6 | 122 | 26 |  | Fixed | Roof
NJADRE1555786636 | Administratively Determined Incentive Program | FRANKLINVILLE | 8322 | 15 | 11.34 | Residential | Behind the Meter | Yes | Net Metered Residential | Sunny Mac LLC |  | AC Electric | Accepted | 2024-02-15 | 2024-03-07 | 2025-03-07 | Inverters | SE10000H-US | Solaredge | 10000 |  | 1 |  |  | 0.99 |  | Outdoor | next to meter
NJADRE1555786636 | Administratively Determined Incentive Program | FRANKLINVILLE | 8322 | 15 | 11.34 | Residential | Behind the Meter | Yes | Net Metered Residential | Sunny Mac LLC |  | AC Electric | Accepted | 2024-02-15 | 2024-03-07 | 2025-03-07 | Solar Panels | HANWHA | Q.PEAK DUO BLK ML-G10+ 405W |  | 0.405 | 4 | 32 | 33 |  | Fixed | Roof
NJADRE1555786637 | Administratively Determined Incentive Program | RARITAN BORO | 8869 | 5 | 13.12 | Residential | Behind the Meter | No | Net Metered Residential | Green Power Energy, LLC |  | PSE&G | Accepted | 2024-02-15 | 2024-03-04 | 2025-03-04 | Inverters | Enphase Energy | IQ8PLUS-72-2-US [240V] | 290 |  | 32 |  |  | 0.975 |  | Outside | Roof
NJADRE1555786637 | Administratively Determined Incentive Program | RARITAN BORO | 8869 | 5 | 13.12 | Residential | Behind the Meter | No | Net Metered Residential | Green Power Energy, LLC |  | PSE&G | Accepted | 2024-02-15 | 2024-03-04 | 2025-03-04 | Solar Panels | Hanwha Q-Cells | Q.PEAK DUO BLK ML-G10+ 410 |  | 0.41 | 5 | 174 | 38 |  | Fixed | Roof
NJADRE1555786637 | Administratively Determined Incentive Program | RARITAN BORO | 8869 | 5 | 13.12 | Residential | Behind the Meter | No | Net Metered Residential | Green Power Energy, LLC |  | PSE&G | Accepted | 2024-02-15 | 2024-03-04 | 2025-03-04 | Solar Panels | Hanwha Q-Cells | Q.PEAK DUO BLK ML-G10+ 410 |  | 0.41 | 6 | 264 | 30 |  | Fixed | Roof
NJADRE1555786637 | Administratively Determined Incentive Program | RARITAN BORO | 8869 | 5 | 13.12 | Residential | Behind the Meter | No | Net Metered Residential | Green Power Energy, LLC |  | PSE&G | Accepted | 2024-02-15 | 2024-03-04 | 2025-03-04 | Solar Panels | Hanwha Q-Cells | Q.PEAK DUO BLK ML-G10+ 410 |  | 0.41 | 21 | 84 | 30 |  | Fixed | Roof
NJADRE1555786675 | Administratively Determined Incentive Program | ATLANTIC CITY | 8401 | 19 | 9.32 | Residential | Behind the Meter | Yes | Net Metered Residential | Trinity Solar |  | AC Electric | Accepted | 2024-02-15 | 2024-03-07 | 2025-03-07 | Inverters | Solar Edge | SE7600H-US | 7600 |  | 1 |  |  | 0.97 |  | Outside
NJADRE1555786675 | Administratively Determined Incentive Program | ATLANTIC CITY | 8401 | 19 | 9.32 | Residential | Behind the Meter | Yes | Net Metered Residential | Trinity Solar |  | AC Electric | Accepted | 2024-02-15 | 2024-03-07 | 2025-03-07 | Solar Panels | HANWHA | Q.PEAK DUO BLK ML-G10+ 405 |  | 0.405 | 9 | 243 | 18 |  | Fixed | Roof
NJADRE1555786675 | Administratively Determined Incentive Program | ATLANTIC CITY | 8401 | 19 | 9.32 | Residential | Behind the Meter | Yes | Net Metered Residential | Trinity Solar |  | AC Electric | Accepted | 2024-02-15 | 2024-03-07 | 2025-03-07 | Solar Panels | HANWHA | Q.PEAK DUO BLK ML-G10+ 405 |  | 0.405 | 14 | 63 | 18 |  | Fixed | Roof
NJADRE1555786679 | Administratively Determined Incentive Program | VOORHEES | 8043 | 14 | 14.6 | Residential | Behind the Meter | No | Net Metered Residential | SunnyMac LLC |  | AC Electric | Accepted | 2024-02-15 | 2024-03-05 | 2025-03-05 | Inverters | SOLAREDGE | SE 10000H -US | 10000 |  | 1 |  |  | 0.99 |  | Outdoor | Next to meter
NJADRE1555786679 | Administratively Determined Incentive Program | VOORHEES | 8043 | 14 | 14.6 | Residential | Behind the Meter | No | Net Metered Residential | SunnyMac LLC |  | AC Electric | Accepted | 2024-02-15 | 2024-03-05 | 2025-03-05 | Solar Panels | HANWHA | 365 Q.PEAK DUO BLK-G10+ |  | 0.365 | 24 | 238 | 27 |  | Fixed | Roof
NJADRE1555786679 | Administratively Determined Incentive Program | VOORHEES | 8043 | 14 | 14.6 | Residential | Behind the Meter | No | Net Metered Residential | SunnyMac LLC |  | AC Electric | Accepted | 2024-02-15 | 2024-03-05 | 2025-03-05 | Solar Panels | HANWHA | 365 Q.PEAK DUO BLK-G10+ |  | 0.365 | 8 | 58 | 26 |  | Fixed | Roof
NJADRE1555786679 | Administratively Determined Incentive Program | VOORHEES | 8043 | 14 | 14.6 | Residential | Behind the Meter | No | Net Metered Residential | SunnyMac LLC |  | AC Electric | Accepted | 2024-02-15 | 2024-03-05 | 2025-03-05 | Solar Panels | HANWHA | 365 Q.PEAK DUO BLK-G10+ |  | 0.365 | 8 | 58 | 10 |  | Fixed | Roof
NJADRE1555786679 | Administratively Determined Incentive Program | VOORHEES | 8043 | 14 | 14.6 | Residential | Behind the Meter | No | Net Metered Residential | SunnyMac LLC |  | AC Electric | Accepted | 2024-02-15 | 2024-03-05 | 2025-03-05 | Meters | SOLAREDGE | SE-RGMTR-1D-240C-B |  |  | 1 |  |  |  | Yes | Outdoor
NJADRE1555786694 | Administratively Determined Incentive Program | MAPLEWOOD | 7040 | 9 | 2.84 | Residential | Behind the Meter | Yes | Net Metered Residential | Trinity Solar |  | PSE&G | Accepted | 2024-02-15 | 2024-03-04 | 2025-03-04 | Solar Panels | HANWHA | (Q.PEAK DUO BLK ML-G10+ 405) |  | 0.405 | 7 | 187 | 30 |  | Fixed | Roof
NJADRE1555786694 | Administratively Determined Incentive Program | MAPLEWOOD | 7040 | 9 | 2.84 | Residential | Behind the Meter | Yes | Net Metered Residential | Trinity Solar |  | PSE&G | Accepted | 2024-02-15 | 2024-03-04 | 2025-03-04 | Inverters | Solar Edge | SE3000H-US | 3000 |  | 1 |  |  | 0.97 |  | Outside
NJADRE1555786713 | Administratively Determined Incentive Program | DELRAN | 8075 | 13 | 10.13 | Residential | Behind the Meter | Yes | Net Metered Residential | Sunny Mac LLC |  | PSE&G | Accepted | 2024-02-15 | 2024-03-04 | 2025-03-04 | Solar Panels | Q.PEAK DUO BLK ML-G10+ 405 | HANWHA |  | 0.405 | 3 | 119 | 22 |  | Fixed | Roof
NJADRE1555786713 | Administratively Determined Incentive Program | DELRAN | 8075 | 13 | 10.13 | Residential | Behind the Meter | Yes | Net Metered Residential | Sunny Mac LLC |  | PSE&G | Accepted | 2024-02-15 | 2024-03-04 | 2025-03-04 | Solar Panels | Q.PEAK DUO BLK ML-G10+ 405 | HANWHA |  | 0.405 | 4 | 209 | 22 |  | Fixed | Roof
NJADRE1555786713 | Administratively Determined Incentive Program | DELRAN | 8075 | 13 | 10.13 | Residential | Behind the Meter | Yes | Net Metered Residential | Sunny Mac LLC |  | PSE&G | Accepted | 2024-02-15 | 2024-03-04 | 2025-03-04 | Solar Panels | Q.PEAK DUO BLK ML-G10+ 405 | HANWHA |  | 0.405 | 3 | 299 | 22 |  | Fixed | Roof
NJADRE1555786713 | Administratively Determined Incentive Program | DELRAN | 8075 | 13 | 10.13 | Residential | Behind the Meter | Yes | Net Metered Residential | Sunny Mac LLC |  | PSE&G | Accepted | 2024-02-15 | 2024-03-04 | 2025-03-04 | Solar Panels | Q.PEAK DUO BLK ML-G10+ 405 | HANWHA |  | 0.405 | 5 | 29 | 22 |  | Fixed | Roof
NJADRE1555786713 | Administratively Determined Incentive Program | DELRAN | 8075 | 13 | 10.13 | Residential | Behind the Meter | Yes | Net Metered Residential | Sunny Mac LLC |  | PSE&G | Accepted | 2024-02-15 | 2024-03-04 | 2025-03-04 | Solar Panels | Q.PEAK DUO BLK ML-G10+ 405 | HANWHA |  | 0.405 | 4 | 119 | 22 |  | Fixed | Roof
NJADRE1555786713 | Administratively Determined Incentive Program | DELRAN | 8075 | 13 | 10.13 | Residential | Behind the Meter | Yes | Net Metered Residential | Sunny Mac LLC |  | PSE&G | Accepted | 2024-02-15 | 2024-03-04 | 2025-03-04 | Solar Panels | Q.PEAK DUO BLK ML-G10+ 405 | HANWHA |  | 0.405 | 6 | 209 | 22 |  | Fixed | Roof
NJADRE1555786713 | Administratively Determined Incentive Program | DELRAN | 8075 | 13 | 10.13 | Residential | Behind the Meter | Yes | Net Metered Residential | Sunny Mac LLC |  | PSE&G | Accepted | 2024-02-15 | 2024-03-04 | 2025-03-04 | Inverters | SE76000H-US | Solaredge | 7600 |  | 1 |  |  | 0.1 |  | Outdoor | next to meter
NJADRE1555786718 | Administratively Determined Incentive Program | BELLE MEAD | 8502 | 5 | 11.48 | Residential | Behind the Meter | Yes | Net Metered Residential | Pro Custom Solar dba Momentum Solar |  | PSE&G | Accepted | 2024-02-15 | 2024-03-04 | 2025-03-04 | Solar Panels | Q. PEAK DUO BLK ML-G10+410 | hawnha |  | 0.41 | 8 | 171 | 34 |  | Fixed | Roof
NJADRE1555786718 | Administratively Determined Incentive Program | BELLE MEAD | 8502 | 5 | 11.48 | Residential | Behind the Meter | Yes | Net Metered Residential | Pro Custom Solar dba Momentum Solar |  | PSE&G | Accepted | 2024-02-15 | 2024-03-04 | 2025-03-04 | Solar Panels | Q. PEAK DUO BLK ML-G10+410 | hawnha |  | 0.41 | 4 | 261 | 39 |  | Fixed | Roof
NJADRE1555786718 | Administratively Determined Incentive Program | BELLE MEAD | 8502 | 5 | 11.48 | Residential | Behind the Meter | Yes | Net Metered Residential | Pro Custom Solar dba Momentum Solar |  | PSE&G | Accepted | 2024-02-15 | 2024-03-04 | 2025-03-04 | Solar Panels | Q. PEAK DUO BLK ML-G10+410 | hawnha |  | 0.41 | 11 | 81 | 38 |  | Fixed | Roof
NJADRE1555786718 | Administratively Determined Incentive Program | BELLE MEAD | 8502 | 5 | 11.48 | Residential | Behind the Meter | Yes | Net Metered Residential | Pro Custom Solar dba Momentum Solar |  | PSE&G | Accepted | 2024-02-15 | 2024-03-04 | 2025-03-04 | Solar Panels | Q. PEAK DUO BLK ML-G10+410 | hawnha |  | 0.41 | 5 | 351 | 34 |  | Fixed | Roof
NJADRE1555786718 | Administratively Determined Incentive Program | BELLE MEAD | 8502 | 5 | 11.48 | Residential | Behind the Meter | Yes | Net Metered Residential | Pro Custom Solar dba Momentum Solar |  | PSE&G | Accepted | 2024-02-15 | 2024-03-04 | 2025-03-04 | Inverters | IQ8PLUS-72-2-US | Enphase | 290 |  | 28 |  |  | 0.97 |  | Outdoor
NJADRE1555786722 | Administratively Determined Incentive Program | RINGWOOD | 7456 | 6 | 17.6 | Residential | Behind the Meter | No | Net Metered Residential | SunPower Corporation |  | Orange Rockland Electric | Accepted | 2024-02-15 | 2024-03-04 | 2025-03-04 | Solar Panels | Sunpower | SPR-M-440-H-AC |  | 0.44 | 28 | 181 | 34 |  | Fixed | Roof
NJADRE1555786722 | Administratively Determined Incentive Program | RINGWOOD | 7456 | 6 | 17.6 | Residential | Behind the Meter | No | Net Metered Residential | SunPower Corporation |  | Orange Rockland Electric | Accepted | 2024-02-15 | 2024-03-04 | 2025-03-04 | Solar Panels | Sunpower | SPR-M-440-H-AC |  | 0.44 | 10 | 181 | 34 |  | Fixed | Roof
NJADRE1555786722 | Administratively Determined Incentive Program | RINGWOOD | 7456 | 6 | 17.6 | Residential | Behind the Meter | No | Net Metered Residential | SunPower Corporation |  | Orange Rockland Electric | Accepted | 2024-02-15 | 2024-03-04 | 2025-03-04 | Solar Panels | Sunpower | SPR-M-440-H-AC |  | 0.44 | 2 | 1 | 34 |  | Fixed | Roof
NJADRE1555786722 | Administratively Determined Incentive Program | RINGWOOD | 7456 | 6 | 17.6 | Residential | Behind the Meter | No | Net Metered Residential | SunPower Corporation |  | Orange Rockland Electric | Accepted | 2024-02-15 | 2024-03-04 | 2025-03-04 | Inverters | Enphase | IQ7HS-66-ACM-US | 384 |  | 40 |  |  | 0.97 |  | Other | under each panel
NJADRE1555786729 | Administratively Determined Incentive Program | DELANCO | 8075 | 13 | 10.13 | Residential | Behind the Meter | Yes | Net Metered Residential | Sunny Mac LLC |  | PSE&G | Accepted | 2024-02-15 | 2024-03-04 | 2025-03-04 | Solar Panels | Q.PEAK DUO BLK ML-G10+ 405 | HANWHA |  | 0.405 | 16 | 61 | 32 |  | Fixed | Roof
NJADRE1555786729 | Administratively Determined Incentive Program | DELANCO | 8075 | 13 | 10.13 | Residential | Behind the Meter | Yes | Net Metered Residential | Sunny Mac LLC |  | PSE&G | Accepted | 2024-02-15 | 2024-03-04 | 2025-03-04 | Solar Panels | Q.PEAK DUO BLK ML-G10+ 405 | HANWHA |  | 0.405 | 9 | 231 | 33 |  | Fixed | Roof
NJADRE1555786729 | Administratively Determined Incentive Program | DELANCO | 8075 | 13 | 10.13 | Residential | Behind the Meter | Yes | Net Metered Residential | Sunny Mac LLC |  | PSE&G | Accepted | 2024-02-15 | 2024-03-04 | 2025-03-04 | Inverters | SE76000H-US | Solaredge | 7600 |  | 1 |  |  | 0.1 |  | Outdoor | next to meter
NJADRE1555786731 | Administratively Determined Incentive Program | MARLTON | 8053 | 13 | 3.28 | Residential | Behind the Meter | Yes | Net Metered Residential | Pro Custom Solar dba Momentum Solar |  | PSE&G | Accepted | 2024-02-15 | 2024-03-04 | 2025-03-04 | Inverters | IQ8PLUS-72-2-US | Enphase | 290 |  | 8 |  |  | 0.97 |  | Outdoor
NJADRE1555786731 | Administratively Determined Incentive Program | MARLTON | 8053 | 13 | 3.28 | Residential | Behind the Meter | Yes | Net Metered Residential | Pro Custom Solar dba Momentum Solar |  | PSE&G | Accepted | 2024-02-15 | 2024-03-04 | 2025-03-04 | Solar Panels | Q. PEAK DUO BLK ML-G10+410 | hawnha |  | 0.41 | 8 | 91 | 26 |  | Fixed | Roof
NJADRE1555786740 | Administratively Determined Incentive Program | EDISON | 8837 | 11 | 6.8 | Residential | Behind the Meter | Yes | Net Metered Residential | Sunrun Installation Services, Inc. |  | PSE&G | Accepted | 2024-02-15 | 2024-03-04 | 2025-03-04 | Inverters | SolarEdge Technologies | SE6000H-USSN | 6000 |  | 1 |  |  | 0.99 |  | Outside | Next to meter
NJADRE1555786740 | Administratively Determined Incentive Program | EDISON | 8837 | 11 | 6.8 | Residential | Behind the Meter | Yes | Net Metered Residential | Sunrun Installation Services, Inc. |  | PSE&G | Accepted | 2024-02-15 | 2024-03-04 | 2025-03-04 | Solar Panels | Hanwha Q Cells | Q.PEAK DUO BLK ML-G10+/t 400 |  | 0.4 | 17 | 360 | 18 |  | Fixed | Roof
NJADRE1555786746 | Administratively Determined Incentive Program | PERTH AMBOY | 8861 | 11 | 6.4 | Residential | Behind the Meter | Yes | Net Metered Residential | PosiGen Developer, LLC |  | PSE&G | Accepted | 2024-02-15 | 2024-03-04 | 2025-03-04 | Inverters | SolarEdge | SE6000H-US | 6000 |  | 1 |  |  | 0.99 |  | Outdoor | within ten feet of meter
NJADRE1555786746 | Administratively Determined Incentive Program | PERTH AMBOY | 8861 | 11 | 6.4 | Residential | Behind the Meter | Yes | Net Metered Residential | PosiGen Developer, LLC |  | PSE&G | Accepted | 2024-02-15 | 2024-03-04 | 2025-03-04 | Solar Panels | Silfab | SIL-400 HC+ |  | 0.4 | 9 | 15 | 40 |  | Fixed | Roof
NJADRE1555786746 | Administratively Determined Incentive Program | PERTH AMBOY | 8861 | 11 | 6.4 | Residential | Behind the Meter | Yes | Net Metered Residential | PosiGen Developer, LLC |  | PSE&G | Accepted | 2024-02-15 | 2024-03-04 | 2025-03-04 | Solar Panels | Silfab | SIL-400 HC+ |  | 0.4 | 7 | 195 | 40 |  | Fixed | Roof
NJADRE1555786750 | Administratively Determined Incentive Program | Clarksboro | 8020 | 15 | 10.4 | Residential | Behind the Meter | Yes | Net Metered Residential | RCL Enterprises Inc |  | AC Electric | Accepted | 2024-02-15 | 2024-03-04 | 2025-03-04 | Inverters | Enphase | IQ8plus | 290 |  | 27 |  |  | 0.97 |  | Outdoor
NJADRE1555786750 | Administratively Determined Incentive Program | Clarksboro | 8020 | 15 | 10.4 | Residential | Behind the Meter | Yes | Net Metered Residential | RCL Enterprises Inc |  | AC Electric | Accepted | 2024-02-15 | 2024-03-04 | 2025-03-04 | Solar Panels | JA Solar | JAM54S31 |  | 0.385 | 22 | 222 | 18 |  | Fixed | Roof
NJADRE1555786750 | Administratively Determined Incentive Program | Clarksboro | 8020 | 15 | 10.4 | Residential | Behind the Meter | Yes | Net Metered Residential | RCL Enterprises Inc |  | AC Electric | Accepted | 2024-02-15 | 2024-03-04 | 2025-03-04 | Solar Panels | JA Solar | JAM54S31 |  | 0.385 | 5 | 42 | 18 |  | Fixed | Roof
NJADRE1555786754 | Administratively Determined Incentive Program | Washington | 7882 | 2 | 10.25 | Residential | Behind the Meter | Yes | Net Metered Residential | Pro Custom Solar dba Momentum Solar |  | JCP&L | Accepted | 2024-02-15 | 2024-03-04 | 2025-03-04 | Solar Panels | Q. PEAK DUO BLK ML-G10+410 | hawnha |  | 0.41 | 14 | 112 | 24 |  | Fixed | Roof
NJADRE1555786754 | Administratively Determined Incentive Program | Washington | 7882 | 2 | 10.25 | Residential | Behind the Meter | Yes | Net Metered Residential | Pro Custom Solar dba Momentum Solar |  | JCP&L | Accepted | 2024-02-15 | 2024-03-04 | 2025-03-04 | Solar Panels | Q. PEAK DUO BLK ML-G10+410 | hawnha |  | 0.41 | 11 | 292 | 24 |  | Fixed | Roof
NJADRE1555786754 | Administratively Determined Incentive Program | Washington | 7882 | 2 | 10.25 | Residential | Behind the Meter | Yes | Net Metered Residential | Pro Custom Solar dba Momentum Solar |  | JCP&L | Accepted | 2024-02-15 | 2024-03-04 | 2025-03-04 | Inverters | IQ8PLUS-72-2-US | Enphase | 290 |  | 25 |  |  | 0.97 |  | Outdoor
NJADRE1555786765 | Administratively Determined Incentive Program | HOPATCONG | 7843 | 1 | 5.67 | Residential | Behind the Meter | Yes | Net Metered Residential | Trinity Solar Inc. |  | JCP&L | Accepted | 2024-02-15 | 2024-03-04 | 2025-03-04 | Inverters | Solar Edge | SE5000H-US | 5000 |  | 1 |  |  | 0.97 |  | Outdoor
NJADRE1555786765 | Administratively Determined Incentive Program | HOPATCONG | 7843 | 1 | 5.67 | Residential | Behind the Meter | Yes | Net Metered Residential | Trinity Solar Inc. |  | JCP&L | Accepted | 2024-02-15 | 2024-03-04 | 2025-03-04 | Solar Panels | HANWHA | (Q.PEAK DUO BLK ML-G10+ 405) |  | 0.405 | 12 | 214 | 30 |  | Fixed | Roof
NJADRE1555786765 | Administratively Determined Incentive Program | HOPATCONG | 7843 | 1 | 5.67 | Residential | Behind the Meter | Yes | Net Metered Residential | Trinity Solar Inc. |  | JCP&L | Accepted | 2024-02-15 | 2024-03-04 | 2025-03-04 | Solar Panels | HANWHA | (Q.PEAK DUO BLK ML-G10+ 405) |  | 0.405 | 2 | 124 | 30 |  | Fixed | Roof
NJADRE1555786766 | Administratively Determined Incentive Program | Cookstown | 8511 | 13 | 8.8 | Residential | Behind the Meter | Yes | Net Metered Residential | Sunrun Installation Services, Inc. |  | JCP&L | Accepted | 2024-02-15 | 2024-03-04 | 2025-03-04 | Inverters | SolarEdge Technologies | SE6000H-USSN | 6000 |  | 1 |  |  | 0.99 |  | Outdoor | Next to meter
NJADRE1555786766 | Administratively Determined Incentive Program | Cookstown | 8511 | 13 | 8.8 | Residential | Behind the Meter | Yes | Net Metered Residential | Sunrun Installation Services, Inc. |  | JCP&L | Accepted | 2024-02-15 | 2024-03-04 | 2025-03-04 | Solar Panels | Hanwha Q Cells | Q.PEAK DUO BLK ML-G10+/T 400 |  | 0.4 | 15 | 255 | 17 |  | Fixed | Roof
NJADRE1555786766 | Administratively Determined Incentive Program | Cookstown | 8511 | 13 | 8.8 | Residential | Behind the Meter | Yes | Net Metered Residential | Sunrun Installation Services, Inc. |  | JCP&L | Accepted | 2024-02-15 | 2024-03-04 | 2025-03-04 | Solar Panels | Hanwha Q Cells | Q.PEAK DUO BLK ML-G10+/T 400 |  | 0.4 | 7 | 165 | 19 |  | Fixed | Roof
NJADRE1555786777 | Administratively Determined Incentive Program | Ewing | 8638 | 12 | 4.1 | Residential | Behind the Meter | Yes | Net Metered Residential | Pro Custom Solar dba Momentum Solar |  | PSE&G | Accepted | 2024-02-15 | 2024-03-04 | 2025-03-04 | Solar Panels | Q. PEAK DUO BLK ML-G10+410 | hawnha |  | 0.41 | 10 | 214 | 24 |  | Fixed | Roof
NJADRE1555786777 | Administratively Determined Incentive Program | Ewing | 8638 | 12 | 4.1 | Residential | Behind the Meter | Yes | Net Metered Residential | Pro Custom Solar dba Momentum Solar |  | PSE&G | Accepted | 2024-02-15 | 2024-03-04 | 2025-03-04 | Inverters | IQ8PLUS-72-2-US | Enphase | 290 |  | 10 |  |  | 0.97 |  | Outdoor
NJADRE1555786803 | Administratively Determined Incentive Program | EGG HARBOR TOWNSHIP | 8234 | 19 | 9.84 | Residential | Behind the Meter | Yes | Net Metered Residential | Pro Custom Solar dba Momentum Solar |  | AC Electric | Accepted | 2024-02-15 | 2024-03-04 | 2025-03-04 | Solar Panels | Q. PEAK DUO BLK ML-G10+410 | hawnha |  | 0.41 | 24 | 111 | 18 |  | Fixed | Roof
NJADRE1555786803 | Administratively Determined Incentive Program | EGG HARBOR TOWNSHIP | 8234 | 19 | 9.84 | Residential | Behind the Meter | Yes | Net Metered Residential | Pro Custom Solar dba Momentum Solar |  | AC Electric | Accepted | 2024-02-15 | 2024-03-04 | 2025-03-04 | Inverters | IQ8PLUS-72-2-US | Enphase | 290 |  | 24 |  |  | 0.97 |  | Outdoor
NJADRE1555786819 | Administratively Determined Incentive Program | NORTH BRUNSWICK | 8902 | 11 | 7.38 | Residential | Behind the Meter | No | Net Metered Residential | Impact Solar, LLC |  | PSE&G | Accepted | 2024-02-15 | 2024-03-04 | 2025-03-04 | Solar Panels | Hanwha | Q.PEAK DUO BLK ML G10+ 410 |  | 0.41 | 15 | 220 | 23 |  | Fixed | Roof
NJADRE1555786819 | Administratively Determined Incentive Program | NORTH BRUNSWICK | 8902 | 11 | 7.38 | Residential | Behind the Meter | No | Net Metered Residential | Impact Solar, LLC |  | PSE&G | Accepted | 2024-02-15 | 2024-03-04 | 2025-03-04 | Solar Panels | Hanwha | Q.PEAK DUO BLK ML G10+ 410 |  | 0.41 | 3 | 40 | 23 |  | Fixed | Roof
NJADRE1555786819 | Administratively Determined Incentive Program | NORTH BRUNSWICK | 8902 | 11 | 7.38 | Residential | Behind the Meter | No | Net Metered Residential | Impact Solar, LLC |  | PSE&G | Accepted | 2024-02-15 | 2024-03-04 | 2025-03-04 | Meters | Enphase | Envoy |  |  | 1 |  |  |  | Yes
NJADRE1555786819 | Administratively Determined Incentive Program | NORTH BRUNSWICK | 8902 | 11 | 7.38 | Residential | Behind the Meter | No | Net Metered Residential | Impact Solar, LLC |  | PSE&G | Accepted | 2024-02-15 | 2024-03-04 | 2025-03-04 | Inverters | Enphase | IQ8PLUS-72-2-US | 290 |  | 18 |  |  | 0.97 |  | Outside | under panels
NJADRE1555786837 | Administratively Determined Incentive Program | VENTNOR CITY | 8406 | 19 | 5.6 | Residential | Behind the Meter | Yes | Net Metered Residential | Posigen Developer. LLC |  | AC Electric | Accepted | 2024-02-15 | 2024-03-04 | 2025-03-04 | Inverters | SolarEdge | SE6000H-US | 6000 |  | 1 |  |  | 0.99 |  | Outdoor | within ten feet of meter
NJADRE1555786837 | Administratively Determined Incentive Program | VENTNOR CITY | 8406 | 19 | 5.6 | Residential | Behind the Meter | Yes | Net Metered Residential | Posigen Developer. LLC |  | AC Electric | Accepted | 2024-02-15 | 2024-03-04 | 2025-03-04 | Solar Panels | Silfab | SIL-400 HC+ |  | 0.4 | 8 | 58 | 44 |  | Fixed | Roof
NJADRE1555786837 | Administratively Determined Incentive Program | VENTNOR CITY | 8406 | 19 | 5.6 | Residential | Behind the Meter | Yes | Net Metered Residential | Posigen Developer. LLC |  | AC Electric | Accepted | 2024-02-15 | 2024-03-04 | 2025-03-04 | Solar Panels | Silfab | SIL-400 HC+ |  | 0.4 | 6 | 238 | 7 |  | Fixed | Roof
NJADRE1555786851 | Administratively Determined Incentive Program | HAMPTON | 8827 | 4 | 12.56 | Residential | Behind the Meter | Yes | Net Metered Residential | Trinity Solar |  | JCP&L | Accepted | 2024-02-15 | 2024-03-04 | 2025-03-04 | Inverters | Solar Edge | SE10000H-US | 10000 |  | 1 |  |  | 0.97 |  | Outdoor
NJADRE1555786851 | Administratively Determined Incentive Program | HAMPTON | 8827 | 4 | 12.56 | Residential | Behind the Meter | Yes | Net Metered Residential | Trinity Solar |  | JCP&L | Accepted | 2024-02-15 | 2024-03-04 | 2025-03-04 | Solar Panels | HANWHA | (Q.PEAK DUO BLK ML-G10+ 405) |  | 0.405 | 31 | 242 | 30 |  | Fixed | Roof
NJADRE1555786867 | Administratively Determined Incentive Program | PATERSON | 7513 | 6 | 6.56 | Residential | Behind the Meter | Yes | Net Metered Residential | Pro Custom Solar dba Momentum Solar |  | PSE&G | Accepted | 2024-02-15 | 2024-03-04 | 2025-03-04 | Solar Panels | Q. PEAK DUO BLK ML-G10+410 | hawnha |  | 0.41 | 16 | 189 | 40 |  | Fixed | Roof
NJADRE1555786867 | Administratively Determined Incentive Program | PATERSON | 7513 | 6 | 6.56 | Residential | Behind the Meter | Yes | Net Metered Residential | Pro Custom Solar dba Momentum Solar |  | PSE&G | Accepted | 2024-02-15 | 2024-03-04 | 2025-03-04 | Inverters | IQ8PLUS-72-2-US | Enphase | 290 |  | 16 |  |  | 0.97 |  | Outdoor
NJADRE1555786869 | Administratively Determined Incentive Program | SOMERSET | 8873 | 5 | 13.6 | Residential | Behind the Meter | No | Net Metered Residential | Public Service Solar |  | PSE&G | Accepted | 2024-02-15 | 2024-03-04 | 2025-03-04 | Solar Panels | Panasonic | EVPV400HK |  | 0.4 | 18 | 265 | 22 |  | Fixed | Roof
NJADRE1555786869 | Administratively Determined Incentive Program | SOMERSET | 8873 | 5 | 13.6 | Residential | Behind the Meter | No | Net Metered Residential | Public Service Solar |  | PSE&G | Accepted | 2024-02-15 | 2024-03-04 | 2025-03-04 | Solar Panels | Panasonic | EVPV400HK |  | 0.4 | 16 | 85 | 22 |  | Fixed | Roof
NJADRE1555786869 | Administratively Determined Incentive Program | SOMERSET | 8873 | 5 | 13.6 | Residential | Behind the Meter | No | Net Metered Residential | Public Service Solar |  | PSE&G | Accepted | 2024-02-15 | 2024-03-04 | 2025-03-04 | Inverters | Enphase | iQ8PLUS-72-2-US | 290 |  | 34 |  |  | 0.96 |  | Outdoor | Under module
NJADRE1555786881 | Administratively Determined Incentive Program | Millville | 8332 | 20 | 17.2 | Residential | Behind the Meter | Yes | Net Metered Residential | Power Energy Solutions |  | AC Electric | Accepted | 2024-02-15 | 2024-03-04 | 2025-03-04 | Inverters | SolarEdge | SE6000H-US | 6 |  | 2 |  |  | 0.97 |  | Outdoor
NJADRE1555786881 | Administratively Determined Incentive Program | Millville | 8332 | 20 | 17.2 | Residential | Behind the Meter | Yes | Net Metered Residential | Power Energy Solutions |  | AC Electric | Accepted | 2024-02-15 | 2024-03-04 | 2025-03-04 | Solar Panels | Canadian Solar | CS6R-400MS-HL HIKU6 BLACK MONO |  | 0.4 | 8 | 178 | 22 |  | Fixed | Roof
NJADRE1555786881 | Administratively Determined Incentive Program | Millville | 8332 | 20 | 17.2 | Residential | Behind the Meter | Yes | Net Metered Residential | Power Energy Solutions |  | AC Electric | Accepted | 2024-02-15 | 2024-03-04 | 2025-03-04 | Solar Panels | Canadian Solar | CS6R-400MS-HL HIKU6 BLACK MONO |  | 0.4 | 20 | 268 | 30 |  | Fixed | Roof
NJADRE1555786881 | Administratively Determined Incentive Program | Millville | 8332 | 20 | 17.2 | Residential | Behind the Meter | Yes | Net Metered Residential | Power Energy Solutions |  | AC Electric | Accepted | 2024-02-15 | 2024-03-04 | 2025-03-04 | Solar Panels | Canadian Solar | CS6R-400MS-HL HIKU6 BLACK MONO |  | 0.4 | 8 | 358 | 22 |  | Fixed | Roof
NJADRE1555786881 | Administratively Determined Incentive Program | Millville | 8332 | 20 | 17.2 | Residential | Behind the Meter | Yes | Net Metered Residential | Power Energy Solutions |  | AC Electric | Accepted | 2024-02-15 | 2024-03-04 | 2025-03-04 | Solar Panels | Canadian Solar | CS6R-400MS-HL HIKU6 BLACK MONO |  | 0.4 | 7 | 88 | 30 |  | Fixed | Roof
NJADRE1555786911 | Administratively Determined Incentive Program | BELLMAWR | 8031 | 14 | 9.43 | Residential | Behind the Meter | Yes | Net Metered Residential | Pro Custom Solar dba Momentum Solar |  | PSE&G | Accepted | 2024-02-15 | 2024-03-04 | 2025-03-04 | Solar Panels | Q. PEAK DUO BLK ML-G10+410 | hawnha |  | 0.41 | 13 | 205 | 20 |  | Fixed | Roof
NJADRE1555786911 | Administratively Determined Incentive Program | BELLMAWR | 8031 | 14 | 9.43 | Residential | Behind the Meter | Yes | Net Metered Residential | Pro Custom Solar dba Momentum Solar |  | PSE&G | Accepted | 2024-02-15 | 2024-03-04 | 2025-03-04 | Solar Panels | Q. PEAK DUO BLK ML-G10+410 | hawnha |  | 0.41 | 6 | 25 | 20 |  | Fixed | Roof
NJADRE1555786911 | Administratively Determined Incentive Program | BELLMAWR | 8031 | 14 | 9.43 | Residential | Behind the Meter | Yes | Net Metered Residential | Pro Custom Solar dba Momentum Solar |  | PSE&G | Accepted | 2024-02-15 | 2024-03-04 | 2025-03-04 | Solar Panels | Q. PEAK DUO BLK ML-G10+410 | hawnha |  | 0.41 | 4 | 25 | 17 |  | Fixed | Roof
NJADRE1555786911 | Administratively Determined Incentive Program | BELLMAWR | 8031 | 14 | 9.43 | Residential | Behind the Meter | Yes | Net Metered Residential | Pro Custom Solar dba Momentum Solar |  | PSE&G | Accepted | 2024-02-15 | 2024-03-04 | 2025-03-04 | Inverters | IQ8PLUS-72-2-US | Enphase | 290 |  | 23 |  |  | 0.97 |  | Outdoor
NJADRE1555786941 | Administratively Determined Incentive Program | LAMBERTVILLE | 8530 | 4 | 11.31 | Residential | Behind the Meter | Yes | Net Metered Residential | Powur, PBC |  | JCP&L | Accepted | 2024-02-15 | 2024-03-04 | 2025-03-04 | Solar Panels | Jinko | JKM390M-72 |  | 0.39 | 15 | 140 | 35 |  | Fixed | Roof
NJADRE1555786941 | Administratively Determined Incentive Program | LAMBERTVILLE | 8530 | 4 | 11.31 | Residential | Behind the Meter | Yes | Net Metered Residential | Powur, PBC |  | JCP&L | Accepted | 2024-02-15 | 2024-03-04 | 2025-03-04 | Solar Panels | Jinko | JKM390M-72 |  | 0.39 | 14 | 140 | 35 |  | Fixed | Roof
NJADRE1555786941 | Administratively Determined Incentive Program | LAMBERTVILLE | 8530 | 4 | 11.31 | Residential | Behind the Meter | Yes | Net Metered Residential | Powur, PBC |  | JCP&L | Accepted | 2024-02-15 | 2024-03-04 | 2025-03-04 | Inverters | Enphase | IQ8+-72-2-US | 290 |  | 29 |  |  | 0.99 |  | Outside
NJADRE1555786942 | Administratively Determined Incentive Program | PISCATAWAY | 8854 | 11 | 9.32 | Residential | Behind the Meter | Yes | Net Metered Residential | Sunrun Installation Services, Inc. |  | PSE&G | Accepted | 2024-02-15 | 2024-03-04 | 2025-03-04 | Inverters | Enphase Energy | IQ7PLUS-72-x-US | 290 |  | 23 |  |  | 0.97 |  | Other | Underneath each module
NJADRE1555786942 | Administratively Determined Incentive Program | PISCATAWAY | 8854 | 11 | 9.32 | Residential | Behind the Meter | Yes | Net Metered Residential | Sunrun Installation Services, Inc. |  | PSE&G | Accepted | 2024-02-15 | 2024-03-04 | 2025-03-04 | Solar Panels | Hanwha Q Cells | Q.PEAK DUO BLK ML-G10+ 405 |  | 0.405 | 7 | 172 | 24 |  | Fixed | Roof
NJADRE1555786942 | Administratively Determined Incentive Program | PISCATAWAY | 8854 | 11 | 9.32 | Residential | Behind the Meter | Yes | Net Metered Residential | Sunrun Installation Services, Inc. |  | PSE&G | Accepted | 2024-02-15 | 2024-03-04 | 2025-03-04 | Solar Panels | Hanwha Q Cells | Q.PEAK DUO BLK ML-G10+ 405 |  | 0.405 | 6 | 172 | 31 |  | Fixed | Roof
NJADRE1555786942 | Administratively Determined Incentive Program | PISCATAWAY | 8854 | 11 | 9.32 | Residential | Behind the Meter | Yes | Net Metered Residential | Sunrun Installation Services, Inc. |  | PSE&G | Accepted | 2024-02-15 | 2024-03-04 | 2025-03-04 | Solar Panels | Hanwha Q Cells | Q.PEAK DUO BLK ML-G10+ 405 |  | 0.405 | 4 | 352 | 22 |  | Fixed | Roof
NJADRE1555786942 | Administratively Determined Incentive Program | PISCATAWAY | 8854 | 11 | 9.32 | Residential | Behind the Meter | Yes | Net Metered Residential | Sunrun Installation Services, Inc. |  | PSE&G | Accepted | 2024-02-15 | 2024-03-04 | 2025-03-04 | Solar Panels | Hanwha Q Cells | Q.PEAK DUO BLK ML-G10+ 405 |  | 0.405 | 6 | 263 | 7 |  | Fixed | Roof
NJADRE1555786954 | Administratively Determined Incentive Program | Tuckerton | 8087 | 18 | 6.08 | Residential | Behind the Meter | Yes | Net Metered Residential | Powur, PBC |  | AC Electric | Accepted | 2024-02-15 | 2024-03-04 | 2025-03-04 | Solar Panels | Hanwha | Q.PEAK DUO BLK ML-G10+ (405W) |  | 0.405 | 15 | 217 | 21 |  | Fixed | Roof
NJADRE1555786954 | Administratively Determined Incentive Program | Tuckerton | 8087 | 18 | 6.08 | Residential | Behind the Meter | Yes | Net Metered Residential | Powur, PBC |  | AC Electric | Accepted | 2024-02-15 | 2024-03-04 | 2025-03-04 | Inverters | Enphase | IQ8PLUS-72-2-US | 290 |  | 15 |  |  | 0.99 |  | Outside
NJADRE1555786989 | Administratively Determined Incentive Program | South Plainfield | 7080 | 11 | 18.55 | Residential | Behind the Meter | No | Net Metered Residential | SunPower Corporation |  | PSE&G | Accepted | 2024-02-15 | 2024-03-04 | 2025-03-04 | Solar Panels | Sunpower | SPR-X21-350-BLK-E-AC |  | 0.35 | 8 | 83 | 18 |  | Fixed | Roof
NJADRE1555786989 | Administratively Determined Incentive Program | South Plainfield | 7080 | 11 | 18.55 | Residential | Behind the Meter | No | Net Metered Residential | SunPower Corporation |  | PSE&G | Accepted | 2024-02-15 | 2024-03-04 | 2025-03-04 | Solar Panels | Sunpower | SPR-X21-350-BLK-E-AC |  | 0.35 | 21 | 263 | 18 |  | Fixed | Roof
NJADRE1555786989 | Administratively Determined Incentive Program | South Plainfield | 7080 | 11 | 18.55 | Residential | Behind the Meter | No | Net Metered Residential | SunPower Corporation |  | PSE&G | Accepted | 2024-02-15 | 2024-03-04 | 2025-03-04 | Solar Panels | Sunpower | SPR-X21-350-BLK-E-AC |  | 0.35 | 24 | 263 | 18 |  | Fixed | Roof
NJADRE1555786989 | Administratively Determined Incentive Program | South Plainfield | 7080 | 11 | 18.55 | Residential | Behind the Meter | No | Net Metered Residential | SunPower Corporation |  | PSE&G | Accepted | 2024-02-15 | 2024-03-04 | 2025-03-04 | Inverters | Enphase | IQ7XS-96-ACM-US | 315 |  | 53 |  |  | 0.98 |  | Other | Under Each Panel
NJADRE1555786989 | Administratively Determined Incentive Program | South Plainfield | 7080 | 11 | 18.55 | Residential | Behind the Meter | No | Net Metered Residential | SunPower Corporation |  | PSE&G | Accepted | 2024-02-15 | 2024-03-04 | 2025-03-04 | Electric Storage Battery | SunPower | SV-BASE19.5-C |  |  | 1 |  |  |  | Lithium Ion |  | Inside
NJADRE1555786994 | Administratively Determined Incentive Program | ERIAL | 8081 | 14 | 5.67 | Residential | Behind the Meter | Yes | Net Metered Residential | Sunrun Installation Services, Inc. |  | AC Electric | Accepted | 2024-02-15 | 2024-03-04 | 2025-03-04 | Inverters | SolarEdge Technologies | SE3800H-USMN | 3800 |  | 1 |  |  | 0.99 |  | Outdoor | Next to meter
NJADRE1555786994 | Administratively Determined Incentive Program | ERIAL | 8081 | 14 | 5.67 | Residential | Behind the Meter | Yes | Net Metered Residential | Sunrun Installation Services, Inc. |  | AC Electric | Accepted | 2024-02-15 | 2024-03-04 | 2025-03-04 | Solar Panels | Hanwha Q Cells | Q.PEAK DUO BLK ML-G10+ 405 |  | 0.405 | 14 | 100 | 26 |  | Fixed | Roof
NJADRE1555786998 | Administratively Determined Incentive Program | Neptune | 7753 | 17 | 10.53 | Residential | Behind the Meter | Yes | Net Metered Residential | Brilliant Installations Inc |  | JCP&L | Accepted | 2024-02-15 | 2024-03-05 | 2025-03-05 | Inverters | Enphase Energy | IQ8PLUS-72-2-US | 290 |  | 26 |  |  | 0.97 |  | Outdoor
NJADRE1555786998 | Administratively Determined Incentive Program | Neptune | 7753 | 17 | 10.53 | Residential | Behind the Meter | Yes | Net Metered Residential | Brilliant Installations Inc |  | JCP&L | Accepted | 2024-02-15 | 2024-03-05 | 2025-03-05 | Solar Panels | Hanwha QCells | Q.PEAK DUO BLK ML-G10+ 405W |  | 0.405 | 17 | 153 | 34 |  | Fixed | Roof
NJADRE1555786998 | Administratively Determined Incentive Program | Neptune | 7753 | 17 | 10.53 | Residential | Behind the Meter | Yes | Net Metered Residential | Brilliant Installations Inc |  | JCP&L | Accepted | 2024-02-15 | 2024-03-05 | 2025-03-05 | Solar Panels | Hanwha QCells | Q.PEAK DUO BLK ML-G10+ 405W |  | 0.405 | 9 | 333 | 34 |  | Fixed | Roof
NJADRE1555787006 | Administratively Determined Incentive Program | Carneys Point | 8069 | 16 | 9.72 | Residential | Behind the Meter | Yes | Net Metered Residential | Brilliant Installations Inc |  | AC Electric | Accepted | 2024-02-15 | 2024-03-05 | 2025-03-05 | Inverters | Enphase Energy | IQ8PLUS-72-2-US | 290 |  | 24 |  |  | 0.97 |  | Outdoor
NJADRE1555787006 | Administratively Determined Incentive Program | Carneys Point | 8069 | 16 | 9.72 | Residential | Behind the Meter | Yes | Net Metered Residential | Brilliant Installations Inc |  | AC Electric | Accepted | 2024-02-15 | 2024-03-05 | 2025-03-05 | Solar Panels | Hanwha QCells | Q.PEAK DUO BLK ML-G10+ 405W |  | 0.405 | 24 | 210 | 24 |  | Fixed | Roof
NJADRE1555787049 | Administratively Determined Incentive Program | GARFIELD | 7026 | 7 | 3.16 | Residential | Behind the Meter | No | Net Metered Residential | Bright Planet Solar |  | PSE&G | Accepted | 2024-02-15 | 2024-03-06 | 2025-03-06 | Inverters | Solar Edge | SE3000H-USRGM | 3000 |  | 1 |  |  | 0.98 |  | Outdoor | OUTSIDE
NJADRE1555787049 | Administratively Determined Incentive Program | GARFIELD | 7026 | 7 | 3.16 | Residential | Behind the Meter | No | Net Metered Residential | Bright Planet Solar |  | PSE&G | Accepted | 2024-02-15 | 2024-03-06 | 2025-03-06 | Solar Panels | Hanwha Q-Cells | Q.Peak Duo Blk ML-G10+ 395 |  | 0.395 | 1 | 342 | 40 |  | Fixed | Roof
NJADRE1555787049 | Administratively Determined Incentive Program | GARFIELD | 7026 | 7 | 3.16 | Residential | Behind the Meter | No | Net Metered Residential | Bright Planet Solar |  | PSE&G | Accepted | 2024-02-15 | 2024-03-06 | 2025-03-06 | Solar Panels | Hanwha Q-Cells | Q.Peak Duo Blk ML-G10+ 395 |  | 0.395 | 7 | 163 | 40 |  | Fixed | Roof
NJADRE1555787295 | Administratively Determined Incentive Program | NEWARK | 7103 | 9 | 2.43 | Residential | Behind the Meter | No | Small Net-Metered Non-Residential located on Rooftop, Carport, Canopy and Floating Solar | Voltaic Solaire LLC |  | PSE&G | Accepted | 2024-02-15 | 2024-03-11 | 2025-03-11 | Inverters | ENPHASE | IQ 7PLUS -72-2-US | 2 |  | 6 |  |  | 0.99 |  | Outdoor | Next to utility meter
NJADRE1555787295 | Administratively Determined Incentive Program | NEWARK | 7103 | 9 | 2.43 | Residential | Behind the Meter | No | Small Net-Metered Non-Residential located on Rooftop, Carport, Canopy and Floating Solar | Voltaic Solaire LLC |  | PSE&G | Accepted | 2024-02-15 | 2024-03-11 | 2025-03-11 | Solar Panels | HYUNDAI | HiS-S405YH(BK) |  | 0.405 | 6 | 107 | 5 |  | Fixed | Roof
NJADRE1555787308 | Administratively Determined Incentive Program | NEWARK | 7103 | 9 | 6.89 | Residential | Behind the Meter | No | Net Metered Residential | Voltaic Solaire LLC |  | PSE&G | Accepted | 2024-02-15 | 2024-03-06 | 2025-03-06 | Solar Panels | HYUNDAI | HiS-S405YH(BK) |  | 0.405 | 5 | 107 | 5 |  | Fixed | Roof
NJADRE1555787308 | Administratively Determined Incentive Program | NEWARK | 7103 | 9 | 6.89 | Residential | Behind the Meter | No | Net Metered Residential | Voltaic Solaire LLC |  | PSE&G | Accepted | 2024-02-15 | 2024-03-06 | 2025-03-06 | Solar Panels | HYUNDAI | HiS-S405YH(BK) |  | 0.405 | 12 | 197 | 45 |  | Fixed | Roof
NJADRE1555787308 | Administratively Determined Incentive Program | NEWARK | 7103 | 9 | 6.89 | Residential | Behind the Meter | No | Net Metered Residential | Voltaic Solaire LLC |  | PSE&G | Accepted | 2024-02-15 | 2024-03-06 | 2025-03-06 | Inverters | ENPHASE | IQ 7PLUS -72-2-US | 5 |  | 17 |  |  | 0.99 |  | Outdoor | Next to utility meter
NJADRE1555787310 | Administratively Determined Incentive Program | Plainfield | 7062 | 10 | 5.53 | Residential | Behind the Meter | No | Net Metered Residential | Bright Planet Solar |  | PSE&G | Accepted | 2024-02-15 | 2024-03-05 | 2025-03-05 | Inverters | Solar Edge | SE3800H-USRGM | 3800 |  | 1 |  |  | 0.98 |  | Outdoor | OUTSIDE
NJADRE1555787310 | Administratively Determined Incentive Program | Plainfield | 7062 | 10 | 5.53 | Residential | Behind the Meter | No | Net Metered Residential | Bright Planet Solar |  | PSE&G | Accepted | 2024-02-15 | 2024-03-05 | 2025-03-05 | Solar Panels | Canadian Solar | CS6R-395MS |  | 0.395 | 14 | 136 | 18 |  | Fixed | Roof
NJADRE1555789652 | Administratively Determined Incentive Program | LEBANON | 8833 | 4 | 19.2 | Residential | Behind the Meter | Yes | Net Metered Residential | Sunrun Installation Services, Inc. |  | JCP&L | Accepted | 2024-02-16 | 2024-03-04 | 2025-03-04 | Inverters | SolarEdge Technologies | SE7600H-USSN | 7600 |  | 1 |  |  | 0.99 |  | Outdoor
NJADRE1555789652 | Administratively Determined Incentive Program | LEBANON | 8833 | 4 | 19.2 | Residential | Behind the Meter | Yes | Net Metered Residential | Sunrun Installation Services, Inc. |  | JCP&L | Accepted | 2024-02-16 | 2024-03-04 | 2025-03-04 | Inverters | SolarEdge Technologies | SE6000H-USSN | 6000 |  | 1 |  |  | 0.99 |  | Outdoor
NJADRE1555789652 | Administratively Determined Incentive Program | LEBANON | 8833 | 4 | 19.2 | Residential | Behind the Meter | Yes | Net Metered Residential | Sunrun Installation Services, Inc. |  | JCP&L | Accepted | 2024-02-16 | 2024-03-04 | 2025-03-04 | Solar Panels | Hanwha Q Cells | Q.PEAK DUO BLK ML-G10+/T 400 |  | 0.4 | 8 | 5 | 25 |  | Fixed | Roof
NJADRE1555789652 | Administratively Determined Incentive Program | LEBANON | 8833 | 4 | 19.2 | Residential | Behind the Meter | Yes | Net Metered Residential | Sunrun Installation Services, Inc. |  | JCP&L | Accepted | 2024-02-16 | 2024-03-04 | 2025-03-04 | Solar Panels | Hanwha Q Cells | Q.PEAK DUO BLK ML-G10+/T 400 |  | 0.4 | 3 | 5 | 25 |  | Fixed | Roof
NJADRE1555789652 | Administratively Determined Incentive Program | LEBANON | 8833 | 4 | 19.2 | Residential | Behind the Meter | Yes | Net Metered Residential | Sunrun Installation Services, Inc. |  | JCP&L | Accepted | 2024-02-16 | 2024-03-04 | 2025-03-04 | Solar Panels | Hanwha Q Cells | Q.PEAK DUO BLK ML-G10+/T 400 |  | 0.4 | 5 | 95 | 25 |  | Fixed | Roof
NJADRE1555789652 | Administratively Determined Incentive Program | LEBANON | 8833 | 4 | 19.2 | Residential | Behind the Meter | Yes | Net Metered Residential | Sunrun Installation Services, Inc. |  | JCP&L | Accepted | 2024-02-16 | 2024-03-04 | 2025-03-04 | Solar Panels | Hanwha Q Cells | Q.PEAK DUO BLK ML-G10+/T 400 |  | 0.4 | 3 | 95 | 26 |  | Fixed | Roof
NJADRE1555789652 | Administratively Determined Incentive Program | LEBANON | 8833 | 4 | 19.2 | Residential | Behind the Meter | Yes | Net Metered Residential | Sunrun Installation Services, Inc. |  | JCP&L | Accepted | 2024-02-16 | 2024-03-04 | 2025-03-04 | Solar Panels | Hanwha Q Cells | Q.PEAK DUO BLK ML-G10+/T 400 |  | 0.4 | 7 | 275 | 26 |  | Fixed | Roof
NJADRE1555789652 | Administratively Determined Incentive Program | LEBANON | 8833 | 4 | 19.2 | Residential | Behind the Meter | Yes | Net Metered Residential | Sunrun Installation Services, Inc. |  | JCP&L | Accepted | 2024-02-16 | 2024-03-04 | 2025-03-04 | Solar Panels | Hanwha Q Cells | Q.PEAK DUO BLK ML-G10+/T 400 |  | 0.4 | 9 | 274 | 26 |  | Fixed | Roof
NJADRE1555789652 | Administratively Determined Incentive Program | LEBANON | 8833 | 4 | 19.2 | Residential | Behind the Meter | Yes | Net Metered Residential | Sunrun Installation Services, Inc. |  | JCP&L | Accepted | 2024-02-16 | 2024-03-04 | 2025-03-04 | Solar Panels | Hanwha Q Cells | Q.PEAK DUO BLK ML-G10+/T 400 |  | 0.4 | 13 | 185 | 27 |  | Fixed | Roof
NJADRE1555789656 | Administratively Determined Incentive Program | HILLSIDE | 7205 | 10 | 3.6 | Residential | Behind the Meter | Yes | Net Metered Residential | Sunrun Installation Services, Inc. |  | PSE&G | Accepted | 2024-02-16 | 2024-03-04 | 2025-03-04 | Inverters | SolarEdge Technologies | SE3800H-USMN | 3800 |  | 1 |  |  | 0.99 |  | Outdoor
NJADRE1555789656 | Administratively Determined Incentive Program | HILLSIDE | 7205 | 10 | 3.6 | Residential | Behind the Meter | Yes | Net Metered Residential | Sunrun Installation Services, Inc. |  | PSE&G | Accepted | 2024-02-16 | 2024-03-04 | 2025-03-04 | Solar Panels | Hanwha Q Cells | Q.PEAK DUO BLK ML-G10+/T 400 |  | 0.4 | 2 | 38 | 30 |  | Fixed | Roof
NJADRE1555789656 | Administratively Determined Incentive Program | HILLSIDE | 7205 | 10 | 3.6 | Residential | Behind the Meter | Yes | Net Metered Residential | Sunrun Installation Services, Inc. |  | PSE&G | Accepted | 2024-02-16 | 2024-03-04 | 2025-03-04 | Solar Panels | Hanwha Q Cells | Q.PEAK DUO BLK ML-G10+/T 400 |  | 0.4 | 2 | 218 | 13 |  | Fixed | Roof
NJADRE1555789656 | Administratively Determined Incentive Program | HILLSIDE | 7205 | 10 | 3.6 | Residential | Behind the Meter | Yes | Net Metered Residential | Sunrun Installation Services, Inc. |  | PSE&G | Accepted | 2024-02-16 | 2024-03-04 | 2025-03-04 | Solar Panels | Hanwha Q Cells | Q.PEAK DUO BLK ML-G10+/T 400 |  | 0.4 | 3 | 308 | 30 |  | Fixed | Roof
NJADRE1555789656 | Administratively Determined Incentive Program | HILLSIDE | 7205 | 10 | 3.6 | Residential | Behind the Meter | Yes | Net Metered Residential | Sunrun Installation Services, Inc. |  | PSE&G | Accepted | 2024-02-16 | 2024-03-04 | 2025-03-04 | Solar Panels | Hanwha Q Cells | Q.PEAK DUO BLK ML-G10+/T 400 |  | 0.4 | 2 | 218 | 30 |  | Fixed | Roof
NJADRE1555789662 | Administratively Determined Incentive Program | BORDENTOWN | 8505 | 13 | 5.6 | Residential | Behind the Meter | Yes | Net Metered Residential | Sunrun Installation Services, Inc. |  | PSE&G | Accepted | 2024-02-16 | 2024-03-04 | 2025-03-04 | Inverters | SolarEdge Technologies | SE3800H-USMN | 3800 |  | 1 |  |  | 0.99 |  | Outdoor
NJADRE1555789662 | Administratively Determined Incentive Program | BORDENTOWN | 8505 | 13 | 5.6 | Residential | Behind the Meter | Yes | Net Metered Residential | Sunrun Installation Services, Inc. |  | PSE&G | Accepted | 2024-02-16 | 2024-03-04 | 2025-03-04 | Solar Panels | Hanwha Q Cells | Q.PEAK DUO BLK ML-G10+/T 400 |  | 0.4 | 14 | 355 | 34 |  | Fixed | Roof
NJADRE1555789662 | Administratively Determined Incentive Program | BORDENTOWN | 8505 | 13 | 5.6 | Residential | Behind the Meter | Yes | Net Metered Residential | Sunrun Installation Services, Inc. |  | PSE&G | Accepted | 2024-02-16 | 2024-03-04 | 2025-03-04 | Electric Storage Battery | LG Chem | RESU 10H Prime |  |  | 1 |  |  |  | Lithium Ion |  | Outside
NJADRE1555789675 | Administratively Determined Incentive Program | ELMWOOD PARK | 7407 | 7 | 6.4 | Residential | Behind the Meter | Yes | Net Metered Residential | Sunrun Installation Services, Inc. |  | PSE&G | Accepted | 2024-02-16 | 2024-03-04 | 2025-03-04 | Inverters | SolarEdge Technologies | SE6000H-USSN | 6000 |  | 1 |  |  | 0.99 |  | Outside | Next to meter
NJADRE1555789675 | Administratively Determined Incentive Program | ELMWOOD PARK | 7407 | 7 | 6.4 | Residential | Behind the Meter | Yes | Net Metered Residential | Sunrun Installation Services, Inc. |  | PSE&G | Accepted | 2024-02-16 | 2024-03-04 | 2025-03-04 | Solar Panels | Hanwha Q Cells | Q.PEAK DUO BLK ML-G10+/t 400 |  | 0.4 | 10 | 116 | 22 |  | Fixed | Roof
NJADRE1555789675 | Administratively Determined Incentive Program | ELMWOOD PARK | 7407 | 7 | 6.4 | Residential | Behind the Meter | Yes | Net Metered Residential | Sunrun Installation Services, Inc. |  | PSE&G | Accepted | 2024-02-16 | 2024-03-04 | 2025-03-04 | Solar Panels | Hanwha Q Cells | Q.PEAK DUO BLK ML-G10+/t 400 |  | 0.4 | 6 | 206 | 22 |  | Fixed | Roof
NJADRE1555789675 | Administratively Determined Incentive Program | ELMWOOD PARK | 7407 | 7 | 6.4 | Residential | Behind the Meter | Yes | Net Metered Residential | Sunrun Installation Services, Inc. |  | PSE&G | Accepted | 2024-02-16 | 2024-03-04 | 2025-03-04 | Electric Storage Battery | Tesla | Powerwall |  |  | 1 |  |  |  | Lithium Ion |  | OUTSIDE?
NJADRE1555789680 | Administratively Determined Incentive Program | SOMERSET | 8873 | 5 | 6.94 | Residential | Behind the Meter | No | Net Metered Residential | Power Home Remodeling |  | PSE&G | Accepted | 2024-02-16 | 2024-03-04 | 2025-03-04 | Inverters | Solar | SE5000H-US | 5000 |  | 1 |  |  | 0.99 |  | Outdoor
NJADRE1555789680 | Administratively Determined Incentive Program | SOMERSET | 8873 | 5 | 6.94 | Residential | Behind the Meter | No | Net Metered Residential | Power Home Remodeling |  | PSE&G | Accepted | 2024-02-16 | 2024-03-04 | 2025-03-04 | Meters | SolarEdge | Revenue Grade Data Ansi C12.20 |  |  | 1 |  |  |  | Yes | Outdoor
NJADRE1555789680 | Administratively Determined Incentive Program | SOMERSET | 8873 | 5 | 6.94 | Residential | Behind the Meter | No | Net Metered Residential | Power Home Remodeling |  | PSE&G | Accepted | 2024-02-16 | 2024-03-04 | 2025-03-04 | Solar Panels | QCell | Q.PEAK DUO BLK-G10+ 365 |  | 0.365 | 19 | 209 | 23 |  | Fixed | Roof
NJADRE1555789695 | Administratively Determined Incentive Program | WEST ORANGE | 7052 | 9 | 13.77 | Residential | Behind the Meter | Yes | Net Metered Residential | SunnyMac LLC |  | PSE&G | Accepted | 2024-02-16 | 2024-03-13 | 2025-03-13 | Solar Panels | Q.PEAK DUO BLK ML-G10+ 405 | HANWHA |  | 0.405 | 4 | 198 | 19 |  | Fixed | Roof
NJADRE1555789695 | Administratively Determined Incentive Program | WEST ORANGE | 7052 | 9 | 13.77 | Residential | Behind the Meter | Yes | Net Metered Residential | SunnyMac LLC |  | PSE&G | Accepted | 2024-02-16 | 2024-03-13 | 2025-03-13 | Solar Panels | Q.PEAK DUO BLK ML-G10+ 405 | HANWHA |  | 0.405 | 17 | 288 | 27 |  | Fixed | Roof
NJADRE1555789695 | Administratively Determined Incentive Program | WEST ORANGE | 7052 | 9 | 13.77 | Residential | Behind the Meter | Yes | Net Metered Residential | SunnyMac LLC |  | PSE&G | Accepted | 2024-02-16 | 2024-03-13 | 2025-03-13 | Solar Panels | Q.PEAK DUO BLK ML-G10+ 405 | HANWHA |  | 0.405 | 13 | 108 | 27 |  | Fixed | Roof
NJADRE1555789695 | Administratively Determined Incentive Program | WEST ORANGE | 7052 | 9 | 13.77 | Residential | Behind the Meter | Yes | Net Metered Residential | SunnyMac LLC |  | PSE&G | Accepted | 2024-02-16 | 2024-03-13 | 2025-03-13 | Inverters | SE10000H-US | Solaredge | 10000 |  | 1 |  |  | 0.1 |  | Outdoor | next to meter
NJADRE1555789715 | Administratively Determined Incentive Program | MILLVILLE | 8332 | 20 | 11.46 | Residential | Behind the Meter | Yes | Net Metered Residential | Big Wave Roofing and Solar LLC |  | AC Electric | Accepted | 2024-02-16 | 2024-03-04 | 2025-03-04 | Inverters | Enphase Energy Inc | IQ7PLUS-72-2-US | 290 |  | 29 |  |  | 0.98 |  | Outside
NJADRE1555789715 | Administratively Determined Incentive Program | MILLVILLE | 8332 | 20 | 11.46 | Residential | Behind the Meter | Yes | Net Metered Residential | Big Wave Roofing and Solar LLC |  | AC Electric | Accepted | 2024-02-16 | 2024-03-04 | 2025-03-04 | Solar Panels | Canadian Solar | CS6R-395MS-HL |  | 0.395 | 2 | 334 | 45 |  | Fixed | Roof
NJADRE1555789715 | Administratively Determined Incentive Program | MILLVILLE | 8332 | 20 | 11.46 | Residential | Behind the Meter | Yes | Net Metered Residential | Big Wave Roofing and Solar LLC |  | AC Electric | Accepted | 2024-02-16 | 2024-03-04 | 2025-03-04 | Solar Panels | Canadian Solar | CS6R-395MS-HL |  | 0.395 | 3 | 64 | 45 |  | Fixed | Roof
NJADRE1555789715 | Administratively Determined Incentive Program | MILLVILLE | 8332 | 20 | 11.46 | Residential | Behind the Meter | Yes | Net Metered Residential | Big Wave Roofing and Solar LLC |  | AC Electric | Accepted | 2024-02-16 | 2024-03-04 | 2025-03-04 | Solar Panels | Canadian Solar | CS6R-395MS-HL |  | 0.395 | 5 | 334 | 45 |  | Fixed | Roof
NJADRE1555789715 | Administratively Determined Incentive Program | MILLVILLE | 8332 | 20 | 11.46 | Residential | Behind the Meter | Yes | Net Metered Residential | Big Wave Roofing and Solar LLC |  | AC Electric | Accepted | 2024-02-16 | 2024-03-04 | 2025-03-04 | Solar Panels | Canadian Solar | CS6R-395MS-HL |  | 0.395 | 2 | 64 | 45 |  | Fixed | Roof
NJADRE1555789715 | Administratively Determined Incentive Program | MILLVILLE | 8332 | 20 | 11.46 | Residential | Behind the Meter | Yes | Net Metered Residential | Big Wave Roofing and Solar LLC |  | AC Electric | Accepted | 2024-02-16 | 2024-03-04 | 2025-03-04 | Solar Panels | Canadian Solar | CS6R-395MS-HL |  | 0.395 | 8 | 244 | 45 |  | Fixed | Roof
NJADRE1555789715 | Administratively Determined Incentive Program | MILLVILLE | 8332 | 20 | 11.46 | Residential | Behind the Meter | Yes | Net Metered Residential | Big Wave Roofing and Solar LLC |  | AC Electric | Accepted | 2024-02-16 | 2024-03-04 | 2025-03-04 | Solar Panels | Canadian Solar | CS6R-395MS-HL |  | 0.395 | 1 | 334 | 45 |  | Fixed | Roof
NJADRE1555789715 | Administratively Determined Incentive Program | MILLVILLE | 8332 | 20 | 11.46 | Residential | Behind the Meter | Yes | Net Metered Residential | Big Wave Roofing and Solar LLC |  | AC Electric | Accepted | 2024-02-16 | 2024-03-04 | 2025-03-04 | Solar Panels | Canadian Solar | CS6R-395MS-HL |  | 0.395 | 2 | 64 | 45 |  | Fixed | Roof
NJADRE1555789715 | Administratively Determined Incentive Program | MILLVILLE | 8332 | 20 | 11.46 | Residential | Behind the Meter | Yes | Net Metered Residential | Big Wave Roofing and Solar LLC |  | AC Electric | Accepted | 2024-02-16 | 2024-03-04 | 2025-03-04 | Solar Panels | Canadian Solar | CS6R-395MS-HL |  | 0.395 | 2 | 154 | 45 |  | Fixed | Roof
NJADRE1555789715 | Administratively Determined Incentive Program | MILLVILLE | 8332 | 20 | 11.46 | Residential | Behind the Meter | Yes | Net Metered Residential | Big Wave Roofing and Solar LLC |  | AC Electric | Accepted | 2024-02-16 | 2024-03-04 | 2025-03-04 | Solar Panels | Canadian Solar | CS6R-395MS-HL |  | 0.395 | 2 | 244 | 45 |  | Fixed | Roof
NJADRE1555789715 | Administratively Determined Incentive Program | MILLVILLE | 8332 | 20 | 11.46 | Residential | Behind the Meter | Yes | Net Metered Residential | Big Wave Roofing and Solar LLC |  | AC Electric | Accepted | 2024-02-16 | 2024-03-04 | 2025-03-04 | Solar Panels | Canadian Solar | CS6R-395MS-HL |  | 0.395 | 2 | 64 | 45 |  | Fixed | Roof
NJADRE1555789726 | Administratively Determined Incentive Program | Fair Lawn Boro | 7410 | 7 | 4.4 | Residential | Behind the Meter | Yes | Net Metered Residential | Sunrun Installation Services, Inc. |  | PSE&G | Accepted | 2024-02-16 | 2024-03-04 | 2025-03-04 | Inverters | SolarEdge Technologies | SE3800H-USMN | 3800 |  | 1 |  |  | 0.99 |  | Outside | Next to meter
NJADRE1555789726 | Administratively Determined Incentive Program | Fair Lawn Boro | 7410 | 7 | 4.4 | Residential | Behind the Meter | Yes | Net Metered Residential | Sunrun Installation Services, Inc. |  | PSE&G | Accepted | 2024-02-16 | 2024-03-04 | 2025-03-04 | Solar Panels | Hanwha Q Cells | Q.PEAK DUO BLK ML-G10+/t 400 |  | 0.4 | 2 | 157 | 29 |  | Fixed | Roof
NJADRE1555789726 | Administratively Determined Incentive Program | Fair Lawn Boro | 7410 | 7 | 4.4 | Residential | Behind the Meter | Yes | Net Metered Residential | Sunrun Installation Services, Inc. |  | PSE&G | Accepted | 2024-02-16 | 2024-03-04 | 2025-03-04 | Solar Panels | Hanwha Q Cells | Q.PEAK DUO BLK ML-G10+/t 400 |  | 0.4 | 7 | 337 | 16 |  | Fixed | Roof
NJADRE1555789726 | Administratively Determined Incentive Program | Fair Lawn Boro | 7410 | 7 | 4.4 | Residential | Behind the Meter | Yes | Net Metered Residential | Sunrun Installation Services, Inc. |  | PSE&G | Accepted | 2024-02-16 | 2024-03-04 | 2025-03-04 | Solar Panels | Hanwha Q Cells | Q.PEAK DUO BLK ML-G10+/t 400 |  | 0.4 | 2 | 337 | 29 |  | Fixed | Roof
NJADRE1555789727 | Administratively Determined Incentive Program | HAMMONTON | 8037 | 19 | 15.8 | Residential | Behind the Meter | Yes | Net Metered Residential | Sunny Mac LLC |  | AC Electric | Accepted | 2024-02-16 | 2024-03-04 | 2025-03-04 | Solar Panels | Q.PEAK DUO BLK ML-G10+ 405 | HANWHA |  | 0.405 | 18 | 36 | 23 |  | Fixed | Roof
NJADRE1555789727 | Administratively Determined Incentive Program | HAMMONTON | 8037 | 19 | 15.8 | Residential | Behind the Meter | Yes | Net Metered Residential | Sunny Mac LLC |  | AC Electric | Accepted | 2024-02-16 | 2024-03-04 | 2025-03-04 | Solar Panels | Q.PEAK DUO BLK ML-G10+ 405 | HANWHA |  | 0.405 | 21 | 21 | 23 |  | Fixed | Roof
NJADRE1555789727 | Administratively Determined Incentive Program | HAMMONTON | 8037 | 19 | 15.8 | Residential | Behind the Meter | Yes | Net Metered Residential | Sunny Mac LLC |  | AC Electric | Accepted | 2024-02-16 | 2024-03-04 | 2025-03-04 | Inverters | SE 11400H-US | Solaredge | 11400 |  | 1 |  |  | 0.1 |  | Outdoor | next to meter
NJADRE1555789727 | Administratively Determined Incentive Program | HAMMONTON | 8037 | 19 | 15.8 | Residential | Behind the Meter | Yes | Net Metered Residential | Sunny Mac LLC |  | AC Electric | Accepted | 2024-02-16 | 2024-03-04 | 2025-03-04 | Meters | SE-RGMTR-1D-240C-B | Solaredge |  |  | 1 |  |  |  | Yes | Outdoor
NJADRE1555789733 | Administratively Determined Incentive Program | HILLSBOROUGH | 8844 | 5 | 11.07 | Residential | Behind the Meter | No | Net Metered Residential | Whitman Construction |  | PSE&G | Accepted | 2024-02-27 | 2024-03-18 | 2025-03-18 | Solar Panels | HANWHA | Q.PEAK DUO BLK ML-G10+ 405 |  | 0.41 | 11 | fixed | 18 |  | Fixed | Roof
NJADRE1555789733 | Administratively Determined Incentive Program | HILLSBOROUGH | 8844 | 5 | 11.07 | Residential | Behind the Meter | No | Net Metered Residential | Whitman Construction |  | PSE&G | Accepted | 2024-02-27 | 2024-03-18 | 2025-03-18 | Solar Panels | HANWHA | Q.PEAK DUO BLK ML-G10+ |  | 0.41 | 12 | fixed | 18 |  | Fixed | Roof
NJADRE1555789733 | Administratively Determined Incentive Program | HILLSBOROUGH | 8844 | 5 | 11.07 | Residential | Behind the Meter | No | Net Metered Residential | Whitman Construction |  | PSE&G | Accepted | 2024-02-27 | 2024-03-18 | 2025-03-18 | Solar Panels | HANWHA | Q.PEAK DUO BLK ML-G10+ |  | 0.41 | 2 | fixed | 23 |  | Fixed | Roof
NJADRE1555789733 | Administratively Determined Incentive Program | HILLSBOROUGH | 8844 | 5 | 11.07 | Residential | Behind the Meter | No | Net Metered Residential | Whitman Construction |  | PSE&G | Accepted | 2024-02-27 | 2024-03-18 | 2025-03-18 | Solar Panels | HANWHA | Q.PEAK DUO BLK ML-G10+ |  | 0.41 | 2 | fixed | 23 |  | Fixed | Roof
NJADRE1555789733 | Administratively Determined Incentive Program | HILLSBOROUGH | 8844 | 5 | 11.07 | Residential | Behind the Meter | No | Net Metered Residential | Whitman Construction |  | PSE&G | Accepted | 2024-02-27 | 2024-03-18 | 2025-03-18 | Inverters | Enphase | IQ8M-72-2-US | 240 |  | 27 |  |  | 0.975 |  | Outdoor
NJADRE1555789746 | Administratively Determined Incentive Program | Princeton | 8540 | 12 | 11.05 | Residential | Behind the Meter | No | Net Metered Residential | Impact Solar, LLC |  | PSE&G | Accepted | 2024-02-16 | 2024-03-04 | 2025-03-04 | Meters | Enphase | Envoy |  |  | 1 |  |  |  | Yes
NJADRE1555789746 | Administratively Determined Incentive Program | Princeton | 8540 | 12 | 11.05 | Residential | Behind the Meter | No | Net Metered Residential | Impact Solar, LLC |  | PSE&G | Accepted | 2024-02-16 | 2024-03-04 | 2025-03-04 | Inverters | Enphase | IQ8PLUS-72-2-US | 290 |  | 26 |  |  | 0.97 |  | Outside | under panels
NJADRE1555789746 | Administratively Determined Incentive Program | Princeton | 8540 | 12 | 11.05 | Residential | Behind the Meter | No | Net Metered Residential | Impact Solar, LLC |  | PSE&G | Accepted | 2024-02-16 | 2024-03-04 | 2025-03-04 | Solar Panels | Q.Tron | Q.Tron BLK M-G2+ 425 |  | 0.425 | 11 | 134 | 23 |  | Fixed | Roof
NJADRE1555789746 | Administratively Determined Incentive Program | Princeton | 8540 | 12 | 11.05 | Residential | Behind the Meter | No | Net Metered Residential | Impact Solar, LLC |  | PSE&G | Accepted | 2024-02-16 | 2024-03-04 | 2025-03-04 | Solar Panels | Q.Tron | Q.Tron BLK M-G2+ 425 |  | 0.425 | 9 | 314 | 23 |  | Fixed | Roof
NJADRE1555789746 | Administratively Determined Incentive Program | Princeton | 8540 | 12 | 11.05 | Residential | Behind the Meter | No | Net Metered Residential | Impact Solar, LLC |  | PSE&G | Accepted | 2024-02-16 | 2024-03-04 | 2025-03-04 | Solar Panels | Q.Tron | Q.Tron BLK M-G2+ 425 |  | 0.425 | 6 | 224 | 41 |  | Fixed | Roof
NJADRE1555789760 | Administratively Determined Incentive Program | Plainfield | 7060 | 10 | 6.4 | Residential | Behind the Meter | Yes | Net Metered Residential | Power Energy Solutions |  | PSE&G | Accepted | 2024-02-16 | 2024-03-04 | 2025-03-04 | Inverters | SolarEdge | SE6000H-US | 6 |  | 1 |  |  | 0.97 |  | Outdoor
NJADRE1555789760 | Administratively Determined Incentive Program | Plainfield | 7060 | 10 | 6.4 | Residential | Behind the Meter | Yes | Net Metered Residential | Power Energy Solutions |  | PSE&G | Accepted | 2024-02-16 | 2024-03-04 | 2025-03-04 | Solar Panels | Canadian Solar | CS6R-400MS-HL HIKU6 BLACK MONO |  | 0.4 | 10 | 268 | 23 |  | Fixed | Roof
NJADRE1555789760 | Administratively Determined Incentive Program | Plainfield | 7060 | 10 | 6.4 | Residential | Behind the Meter | Yes | Net Metered Residential | Power Energy Solutions |  | PSE&G | Accepted | 2024-02-16 | 2024-03-04 | 2025-03-04 | Solar Panels | Canadian Solar | CS6R-400MS-HL HIKU6 BLACK MONO |  | 0.4 | 6 | 88 | 23 |  | Fixed | Roof
NJADRE1555789768 | Administratively Determined Incentive Program | Pleasantville | 8232 | 19 | 13.43 | Residential | Behind the Meter | Yes | Net Metered Residential | Big Wave Roofing and Solar LLC |  | AC Electric | Accepted | 2024-02-16 | 2024-03-04 | 2025-03-04 | Inverters | Enphase Energy Inc | IQ7PLUS-72-2-US | 290 |  | 34 |  |  | 0.98 |  | Outside
NJADRE1555789768 | Administratively Determined Incentive Program | Pleasantville | 8232 | 19 | 13.43 | Residential | Behind the Meter | Yes | Net Metered Residential | Big Wave Roofing and Solar LLC |  | AC Electric | Accepted | 2024-02-16 | 2024-03-04 | 2025-03-04 | Solar Panels | Canadian Solar | CS6R-395MS-HL |  | 0.395 | 18 | 28 | 21 |  | Fixed | Roof
NJADRE1555789768 | Administratively Determined Incentive Program | Pleasantville | 8232 | 19 | 13.43 | Residential | Behind the Meter | Yes | Net Metered Residential | Big Wave Roofing and Solar LLC |  | AC Electric | Accepted | 2024-02-16 | 2024-03-04 | 2025-03-04 | Solar Panels | Canadian Solar | CS6R-395MS-HL |  | 0.395 | 16 | 208 | 21 |  | Fixed | Roof
NJADRE1555789798 | Administratively Determined Incentive Program | Phillipsburg | 8865 | 2 | 3.24 | Residential | Behind the Meter | Yes | Net Metered Residential | Trinity Solar Inc. |  | JCP&L | Accepted | 2024-02-16 | 2024-03-04 | 2025-03-04 | Inverters | Solar Edge | SE3000H-US | 3000 |  | 1 |  |  | 0.97 |  | Outside
NJADRE1555789798 | Administratively Determined Incentive Program | Phillipsburg | 8865 | 2 | 3.24 | Residential | Behind the Meter | Yes | Net Metered Residential | Trinity Solar Inc. |  | JCP&L | Accepted | 2024-02-16 | 2024-03-04 | 2025-03-04 | Solar Panels | HANWHA | Q.PEAK DUO BLK ML-G10+ 405 |  | 0.405 | 8 | 206 | 37 |  | Fixed | Roof
NJADRE1555789813 | Administratively Determined Incentive Program | BRICK | 8723 | 18 | 4.4 | Residential | Behind the Meter | Yes | Net Metered Residential | Sunrun Installation Services, Inc. |  | JCP&L | Accepted | 2024-02-16 | 2024-03-04 | 2025-03-04 | Inverters | SolarEdge Technologies | SE3800H-USMN | 3800 |  | 1 |  |  | 0.99 |  | Outdoor | Next to meter
NJADRE1555789813 | Administratively Determined Incentive Program | BRICK | 8723 | 18 | 4.4 | Residential | Behind the Meter | Yes | Net Metered Residential | Sunrun Installation Services, Inc. |  | JCP&L | Accepted | 2024-02-16 | 2024-03-04 | 2025-03-04 | Solar Panels | Hanwha Q Cells | Q.PEAK DUO BLK ML-G10+/t 400 |  | 0.4 | 11 | 323 | 19 |  | Fixed | Roof
NJADRE1555789817 | Administratively Determined Incentive Program | FRANKLINVILLE | 8322 | 15 | 8 | Residential | Behind the Meter | No | Net Metered Residential | VELOCITY ENERGY & HOME SOLUTIONS, INC |  | AC Electric | Accepted | 2024-02-16 | 2024-03-05 | 2025-03-05 | Solar Panels | phono | 400w |  | 0.4 | 20 | 75 | 22 |  | Fixed | Roof
NJADRE1555789817 | Administratively Determined Incentive Program | FRANKLINVILLE | 8322 | 15 | 8 | Residential | Behind the Meter | No | Net Metered Residential | VELOCITY ENERGY & HOME SOLUTIONS, INC |  | AC Electric | Accepted | 2024-02-16 | 2024-03-05 | 2025-03-05 | Inverters | ENPHASE | IQ8PLUS-72-2-US | 290 |  | 20 |  |  | 0.99 |  | Other | BEHIND PANELS
NJADRE1555789837 | Administratively Determined Incentive Program | JERSEY CITY | 7305 | 8 | 4.05 | Residential | Behind the Meter | No | Net Metered Residential | Seabright Solar |  | PSE&G | Accepted | 2024-02-16 | 2024-03-15 | 2025-03-15 | Solar Panels | Sunpower | SPR-U-405 |  | 0.405 | 10 | 202 | 30 |  | Fixed | Roof
NJADRE1555789837 | Administratively Determined Incentive Program | JERSEY CITY | 7305 | 8 | 4.05 | Residential | Behind the Meter | No | Net Metered Residential | Seabright Solar |  | PSE&G | Accepted | 2024-02-16 | 2024-03-15 | 2025-03-15 | Inverters | Enphase | IQ 7HS | 384 |  | 10 |  |  | 0.99 |  | Outside
NJADRE1555789842 | Administratively Determined Incentive Program | WEST ORANGE | 7052 | 9 | 22.52 | Residential | Behind the Meter | No | Net Metered Residential | Fusion Solar Energy |  | PSE&G | Accepted | 2024-02-16 | 2024-03-05 | 2025-03-05 | Solar Panels | CANADIAN SOLAR | CS6R-395MS-HL |  | 0.395 | 34 | 288 | 30 |  | Fixed | Roof
NJADRE1555789842 | Administratively Determined Incentive Program | WEST ORANGE | 7052 | 9 | 22.52 | Residential | Behind the Meter | No | Net Metered Residential | Fusion Solar Energy |  | PSE&G | Accepted | 2024-02-16 | 2024-03-05 | 2025-03-05 | Solar Panels | CANADIAN SOLAR | CS6R-395MS-HL |  | 0.395 | 23 | 108 | 30 |  | Fixed | Roof
NJADRE1555789842 | Administratively Determined Incentive Program | WEST ORANGE | 7052 | 9 | 22.52 | Residential | Behind the Meter | No | Net Metered Residential | Fusion Solar Energy |  | PSE&G | Accepted | 2024-02-16 | 2024-03-05 | 2025-03-05 | Inverters | ENPHASE | IQ7PLUS-72-2-US | 290 |  | 57 |  |  | 0.99 |  | Outdoor
NJADRE1555789864 | Administratively Determined Incentive Program | Keyport | 7735 | 17 | 4.86 | Residential | Behind the Meter | No | Net Metered Residential | Trinity Solar LLC |  | JCP&L | Accepted | 2024-02-16 | 2024-03-04 | 2025-03-04 | Inverters | Solar Edge | SE3800H-US | 3800 |  | 1 |  |  | 0.97 |  | Indoor
NJADRE1555789864 | Administratively Determined Incentive Program | Keyport | 7735 | 17 | 4.86 | Residential | Behind the Meter | No | Net Metered Residential | Trinity Solar LLC |  | JCP&L | Accepted | 2024-02-16 | 2024-03-04 | 2025-03-04 | Solar Panels | HANWHA | Q.PEAK DUO BLK ML-G10+ 405 |  | 0.405 | 6 | 137 | 40 |  | Fixed | Roof
NJADRE1555789864 | Administratively Determined Incentive Program | Keyport | 7735 | 17 | 4.86 | Residential | Behind the Meter | No | Net Metered Residential | Trinity Solar LLC |  | JCP&L | Accepted | 2024-02-16 | 2024-03-04 | 2025-03-04 | Solar Panels | HANWHA | Q.PEAK DUO BLK ML-G10+ 405 |  | 0.405 | 3 | 137 | 14 |  | Fixed | Roof
NJADRE1555789864 | Administratively Determined Incentive Program | Keyport | 7735 | 17 | 4.86 | Residential | Behind the Meter | No | Net Metered Residential | Trinity Solar LLC |  | JCP&L | Accepted | 2024-02-16 | 2024-03-04 | 2025-03-04 | Solar Panels | HANWHA | Q.PEAK DUO BLK ML-G10+ 405 |  | 0.405 | 3 | 317 | 14 |  | Fixed | Roof
NJADRE1555789870 | Administratively Determined Incentive Program | Piscataway Twp | 8854 | 11 | 4.8 | Residential | Behind the Meter | Yes | Net Metered Residential | Sunrun Installation Services, Inc. |  | PSE&G | Accepted | 2024-02-16 | 2024-03-04 | 2025-03-04 | Inverters | SolarEdge Technologies | SE3800H-USMN | 3800 |  | 1 |  |  | 0.99 |  | Outdoor | Next to meter
NJADRE1555789870 | Administratively Determined Incentive Program | Piscataway Twp | 8854 | 11 | 4.8 | Residential | Behind the Meter | Yes | Net Metered Residential | Sunrun Installation Services, Inc. |  | PSE&G | Accepted | 2024-02-16 | 2024-03-04 | 2025-03-04 | Solar Panels | Hanwha Q Cells | Q.PEAK DUO BLK ML-G10+/t 400 |  | 0.4 | 6 | 249 | 16 |  | Fixed | Roof
NJADRE1555789870 | Administratively Determined Incentive Program | Piscataway Twp | 8854 | 11 | 4.8 | Residential | Behind the Meter | Yes | Net Metered Residential | Sunrun Installation Services, Inc. |  | PSE&G | Accepted | 2024-02-16 | 2024-03-04 | 2025-03-04 | Solar Panels | Hanwha Q Cells | Q.PEAK DUO BLK ML-G10+/t 400 |  | 0.4 | 6 | 249 | 19 |  | Fixed | Roof
NJADRE1555789880 | Administratively Determined Incentive Program | Newfield | 8344 | 15 | 14.8 | Residential | Behind the Meter | Yes | Net Metered Residential | Sunrun Installation Services, Inc. |  | AC Electric | Accepted | 2024-02-16 | 2024-03-04 | 2025-03-04 | Inverters | DELTA ELECTRONICS | E6-TL-US | 12000 |  | 2 |  |  | 0.975 |  | Outdoor | Next to meter
NJADRE1555789880 | Administratively Determined Incentive Program | Newfield | 8344 | 15 | 14.8 | Residential | Behind the Meter | Yes | Net Metered Residential | Sunrun Installation Services, Inc. |  | AC Electric | Accepted | 2024-02-16 | 2024-03-04 | 2025-03-04 | Solar Panels | Hanwha Q Cells | Q.PEAK DUO BLK ML-G10+/T 400 |  | 0.4 | 21 | 255 | 39 |  | Fixed | Roof
NJADRE1555789880 | Administratively Determined Incentive Program | Newfield | 8344 | 15 | 14.8 | Residential | Behind the Meter | Yes | Net Metered Residential | Sunrun Installation Services, Inc. |  | AC Electric | Accepted | 2024-02-16 | 2024-03-04 | 2025-03-04 | Solar Panels | Hanwha Q Cells | Q.PEAK DUO BLK ML-G10+/T 400 |  | 0.4 | 16 | 75 | 20 |  | Fixed | Roof
NJADRE1555789887 | Administratively Determined Incentive Program | MONROE TWP | 8831 | 11 | 4.74 | Residential | Behind the Meter | No | Net Metered Residential | Seapoint Solar Energy LLC |  | JCP&L | Accepted | 2024-02-22 | 2024-03-25 | 2025-03-25 | Solar Panels | Canadian Solar | CS6R-395MS-HL |  | 0.395 | 3 | 315 | 25 |  | Fixed | Roof
NJADRE1555789887 | Administratively Determined Incentive Program | MONROE TWP | 8831 | 11 | 4.74 | Residential | Behind the Meter | No | Net Metered Residential | Seapoint Solar Energy LLC |  | JCP&L | Accepted | 2024-02-22 | 2024-03-25 | 2025-03-25 | Solar Panels | Canadian Solar | CS6R-395MS-HL |  | 0.395 | 3 | 45 | 25 |  | Fixed | Roof
NJADRE1555789887 | Administratively Determined Incentive Program | MONROE TWP | 8831 | 11 | 4.74 | Residential | Behind the Meter | No | Net Metered Residential | Seapoint Solar Energy LLC |  | JCP&L | Accepted | 2024-02-22 | 2024-03-25 | 2025-03-25 | Solar Panels | Canadian Solar | CS6R-395MS-HL |  | 0.395 | 3 | 225 | 25 |  | Fixed | Roof
NJADRE1555789887 | Administratively Determined Incentive Program | MONROE TWP | 8831 | 11 | 4.74 | Residential | Behind the Meter | No | Net Metered Residential | Seapoint Solar Energy LLC |  | JCP&L | Accepted | 2024-02-22 | 2024-03-25 | 2025-03-25 | Solar Panels | Canadian Solar | CS6R-395MS-HL |  | 0.395 | 3 | 315 | 25 |  | Fixed | Roof
NJADRE1555789887 | Administratively Determined Incentive Program | MONROE TWP | 8831 | 11 | 4.74 | Residential | Behind the Meter | No | Net Metered Residential | Seapoint Solar Energy LLC |  | JCP&L | Accepted | 2024-02-22 | 2024-03-25 | 2025-03-25 | Inverters | ENPHASE IQ8PLUS | IQ8PLUS-72-2-US | 290 |  | 12 |  |  | 0.97 |  | Outdoor
NJADRE1555789909 | Administratively Determined Incentive Program | CLEMENTON | 8021 | 14 | 13.94 | Residential | Behind the Meter | Yes | Net Metered Residential | Skyline Solar LLC |  | PSE&G | Accepted | 2024-02-16 | 2024-03-05 | 2025-03-05 | Solar Panels | Hanwha Solar | Q.PEAK Duo BLK- ML-G10+ 410 |  | 0.41 | 9 | 18 | 90 |  | Fixed | Roof
NJADRE1555789909 | Administratively Determined Incentive Program | CLEMENTON | 8021 | 14 | 13.94 | Residential | Behind the Meter | Yes | Net Metered Residential | Skyline Solar LLC |  | PSE&G | Accepted | 2024-02-16 | 2024-03-05 | 2025-03-05 | Solar Panels | Hanwha Solar | Q.PEAK Duo BLK- ML-G10+ 410 |  | 0.41 | 16 | 122 | 18 |  | Fixed | Roof
NJADRE1555789909 | Administratively Determined Incentive Program | CLEMENTON | 8021 | 14 | 13.94 | Residential | Behind the Meter | Yes | Net Metered Residential | Skyline Solar LLC |  | PSE&G | Accepted | 2024-02-16 | 2024-03-05 | 2025-03-05 | Solar Panels | Hanwha Solar | Q.PEAK Duo BLK- ML-G10+ 410 |  | 0.41 | 6 | 302 | 18 |  | Fixed | Roof
NJADRE1555789909 | Administratively Determined Incentive Program | CLEMENTON | 8021 | 14 | 13.94 | Residential | Behind the Meter | Yes | Net Metered Residential | Skyline Solar LLC |  | PSE&G | Accepted | 2024-02-16 | 2024-03-05 | 2025-03-05 | Solar Panels | Hanwha Solar | Q.PEAK Duo BLK- ML-G10+ 410 |  | 0.41 | 3 | 32 | 17 |  | Fixed | Roof
NJADRE1555789909 | Administratively Determined Incentive Program | CLEMENTON | 8021 | 14 | 13.94 | Residential | Behind the Meter | Yes | Net Metered Residential | Skyline Solar LLC |  | PSE&G | Accepted | 2024-02-16 | 2024-03-05 | 2025-03-05 | Inverters | Enphase Envoy | Enphase Envoy | 290 |  | 34 |  |  | 0.976 |  | Outside
NJADRE1555789923 | Administratively Determined Incentive Program | CAPE MAY COURT HOUSE | 8210 | 21 | 11.34 | Residential | Behind the Meter | Yes | Net Metered Residential | Trinity Solar Inc. |  | AC Electric | Accepted | 2024-02-16 | 2024-03-04 | 2025-03-04 | Inverters | Solar Edge | SE10000H-US | 10000 |  | 1 |  |  | 0.97 |  | Outdoor
NJADRE1555789923 | Administratively Determined Incentive Program | CAPE MAY COURT HOUSE | 8210 | 21 | 11.34 | Residential | Behind the Meter | Yes | Net Metered Residential | Trinity Solar Inc. |  | AC Electric | Accepted | 2024-02-16 | 2024-03-04 | 2025-03-04 | Solar Panels | HANWHA | (Q.PEAK DUO BLK ML-G10+ 405) |  | 0.405 | 10 | 28 | 27 |  | Fixed | Roof
NJADRE1555789923 | Administratively Determined Incentive Program | CAPE MAY COURT HOUSE | 8210 | 21 | 11.34 | Residential | Behind the Meter | Yes | Net Metered Residential | Trinity Solar Inc. |  | AC Electric | Accepted | 2024-02-16 | 2024-03-04 | 2025-03-04 | Solar Panels | HANWHA | (Q.PEAK DUO BLK ML-G10+ 405) |  | 0.405 | 6 | 208 | 27 |  | Fixed | Roof
NJADRE1555789923 | Administratively Determined Incentive Program | CAPE MAY COURT HOUSE | 8210 | 21 | 11.34 | Residential | Behind the Meter | Yes | Net Metered Residential | Trinity Solar Inc. |  | AC Electric | Accepted | 2024-02-16 | 2024-03-04 | 2025-03-04 | Solar Panels | HANWHA | (Q.PEAK DUO BLK ML-G10+ 405) |  | 0.405 | 4 | 118 | 26 |  | Fixed | Roof
NJADRE1555789923 | Administratively Determined Incentive Program | CAPE MAY COURT HOUSE | 8210 | 21 | 11.34 | Residential | Behind the Meter | Yes | Net Metered Residential | Trinity Solar Inc. |  | AC Electric | Accepted | 2024-02-16 | 2024-03-04 | 2025-03-04 | Solar Panels | HANWHA | (Q.PEAK DUO BLK ML-G10+ 405) |  | 0.405 | 4 | 298 | 26 |  | Fixed | Roof
NJADRE1555789923 | Administratively Determined Incentive Program | CAPE MAY COURT HOUSE | 8210 | 21 | 11.34 | Residential | Behind the Meter | Yes | Net Metered Residential | Trinity Solar Inc. |  | AC Electric | Accepted | 2024-02-16 | 2024-03-04 | 2025-03-04 | Solar Panels | HANWHA | (Q.PEAK DUO BLK ML-G10+ 405) |  | 0.405 | 2 | 118 | 25 |  | Fixed | Roof
NJADRE1555789923 | Administratively Determined Incentive Program | CAPE MAY COURT HOUSE | 8210 | 21 | 11.34 | Residential | Behind the Meter | Yes | Net Metered Residential | Trinity Solar Inc. |  | AC Electric | Accepted | 2024-02-16 | 2024-03-04 | 2025-03-04 | Solar Panels | HANWHA | (Q.PEAK DUO BLK ML-G10+ 405) |  | 0.405 | 2 | 298 | 25 |  | Fixed | Roof
NJADRE1555789924 | Administratively Determined Incentive Program | Elizabeth | 7202 | 10 | 3.6 | Residential | Behind the Meter | Yes | Net Metered Residential | Sunrun Installation Services, Inc. |  | PSE&G | Accepted | 2024-02-16 | 2024-03-04 | 2025-03-04 | Inverters | Delta Electronics | E4-TL-US | 4000 |  | 1 |  |  | 0.975 |  | Outdoor | next to meter
NJADRE1555789924 | Administratively Determined Incentive Program | Elizabeth | 7202 | 10 | 3.6 | Residential | Behind the Meter | Yes | Net Metered Residential | Sunrun Installation Services, Inc. |  | PSE&G | Accepted | 2024-02-16 | 2024-03-04 | 2025-03-04 | Solar Panels | Hanwha Q Cells | Q.PEAK DUO BLK ML-G10+/t 400 |  | 0.4 | 9 | 80 | 36 |  | Fixed | Roof
NJADRE1555789928 | Administratively Determined Incentive Program | TEANECK | 7666 | 7 | 4.4 | Residential | Behind the Meter | Yes | Net Metered Residential | Sunrun Installation Services, Inc. |  | PSE&G | Accepted | 2024-02-16 | 2024-03-04 | 2025-03-04 | Inverters | SolarEdge Technologies | SE3800H-USMN | 3800 |  | 1 |  |  | 0.99 |  | Outside | Next to meter
NJADRE1555789928 | Administratively Determined Incentive Program | TEANECK | 7666 | 7 | 4.4 | Residential | Behind the Meter | Yes | Net Metered Residential | Sunrun Installation Services, Inc. |  | PSE&G | Accepted | 2024-02-16 | 2024-03-04 | 2025-03-04 | Solar Panels | Hanwha Q Cells | Q.PEAK DUO BLK ML-G10+/t 400 |  | 0.4 | 11 | 207 | 18 |  | Fixed | Roof
NJADRE1555789934 | Administratively Determined Incentive Program | SUMMIT | 7901 | 10 | 9.72 | Residential | Behind the Meter | No | Net Metered Residential | New Jersey Power Solutions |  | JCP&L | Accepted | 2024-02-16 | 2024-03-05 | 2025-03-05 | Solar Panels | Q Peak DUO BLK ML-G10.a 405 | Hanwha |  | 0.405 | 8 | 219 | 22 |  | Fixed | Roof
NJADRE1555789934 | Administratively Determined Incentive Program | SUMMIT | 7901 | 10 | 9.72 | Residential | Behind the Meter | No | Net Metered Residential | New Jersey Power Solutions |  | JCP&L | Accepted | 2024-02-16 | 2024-03-05 | 2025-03-05 | Solar Panels | Q Peak DUO BLK ML-G10.a 405 | Hanwha |  | 0.405 | 5 | 309 | 2 |  | Fixed | Roof
NJADRE1555789934 | Administratively Determined Incentive Program | SUMMIT | 7901 | 10 | 9.72 | Residential | Behind the Meter | No | Net Metered Residential | New Jersey Power Solutions |  | JCP&L | Accepted | 2024-02-16 | 2024-03-05 | 2025-03-05 | Solar Panels | Q Peak DUO BLK ML-G10.a 405 | Hanwha |  | 0.405 | 4 | 129 | 3 |  | Fixed | Roof
NJADRE1555789934 | Administratively Determined Incentive Program | SUMMIT | 7901 | 10 | 9.72 | Residential | Behind the Meter | No | Net Metered Residential | New Jersey Power Solutions |  | JCP&L | Accepted | 2024-02-16 | 2024-03-05 | 2025-03-05 | Solar Panels | Q Peak DUO BLK ML-G10.a 405 | Hanwha |  | 0.405 | 7 | 219 | 18 |  | Fixed | Roof
NJADRE1555789934 | Administratively Determined Incentive Program | SUMMIT | 7901 | 10 | 9.72 | Residential | Behind the Meter | No | Net Metered Residential | New Jersey Power Solutions |  | JCP&L | Accepted | 2024-02-16 | 2024-03-05 | 2025-03-05 | Inverters | IQ8PLUS-72-2-US | Enphase | 290 |  | 24 |  |  | 0.975 |  | Outside | Roof
NJADRE1555789961 | Administratively Determined Incentive Program | Willingboro Twp | 8046 | 13 | 10.8 | Residential | Behind the Meter | Yes | Net Metered Residential | Sunrun Installation Services, Inc. |  | PSE&G | Accepted | 2024-02-16 | 2024-03-05 | 2025-03-05 | Inverters | DELTA ELECTRONICS | E4-TL-US | 8000 |  | 2 |  |  | 0.975 |  | Outdoor | Next to meter
NJADRE1555789961 | Administratively Determined Incentive Program | Willingboro Twp | 8046 | 13 | 10.8 | Residential | Behind the Meter | Yes | Net Metered Residential | Sunrun Installation Services, Inc. |  | PSE&G | Accepted | 2024-02-16 | 2024-03-05 | 2025-03-05 | Solar Panels | Hanwha Q Cells | Q.PEAK DUO BLK ML-G10+/T 400 |  | 0.4 | 5 | 231 | 23 |  | Fixed | Roof
NJADRE1555789961 | Administratively Determined Incentive Program | Willingboro Twp | 8046 | 13 | 10.8 | Residential | Behind the Meter | Yes | Net Metered Residential | Sunrun Installation Services, Inc. |  | PSE&G | Accepted | 2024-02-16 | 2024-03-05 | 2025-03-05 | Solar Panels | Hanwha Q Cells | Q.PEAK DUO BLK ML-G10+/T 400 |  | 0.4 | 5 | 231 | 23 |  | Fixed | Roof
NJADRE1555789961 | Administratively Determined Incentive Program | Willingboro Twp | 8046 | 13 | 10.8 | Residential | Behind the Meter | Yes | Net Metered Residential | Sunrun Installation Services, Inc. |  | PSE&G | Accepted | 2024-02-16 | 2024-03-05 | 2025-03-05 | Solar Panels | Hanwha Q Cells | Q.PEAK DUO BLK ML-G10+/T 400 |  | 0.4 | 8 | 141 | 22 |  | Fixed | Roof
NJADRE1555789961 | Administratively Determined Incentive Program | Willingboro Twp | 8046 | 13 | 10.8 | Residential | Behind the Meter | Yes | Net Metered Residential | Sunrun Installation Services, Inc. |  | PSE&G | Accepted | 2024-02-16 | 2024-03-05 | 2025-03-05 | Solar Panels | Hanwha Q Cells | Q.PEAK DUO BLK ML-G10+/T 400 |  | 0.4 | 9 | 141 | 22 |  | Fixed | Roof
NJADRE1555789970 | Administratively Determined Incentive Program | Maplewood Twp | 7040 | 9 | 10.5 | Residential | Behind the Meter | Yes | Net Metered Residential | Sunrun Installation Services, Inc. |  | PSE&G | Accepted | 2024-02-16 | 2024-03-04 | 2025-03-04 | Inverters | SolarEdge Technologies | SE7600H-USSN | 7600 |  | 1 |  |  | 0.99 |  | Outside | Next to meter
NJADRE1555789970 | Administratively Determined Incentive Program | Maplewood Twp | 7040 | 9 | 10.5 | Residential | Behind the Meter | Yes | Net Metered Residential | Sunrun Installation Services, Inc. |  | PSE&G | Accepted | 2024-02-16 | 2024-03-04 | 2025-03-04 | Solar Panels | Vikram Solarr | VSMDHT.60.375.05 |  | 0.375 | 15 | 298 | 33 |  | Fixed | Roof
NJADRE1555789970 | Administratively Determined Incentive Program | Maplewood Twp | 7040 | 9 | 10.5 | Residential | Behind the Meter | Yes | Net Metered Residential | Sunrun Installation Services, Inc. |  | PSE&G | Accepted | 2024-02-16 | 2024-03-04 | 2025-03-04 | Solar Panels | Vikram Solar | VSMDHT.60.375.05 |  | 0.375 | 2 | 207 | 24 |  | Fixed | Roof
NJADRE1555789970 | Administratively Determined Incentive Program | Maplewood Twp | 7040 | 9 | 10.5 | Residential | Behind the Meter | Yes | Net Metered Residential | Sunrun Installation Services, Inc. |  | PSE&G | Accepted | 2024-02-16 | 2024-03-04 | 2025-03-04 | Solar Panels | Vikram Solar | VSMDHT.60.375.05 |  | 0.375 | 5 | 208 | 24 |  | Fixed | Roof
NJADRE1555789970 | Administratively Determined Incentive Program | Maplewood Twp | 7040 | 9 | 10.5 | Residential | Behind the Meter | Yes | Net Metered Residential | Sunrun Installation Services, Inc. |  | PSE&G | Accepted | 2024-02-16 | 2024-03-04 | 2025-03-04 | Solar Panels | Vikram Solar | VSMDHT.60.375.05 |  | 0.375 | 2 | 26 | 25 |  | Fixed | Roof
NJADRE1555789970 | Administratively Determined Incentive Program | Maplewood Twp | 7040 | 9 | 10.5 | Residential | Behind the Meter | Yes | Net Metered Residential | Sunrun Installation Services, Inc. |  | PSE&G | Accepted | 2024-02-16 | 2024-03-04 | 2025-03-04 | Solar Panels | Vikram Solar | VSMDHT.60.375.05 |  | 0.375 | 4 | 28 | 23 |  | Fixed | Roof
NJADRE1555789977 | Administratively Determined Incentive Program | Paramus | 7652 | 7 | 10.53 | Residential | Behind the Meter | Yes | Net Metered Residential | Trinity Solar Inc. |  | PSE&G | Accepted | 2024-02-16 | 2024-03-04 | 2025-03-04 | Inverters | Solar Edge | SE10000H-US | 10000 |  | 1 |  |  | 0.97 |  | Outside
NJADRE1555789977 | Administratively Determined Incentive Program | Paramus | 7652 | 7 | 10.53 | Residential | Behind the Meter | Yes | Net Metered Residential | Trinity Solar Inc. |  | PSE&G | Accepted | 2024-02-16 | 2024-03-04 | 2025-03-04 | Solar Panels | HANWHA | Q.PEAK DUO BLK ML-G10+ 405 |  | 0.405 | 6 | 298 | 23 |  | Fixed | Roof
NJADRE1555789977 | Administratively Determined Incentive Program | Paramus | 7652 | 7 | 10.53 | Residential | Behind the Meter | Yes | Net Metered Residential | Trinity Solar Inc. |  | PSE&G | Accepted | 2024-02-16 | 2024-03-04 | 2025-03-04 | Solar Panels | HANWHA | Q.PEAK DUO BLK ML-G10+ 405 |  | 0.405 | 14 | 118 | 23 |  | Fixed | Roof
NJADRE1555789977 | Administratively Determined Incentive Program | Paramus | 7652 | 7 | 10.53 | Residential | Behind the Meter | Yes | Net Metered Residential | Trinity Solar Inc. |  | PSE&G | Accepted | 2024-02-16 | 2024-03-04 | 2025-03-04 | Solar Panels | HANWHA | Q.PEAK DUO BLK ML-G10+ 405 |  | 0.405 | 4 | 118 | 18 |  | Fixed | Roof
NJADRE1555789977 | Administratively Determined Incentive Program | Paramus | 7652 | 7 | 10.53 | Residential | Behind the Meter | Yes | Net Metered Residential | Trinity Solar Inc. |  | PSE&G | Accepted | 2024-02-16 | 2024-03-04 | 2025-03-04 | Solar Panels | HANWHA | Q.PEAK DUO BLK ML-G10+ 405 |  | 0.405 | 2 | 118 | 23 |  | Fixed | Roof
NJADRE1555789980 | Administratively Determined Incentive Program | Tinton Falls | 7724 | 17 | 7.29 | Residential | Behind the Meter | Yes | Net Metered Residential | Trinity Solar Inc |  | JCP&L | Accepted | 2024-02-16 | 2024-03-04 | 2025-03-04 | Inverters | Solar Edge | SE6000H-US | 6 |  | 1 |  |  | 0.97 |  | Outdoor
NJADRE1555789980 | Administratively Determined Incentive Program | Tinton Falls | 7724 | 17 | 7.29 | Residential | Behind the Meter | Yes | Net Metered Residential | Trinity Solar Inc |  | JCP&L | Accepted | 2024-02-16 | 2024-03-04 | 2025-03-04 | Solar Panels | Hanwha | Q.PEAK DUO BLK ML-G10+ 405 |  | 0.405 | 18 | 263 | 18 |  | Fixed | Roof
NJADRE1555789983 | Administratively Determined Incentive Program | Cream Ridge | 8510 | 17 | 9.84 | Residential | Behind the Meter | Yes | Net Metered Residential | Venture Home Solar, LLC |  | JCP&L | Accepted | 2024-02-16 | 2024-03-06 | 2025-03-06 | Inverters | EnPhase | IQ8PLUS-72-2-US (240V) | 300 |  | 24 |  |  | 0.96667 |  | Outside
NJADRE1555789983 | Administratively Determined Incentive Program | Cream Ridge | 8510 | 17 | 9.84 | Residential | Behind the Meter | Yes | Net Metered Residential | Venture Home Solar, LLC |  | JCP&L | Accepted | 2024-02-16 | 2024-03-06 | 2025-03-06 | Solar Panels | Hanwha | Q.PEAK DUO BLK ML-G10+ 410 |  | 0.41 | 9 | 240 | 27 |  | Fixed | Roof
NJADRE1555789983 | Administratively Determined Incentive Program | Cream Ridge | 8510 | 17 | 9.84 | Residential | Behind the Meter | Yes | Net Metered Residential | Venture Home Solar, LLC |  | JCP&L | Accepted | 2024-02-16 | 2024-03-06 | 2025-03-06 | Solar Panels | Hanwha | Q.PEAK DUO BLK ML-G10+ 410 |  | 0.41 | 7 | 240 | 34 |  | Fixed | Roof
NJADRE1555789983 | Administratively Determined Incentive Program | Cream Ridge | 8510 | 17 | 9.84 | Residential | Behind the Meter | Yes | Net Metered Residential | Venture Home Solar, LLC |  | JCP&L | Accepted | 2024-02-16 | 2024-03-06 | 2025-03-06 | Solar Panels | Hanwha | Q.PEAK DUO BLK ML-G10+ 410 |  | 0.41 | 6 | 60 | 34 |  | Fixed | Roof
NJADRE1555789983 | Administratively Determined Incentive Program | Cream Ridge | 8510 | 17 | 9.84 | Residential | Behind the Meter | Yes | Net Metered Residential | Venture Home Solar, LLC |  | JCP&L | Accepted | 2024-02-16 | 2024-03-06 | 2025-03-06 | Solar Panels | Hanwha | Q.PEAK DUO BLK ML-G10+ 410 |  | 0.41 | 2 | 240 | 27 |  | Fixed | Roof
NJADRE1555789986 | Administratively Determined Incentive Program | EGG HARBOR TOWNSHIP | 8234 | 19 | 3.2 | Residential | Behind the Meter | Yes | Net Metered Residential | Sunrun Installation Services, Inc. |  | AC Electric | Accepted | 2024-02-16 | 2024-03-04 | 2025-03-04 | Inverters | Delta Electronics | E4-TL-US | 4000 |  | 1 |  |  | 0.975 |  | Outdoor | next to meter
NJADRE1555789986 | Administratively Determined Incentive Program | EGG HARBOR TOWNSHIP | 8234 | 19 | 3.2 | Residential | Behind the Meter | Yes | Net Metered Residential | Sunrun Installation Services, Inc. |  | AC Electric | Accepted | 2024-02-16 | 2024-03-04 | 2025-03-04 | Solar Panels | Hanwha Q Cells | Q.PEAK DUO BLK ML-G10+/t 400 |  | 0.4 | 8 | 310 | 18 |  | Fixed | Roof
NJADRE1555789989 | Administratively Determined Incentive Program | TABERNACLE | 8088 | 13 | 662.03 | Commercial | Behind the Meter | No | Small Net Metered Non-Residential Ground Mount | Paradise Solar and Electrical LLC |  | AC Electric | Accepted | 2024-02-19 | 2024-03-05 | 2025-03-05 | Inverters | SMA | CORE 62.5 | 62500 |  | 8 |  |  | 0.975 |  | Outside
NJADRE1555789989 | Administratively Determined Incentive Program | TABERNACLE | 8088 | 13 | 662.03 | Commercial | Behind the Meter | No | Small Net Metered Non-Residential Ground Mount | Paradise Solar and Electrical LLC |  | AC Electric | Accepted | 2024-02-19 | 2024-03-05 | 2025-03-05 | Inverters | SMA | CORE 50 | 50000 |  | 1 |  |  | 0.975 |  | Outside
NJADRE1555789989 | Administratively Determined Incentive Program | TABERNACLE | 8088 | 13 | 662.03 | Commercial | Behind the Meter | No | Small Net Metered Non-Residential Ground Mount | Paradise Solar and Electrical LLC |  | AC Electric | Accepted | 2024-02-19 | 2024-03-05 | 2025-03-05 | Solar Panels | Hanwha | Q.Peak DUO XL-G10.3/BFG |  | 0.485 | 1365 | 180 | 29 |  | Fixed | Ground
NJADRE1555790098 | Administratively Determined Incentive Program | North Plainfield Boro | 7063 | 10 | 4 | Residential | Behind the Meter | Yes | Net Metered Residential | Sunrun Installation Services, Inc. |  | PSE&G | Accepted | 2024-02-16 | 2024-03-05 | 2025-03-05 | Inverters | DELTA ELECTRONICS | E4-TL-US | 4000 |  | 1 |  |  | 0.975 |  | Outdoor | Next to meter
NJADRE1555790098 | Administratively Determined Incentive Program | North Plainfield Boro | 7063 | 10 | 4 | Residential | Behind the Meter | Yes | Net Metered Residential | Sunrun Installation Services, Inc. |  | PSE&G | Accepted | 2024-02-16 | 2024-03-05 | 2025-03-05 | Solar Panels | Hanwha Q Cells | Q.PEAK DUO BLK ML-G10+/T 400 |  | 0.4 | 10 | 143 | 24 |  | Fixed | Roof
NJADRE1555790100 | Administratively Determined Incentive Program | BRICK | 8723 | 18 | 6.56 | Residential | Behind the Meter | Yes | Net Metered Residential | Pro Custom Solar dba Momentum Solar |  | JCP&L | Accepted | 2024-02-16 | 2024-03-04 | 2025-03-04 | Solar Panels | Q. PEAK DUO BLK ML-G10+410 | hawnha |  | 0.41 | 12 | 182 | 18 |  | Fixed | Roof
NJADRE1555790100 | Administratively Determined Incentive Program | BRICK | 8723 | 18 | 6.56 | Residential | Behind the Meter | Yes | Net Metered Residential | Pro Custom Solar dba Momentum Solar |  | JCP&L | Accepted | 2024-02-16 | 2024-03-04 | 2025-03-04 | Solar Panels | Q. PEAK DUO BLK ML-G10+410 | hawnha |  | 0.41 | 2 | 272 | 18 |  | Fixed | Roof
NJADRE1555790100 | Administratively Determined Incentive Program | BRICK | 8723 | 18 | 6.56 | Residential | Behind the Meter | Yes | Net Metered Residential | Pro Custom Solar dba Momentum Solar |  | JCP&L | Accepted | 2024-02-16 | 2024-03-04 | 2025-03-04 | Solar Panels | Q. PEAK DUO BLK ML-G10+410 | hawnha |  | 0.41 | 2 | 2 | 18 |  | Fixed | Roof
NJADRE1555790100 | Administratively Determined Incentive Program | BRICK | 8723 | 18 | 6.56 | Residential | Behind the Meter | Yes | Net Metered Residential | Pro Custom Solar dba Momentum Solar |  | JCP&L | Accepted | 2024-02-16 | 2024-03-04 | 2025-03-04 | Inverters | IQ8PLUS-72-2-US | Enphase | 290 |  | 16 |  |  | 0.97 |  | Outdoor
NJADRE1555790101 | Administratively Determined Incentive Program | BRIDGETON | 8302 | 20 | 10.56 | Non Profit | Behind the Meter | Yes | Small Net-Metered Non-Residential located on Rooftop, Carport, Canopy and Floating Solar | SEA BRIGHT SOLAR, LLC |  | AC Electric | Accepted | 2024-02-16 | 2024-03-05 | 2025-03-05 | Solar Panels | SunPower | SPR-E20-330-COM |  | 0.33 | 32 | 108 | 48 |  | Fixed | Roof
NJADRE1555790101 | Administratively Determined Incentive Program | BRIDGETON | 8302 | 20 | 10.56 | Non Profit | Behind the Meter | Yes | Small Net-Metered Non-Residential located on Rooftop, Carport, Canopy and Floating Solar | SEA BRIGHT SOLAR, LLC |  | AC Electric | Accepted | 2024-02-16 | 2024-03-05 | 2025-03-05 | Inverters | SolarEdge | SE7600H-US | 7600 |  | 1 |  |  | 0.99 |  | Outside
NJADRE1555790112 | Administratively Determined Incentive Program | BRIDGEWATER | 8807 | 5 | 5.67 | Residential | Behind the Meter | Yes | Net Metered Residential | Trinity Solar |  | PSE&G | Accepted | 2024-02-16 | 2024-03-04 | 2025-03-04 | Inverters | Solar Edge | SE5000H-US | 5000 |  | 1 |  |  | 0.97 |  | Outside
NJADRE1555790112 | Administratively Determined Incentive Program | BRIDGEWATER | 8807 | 5 | 5.67 | Residential | Behind the Meter | Yes | Net Metered Residential | Trinity Solar |  | PSE&G | Accepted | 2024-02-16 | 2024-03-04 | 2025-03-04 | Solar Panels | HANWHA | Q.PEAK DUO BLK ML-G10+ 405 |  | 0.405 | 14 | 85 | 23 |  | Fixed | Roof
NJADRE1555790122 | Administratively Determined Incentive Program | MAPLEWOOD | 7040 | 9 | 9.02 | Residential | Behind the Meter | Yes | Net Metered Residential | Pro Custom Solar dba Momentum Solar |  | PSE&G | Accepted | 2024-02-16 | 2024-03-04 | 2025-03-04 | Solar Panels | Q. PEAK DUO BLK ML-G10+410 | hawnha |  | 0.41 | 14 | 137 | 19 |  | Fixed | Roof
NJADRE1555790122 | Administratively Determined Incentive Program | MAPLEWOOD | 7040 | 9 | 9.02 | Residential | Behind the Meter | Yes | Net Metered Residential | Pro Custom Solar dba Momentum Solar |  | PSE&G | Accepted | 2024-02-16 | 2024-03-04 | 2025-03-04 | Solar Panels | Q. PEAK DUO BLK ML-G10+410 | hawnha |  | 0.41 | 6 | 137 | 15 |  | Fixed | Roof
NJADRE1555790122 | Administratively Determined Incentive Program | MAPLEWOOD | 7040 | 9 | 9.02 | Residential | Behind the Meter | Yes | Net Metered Residential | Pro Custom Solar dba Momentum Solar |  | PSE&G | Accepted | 2024-02-16 | 2024-03-04 | 2025-03-04 | Solar Panels | Q. PEAK DUO BLK ML-G10+410 | hawnha |  | 0.41 | 2 | 317 | 38 |  | Fixed | Roof
NJADRE1555790122 | Administratively Determined Incentive Program | MAPLEWOOD | 7040 | 9 | 9.02 | Residential | Behind the Meter | Yes | Net Metered Residential | Pro Custom Solar dba Momentum Solar |  | PSE&G | Accepted | 2024-02-16 | 2024-03-04 | 2025-03-04 | Inverters | IQ8PLUS-72-2-US | Enphase | 290 |  | 22 |  |  | 0.97 |  | Outdoor
NJADRE1555790130 | Administratively Determined Incentive Program | WILLINGBORO | 8046 | 13 | 4.8 | Residential | Behind the Meter | Yes | Net Metered Residential | Sunrun Installation Services, Inc. |  | PSE&G | Accepted | 2024-02-16 | 2024-03-04 | 2025-03-04 | Inverters | SolarEdge Technologies | SE3800H-USMN | 3800 |  | 1 |  |  | 0.99 |  | Outdoor | Next to meter
NJADRE1555790130 | Administratively Determined Incentive Program | WILLINGBORO | 8046 | 13 | 4.8 | Residential | Behind the Meter | Yes | Net Metered Residential | Sunrun Installation Services, Inc. |  | PSE&G | Accepted | 2024-02-16 | 2024-03-04 | 2025-03-04 | Solar Panels | Hanwha Q Cells | Q.PEAK DUO BLK ML-G10+/T 400 |  | 0.4 | 12 | 263 | 42 |  | Fixed | Roof
NJADRE1555790138 | Administratively Determined Incentive Program | Secaucus Town | 7094 | 8 | 4.8 | Residential | Behind the Meter | No | Net Metered Residential | Sunrun Installation Services, Inc. |  | PSE&G | Accepted | 2024-02-16 | 2024-03-05 | 2025-03-05 | Inverters | SolarEdge Technologies | SE3800H-USSN | 3800 |  | 1 |  |  | 0.99 |  | Outside | Next To Meter
NJADRE1555790138 | Administratively Determined Incentive Program | Secaucus Town | 7094 | 8 | 4.8 | Residential | Behind the Meter | No | Net Metered Residential | Sunrun Installation Services, Inc. |  | PSE&G | Accepted | 2024-02-16 | 2024-03-05 | 2025-03-05 | Solar Panels | Hanwha Q-Cells | Q.PEAK DUO BLK ML-G10+/t 400 |  | 0.4 | 4 | 124 | 20 |  | Fixed | Roof
NJADRE1555790138 | Administratively Determined Incentive Program | Secaucus Town | 7094 | 8 | 4.8 | Residential | Behind the Meter | No | Net Metered Residential | Sunrun Installation Services, Inc. |  | PSE&G | Accepted | 2024-02-16 | 2024-03-05 | 2025-03-05 | Solar Panels | Hanwha Q-Cells | Q.PEAK DUO BLK ML-G10+/t 400 |  | 0.4 | 8 | 214 | 24 |  | Fixed | Roof
NJADRE1555790165 | Administratively Determined Incentive Program | Mount Laurel | 8054 | 13 | 6.89 | Residential | Behind the Meter | Yes | Net Metered Residential | Trinity Solar Inc. |  | PSE&G | Accepted | 2024-02-16 | 2024-03-04 | 2025-03-04 | Solar Panels | HANWHA | (Q.PEAK DUO BLK ML-G10+ 405) |  | 0.405 | 8 | 227 | 23 |  | Fixed | Roof
NJADRE1555790165 | Administratively Determined Incentive Program | Mount Laurel | 8054 | 13 | 6.89 | Residential | Behind the Meter | Yes | Net Metered Residential | Trinity Solar Inc. |  | PSE&G | Accepted | 2024-02-16 | 2024-03-04 | 2025-03-04 | Solar Panels | HANWHA | (Q.PEAK DUO BLK ML-G10+ 405) |  | 0.405 | 9 | 137 | 23 |  | Fixed | Roof
NJADRE1555790165 | Administratively Determined Incentive Program | Mount Laurel | 8054 | 13 | 6.89 | Residential | Behind the Meter | Yes | Net Metered Residential | Trinity Solar Inc. |  | PSE&G | Accepted | 2024-02-16 | 2024-03-04 | 2025-03-04 | Inverters | Solar Edge | SE6000H-US | 6000 |  | 1 |  |  | 0.97 |  | Outside
NJADRE1555790190 | Administratively Determined Incentive Program | rosenhayn | 8352 | 20 | 7.6 | Residential | Behind the Meter | Yes | Net Metered Residential | VELOCITY ENERGY & HOME SOLUTIONS, INC |  | AC Electric | Accepted | 2024-02-16 | 2024-03-05 | 2025-03-05 | Solar Panels | ja solar | 400w |  | 0.4 | 7 | 161 | 18 |  | Fixed | Roof
NJADRE1555790190 | Administratively Determined Incentive Program | rosenhayn | 8352 | 20 | 7.6 | Residential | Behind the Meter | Yes | Net Metered Residential | VELOCITY ENERGY & HOME SOLUTIONS, INC |  | AC Electric | Accepted | 2024-02-16 | 2024-03-05 | 2025-03-05 | Solar Panels | ja solar | 400w |  | 0.4 | 9 | 163 | 28 |  | Fixed | Roof
NJADRE1555790190 | Administratively Determined Incentive Program | rosenhayn | 8352 | 20 | 7.6 | Residential | Behind the Meter | Yes | Net Metered Residential | VELOCITY ENERGY & HOME SOLUTIONS, INC |  | AC Electric | Accepted | 2024-02-16 | 2024-03-05 | 2025-03-05 | Solar Panels | ja solar | 400w |  | 0.4 | 3 | 252 | 44 |  | Fixed | Roof
NJADRE1555790190 | Administratively Determined Incentive Program | rosenhayn | 8352 | 20 | 7.6 | Residential | Behind the Meter | Yes | Net Metered Residential | VELOCITY ENERGY & HOME SOLUTIONS, INC |  | AC Electric | Accepted | 2024-02-16 | 2024-03-05 | 2025-03-05 | Inverters | enphase | iq8plus-72-2-us | 290 |  | 19 |  |  | 0.99 |  | Outside | behind panels
NJADRE1555790200 | Administratively Determined Incentive Program | NEWARK | 7106 | 9 | 7.79 | Residential | Behind the Meter | Yes | Net Metered Residential | Pro Custom Solar dba Momentum Solar |  | PSE&G | Accepted | 2024-02-16 | 2024-03-05 | 2025-03-05 | Solar Panels | Q. PEAK DUO BLK ML-G10+410 | hawnha |  | 0.41 | 19 | 114 | 4 |  | Fixed | Roof
NJADRE1555790200 | Administratively Determined Incentive Program | NEWARK | 7106 | 9 | 7.79 | Residential | Behind the Meter | Yes | Net Metered Residential | Pro Custom Solar dba Momentum Solar |  | PSE&G | Accepted | 2024-02-16 | 2024-03-05 | 2025-03-05 | Inverters | IQ8PLUS-72-2-US | Enphase | 290 |  | 19 |  |  | 0.97 |  | Outdoor
NJADRE1555790202 | Administratively Determined Incentive Program | FRANKLINVILLE | 8322 | 15 | 10.13 | Residential | Behind the Meter | Yes | Net Metered Residential | Sunny Mac LLC |  | AC Electric | Accepted | 2024-02-16 | 2024-03-05 | 2025-03-05 | Solar Panels | Q.PEAK DUO BLK ML-G10+ 405 | HANWHA |  | 0.405 | 8 | 105 | 29 |  | Fixed | Roof
NJADRE1555790202 | Administratively Determined Incentive Program | FRANKLINVILLE | 8322 | 15 | 10.13 | Residential | Behind the Meter | Yes | Net Metered Residential | Sunny Mac LLC |  | AC Electric | Accepted | 2024-02-16 | 2024-03-05 | 2025-03-05 | Solar Panels | Q.PEAK DUO BLK ML-G10+ 405 | HANWHA |  | 0.405 | 2 | 195 | 27 |  | Fixed | Roof
NJADRE1555790202 | Administratively Determined Incentive Program | FRANKLINVILLE | 8322 | 15 | 10.13 | Residential | Behind the Meter | Yes | Net Metered Residential | Sunny Mac LLC |  | AC Electric | Accepted | 2024-02-16 | 2024-03-05 | 2025-03-05 | Solar Panels | Q.PEAK DUO BLK ML-G10+ 405 | HANWHA |  | 0.405 | 12 | 285 | 29 |  | Fixed | Roof
NJADRE1555790202 | Administratively Determined Incentive Program | FRANKLINVILLE | 8322 | 15 | 10.13 | Residential | Behind the Meter | Yes | Net Metered Residential | Sunny Mac LLC |  | AC Electric | Accepted | 2024-02-16 | 2024-03-05 | 2025-03-05 | Solar Panels | Q.PEAK DUO BLK ML-G10+ 405 | HANWHA |  | 0.405 | 3 | 105 | 45 |  | Fixed | Roof
NJADRE1555790202 | Administratively Determined Incentive Program | FRANKLINVILLE | 8322 | 15 | 10.13 | Residential | Behind the Meter | Yes | Net Metered Residential | Sunny Mac LLC |  | AC Electric | Accepted | 2024-02-16 | 2024-03-05 | 2025-03-05 | Inverters | SE76000H-US | Solaredge | 7600 |  | 1 |  |  | 0.1 |  | Outdoor | next to meter
NJADRE1555790203 | Administratively Determined Incentive Program | BLOOMFIELD | 7003 | 9 | 8.8 | Residential | Behind the Meter | Yes | Net Metered Residential | Sunrun, Inc. |  | PSE&G | Accepted | 2024-02-16 | 2024-03-05 | 2025-03-05 | Inverters | SolarEdge Technologies | SE6000H-USSN | 6000 |  | 1 |  |  | 1 |  | Outside | Next To Meter
NJADRE1555790203 | Administratively Determined Incentive Program | BLOOMFIELD | 7003 | 9 | 8.8 | Residential | Behind the Meter | Yes | Net Metered Residential | Sunrun, Inc. |  | PSE&G | Accepted | 2024-02-16 | 2024-03-05 | 2025-03-05 | Solar Panels | HANWHA Q-CELLS | Q.PEAK DUO BLK ML-G10+/T 400 |  | 0.4 | 19 | 84 | 31 |  | Fixed | Roof
NJADRE1555790203 | Administratively Determined Incentive Program | BLOOMFIELD | 7003 | 9 | 8.8 | Residential | Behind the Meter | Yes | Net Metered Residential | Sunrun, Inc. |  | PSE&G | Accepted | 2024-02-16 | 2024-03-05 | 2025-03-05 | Solar Panels | HANWHA Q-CELLS | Q.PEAK DUO BLK ML-G10+/T 400 |  | 0.4 | 3 | 84 | 30 |  | Fixed | Roof
NJADRE1555790210 | Administratively Determined Incentive Program | EAST ORANGE | 7017 | 9 | 10.8 | Residential | Behind the Meter | Yes | Net Metered Residential | Sunrun Installation Services, Inc. |  | PSE&G | Accepted | 2024-02-16 | 2024-03-21 | 2025-03-21 | Inverters | SolarEdge Technologies | SE7600H-USSN | 7600 |  | 1 |  |  | 0.99 |  | Outside | Next To Meter
NJADRE1555790210 | Administratively Determined Incentive Program | EAST ORANGE | 7017 | 9 | 10.8 | Residential | Behind the Meter | Yes | Net Metered Residential | Sunrun Installation Services, Inc. |  | PSE&G | Accepted | 2024-02-16 | 2024-03-21 | 2025-03-21 | Solar Panels | Hanwha Q-Cells | Q.PEAK DUO BLK ML-G10+/t 400 |  | 0.4 | 3 | 81 | 30 |  | Fixed | Roof
NJADRE1555790210 | Administratively Determined Incentive Program | EAST ORANGE | 7017 | 9 | 10.8 | Residential | Behind the Meter | Yes | Net Metered Residential | Sunrun Installation Services, Inc. |  | PSE&G | Accepted | 2024-02-16 | 2024-03-21 | 2025-03-21 | Solar Panels | Hanwha Q-Cells | Q.PEAK DUO BLK ML-G10+/t 400 |  | 0.4 | 17 | 260 | 30 |  | Fixed | Roof
NJADRE1555790210 | Administratively Determined Incentive Program | EAST ORANGE | 7017 | 9 | 10.8 | Residential | Behind the Meter | Yes | Net Metered Residential | Sunrun Installation Services, Inc. |  | PSE&G | Accepted | 2024-02-16 | 2024-03-21 | 2025-03-21 | Solar Panels | Hanwha Q-Cells | Q.PEAK DUO BLK ML-G10+/t 400 |  | 0.4 | 7 | 169 | 22 |  | Fixed | Roof
NJADRE1555790213 | Administratively Determined Incentive Program | Little Egg Harbor Twp | 8087 | 18 | 7.7 | Residential | Behind the Meter | Yes | Net Metered Residential | All Season Solar |  | AC Electric | Accepted | 2024-02-16 | 2024-03-05 | 2025-03-05 | Inverters | Enphase | IQ8 PLus | 290 |  | 20 |  |  | 0.97 |  | Outdoor
NJADRE1555790213 | Administratively Determined Incentive Program | Little Egg Harbor Twp | 8087 | 18 | 7.7 | Residential | Behind the Meter | Yes | Net Metered Residential | All Season Solar |  | AC Electric | Accepted | 2024-02-16 | 2024-03-05 | 2025-03-05 | Solar Panels | Trina | TSMDE09.05 |  | 0.385 | 8 | 201 | 19 |  | Fixed | Roof
NJADRE1555790213 | Administratively Determined Incentive Program | Little Egg Harbor Twp | 8087 | 18 | 7.7 | Residential | Behind the Meter | Yes | Net Metered Residential | All Season Solar |  | AC Electric | Accepted | 2024-02-16 | 2024-03-05 | 2025-03-05 | Solar Panels | Trina | TSMDE09.05 |  | 0.385 | 12 | 201 | 23 |  | Fixed | Roof
NJADRE1555790232 | Administratively Determined Incentive Program | PENNSVILLE | 8070 | 16 | 8 | Residential | Behind the Meter | Yes | Net Metered Residential | PosiGen Developer, LLC |  | AC Electric | Accepted | 2024-02-16 | 2024-03-05 | 2025-03-05 | Inverters | SOLAREDGE | SE6000H-US | 6000 |  | 1 |  |  | 0.99 |  | Outside | within ten feet of meter
NJADRE1555790232 | Administratively Determined Incentive Program | PENNSVILLE | 8070 | 16 | 8 | Residential | Behind the Meter | Yes | Net Metered Residential | PosiGen Developer, LLC |  | AC Electric | Accepted | 2024-02-16 | 2024-03-05 | 2025-03-05 | Solar Panels | SILFAB SOLAR | SIL-400 HC+ |  | 0.4 | 20 | 252 | 23 |  | Fixed | Roof
NJADRE1555790254 | Administratively Determined Incentive Program | FRANKLINVILLE | 8322 | 15 | 9.32 | Residential | Behind the Meter | Yes | Net Metered Residential | Trinity Solar |  | AC Electric | Accepted | 2024-02-16 | 2024-03-05 | 2025-03-05 | Inverters | Solar Edge | SE7600H-US | 8 |  | 1 |  |  | 0.97 |  | Outdoor
NJADRE1555790254 | Administratively Determined Incentive Program | FRANKLINVILLE | 8322 | 15 | 9.32 | Residential | Behind the Meter | Yes | Net Metered Residential | Trinity Solar |  | AC Electric | Accepted | 2024-02-16 | 2024-03-05 | 2025-03-05 | Solar Panels | Hanwha | Q.PEAK DUO BLK ML-G10+ 405 |  | 0.405 | 16 | 90 | 34 |  | Fixed | Roof
NJADRE1555790254 | Administratively Determined Incentive Program | FRANKLINVILLE | 8322 | 15 | 9.32 | Residential | Behind the Meter | Yes | Net Metered Residential | Trinity Solar |  | AC Electric | Accepted | 2024-02-16 | 2024-03-05 | 2025-03-05 | Solar Panels | Hanwha | Q.PEAK DUO BLK ML-G10+ 405 |  | 0.405 | 7 | 90 | 34 |  | Fixed | Roof
NJADRE1555790265 | Administratively Determined Incentive Program | Rosenhayn | 8352 | 20 | 26.18 | Residential | Behind the Meter | Yes | Net Metered Residential | All Season Solar |  | AC Electric | Accepted | 2024-02-16 | 2024-03-05 | 2025-03-05 | Solar Panels | Trina | TSMDE09.05 |  | 0.385 | 28 | 257 | 26 |  | Fixed | Roof
NJADRE1555790265 | Administratively Determined Incentive Program | Rosenhayn | 8352 | 20 | 26.18 | Residential | Behind the Meter | Yes | Net Metered Residential | All Season Solar |  | AC Electric | Accepted | 2024-02-16 | 2024-03-05 | 2025-03-05 | Solar Panels | Trina | TSMDE09.05 |  | 0.385 | 6 | 257 | 20 |  | Fixed | Roof
NJADRE1555790265 | Administratively Determined Incentive Program | Rosenhayn | 8352 | 20 | 26.18 | Residential | Behind the Meter | Yes | Net Metered Residential | All Season Solar |  | AC Electric | Accepted | 2024-02-16 | 2024-03-05 | 2025-03-05 | Solar Panels | Trina | TSMDE09.05 |  | 0.385 | 28 | 77 | 20 |  | Fixed | Roof
NJADRE1555790265 | Administratively Determined Incentive Program | Rosenhayn | 8352 | 20 | 26.18 | Residential | Behind the Meter | Yes | Net Metered Residential | All Season Solar |  | AC Electric | Accepted | 2024-02-16 | 2024-03-05 | 2025-03-05 | Solar Panels | Trina | TSMDE09.05 |  | 0.385 | 6 | 77 | 20 |  | Fixed | Roof
NJADRE1555790265 | Administratively Determined Incentive Program | Rosenhayn | 8352 | 20 | 26.18 | Residential | Behind the Meter | Yes | Net Metered Residential | All Season Solar |  | AC Electric | Accepted | 2024-02-16 | 2024-03-05 | 2025-03-05 | Inverters | Enphase | IQ8PLus | 290 |  | 68 |  |  | 0.97 |  | Outside
NJADRE1555790276 | Administratively Determined Incentive Program | ROSELLE PARK | 7204 | 10 | 9.2 | Residential | Behind the Meter | Yes | Net Metered Residential | Sunrun Installation Services, Inc. |  | PSE&G | Accepted | 2024-02-16 | 2024-03-05 | 2025-03-05 | Inverters | SolarEdge Technologies | SE7600H-USSN | 7600 |  | 1 |  |  | 0.99 |  | Outside | Next To Meter
NJADRE1555790276 | Administratively Determined Incentive Program | ROSELLE PARK | 7204 | 10 | 9.2 | Residential | Behind the Meter | Yes | Net Metered Residential | Sunrun Installation Services, Inc. |  | PSE&G | Accepted | 2024-02-16 | 2024-03-05 | 2025-03-05 | Solar Panels | Hanwha Q-Cells | Q.PEAK DUO BLK ML-G10+/t 400 |  | 0.4 | 9 | 204 | 20 |  | Fixed | Roof
NJADRE1555790276 | Administratively Determined Incentive Program | ROSELLE PARK | 7204 | 10 | 9.2 | Residential | Behind the Meter | Yes | Net Metered Residential | Sunrun Installation Services, Inc. |  | PSE&G | Accepted | 2024-02-16 | 2024-03-05 | 2025-03-05 | Solar Panels | Hanwha Q-Cells | Q.PEAK DUO BLK ML-G10+/t 400 |  | 0.4 | 4 | 24 | 20 |  | Fixed | Roof
NJADRE1555790276 | Administratively Determined Incentive Program | ROSELLE PARK | 7204 | 10 | 9.2 | Residential | Behind the Meter | Yes | Net Metered Residential | Sunrun Installation Services, Inc. |  | PSE&G | Accepted | 2024-02-16 | 2024-03-05 | 2025-03-05 | Solar Panels | Hanwha Q-Cells | Q.PEAK DUO BLK ML-G10+/t 400 |  | 0.4 | 3 | 294 | 20 |  | Fixed | Roof
NJADRE1555790276 | Administratively Determined Incentive Program | ROSELLE PARK | 7204 | 10 | 9.2 | Residential | Behind the Meter | Yes | Net Metered Residential | Sunrun Installation Services, Inc. |  | PSE&G | Accepted | 2024-02-16 | 2024-03-05 | 2025-03-05 | Solar Panels | Hanwha Q-Cells | Q.PEAK DUO BLK ML-G10+/t 400 |  | 0.4 | 3 | 114 | 20 |  | Fixed | Roof
NJADRE1555790276 | Administratively Determined Incentive Program | ROSELLE PARK | 7204 | 10 | 9.2 | Residential | Behind the Meter | Yes | Net Metered Residential | Sunrun Installation Services, Inc. |  | PSE&G | Accepted | 2024-02-16 | 2024-03-05 | 2025-03-05 | Solar Panels | Hanwha Q-Cells | Q.PEAK DUO BLK ML-G10+/t 400 |  | 0.4 | 4 | 114 | 20 |  | Fixed | Roof
NJADRE1555790277 | Administratively Determined Incentive Program | OLD TAPPAN | 7675 | 7 | 8.1 | Residential | Behind the Meter | Yes | Net Metered Residential | Trinity Solar |  | Orange Rockland Electric | Accepted | 2024-02-16 | 2024-03-05 | 2025-03-05 | Solar Panels | HANWHA | (Q.PEAK DUO BLK ML-G10+ 405) |  | 0.405 | 11 | 175 | 23 |  | Fixed | Roof
NJADRE1555790277 | Administratively Determined Incentive Program | OLD TAPPAN | 7675 | 7 | 8.1 | Residential | Behind the Meter | Yes | Net Metered Residential | Trinity Solar |  | Orange Rockland Electric | Accepted | 2024-02-16 | 2024-03-05 | 2025-03-05 | Solar Panels | HANWHA | (Q.PEAK DUO BLK ML-G10+ 405) |  | 0.405 | 6 | 355 | 23 |  | Fixed | Roof
NJADRE1555790277 | Administratively Determined Incentive Program | OLD TAPPAN | 7675 | 7 | 8.1 | Residential | Behind the Meter | Yes | Net Metered Residential | Trinity Solar |  | Orange Rockland Electric | Accepted | 2024-02-16 | 2024-03-05 | 2025-03-05 | Solar Panels | HANWHA | (Q.PEAK DUO BLK ML-G10+ 405) |  | 0.405 | 3 | 85 | 23 |  | Fixed | Roof
NJADRE1555790277 | Administratively Determined Incentive Program | OLD TAPPAN | 7675 | 7 | 8.1 | Residential | Behind the Meter | Yes | Net Metered Residential | Trinity Solar |  | Orange Rockland Electric | Accepted | 2024-02-16 | 2024-03-05 | 2025-03-05 | Inverters | Solar Edge | SE6000H-US | 6000 |  | 1 |  |  | 0.97 |  | Outdoor
NJADRE1555790290 | Administratively Determined Incentive Program | LITTLE EGG HARBOR TWP | 8087 | 18 | 6 | Residential | Behind the Meter | Yes | Net Metered Residential | Sunrun Installation Services, Inc. |  | AC Electric | Accepted | 2024-02-16 | 2024-03-05 | 2025-03-05 | Inverters | SolarEdge Technologies | SE7600H-USSN | 7600 |  | 1 |  |  | 0.99 |  | Outdoor | Next to meter
NJADRE1555790290 | Administratively Determined Incentive Program | LITTLE EGG HARBOR TWP | 8087 | 18 | 6 | Residential | Behind the Meter | Yes | Net Metered Residential | Sunrun Installation Services, Inc. |  | AC Electric | Accepted | 2024-02-16 | 2024-03-05 | 2025-03-05 | Solar Panels | Hanwha Q Cells | Q.PEAK DUO BLK ML-G10+/T 400 |  | 0.4 | 15 | 155 | 26 |  | Fixed | Roof
NJADRE1555790297 | Administratively Determined Incentive Program | GALLOWAY | 8205 | 19 | 5.33 | Residential | Behind the Meter | Yes | Net Metered Residential | Pro Custom Solar dba Momentum Solar |  | AC Electric | Accepted | 2024-02-16 | 2024-03-05 | 2025-03-05 | Solar Panels | Q. PEAK DUO BLK ML-G10+410 | hawnha |  | 0.41 | 10 | 182 | 27 |  | Fixed | Roof
NJADRE1555790297 | Administratively Determined Incentive Program | GALLOWAY | 8205 | 19 | 5.33 | Residential | Behind the Meter | Yes | Net Metered Residential | Pro Custom Solar dba Momentum Solar |  | AC Electric | Accepted | 2024-02-16 | 2024-03-05 | 2025-03-05 | Solar Panels | Q. PEAK DUO BLK ML-G10+410 | hawnha |  | 0.41 | 3 | 2 | 27 |  | Fixed | Roof
NJADRE1555790297 | Administratively Determined Incentive Program | GALLOWAY | 8205 | 19 | 5.33 | Residential | Behind the Meter | Yes | Net Metered Residential | Pro Custom Solar dba Momentum Solar |  | AC Electric | Accepted | 2024-02-16 | 2024-03-05 | 2025-03-05 | Inverters | IQ8PLUS-72-2-US | Enphase | 290 |  | 13 |  |  | 0.97 |  | Outdoor
NJADRE1555790315 | Administratively Determined Incentive Program | WILLINGBORO | 8046 | 13 | 11.6 | Residential | Behind the Meter | Yes | Net Metered Residential | Sunrun Installation Services, Inc. |  | PSE&G | Accepted | 2024-02-16 | 2024-03-05 | 2025-03-05 | Inverters | SolarEdge Technologies | SE10000H-USSN | 10000 |  | 1 |  |  | 0.99 |  | Outside | Next to meter
NJADRE1555790315 | Administratively Determined Incentive Program | WILLINGBORO | 8046 | 13 | 11.6 | Residential | Behind the Meter | Yes | Net Metered Residential | Sunrun Installation Services, Inc. |  | PSE&G | Accepted | 2024-02-16 | 2024-03-05 | 2025-03-05 | Solar Panels | Hanwha Q Cells | Q.PEAK DUO BLK ML-G10+/t 400 |  | 0.4 | 10 | 328 | 27 |  | Fixed | Roof
NJADRE1555790315 | Administratively Determined Incentive Program | WILLINGBORO | 8046 | 13 | 11.6 | Residential | Behind the Meter | Yes | Net Metered Residential | Sunrun Installation Services, Inc. |  | PSE&G | Accepted | 2024-02-16 | 2024-03-05 | 2025-03-05 | Solar Panels | Hanwha Q Cells | Q.PEAK DUO BLK ML-G10+/t 400 |  | 0.4 | 14 | 148 | 26 |  | Fixed | Roof
NJADRE1555790315 | Administratively Determined Incentive Program | WILLINGBORO | 8046 | 13 | 11.6 | Residential | Behind the Meter | Yes | Net Metered Residential | Sunrun Installation Services, Inc. |  | PSE&G | Accepted | 2024-02-16 | 2024-03-05 | 2025-03-05 | Solar Panels | Hanwha Q Cells | Q.PEAK DUO BLK ML-G10+/t 400 |  | 0.4 | 5 | 149 | 18 |  | Fixed | Roof
NJADRE1555790365 | Administratively Determined Incentive Program | BLACKWOOD | 8012 | 14 | 8.91 | Residential | Behind the Meter | Yes | Net Metered Residential | Brilliant Solar |  | AC Electric | Accepted | 2024-02-22 | 2024-03-12 | 2025-03-12 | Solar Panels | HANWHA | Q.PEAK DUO BLK ML-G10.a+ 405W |  | 0.405 | 16 | 239 | 19 |  | Fixed | Roof
NJADRE1555790365 | Administratively Determined Incentive Program | BLACKWOOD | 8012 | 14 | 8.91 | Residential | Behind the Meter | Yes | Net Metered Residential | Brilliant Solar |  | AC Electric | Accepted | 2024-02-22 | 2024-03-12 | 2025-03-12 | Solar Panels | HANWHA | Q.PEAK DUO BLK ML-G10.a+ 405W |  | 0.405 | 6 | 59 | 19 |  | Fixed | Roof
NJADRE1555790365 | Administratively Determined Incentive Program | BLACKWOOD | 8012 | 14 | 8.91 | Residential | Behind the Meter | Yes | Net Metered Residential | Brilliant Solar |  | AC Electric | Accepted | 2024-02-22 | 2024-03-12 | 2025-03-12 | Inverters | Enphase Energy | IQ8PLUS-72-2-US | 290 |  | 22 |  |  | 0.97 |  | Outdoor
NJADRE1555790381 | Administratively Determined Incentive Program | BLAIRSTOWN | 7825 | 2 | 6.03 | Residential | Behind the Meter | No | Net Metered Residential | Posigen Developer, LLC |  | JCP&L | Accepted | 2024-02-16 | 2024-03-05 | 2025-03-05 | Inverters | Delta | M6-TL-US | 10000 |  | 2 |  |  | 0.99 |  | Outdoor | within ten feet of meter
NJADRE1555790381 | Administratively Determined Incentive Program | BLAIRSTOWN | 7825 | 2 | 6.03 | Residential | Behind the Meter | No | Net Metered Residential | Posigen Developer, LLC |  | JCP&L | Accepted | 2024-02-16 | 2024-03-05 | 2025-03-05 | Solar Panels | GAF | Timberline Solar 45W |  | 0.045 | 98 | 193 | 40 |  | Fixed | Roof
NJADRE1555790381 | Administratively Determined Incentive Program | BLAIRSTOWN | 7825 | 2 | 6.03 | Residential | Behind the Meter | No | Net Metered Residential | Posigen Developer, LLC |  | JCP&L | Accepted | 2024-02-16 | 2024-03-05 | 2025-03-05 | Solar Panels | GAF | Timberline Solar 45W |  | 0.045 | 36 | 193 | 40 |  | Fixed | Roof
NJADRE1555790399 | Administratively Determined Incentive Program | EDGEWATER PARK | 8010 | 13 | 10 | Residential | Behind the Meter | Yes | Net Metered Residential | Sunrun Installation Services, Inc. |  | PSE&G | Accepted | 2024-02-16 | 2024-03-05 | 2025-03-05 | Electric Storage Battery | Tesla | Powerwall 2 AC |  |  | 1 |  |  |  | Lithium Ion |  | Inside
NJADRE1555790399 | Administratively Determined Incentive Program | EDGEWATER PARK | 8010 | 13 | 10 | Residential | Behind the Meter | Yes | Net Metered Residential | Sunrun Installation Services, Inc. |  | PSE&G | Accepted | 2024-02-16 | 2024-03-05 | 2025-03-05 | Inverters | SolarEdge Technologies | SE7600H-USSN | 7600 |  | 1 |  |  | 0.99 |  | Indoor
NJADRE1555790399 | Administratively Determined Incentive Program | EDGEWATER PARK | 8010 | 13 | 10 | Residential | Behind the Meter | Yes | Net Metered Residential | Sunrun Installation Services, Inc. |  | PSE&G | Accepted | 2024-02-16 | 2024-03-05 | 2025-03-05 | Solar Panels | Hanwha Q Cells | Q.PEAK DUO BLK ML-G10+/t 400 |  | 0.4 | 25 | 164 | 34 |  | Fixed | Roof
NJADRE1555790706 | Administratively Determined Incentive Program | TRENTON | 8629 | 12 | 3.95 | Residential | Behind the Meter | No | Net Metered Residential | Bright Planet Solar |  | PSE&G | Accepted | 2024-02-16 | 2024-03-05 | 2025-03-05 | Inverters | Solar Edge | SE3000H-USRGM | 3000 |  | 1 |  |  | 0.98 |  | Outdoor | OUTSIDE
NJADRE1555790706 | Administratively Determined Incentive Program | TRENTON | 8629 | 12 | 3.95 | Residential | Behind the Meter | No | Net Metered Residential | Bright Planet Solar |  | PSE&G | Accepted | 2024-02-16 | 2024-03-05 | 2025-03-05 | Solar Panels | Canadian Solar | CS6R-395MS |  | 0.395 | 2 | 155 | 34 |  | Fixed | Roof
NJADRE1555790706 | Administratively Determined Incentive Program | TRENTON | 8629 | 12 | 3.95 | Residential | Behind the Meter | No | Net Metered Residential | Bright Planet Solar |  | PSE&G | Accepted | 2024-02-16 | 2024-03-05 | 2025-03-05 | Solar Panels | Canadian Solar | CS6R-395MS |  | 0.395 | 8 | 157 | 9 |  | Fixed | Roof
NJADRE1555790735 | Administratively Determined Incentive Program | PENNSAUKEN | 8110 | 14 | 3.95 | Residential | Behind the Meter | Yes | Net Metered Residential | Bright Planet Solar |  | PSE&G | Accepted | 2024-02-16 | 2024-03-05 | 2025-03-05 | Inverters | Solar Edge | SE3000H-USRGM | 3000 |  | 1 |  |  | 0.98 |  | Outdoor | OUTSIDE
NJADRE1555790735 | Administratively Determined Incentive Program | PENNSAUKEN | 8110 | 14 | 3.95 | Residential | Behind the Meter | Yes | Net Metered Residential | Bright Planet Solar |  | PSE&G | Accepted | 2024-02-16 | 2024-03-05 | 2025-03-05 | Solar Panels | Canadian Solar | CS6R-395MS-HL [Blk] |  | 0.395 | 10 | 142 | 8 |  | Fixed | Roof
NJADRE1555790737 | Administratively Determined Incentive Program | FREEHOLD | 7728 | 17 | 9.25 | Residential | Behind the Meter | Yes | Net Metered Residential | Brilliant Installations Inc |  | JCP&L | Accepted | 2024-02-16 | 2024-03-06 | 2025-03-06 | Inverters | Enphase Energy | IQ8PLUS-72-2-US | 290 |  | 25 |  |  | 0.97 |  | Outdoor
NJADRE1555790737 | Administratively Determined Incentive Program | FREEHOLD | 7728 | 17 | 9.25 | Residential | Behind the Meter | Yes | Net Metered Residential | Brilliant Installations Inc |  | JCP&L | Accepted | 2024-02-16 | 2024-03-06 | 2025-03-06 | Solar Panels | Aptos Solar | DNA-120-MF26 370W |  | 0.37 | 18 | 208 | 30 |  | Fixed | Roof
NJADRE1555790737 | Administratively Determined Incentive Program | FREEHOLD | 7728 | 17 | 9.25 | Residential | Behind the Meter | Yes | Net Metered Residential | Brilliant Installations Inc |  | JCP&L | Accepted | 2024-02-16 | 2024-03-06 | 2025-03-06 | Solar Panels | Aptos Solar | DNA-120-MF26 370W |  | 0.37 | 7 | 208 | 22 |  | Fixed | Roof
NJADRE1555790738 | Administratively Determined Incentive Program | MAPLEWOOD | 7040 | 9 | 4.74 | Residential | Behind the Meter | No | Net Metered Residential | Fusion Solar Energy |  | PSE&G | Accepted | 2024-02-16 | 2024-03-05 | 2025-03-05 | Inverters | ENPHASE | IQ7PLUS-72-2-US | 290 |  | 12 |  |  | 0.94 |  | Outside
NJADRE1555790738 | Administratively Determined Incentive Program | MAPLEWOOD | 7040 | 9 | 4.74 | Residential | Behind the Meter | No | Net Metered Residential | Fusion Solar Energy |  | PSE&G | Accepted | 2024-02-16 | 2024-03-05 | 2025-03-05 | Solar Panels | CANADIAN SOLAR | CS6R-395MS-HL |  | 0.395 | 12 | 218 | 19 |  | Fixed | Roof
NJADRE1555790741 | Administratively Determined Incentive Program | TRENTON | 8610 | 12 | 6.66 | Residential | Behind the Meter | Yes | Net Metered Residential | Brilliant Solar |  | PSE&G | Accepted | 2024-02-16 | 2024-03-06 | 2025-03-06 | Inverters | Enphase Energy | IQ8PLUS-72-2-US | 290 |  | 18 |  |  | 0.97 |  | Outdoor
NJADRE1555790741 | Administratively Determined Incentive Program | TRENTON | 8610 | 12 | 6.66 | Residential | Behind the Meter | Yes | Net Metered Residential | Brilliant Solar |  | PSE&G | Accepted | 2024-02-16 | 2024-03-06 | 2025-03-06 | Solar Panels | Aptos Solar | DNA-120-MF26 370W |  | 0.37 | 9 | 163 | 14 |  | Fixed | Roof
NJADRE1555790741 | Administratively Determined Incentive Program | TRENTON | 8610 | 12 | 6.66 | Residential | Behind the Meter | Yes | Net Metered Residential | Brilliant Solar |  | PSE&G | Accepted | 2024-02-16 | 2024-03-06 | 2025-03-06 | Solar Panels | Aptos Solar | DNA-120-MF26 370W |  | 0.37 | 9 | 163 | 9 |  | Fixed | Roof
NJADRE1555793745 | Administratively Determined Incentive Program | WEST ORANGE | 7052 | 9 | 6 | Residential | Behind the Meter | Yes | Net Metered Residential | Sunrun Installation Services, Inc. |  | PSE&G | Accepted | 2024-02-17 | 2024-03-05 | 2025-03-05 | Inverters | SolarEdge Technologies | SE7600H-USSN | 7600 |  | 1 |  |  | 0.99 |  | Outdoor
NJADRE1555793745 | Administratively Determined Incentive Program | WEST ORANGE | 7052 | 9 | 6 | Residential | Behind the Meter | Yes | Net Metered Residential | Sunrun Installation Services, Inc. |  | PSE&G | Accepted | 2024-02-17 | 2024-03-05 | 2025-03-05 | Solar Panels | Hanwha Q Cells | Q.PEAK DUO BLK ML-G10+/T 400 |  | 0.4 | 3 | 18 | 27 |  | Fixed | Roof
NJADRE1555793745 | Administratively Determined Incentive Program | WEST ORANGE | 7052 | 9 | 6 | Residential | Behind the Meter | Yes | Net Metered Residential | Sunrun Installation Services, Inc. |  | PSE&G | Accepted | 2024-02-17 | 2024-03-05 | 2025-03-05 | Solar Panels | Hanwha Q Cells | Q.PEAK DUO BLK ML-G10+/T 400 |  | 0.4 | 12 | 198 | 26 |  | Fixed | Roof
NJADRE1555793747 | Administratively Determined Incentive Program | TRENTON | 8610 | 12 | 4.4 | Residential | Behind the Meter | Yes | Net Metered Residential | Sunrun Installation Services, Inc. |  | PSE&G | Accepted | 2024-02-17 | 2024-03-05 | 2025-03-05 | Inverters | SolarEdge Technologies | SE3800H-USMN | 3800 |  | 1 |  |  | 0.99 |  | Indoor
NJADRE1555793747 | Administratively Determined Incentive Program | TRENTON | 8610 | 12 | 4.4 | Residential | Behind the Meter | Yes | Net Metered Residential | Sunrun Installation Services, Inc. |  | PSE&G | Accepted | 2024-02-17 | 2024-03-05 | 2025-03-05 | Solar Panels | Hanwha Q Cells | Q.PEAK DUO BLK ML-G10+/T 400 |  | 0.4 | 2 | 151 | 23 |  | Fixed | Roof
NJADRE1555793747 | Administratively Determined Incentive Program | TRENTON | 8610 | 12 | 4.4 | Residential | Behind the Meter | Yes | Net Metered Residential | Sunrun Installation Services, Inc. |  | PSE&G | Accepted | 2024-02-17 | 2024-03-05 | 2025-03-05 | Solar Panels | Hanwha Q Cells | Q.PEAK DUO BLK ML-G10+/T 400 |  | 0.4 | 6 | 61 | 29 |  | Fixed | Roof
NJADRE1555793747 | Administratively Determined Incentive Program | TRENTON | 8610 | 12 | 4.4 | Residential | Behind the Meter | Yes | Net Metered Residential | Sunrun Installation Services, Inc. |  | PSE&G | Accepted | 2024-02-17 | 2024-03-05 | 2025-03-05 | Solar Panels | Hanwha Q Cells | Q.PEAK DUO BLK ML-G10+/T 400 |  | 0.4 | 3 | 241 | 29 |  | Fixed | Roof
NJADRE1555793748 | Administratively Determined Incentive Program | BLOOMFIELD | 7003 | 9 | 2.8 | Residential | Behind the Meter | Yes | Net Metered Residential | Sunrun Installation Services, Inc. |  | PSE&G | Accepted | 2024-02-17 | 2024-03-05 | 2025-03-05 | Inverters | Delta Electronics | E4-TL-US | 3840 |  | 1 |  |  | 0.98 |  | Outdoor
NJADRE1555793748 | Administratively Determined Incentive Program | BLOOMFIELD | 7003 | 9 | 2.8 | Residential | Behind the Meter | Yes | Net Metered Residential | Sunrun Installation Services, Inc. |  | PSE&G | Accepted | 2024-02-17 | 2024-03-05 | 2025-03-05 | Solar Panels | Hanwha Q Cells | Q.PEAK DUO BLK ML-G10+/T 400 |  | 0.4 | 7 | 190 | 30 |  | Fixed | Roof
NJADRE1555793761 | Administratively Determined Incentive Program | WEST BERLIN | 8091 | 14 | 5.92 | Residential | Behind the Meter | Yes | Net Metered Residential | Brilliant Solar |  | AC Electric | Accepted | 2024-02-20 | 2024-02-21 | 2025-02-21 | Inverters | Enphase Energy | IQ8PLUS-72-2-US | 290 |  | 16 |  |  | 0.97 |  | Outdoor
NJADRE1555793761 | Administratively Determined Incentive Program | WEST BERLIN | 8091 | 14 | 5.92 | Residential | Behind the Meter | Yes | Net Metered Residential | Brilliant Solar |  | AC Electric | Accepted | 2024-02-20 | 2024-02-21 | 2025-02-21 | Solar Panels | Aptos Solar | DNA-120-MF26 370W |  | 0.37 | 8 | 64 | 35 |  | Fixed | Roof
NJADRE1555793761 | Administratively Determined Incentive Program | WEST BERLIN | 8091 | 14 | 5.92 | Residential | Behind the Meter | Yes | Net Metered Residential | Brilliant Solar |  | AC Electric | Accepted | 2024-02-20 | 2024-02-21 | 2025-02-21 | Solar Panels | Aptos Solar | DNA-120-MF26 370W |  | 0.37 | 8 | 244 | 35 |  | Fixed | Roof
NJADRE1555793910 | Administratively Determined Incentive Program | IRVINGTON | 7111 | 9 | 3.3 | Residential | Behind the Meter | No | Net Metered Residential | New Jersey Suntech |  | PSE&G | Accepted | 2024-02-17 | 2024-03-06 | 2025-03-06 | Solar Panels | Rec Solar | REC330 |  | 0.33 | 9 | 140 | 18 |  | Fixed | Roof
NJADRE1555793910 | Administratively Determined Incentive Program | IRVINGTON | 7111 | 9 | 3.3 | Residential | Behind the Meter | No | Net Metered Residential | New Jersey Suntech |  | PSE&G | Accepted | 2024-02-17 | 2024-03-06 | 2025-03-06 | Solar Panels | Rec Solar | REC330 |  | 0.33 | 1 | 225 | 23 |  | Fixed | Roof
NJADRE1555793910 | Administratively Determined Incentive Program | IRVINGTON | 7111 | 9 | 3.3 | Residential | Behind the Meter | No | Net Metered Residential | New Jersey Suntech |  | PSE&G | Accepted | 2024-02-17 | 2024-03-06 | 2025-03-06 | Inverters | Enphase | IQ7PLUS-72-2-US | 290 |  | 10 |  |  | 0.98 |  | Outside
NJADRE1555795482 | Administratively Determined Incentive Program | EVESHAM | 8053 | 13 | 8.91 | Residential | Behind the Meter | Yes | Net Metered Residential | Sunny Mac LLC |  | PSE&G | Accepted | 2024-02-19 | 2024-03-05 | 2025-03-05 | Solar Panels | Q.PEAK DUO BLK ML-G10+ 405 | HANWHA |  | 0.405 | 18 | 85 | 23 |  | Fixed | Roof
NJADRE1555795482 | Administratively Determined Incentive Program | EVESHAM | 8053 | 13 | 8.91 | Residential | Behind the Meter | Yes | Net Metered Residential | Sunny Mac LLC |  | PSE&G | Accepted | 2024-02-19 | 2024-03-05 | 2025-03-05 | Solar Panels | Q.PEAK DUO BLK ML-G10+ 405 | HANWHA |  | 0.405 | 4 | 265 | 23 |  | Fixed | Roof
NJADRE1555795482 | Administratively Determined Incentive Program | EVESHAM | 8053 | 13 | 8.91 | Residential | Behind the Meter | Yes | Net Metered Residential | Sunny Mac LLC |  | PSE&G | Accepted | 2024-02-19 | 2024-03-05 | 2025-03-05 | Inverters | SE76000H-US | Solaredge | 7600 |  | 1 |  |  | 0.1 |  | Outdoor | next to meter
NJADRE1555795483 | Administratively Determined Incentive Program | LINDEN | 7036 | 10 | 5.6 | Residential | Behind the Meter | Yes | Net Metered Residential | Sunrun Installation Services, Inc. |  | PSE&G | Accepted | 2024-02-19 | 2024-03-05 | 2025-03-05 | Inverters | SolarEdge Technologies | SE3800H-USMN | 3800 |  | 1 |  |  | 0.99 |  | Outdoor | Next to meter
NJADRE1555795483 | Administratively Determined Incentive Program | LINDEN | 7036 | 10 | 5.6 | Residential | Behind the Meter | Yes | Net Metered Residential | Sunrun Installation Services, Inc. |  | PSE&G | Accepted | 2024-02-19 | 2024-03-05 | 2025-03-05 | Solar Panels | Hanwha Q Cells | Q.PEAK DUO BLK ML-G10+/T 400 |  | 0.4 | 4 | 219 | 23 |  | Fixed | Roof
NJADRE1555795483 | Administratively Determined Incentive Program | LINDEN | 7036 | 10 | 5.6 | Residential | Behind the Meter | Yes | Net Metered Residential | Sunrun Installation Services, Inc. |  | PSE&G | Accepted | 2024-02-19 | 2024-03-05 | 2025-03-05 | Solar Panels | Hanwha Q Cells | Q.PEAK DUO BLK ML-G10+/T 400 |  | 0.4 | 10 | 308 | 23 |  | Fixed | Roof
NJADRE1555795484 | Administratively Determined Incentive Program | Sewell | 8080 | 15 | 5.6 | Residential | Behind the Meter | Yes | Net Metered Residential | Sunrun Installation Services, Inc. |  | AC Electric | Accepted | 2024-02-19 | 2024-03-05 | 2025-03-05 | Inverters | SolarEdge Technologies | SE3800H-USMN | 3800 |  | 1 |  |  | 0.99 |  | Outdoor | Next to meter
NJADRE1555795484 | Administratively Determined Incentive Program | Sewell | 8080 | 15 | 5.6 | Residential | Behind the Meter | Yes | Net Metered Residential | Sunrun Installation Services, Inc. |  | AC Electric | Accepted | 2024-02-19 | 2024-03-05 | 2025-03-05 | Solar Panels | Hanwha Q Cells | Q.PEAK DUO BLK ML-G10+/t 400 |  | 0.4 | 14 | 221 | 20 |  | Fixed | Roof
NJADRE1555795488 | Administratively Determined Incentive Program | Woodbury City | 8096 | 15 | 6 | Residential | Behind the Meter | Yes | Net Metered Residential | Sunrun Installation Services, Inc. |  | PSE&G | Accepted | 2024-02-19 | 2024-03-05 | 2025-03-05 | Inverters | SolarEdge Technologies | SE7600H-USSN | 7600 |  | 1 |  |  | 0.99 |  | Outdoor | Next to meter
NJADRE1555795488 | Administratively Determined Incentive Program | Woodbury City | 8096 | 15 | 6 | Residential | Behind the Meter | Yes | Net Metered Residential | Sunrun Installation Services, Inc. |  | PSE&G | Accepted | 2024-02-19 | 2024-03-05 | 2025-03-05 | Solar Panels | Hanwha Q Cells | Q.PEAK DUO BLK ML-G10+/T 400 |  | 0.4 | 5 | 105 | 27 |  | Fixed | Roof
NJADRE1555795488 | Administratively Determined Incentive Program | Woodbury City | 8096 | 15 | 6 | Residential | Behind the Meter | Yes | Net Metered Residential | Sunrun Installation Services, Inc. |  | PSE&G | Accepted | 2024-02-19 | 2024-03-05 | 2025-03-05 | Solar Panels | Hanwha Q Cells | Q.PEAK DUO BLK ML-G10+/T 400 |  | 0.4 | 10 | 285 | 21 |  | Fixed | Roof
NJADRE1555795491 | Administratively Determined Incentive Program | MILLVILLE | 8332 | 20 | 9.48 | Residential | Behind the Meter | No | Net Metered Residential | Whitman Construction |  | AC Electric | Accepted | 2024-02-19 | 2024-03-05 | 2025-03-05 | Inverters | Enphase | ENPHASE ENERGY IQ8PLUS-72-2-US | 290 |  | 24 |  |  | 0.975 |  | Outside
NJADRE1555795491 | Administratively Determined Incentive Program | MILLVILLE | 8332 | 20 | 9.48 | Residential | Behind the Meter | No | Net Metered Residential | Whitman Construction |  | AC Electric | Accepted | 2024-02-19 | 2024-03-05 | 2025-03-05 | Solar Panels | JA SOLAR | JAM54S30-395/MR (395W) |  | 0.395 | 9 | fixed | 34 |  | Fixed | Roof
NJADRE1555795491 | Administratively Determined Incentive Program | MILLVILLE | 8332 | 20 | 9.48 | Residential | Behind the Meter | No | Net Metered Residential | Whitman Construction |  | AC Electric | Accepted | 2024-02-19 | 2024-03-05 | 2025-03-05 | Solar Panels | JA SOLAR | JAM54S30-395/MR (395W) |  | 0.395 | 9 | fixed | 34 |  | Fixed | Roof
NJADRE1555795491 | Administratively Determined Incentive Program | MILLVILLE | 8332 | 20 | 9.48 | Residential | Behind the Meter | No | Net Metered Residential | Whitman Construction |  | AC Electric | Accepted | 2024-02-19 | 2024-03-05 | 2025-03-05 | Solar Panels | JA SOLAR | JAM54S30-395/MR (395W) |  | 0.395 | 6 | fixed | 34 |  | Fixed | Roof
NJADRE1555795492 | Administratively Determined Incentive Program | Orange City | 7050 | 9 | 3.24 | Residential | Behind the Meter | Yes | Net Metered Residential | Sunrun Installation Services, Inc. |  | PSE&G | Accepted | 2024-02-19 | 2024-03-05 | 2025-03-05 | Inverters | SolarEdge Technologies | SE3800H-USMN | 3800 |  | 1 |  |  | 0.99 |  | Outside | Next to meter
NJADRE1555795492 | Administratively Determined Incentive Program | Orange City | 7050 | 9 | 3.24 | Residential | Behind the Meter | Yes | Net Metered Residential | Sunrun Installation Services, Inc. |  | PSE&G | Accepted | 2024-02-19 | 2024-03-05 | 2025-03-05 | Solar Panels | Hanwha Q Cells | Q.PEAK DUO BLK ML-G10+ 405 |  | 0.405 | 4 | 129 | 19 |  | Fixed | Roof
NJADRE1555795492 | Administratively Determined Incentive Program | Orange City | 7050 | 9 | 3.24 | Residential | Behind the Meter | Yes | Net Metered Residential | Sunrun Installation Services, Inc. |  | PSE&G | Accepted | 2024-02-19 | 2024-03-05 | 2025-03-05 | Solar Panels | Hanwha Q Cells | Q.PEAK DUO BLK ML-G10+ 405 |  | 0.405 | 2 | 309 | 36 |  | Fixed | Roof
NJADRE1555795492 | Administratively Determined Incentive Program | Orange City | 7050 | 9 | 3.24 | Residential | Behind the Meter | Yes | Net Metered Residential | Sunrun Installation Services, Inc. |  | PSE&G | Accepted | 2024-02-19 | 2024-03-05 | 2025-03-05 | Solar Panels | Hanwha Q Cells | Q.PEAK DUO BLK ML-G10+ 405 |  | 0.405 | 2 | 128 | 26 |  | Fixed | Roof
NJADRE1555795493 | Administratively Determined Incentive Program | Fairview | 7022 | 7 | 4.4 | Residential | Behind the Meter | Yes | Net Metered Residential | Power Energy Solutions |  | PSE&G | Accepted | 2024-02-19 | 2024-03-05 | 2025-03-05 | Inverters | SolarEdge | SE3800H-US | 4 |  | 1 |  |  | 0.97 |  | Outdoor
NJADRE1555795493 | Administratively Determined Incentive Program | Fairview | 7022 | 7 | 4.4 | Residential | Behind the Meter | Yes | Net Metered Residential | Power Energy Solutions |  | PSE&G | Accepted | 2024-02-19 | 2024-03-05 | 2025-03-05 | Solar Panels | Canadian Solar | CS6R-400MS-HL HIKU6 BLACK MONO |  | 0.4 | 3 | 165 | 46 |  | Fixed | Roof
NJADRE1555795493 | Administratively Determined Incentive Program | Fairview | 7022 | 7 | 4.4 | Residential | Behind the Meter | Yes | Net Metered Residential | Power Energy Solutions |  | PSE&G | Accepted | 2024-02-19 | 2024-03-05 | 2025-03-05 | Solar Panels | Canadian Solar | CS6R-400MS-HL HIKU6 BLACK MONO |  | 0.4 | 8 | 163 | 4 |  | Fixed | Roof
NJADRE1555795502 | Administratively Determined Incentive Program | LINDEN | 7036 | 10 | 6.8 | Residential | Behind the Meter | Yes | Net Metered Residential | Sunrun Installation Services, Inc. |  | PSE&G | Accepted | 2024-02-19 | 2024-03-05 | 2025-03-05 | Inverters | SolarEdge Technologies | SE6000H-USSN | 6000 |  | 1 |  |  | 0.99 |  | Outdoor | Next to meter
NJADRE1555795502 | Administratively Determined Incentive Program | LINDEN | 7036 | 10 | 6.8 | Residential | Behind the Meter | Yes | Net Metered Residential | Sunrun Installation Services, Inc. |  | PSE&G | Accepted | 2024-02-19 | 2024-03-05 | 2025-03-05 | Solar Panels | Hanwha Q Cells | Q.PEAK DUO BLK ML-G10+/T 400 |  | 0.4 | 7 | 56 | 44 |  | Fixed | Roof
NJADRE1555795502 | Administratively Determined Incentive Program | LINDEN | 7036 | 10 | 6.8 | Residential | Behind the Meter | Yes | Net Metered Residential | Sunrun Installation Services, Inc. |  | PSE&G | Accepted | 2024-02-19 | 2024-03-05 | 2025-03-05 | Solar Panels | Hanwha Q Cells | Q.PEAK DUO BLK ML-G10+/T 400 |  | 0.4 | 10 | 236 | 14 |  | Fixed | Roof
NJADRE1555795512 | Administratively Determined Incentive Program | NEPTUNE CITY | 7753 | 17 | 8.91 | Residential | Behind the Meter | Yes | Net Metered Residential | Trinity Solar |  | JCP&L | Accepted | 2024-02-19 | 2024-03-05 | 2025-03-05 | Inverters | Solar Edge | SE7600H-US | 7600 |  | 1 |  |  | 0.97 |  | Outdoor
NJADRE1555795512 | Administratively Determined Incentive Program | NEPTUNE CITY | 7753 | 17 | 8.91 | Residential | Behind the Meter | Yes | Net Metered Residential | Trinity Solar |  | JCP&L | Accepted | 2024-02-19 | 2024-03-05 | 2025-03-05 | Solar Panels | HANWHA | (Q.PEAK DUO BLK ML-G10+ 405) |  | 0.405 | 10 | 191 | 20 |  | Fixed | Roof
NJADRE1555795512 | Administratively Determined Incentive Program | NEPTUNE CITY | 7753 | 17 | 8.91 | Residential | Behind the Meter | Yes | Net Metered Residential | Trinity Solar |  | JCP&L | Accepted | 2024-02-19 | 2024-03-05 | 2025-03-05 | Solar Panels | HANWHA | (Q.PEAK DUO BLK ML-G10+ 405) |  | 0.405 | 6 | 281 | 20 |  | Fixed | Roof
NJADRE1555795512 | Administratively Determined Incentive Program | NEPTUNE CITY | 7753 | 17 | 8.91 | Residential | Behind the Meter | Yes | Net Metered Residential | Trinity Solar |  | JCP&L | Accepted | 2024-02-19 | 2024-03-05 | 2025-03-05 | Solar Panels | HANWHA | (Q.PEAK DUO BLK ML-G10+ 405) |  | 0.405 | 6 | 101 | 20 |  | Fixed | Roof
NJADRE1555795516 | Administratively Determined Incentive Program | Gloucester City | 8030 | 14 | 6 | Residential | Behind the Meter | Yes | Net Metered Residential | Power Energy Solutions |  | PSE&G | Accepted | 2024-02-19 | 2024-03-05 | 2025-03-05 | Inverters | SolarEdge | SE5000H-US | 5 |  | 1 |  |  | 0.97 |  | Outdoor
NJADRE1555795516 | Administratively Determined Incentive Program | Gloucester City | 8030 | 14 | 6 | Residential | Behind the Meter | Yes | Net Metered Residential | Power Energy Solutions |  | PSE&G | Accepted | 2024-02-19 | 2024-03-05 | 2025-03-05 | Solar Panels | Canadian Solar | CS6R-400MS-HL HIKU6 BLACK MONO |  | 0.4 | 2 | 129 | 3 |  | Fixed | Roof
NJADRE1555795516 | Administratively Determined Incentive Program | Gloucester City | 8030 | 14 | 6 | Residential | Behind the Meter | Yes | Net Metered Residential | Power Energy Solutions |  | PSE&G | Accepted | 2024-02-19 | 2024-03-05 | 2025-03-05 | Solar Panels | Canadian Solar | CS6R-400MS-HL HIKU6 BLACK MONO |  | 0.4 | 2 | 309 | 3 |  | Fixed | Roof
NJADRE1555795516 | Administratively Determined Incentive Program | Gloucester City | 8030 | 14 | 6 | Residential | Behind the Meter | Yes | Net Metered Residential | Power Energy Solutions |  | PSE&G | Accepted | 2024-02-19 | 2024-03-05 | 2025-03-05 | Solar Panels | Canadian Solar | CS6R-400MS-HL HIKU6 BLACK MONO |  | 0.4 | 1 | 219 | 3 |  | Fixed | Roof
NJADRE1555795516 | Administratively Determined Incentive Program | Gloucester City | 8030 | 14 | 6 | Residential | Behind the Meter | Yes | Net Metered Residential | Power Energy Solutions |  | PSE&G | Accepted | 2024-02-19 | 2024-03-05 | 2025-03-05 | Solar Panels | Canadian Solar | CS6R-400MS-HL HIKU6 BLACK MONO |  | 0.4 | 2 | 220 | 40 |  | Fixed | Roof
NJADRE1555795516 | Administratively Determined Incentive Program | Gloucester City | 8030 | 14 | 6 | Residential | Behind the Meter | Yes | Net Metered Residential | Power Energy Solutions |  | PSE&G | Accepted | 2024-02-19 | 2024-03-05 | 2025-03-05 | Solar Panels | Canadian Solar | CS6R-400MS-HL HIKU6 BLACK MONO |  | 0.4 | 4 | 129 | 50 |  | Fixed | Roof
NJADRE1555795516 | Administratively Determined Incentive Program | Gloucester City | 8030 | 14 | 6 | Residential | Behind the Meter | Yes | Net Metered Residential | Power Energy Solutions |  | PSE&G | Accepted | 2024-02-19 | 2024-03-05 | 2025-03-05 | Solar Panels | Canadian Solar | CS6R-400MS-HL HIKU6 BLACK MONO |  | 0.4 | 4 | 309 | 7 |  | Fixed | Roof
NJADRE1555795519 | Administratively Determined Incentive Program | IRVINGTON | 7111 | 9 | 7.6 | Residential | Behind the Meter | Yes | Net Metered Residential | Sunrun Installation Services, Inc. |  | PSE&G | Accepted | 2024-02-19 | 2024-03-05 | 2025-03-05 | Inverters | SolarEdge Technologies | SE6000H-USSN | 6000 |  | 1 |  |  | 0.99 |  | Outside | Next to meter
NJADRE1555795519 | Administratively Determined Incentive Program | IRVINGTON | 7111 | 9 | 7.6 | Residential | Behind the Meter | Yes | Net Metered Residential | Sunrun Installation Services, Inc. |  | PSE&G | Accepted | 2024-02-19 | 2024-03-05 | 2025-03-05 | Solar Panels | Hanwha Q Cells | Q.PEAK DUO BLK ML-G10+/t 400 |  | 0.4 | 10 | 204 | 34 |  | Fixed | Roof
NJADRE1555795519 | Administratively Determined Incentive Program | IRVINGTON | 7111 | 9 | 7.6 | Residential | Behind the Meter | Yes | Net Metered Residential | Sunrun Installation Services, Inc. |  | PSE&G | Accepted | 2024-02-19 | 2024-03-05 | 2025-03-05 | Solar Panels | Hanwha Q Cells | Q.PEAK DUO BLK ML-G10+/t 400 |  | 0.4 | 2 | 293 | 23 |  | Fixed | Roof
NJADRE1555795519 | Administratively Determined Incentive Program | IRVINGTON | 7111 | 9 | 7.6 | Residential | Behind the Meter | Yes | Net Metered Residential | Sunrun Installation Services, Inc. |  | PSE&G | Accepted | 2024-02-19 | 2024-03-05 | 2025-03-05 | Solar Panels | Hanwha Q Cells | Q.PEAK DUO BLK ML-G10+/t 400 |  | 0.4 | 2 | 113 | 23 |  | Fixed | Roof
NJADRE1555795519 | Administratively Determined Incentive Program | IRVINGTON | 7111 | 9 | 7.6 | Residential | Behind the Meter | Yes | Net Metered Residential | Sunrun Installation Services, Inc. |  | PSE&G | Accepted | 2024-02-19 | 2024-03-05 | 2025-03-05 | Solar Panels | Hanwha Q Cells | Q.PEAK DUO BLK ML-G10+/t 400 |  | 0.4 | 5 | 24 | 34 |  | Fixed | Roof
NJADRE1555795523 | Administratively Determined Incentive Program | STANHOPE | 7874 | 1 | 9.32 | Residential | Behind the Meter | Yes | Net Metered Residential | Trinity Solar |  | JCP&L | Accepted | 2024-02-19 | 2024-03-05 | 2025-03-05 | Inverters | Solar Edge | SE7600H-US | 7600 |  | 1 |  |  | 0.97 |  | Outdoor
NJADRE1555795523 | Administratively Determined Incentive Program | STANHOPE | 7874 | 1 | 9.32 | Residential | Behind the Meter | Yes | Net Metered Residential | Trinity Solar |  | JCP&L | Accepted | 2024-02-19 | 2024-03-05 | 2025-03-05 | Solar Panels | HANWHA | (Q.PEAK DUO BLK ML-G10+ 405) |  | 0.405 | 8 | 95 | 23 |  | Fixed | Roof
NJADRE1555795523 | Administratively Determined Incentive Program | STANHOPE | 7874 | 1 | 9.32 | Residential | Behind the Meter | Yes | Net Metered Residential | Trinity Solar |  | JCP&L | Accepted | 2024-02-19 | 2024-03-05 | 2025-03-05 | Solar Panels | HANWHA | (Q.PEAK DUO BLK ML-G10+ 405) |  | 0.405 | 3 | 185 | 23 |  | Fixed | Roof
NJADRE1555795523 | Administratively Determined Incentive Program | STANHOPE | 7874 | 1 | 9.32 | Residential | Behind the Meter | Yes | Net Metered Residential | Trinity Solar |  | JCP&L | Accepted | 2024-02-19 | 2024-03-05 | 2025-03-05 | Solar Panels | HANWHA | (Q.PEAK DUO BLK ML-G10+ 405) |  | 0.405 | 12 | 275 | 23 |  | Fixed | Roof
NJADRE1555795524 | Administratively Determined Incentive Program | ATCO | 8004 | 14 | 11.6 | Residential | Behind the Meter | Yes | Net Metered Residential | Sunrun Installation Services, Inc. |  | AC Electric | Accepted | 2024-02-19 | 2024-03-05 | 2025-03-05 | Inverters | SolarEdge Technologies | SE10000H-USSN | 10000 |  | 1 |  |  | 0.99 |  | Outdoor | Next to meter
NJADRE1555795524 | Administratively Determined Incentive Program | ATCO | 8004 | 14 | 11.6 | Residential | Behind the Meter | Yes | Net Metered Residential | Sunrun Installation Services, Inc. |  | AC Electric | Accepted | 2024-02-19 | 2024-03-05 | 2025-03-05 | Solar Panels | Hanwha Q Cells | Q.PEAK DUO BLK ML-G10+/T 400 |  | 0.4 | 11 | 335 | 26 |  | Fixed | Roof
NJADRE1555795524 | Administratively Determined Incentive Program | ATCO | 8004 | 14 | 11.6 | Residential | Behind the Meter | Yes | Net Metered Residential | Sunrun Installation Services, Inc. |  | AC Electric | Accepted | 2024-02-19 | 2024-03-05 | 2025-03-05 | Solar Panels | Hanwha Q Cells | Q.PEAK DUO BLK ML-G10+/T 400 |  | 0.4 | 18 | 155 | 26 |  | Fixed | Roof
NJADRE1555795534 | Administratively Determined Incentive Program | ROBBINSVILLE | 8691 | 12 | 12.56 | Residential | Behind the Meter | No | Net Metered Residential | Green Power Energy |  | PSE&G | Accepted | 2024-02-19 | 2024-03-05 | 2025-03-05 | Inverters | Enphase Energy | IQ8PLUS-72-2-US [240V] | 290 |  | 31 |  |  | 0.975 |  | Outdoor | Roof
NJADRE1555795534 | Administratively Determined Incentive Program | ROBBINSVILLE | 8691 | 12 | 12.56 | Residential | Behind the Meter | No | Net Metered Residential | Green Power Energy |  | PSE&G | Accepted | 2024-02-19 | 2024-03-05 | 2025-03-05 | Solar Panels | Hanwha Q-Cells | Q.PEAK DUO BLK ML-G10+ 405 |  | 0.405 | 31 | 187 | 27 |  | Fixed | Roof
NJADRE1555795544 | Administratively Determined Incentive Program | MAYS LANDING | 8330 | 19 | 7.2 | Residential | Behind the Meter | No | Net Metered Residential | Sunrun Installation Services, Inc. |  | AC Electric | Accepted | 2024-02-19 | 2024-03-21 | 2025-03-21 | Inverters | SolarEdge Technologies | SE6000H-USSN | 6000 |  | 1 |  |  | 0.99 |  | Outdoor | Next to meter
NJADRE1555795544 | Administratively Determined Incentive Program | MAYS LANDING | 8330 | 19 | 7.2 | Residential | Behind the Meter | No | Net Metered Residential | Sunrun Installation Services, Inc. |  | AC Electric | Accepted | 2024-02-19 | 2024-03-21 | 2025-03-21 | Solar Panels | Hanwha Q Cells | Q.PEAK DUO BLK ML-G10+/t 400 |  | 0.4 | 18 | 28 | 28 |  | Fixed | Roof
NJADRE1555795581 | Administratively Determined Incentive Program | JACKSON | 8527 | 18 | 12.56 | Residential | Behind the Meter | Yes | Net Metered Residential | Trinity Solar Inc. |  | JCP&L | Accepted | 2024-02-19 | 2024-03-05 | 2025-03-05 | Inverters | Solar Edge | SE10000H-US | 10000 |  | 1 |  |  | 0.97 |  | Outside
NJADRE1555795581 | Administratively Determined Incentive Program | JACKSON | 8527 | 18 | 12.56 | Residential | Behind the Meter | Yes | Net Metered Residential | Trinity Solar Inc. |  | JCP&L | Accepted | 2024-02-19 | 2024-03-05 | 2025-03-05 | Solar Panels | HANWHA | Q.PEAK DUO BLK ML-G10+ 405 |  | 0.405 | 15 | 342 | 22 |  | Fixed | Roof
NJADRE1555795581 | Administratively Determined Incentive Program | JACKSON | 8527 | 18 | 12.56 | Residential | Behind the Meter | Yes | Net Metered Residential | Trinity Solar Inc. |  | JCP&L | Accepted | 2024-02-19 | 2024-03-05 | 2025-03-05 | Solar Panels | HANWHA | Q.PEAK DUO BLK ML-G10+ 405 |  | 0.405 | 8 | 162 | 29 |  | Fixed | Roof
NJADRE1555795581 | Administratively Determined Incentive Program | JACKSON | 8527 | 18 | 12.56 | Residential | Behind the Meter | Yes | Net Metered Residential | Trinity Solar Inc. |  | JCP&L | Accepted | 2024-02-19 | 2024-03-05 | 2025-03-05 | Solar Panels | HANWHA | Q.PEAK DUO BLK ML-G10+ 405 |  | 0.405 | 8 | 162 | 22 |  | Fixed | Roof
NJADRE1555795583 | Administratively Determined Incentive Program | HACKENSACK | 7601 | 7 | 9.32 | Residential | Behind the Meter | Yes | Net Metered Residential | Trinity Solar Inc. |  | PSE&G | Accepted | 2024-02-19 | 2024-03-05 | 2025-03-05 | Inverters | Solar Edge | SE7600H-US | 7600 |  | 1 |  |  | 0.97 |  | Outdoor
NJADRE1555795583 | Administratively Determined Incentive Program | HACKENSACK | 7601 | 7 | 9.32 | Residential | Behind the Meter | Yes | Net Metered Residential | Trinity Solar Inc. |  | PSE&G | Accepted | 2024-02-19 | 2024-03-05 | 2025-03-05 | Solar Panels | HANWHA | (Q.PEAK DUO BLK ML-G10+ 405) |  | 0.405 | 11 | 38 | 34 |  | Fixed | Roof
NJADRE1555795583 | Administratively Determined Incentive Program | HACKENSACK | 7601 | 7 | 9.32 | Residential | Behind the Meter | Yes | Net Metered Residential | Trinity Solar Inc. |  | PSE&G | Accepted | 2024-02-19 | 2024-03-05 | 2025-03-05 | Solar Panels | HANWHA | (Q.PEAK DUO BLK ML-G10+ 405) |  | 0.405 | 12 | 218 | 34 |  | Fixed | Roof
NJADRE1555795593 | Administratively Determined Incentive Program | BAY HEAD | 8742 | 18 | 4.8 | Residential | Behind the Meter | Yes | Net Metered Residential | Sunrun Installation Services, Inc. |  | JCP&L | Accepted | 2024-02-19 | 2024-03-05 | 2025-03-05 | Inverters | SolarEdge Technologies | SE3800H-USMN | 3800 |  | 1 |  |  | 0.99 |  | Outdoor | Next to meter
NJADRE1555795593 | Administratively Determined Incentive Program | BAY HEAD | 8742 | 18 | 4.8 | Residential | Behind the Meter | Yes | Net Metered Residential | Sunrun Installation Services, Inc. |  | JCP&L | Accepted | 2024-02-19 | 2024-03-05 | 2025-03-05 | Solar Panels | Hanwha Q Cells | Q.PEAK DUO BLK ML-G10+/t 400 |  | 0.4 | 4 | 295 | 36 |  | Fixed | Roof
NJADRE1555795593 | Administratively Determined Incentive Program | BAY HEAD | 8742 | 18 | 4.8 | Residential | Behind the Meter | Yes | Net Metered Residential | Sunrun Installation Services, Inc. |  | JCP&L | Accepted | 2024-02-19 | 2024-03-05 | 2025-03-05 | Solar Panels | Hanwha Q Cells | Q.PEAK DUO BLK ML-G10+/t 400 |  | 0.4 | 8 | 115 | 38 |  | Fixed | Roof
NJADRE1555795604 | Administratively Determined Incentive Program | EDISON | 8817 | 11 | 4 | Residential | Behind the Meter | Yes | Net Metered Residential | Power Energy Solutions |  | PSE&G | Accepted | 2024-02-19 | 2024-03-05 | 2025-03-05 | Inverters | SolarEdge | SE3800H-US | 3800 |  | 1 |  |  | 0.97 |  | Outdoor
NJADRE1555795604 | Administratively Determined Incentive Program | EDISON | 8817 | 11 | 4 | Residential | Behind the Meter | Yes | Net Metered Residential | Power Energy Solutions |  | PSE&G | Accepted | 2024-02-19 | 2024-03-05 | 2025-03-05 | Solar Panels | Canadian Solar | CS6R-400MS-HL HIKU6 BLACK MONO |  | 0.4 | 6 | 234 | 20 |  | Fixed | Roof
NJADRE1555795604 | Administratively Determined Incentive Program | EDISON | 8817 | 11 | 4 | Residential | Behind the Meter | Yes | Net Metered Residential | Power Energy Solutions |  | PSE&G | Accepted | 2024-02-19 | 2024-03-05 | 2025-03-05 | Solar Panels | Canadian Solar | CS6R-400MS-HL HIKU6 BLACK MONO |  | 0.4 | 4 | 54 | 20 |  | Fixed | Roof
NJADRE1555795605 | Administratively Determined Incentive Program | SUSSEX | 7461 | 1 | 18.23 | Residential | Behind the Meter | Yes | Net Metered Residential | Trinity Solar |  | Sussex Rural | Accepted | 2024-02-19 | 2024-03-05 | 2025-03-05 | Solar Panels | HANWHA | (Q.PEAK DUO BLK ML-G10+ 405) |  | 0.405 | 19 | 40 | 30 |  | Fixed | Roof
NJADRE1555795605 | Administratively Determined Incentive Program | SUSSEX | 7461 | 1 | 18.23 | Residential | Behind the Meter | Yes | Net Metered Residential | Trinity Solar |  | Sussex Rural | Accepted | 2024-02-19 | 2024-03-05 | 2025-03-05 | Solar Panels | HANWHA | (Q.PEAK DUO BLK ML-G10+ 405) |  | 0.405 | 26 | 220 | 30 |  | Fixed | Roof
NJADRE1555795605 | Administratively Determined Incentive Program | SUSSEX | 7461 | 1 | 18.23 | Residential | Behind the Meter | Yes | Net Metered Residential | Trinity Solar |  | Sussex Rural | Accepted | 2024-02-19 | 2024-03-05 | 2025-03-05 | Inverters | Solar Edge | SE7600H-US | 7600 |  | 1 |  |  | 0.97 |  | Outside
NJADRE1555795605 | Administratively Determined Incentive Program | SUSSEX | 7461 | 1 | 18.23 | Residential | Behind the Meter | Yes | Net Metered Residential | Trinity Solar |  | Sussex Rural | Accepted | 2024-02-19 | 2024-03-05 | 2025-03-05 | Inverters | Solar Edge | SE6000H-US | 6000 |  | 1 |  |  | 0.97 |  | Outside
NJADRE1555795610 | Administratively Determined Incentive Program | PARSIPPANY | 7054 | 3 | 9.43 | Residential | Behind the Meter | No | Net Metered Residential | Green Power Energy, LLC |  | JCP&L | Accepted | 2024-02-19 | 2024-03-05 | 2025-03-05 | Inverters | Enphase Energy | IQ8PLUS-72-2-US [240V] | 290 |  | 23 |  |  | 0.975 |  | Outdoor | Roof
NJADRE1555795610 | Administratively Determined Incentive Program | PARSIPPANY | 7054 | 3 | 9.43 | Residential | Behind the Meter | No | Net Metered Residential | Green Power Energy, LLC |  | JCP&L | Accepted | 2024-02-19 | 2024-03-05 | 2025-03-05 | Solar Panels | Hanwha Q-Cells | Q.PEAK DUO BLK ML-G10+ 410 |  | 0.41 | 9 | 78 | 23 |  | Fixed | Roof
NJADRE1555795610 | Administratively Determined Incentive Program | PARSIPPANY | 7054 | 3 | 9.43 | Residential | Behind the Meter | No | Net Metered Residential | Green Power Energy, LLC |  | JCP&L | Accepted | 2024-02-19 | 2024-03-05 | 2025-03-05 | Solar Panels | Hanwha Q-Cells | Q.PEAK DUO BLK ML-G10+ 410 |  | 0.41 | 14 | 168 | 23 |  | Fixed | Roof
NJADRE1555795614 | Administratively Determined Incentive Program | ABSECON | 8201 | 19 | 4.8 | Residential | Behind the Meter | Yes | Net Metered Residential | PosiGen Developer, LLC |  | AC Electric | Accepted | 2024-02-19 | 2024-03-08 | 2025-03-08 | Inverters | SOLAREDGE | SE3800H-US | 3800 |  | 1 |  |  | 0.99 |  | Outside | within ten feet of meter
NJADRE1555795614 | Administratively Determined Incentive Program | ABSECON | 8201 | 19 | 4.8 | Residential | Behind the Meter | Yes | Net Metered Residential | PosiGen Developer, LLC |  | AC Electric | Accepted | 2024-02-19 | 2024-03-08 | 2025-03-08 | Solar Panels | SILFAB SOLAR | SIL-400 HC+ |  | 0.4 | 9 | 24 | 23 |  | Fixed | Roof
NJADRE1555795614 | Administratively Determined Incentive Program | ABSECON | 8201 | 19 | 4.8 | Residential | Behind the Meter | Yes | Net Metered Residential | PosiGen Developer, LLC |  | AC Electric | Accepted | 2024-02-19 | 2024-03-08 | 2025-03-08 | Solar Panels | SILFAB SOLAR | SIL-400 HC+ |  | 0.4 | 3 | 204 | 14 |  | Fixed | Roof
NJADRE1555795625 | Administratively Determined Incentive Program | LAFAYETTE | 7848 | 1 | 17.01 | Residential | Behind the Meter | Yes | Net Metered Residential | Trinity Solar Inc. |  | JCP&L | Accepted | 2024-02-19 | 2024-03-05 | 2025-03-05 | Inverters | Solar Edge | SE6000H-US | 6000 |  | 1 |  |  | 0.97 |  | Outdoor
NJADRE1555795625 | Administratively Determined Incentive Program | LAFAYETTE | 7848 | 1 | 17.01 | Residential | Behind the Meter | Yes | Net Metered Residential | Trinity Solar Inc. |  | JCP&L | Accepted | 2024-02-19 | 2024-03-05 | 2025-03-05 | Inverters | Solar Edge | SE7600H-US | 7600 |  | 1 |  |  | 0.97 |  | Outdoor
NJADRE1555795625 | Administratively Determined Incentive Program | LAFAYETTE | 7848 | 1 | 17.01 | Residential | Behind the Meter | Yes | Net Metered Residential | Trinity Solar Inc. |  | JCP&L | Accepted | 2024-02-19 | 2024-03-05 | 2025-03-05 | Solar Panels | Hanwha | HANWHA 405 (Q.PEAK DUO BLK ML-G10+ 405) |  | 0.405 | 19 | 272 | 23 |  | Fixed | Roof
NJADRE1555795625 | Administratively Determined Incentive Program | LAFAYETTE | 7848 | 1 | 17.01 | Residential | Behind the Meter | Yes | Net Metered Residential | Trinity Solar Inc. |  | JCP&L | Accepted | 2024-02-19 | 2024-03-05 | 2025-03-05 | Solar Panels | Hanwha | HANWHA 405 (Q.PEAK DUO BLK ML-G10+ 405) |  | 0.405 | 12 | 2 | 23 |  | Fixed | Roof
NJADRE1555795625 | Administratively Determined Incentive Program | LAFAYETTE | 7848 | 1 | 17.01 | Residential | Behind the Meter | Yes | Net Metered Residential | Trinity Solar Inc. |  | JCP&L | Accepted | 2024-02-19 | 2024-03-05 | 2025-03-05 | Solar Panels | Hanwha | HANWHA 405 (Q.PEAK DUO BLK ML-G10+ 405) |  | 0.405 | 11 | 182 | 23 |  | Fixed | Roof
NJADRE1555795631 | Administratively Determined Incentive Program | ANDOVER | 7821 | 1 | 19.44 | Residential | Behind the Meter | Yes | Net Metered Residential | Trinity Solar Inc. |  | JCP&L | Accepted | 2024-02-19 | 2024-03-05 | 2025-03-05 | Inverters | Solar Edge | SE7600H-US | 15 |  | 2 |  |  | 0.97 |  | Outdoor
NJADRE1555795631 | Administratively Determined Incentive Program | ANDOVER | 7821 | 1 | 19.44 | Residential | Behind the Meter | Yes | Net Metered Residential | Trinity Solar Inc. |  | JCP&L | Accepted | 2024-02-19 | 2024-03-05 | 2025-03-05 | Solar Panels | Hanwha | Q.PEAK DUO BLK ML-G10+ 405 |  | 0.405 | 15 | 150 | 18 |  | Fixed | Roof
NJADRE1555795631 | Administratively Determined Incentive Program | ANDOVER | 7821 | 1 | 19.44 | Residential | Behind the Meter | Yes | Net Metered Residential | Trinity Solar Inc. |  | JCP&L | Accepted | 2024-02-19 | 2024-03-05 | 2025-03-05 | Solar Panels | Hanwha | Q.PEAK DUO BLK ML-G10+ 405 |  | 0.405 | 16 | 330 | 18 |  | Fixed | Roof
NJADRE1555795631 | Administratively Determined Incentive Program | ANDOVER | 7821 | 1 | 19.44 | Residential | Behind the Meter | Yes | Net Metered Residential | Trinity Solar Inc. |  | JCP&L | Accepted | 2024-02-19 | 2024-03-05 | 2025-03-05 | Solar Panels | Hanwha | Q.PEAK DUO BLK ML-G10+ 405 |  | 0.405 | 4 | 60 | 27 |  | Single Axis | Roof
NJADRE1555795631 | Administratively Determined Incentive Program | ANDOVER | 7821 | 1 | 19.44 | Residential | Behind the Meter | Yes | Net Metered Residential | Trinity Solar Inc. |  | JCP&L | Accepted | 2024-02-19 | 2024-03-05 | 2025-03-05 | Solar Panels | Hanwha | Q.PEAK DUO BLK ML-G10+ 405 |  | 0.405 | 4 | 240 | 27 |  | Fixed | Roof
NJADRE1555795631 | Administratively Determined Incentive Program | ANDOVER | 7821 | 1 | 19.44 | Residential | Behind the Meter | Yes | Net Metered Residential | Trinity Solar Inc. |  | JCP&L | Accepted | 2024-02-19 | 2024-03-05 | 2025-03-05 | Solar Panels | Hanwha | Q.PEAK DUO BLK ML-G10+ 405 |  | 0.405 | 3 | 240 | 37 |  | Fixed | Pole
NJADRE1555795631 | Administratively Determined Incentive Program | ANDOVER | 7821 | 1 | 19.44 | Residential | Behind the Meter | Yes | Net Metered Residential | Trinity Solar Inc. |  | JCP&L | Accepted | 2024-02-19 | 2024-03-05 | 2025-03-05 | Solar Panels | Hanwha | Q.PEAK DUO BLK ML-G10+ 405 |  | 0.405 | 3 | 60 | 37 |  | Fixed | Roof
NJADRE1555795631 | Administratively Determined Incentive Program | ANDOVER | 7821 | 1 | 19.44 | Residential | Behind the Meter | Yes | Net Metered Residential | Trinity Solar Inc. |  | JCP&L | Accepted | 2024-02-19 | 2024-03-05 | 2025-03-05 | Solar Panels | Hanwha | Q.PEAK DUO BLK ML-G10+ 405 |  | 0.405 | 3 | 330 | 18 |  | Fixed | Roof
NJADRE1555795642 | Administratively Determined Incentive Program | WILLINGBORO | 8046 | 13 | 4.8 | Residential | Behind the Meter | Yes | Net Metered Residential | Sunrun Installation Services, Inc. |  | PSE&G | Accepted | 2024-02-19 | 2024-03-05 | 2025-03-05 | Inverters | DELTA ELECTRONICS | E4-TL-US | 4000 |  | 1 |  |  | 0.975 |  | Outdoor | Next to meter
NJADRE1555795642 | Administratively Determined Incentive Program | WILLINGBORO | 8046 | 13 | 4.8 | Residential | Behind the Meter | Yes | Net Metered Residential | Sunrun Installation Services, Inc. |  | PSE&G | Accepted | 2024-02-19 | 2024-03-05 | 2025-03-05 | Solar Panels | Hanwha Q Cells | Q.PEAK DUO BLK ML-G10+/T 400 |  | 0.4 | 12 | 212 | 27 |  | Fixed | Roof
NJADRE1555795643 | Administratively Determined Incentive Program | PHILLIPSBURG | 8865 | 2 | 8.1 | Residential | Behind the Meter | No | Net Metered Residential | Freedom Forever New Jersey LLC |  | JCP&L | Accepted | 2024-02-19 | 2024-03-05 | 2025-03-05 | Inverters | Enphase | shenoudadew2@gmail.com | 290 |  | 20 |  |  | 0.99 |  | Outside
NJADRE1555795643 | Administratively Determined Incentive Program | PHILLIPSBURG | 8865 | 2 | 8.1 | Residential | Behind the Meter | No | Net Metered Residential | Freedom Forever New Jersey LLC |  | JCP&L | Accepted | 2024-02-19 | 2024-03-05 | 2025-03-05 | Solar Panels | Rec Solar | REC405AA PURE |  | 0.405 | 14 | 53 | 42 |  | Fixed | Roof
NJADRE1555795643 | Administratively Determined Incentive Program | PHILLIPSBURG | 8865 | 2 | 8.1 | Residential | Behind the Meter | No | Net Metered Residential | Freedom Forever New Jersey LLC |  | JCP&L | Accepted | 2024-02-19 | 2024-03-05 | 2025-03-05 | Solar Panels | Rec Solar | REC405AA PURE |  | 0.405 | 6 | 233 | 42 |  | Fixed | Roof
NJADRE1555795657 | Administratively Determined Incentive Program | Bloomfield | 7003 | 9 | 9.32 | Residential | Behind the Meter | Yes | Net Metered Residential | Trinity Solar Inc. |  | PSE&G | Accepted | 2024-02-19 | 2024-03-05 | 2025-03-05 | Inverters | Solar Edge | SE7600H-US | 7600 |  | 1 |  |  | 0.97 |  | Outdoor
NJADRE1555795657 | Administratively Determined Incentive Program | Bloomfield | 7003 | 9 | 9.32 | Residential | Behind the Meter | Yes | Net Metered Residential | Trinity Solar Inc. |  | PSE&G | Accepted | 2024-02-19 | 2024-03-05 | 2025-03-05 | Solar Panels | HANWHA | (Q.PEAK DUO BLK ML-G10+ 405) |  | 0.405 | 9 | 263 | 40 |  | Fixed | Roof
NJADRE1555795657 | Administratively Determined Incentive Program | Bloomfield | 7003 | 9 | 9.32 | Residential | Behind the Meter | Yes | Net Metered Residential | Trinity Solar Inc. |  | PSE&G | Accepted | 2024-02-19 | 2024-03-05 | 2025-03-05 | Solar Panels | HANWHA | (Q.PEAK DUO BLK ML-G10+ 405) |  | 0.405 | 10 | 173 | 4 |  | Fixed | Roof
NJADRE1555795657 | Administratively Determined Incentive Program | Bloomfield | 7003 | 9 | 9.32 | Residential | Behind the Meter | Yes | Net Metered Residential | Trinity Solar Inc. |  | PSE&G | Accepted | 2024-02-19 | 2024-03-05 | 2025-03-05 | Solar Panels | HANWHA | (Q.PEAK DUO BLK ML-G10+ 405) |  | 0.405 | 4 | 83 | 40 |  | Fixed | Roof
NJADRE1555795658 | Administratively Determined Incentive Program | TOMS RIVER | 8753 | 18 | 17.01 | Residential | Behind the Meter | Yes | Net Metered Residential | Sunny Mac LLC |  | JCP&L | Accepted | 2024-02-19 | 2024-03-06 | 2025-03-06 | Inverters | SE 11400H-US | Solaredge | 11400 |  | 1 |  |  | 0.1 |  | Outdoor | next to meter
NJADRE1555795658 | Administratively Determined Incentive Program | TOMS RIVER | 8753 | 18 | 17.01 | Residential | Behind the Meter | Yes | Net Metered Residential | Sunny Mac LLC |  | JCP&L | Accepted | 2024-02-19 | 2024-03-06 | 2025-03-06 | Solar Panels | HANWHA | Q.PEAK DUO BLK ML-G10+ 405 MODULES |  | 0.405 | 9 | 174 | 34 |  | Fixed | Roof
NJADRE1555795658 | Administratively Determined Incentive Program | TOMS RIVER | 8753 | 18 | 17.01 | Residential | Behind the Meter | Yes | Net Metered Residential | Sunny Mac LLC |  | JCP&L | Accepted | 2024-02-19 | 2024-03-06 | 2025-03-06 | Solar Panels | HANWHA | Q.PEAK DUO BLK ML-G10+ 405 MODULES |  | 0.405 | 4 | 174 | 34 |  | Fixed | Roof
NJADRE1555795658 | Administratively Determined Incentive Program | TOMS RIVER | 8753 | 18 | 17.01 | Residential | Behind the Meter | Yes | Net Metered Residential | Sunny Mac LLC |  | JCP&L | Accepted | 2024-02-19 | 2024-03-06 | 2025-03-06 | Solar Panels | HANWHA | Q.PEAK DUO BLK ML-G10+ 405 MODULES |  | 0.405 | 2 | 174 | 32 |  | Fixed | Roof
NJADRE1555795658 | Administratively Determined Incentive Program | TOMS RIVER | 8753 | 18 | 17.01 | Residential | Behind the Meter | Yes | Net Metered Residential | Sunny Mac LLC |  | JCP&L | Accepted | 2024-02-19 | 2024-03-06 | 2025-03-06 | Solar Panels | HANWHA | Q.PEAK DUO BLK ML-G10+ 405 MODULES |  | 0.405 | 9 | 84 | 34 |  | Fixed | Roof
NJADRE1555795658 | Administratively Determined Incentive Program | TOMS RIVER | 8753 | 18 | 17.01 | Residential | Behind the Meter | Yes | Net Metered Residential | Sunny Mac LLC |  | JCP&L | Accepted | 2024-02-19 | 2024-03-06 | 2025-03-06 | Solar Panels | HANWHA | Q.PEAK DUO BLK ML-G10+ 405 MODULES |  | 0.405 | 6 | 264 | 34 |  | Fixed | Roof
NJADRE1555795658 | Administratively Determined Incentive Program | TOMS RIVER | 8753 | 18 | 17.01 | Residential | Behind the Meter | Yes | Net Metered Residential | Sunny Mac LLC |  | JCP&L | Accepted | 2024-02-19 | 2024-03-06 | 2025-03-06 | Solar Panels | HANWHA | Q.PEAK DUO BLK ML-G10+ 405 MODULES |  | 0.405 | 4 | 84 | 35 |  | Fixed | Roof
NJADRE1555795658 | Administratively Determined Incentive Program | TOMS RIVER | 8753 | 18 | 17.01 | Residential | Behind the Meter | Yes | Net Metered Residential | Sunny Mac LLC |  | JCP&L | Accepted | 2024-02-19 | 2024-03-06 | 2025-03-06 | Solar Panels | HANWHA | Q.PEAK DUO BLK ML-G10+ 405 MODULES |  | 0.405 | 4 | 354 | 34 |  | Fixed | Roof
NJADRE1555795658 | Administratively Determined Incentive Program | TOMS RIVER | 8753 | 18 | 17.01 | Residential | Behind the Meter | Yes | Net Metered Residential | Sunny Mac LLC |  | JCP&L | Accepted | 2024-02-19 | 2024-03-06 | 2025-03-06 | Solar Panels | HANWHA | Q.PEAK DUO BLK ML-G10+ 405 MODULES |  | 0.405 | 4 | 354 | 34 |  | Fixed | Roof
NJADRE1555795678 | Administratively Determined Incentive Program | Ridgefield Park | 7660 | 7 | 7.7 | Residential | Behind the Meter | Yes | Net Metered Residential | Sunrun Installation Services, Inc. |  | PSE&G | Accepted | 2024-02-19 | 2024-03-05 | 2025-03-05 | Inverters | SolarEdge Technologies | SE6000H-USSN | 6000 |  | 1 |  |  | 0.99 |  | Outside
NJADRE1555795678 | Administratively Determined Incentive Program | Ridgefield Park | 7660 | 7 | 7.7 | Residential | Behind the Meter | Yes | Net Metered Residential | Sunrun Installation Services, Inc. |  | PSE&G | Accepted | 2024-02-19 | 2024-03-05 | 2025-03-05 | Solar Panels | Hanwha Q Cells | Q.PEAK DUO BLK ML-G10+ 405 |  | 0.405 | 4 | 285 | 37 |  | Fixed | Roof
NJADRE1555795678 | Administratively Determined Incentive Program | Ridgefield Park | 7660 | 7 | 7.7 | Residential | Behind the Meter | Yes | Net Metered Residential | Sunrun Installation Services, Inc. |  | PSE&G | Accepted | 2024-02-19 | 2024-03-05 | 2025-03-05 | Solar Panels | Hanwha Q Cells | Q.PEAK DUO BLK ML-G10+ 405 |  | 0.405 | 15 | 105 | 10 |  | Fixed | Roof
NJADRE1555795681 | Administratively Determined Incentive Program | MIDDLETOWN | 7748 | 17 | 5.27 | Residential | Behind the Meter | No | Net Metered Residential | Trinity Solar Inc. |  | JCP&L | Accepted | 2024-02-19 | 2024-03-05 | 2025-03-05 | Inverters | Solar Edge | SE5000H-US | 5000 |  | 1 |  |  | 0.97 |  | Outside
NJADRE1555795681 | Administratively Determined Incentive Program | MIDDLETOWN | 7748 | 17 | 5.27 | Residential | Behind the Meter | No | Net Metered Residential | Trinity Solar Inc. |  | JCP&L | Accepted | 2024-02-19 | 2024-03-05 | 2025-03-05 | Solar Panels | HANWHA | Q.PEAK DUO BLK ML-G10+ 405 |  | 0.405 | 6 | 92 | 30 |  | Fixed | Roof
NJADRE1555795681 | Administratively Determined Incentive Program | MIDDLETOWN | 7748 | 17 | 5.27 | Residential | Behind the Meter | No | Net Metered Residential | Trinity Solar Inc. |  | JCP&L | Accepted | 2024-02-19 | 2024-03-05 | 2025-03-05 | Solar Panels | HANWHA | Q.PEAK DUO BLK ML-G10+ 405 |  | 0.405 | 7 | 91 | 10 |  | Fixed | Roof
NJADRE1555795691 | Administratively Determined Incentive Program | CLIFTON | 7012 | 6 | 6 | Residential | Behind the Meter | Yes | Net Metered Residential | Sunrun Installation Services, Inc. |  | PSE&G | Accepted | 2024-02-19 | 2024-03-05 | 2025-03-05 | Inverters | DELTA ELECTRONICS | E6-TL-US | 6000 |  | 1 |  |  | 0.975 |  | Outdoor | Next to meter
NJADRE1555795691 | Administratively Determined Incentive Program | CLIFTON | 7012 | 6 | 6 | Residential | Behind the Meter | Yes | Net Metered Residential | Sunrun Installation Services, Inc. |  | PSE&G | Accepted | 2024-02-19 | 2024-03-05 | 2025-03-05 | Solar Panels | Hanwha Q Cells | Q.PEAK DUO BLK ML-G10+/T 400 |  | 0.4 | 15 | 227 | 37 |  | Fixed | Roof
NJADRE1555795701 | Administratively Determined Incentive Program | BLOOMFIELD | 7003 | 9 | 3.24 | Residential | Behind the Meter | Yes | Net Metered Residential | Trinity Solar |  | PSE&G | Accepted | 2024-02-19 | 2024-03-05 | 2025-03-05 | Solar Panels | HANWHA | (Q.PEAK DUO BLK ML-G10+ 405) |  | 0.405 | 8 | 173 | 27 |  | Fixed | Roof
NJADRE1555795701 | Administratively Determined Incentive Program | BLOOMFIELD | 7003 | 9 | 3.24 | Residential | Behind the Meter | Yes | Net Metered Residential | Trinity Solar |  | PSE&G | Accepted | 2024-02-19 | 2024-03-05 | 2025-03-05 | Inverters | Solar Edge | SE3000H-US | 3000 |  | 1 |  |  | 0.97 |  | Outside
NJADRE1555795710 | Administratively Determined Incentive Program | PENNSVILLE | 8070 | 16 | 17.2 | Residential | Behind the Meter | Yes | Net Metered Residential | Sunrun Installation Services, Inc. |  | AC Electric | Accepted | 2024-02-19 | 2024-03-05 | 2025-03-05 | Inverters | SolarEdge Technologies | SE6000H-USSN | 6000 |  | 2 |  |  | 0.99 |  | Outside
NJADRE1555795710 | Administratively Determined Incentive Program | PENNSVILLE | 8070 | 16 | 17.2 | Residential | Behind the Meter | Yes | Net Metered Residential | Sunrun Installation Services, Inc. |  | AC Electric | Accepted | 2024-02-19 | 2024-03-05 | 2025-03-05 | Solar Panels | Hanwha Q Cells | Q.PEAK DUO BLK ML-G10+/t 400 |  | 0.4 | 12 | 192 | 36 |  | Fixed | Roof
NJADRE1555795710 | Administratively Determined Incentive Program | PENNSVILLE | 8070 | 16 | 17.2 | Residential | Behind the Meter | Yes | Net Metered Residential | Sunrun Installation Services, Inc. |  | AC Electric | Accepted | 2024-02-19 | 2024-03-05 | 2025-03-05 | Solar Panels | Hanwha Q Cells | Q.PEAK DUO BLK ML-G10+/t 400 |  | 0.4 | 8 | 101 | 23 |  | Fixed | Roof
NJADRE1555795710 | Administratively Determined Incentive Program | PENNSVILLE | 8070 | 16 | 17.2 | Residential | Behind the Meter | Yes | Net Metered Residential | Sunrun Installation Services, Inc. |  | AC Electric | Accepted | 2024-02-19 | 2024-03-05 | 2025-03-05 | Solar Panels | Hanwha Q Cells | Q.PEAK DUO BLK ML-G10+/t 400 |  | 0.4 | 1 | 282 | 36 |  | Fixed | Roof
NJADRE1555795710 | Administratively Determined Incentive Program | PENNSVILLE | 8070 | 16 | 17.2 | Residential | Behind the Meter | Yes | Net Metered Residential | Sunrun Installation Services, Inc. |  | AC Electric | Accepted | 2024-02-19 | 2024-03-05 | 2025-03-05 | Solar Panels | Hanwha Q Cells | Q.PEAK DUO BLK ML-G10+/t 400 |  | 0.4 | 7 | 282 | 36 |  | Fixed | Roof
NJADRE1555795710 | Administratively Determined Incentive Program | PENNSVILLE | 8070 | 16 | 17.2 | Residential | Behind the Meter | Yes | Net Metered Residential | Sunrun Installation Services, Inc. |  | AC Electric | Accepted | 2024-02-19 | 2024-03-05 | 2025-03-05 | Solar Panels | Hanwha Q Cells | Q.PEAK DUO BLK ML-G10+/t 400 |  | 0.4 | 15 | 281 | 21 |  | Fixed | Roof
NJADRE1555795714 | Administratively Determined Incentive Program | OCEANPORT | 7757 | 17 | 11.75 | Residential | Behind the Meter | Yes | Net Metered Residential | Trinity Solar |  | JCP&L | Accepted | 2024-02-19 | 2024-03-05 | 2025-03-05 | Inverters | Solar Edge | SE10000H-US | 10000 |  | 1 |  |  | 0.97 |  | Outdoor
NJADRE1555795714 | Administratively Determined Incentive Program | OCEANPORT | 7757 | 17 | 11.75 | Residential | Behind the Meter | Yes | Net Metered Residential | Trinity Solar |  | JCP&L | Accepted | 2024-02-19 | 2024-03-05 | 2025-03-05 | Solar Panels | Hanwha | HANWHA 405 (Q.PEAK DUO BLK ML-G10+ 405) |  | 0.405 | 7 | 321 | 20 |  | Fixed | Roof
NJADRE1555795714 | Administratively Determined Incentive Program | OCEANPORT | 7757 | 17 | 11.75 | Residential | Behind the Meter | Yes | Net Metered Residential | Trinity Solar |  | JCP&L | Accepted | 2024-02-19 | 2024-03-05 | 2025-03-05 | Solar Panels | Hanwha | HANWHA 405 (Q.PEAK DUO BLK ML-G10+ 405) |  | 0.405 | 22 | 141 | 20 |  | Fixed | Roof
NJADRE1555795723 | Administratively Determined Incentive Program | Deptford | 8096 | 15 | 6.08 | Residential | Behind the Meter | Yes | Net Metered Residential | SunnyMac LLC |  | PSE&G | Accepted | 2024-02-19 | 2024-03-05 | 2025-03-05 | Solar Panels | Q.PEAK DUO BLK ML-G10+ 405 | HANWHA |  | 0.405 | 15 | 280 | 34 |  | Fixed | Roof
NJADRE1555795723 | Administratively Determined Incentive Program | Deptford | 8096 | 15 | 6.08 | Residential | Behind the Meter | Yes | Net Metered Residential | SunnyMac LLC |  | PSE&G | Accepted | 2024-02-19 | 2024-03-05 | 2025-03-05 | Inverters | SE5000H-US | Solaredge | 5000 |  | 1 |  |  | 0.1 |  | Outdoor | next to meter
NJADRE1555795731 | Administratively Determined Incentive Program | woodstown | 8098 | 16 | 4 | Residential | Behind the Meter | No | Net Metered Residential | VELOCITY ENERGY & HOME SOLUTIONS, INC |  | AC Electric | Accepted | 2024-02-19 | 2024-03-06 | 2025-03-06 | Solar Panels | phono | 400w |  | 0.4 | 10 | 94 | 27 |  | Fixed | Roof
NJADRE1555795731 | Administratively Determined Incentive Program | woodstown | 8098 | 16 | 4 | Residential | Behind the Meter | No | Net Metered Residential | VELOCITY ENERGY & HOME SOLUTIONS, INC |  | AC Electric | Accepted | 2024-02-19 | 2024-03-06 | 2025-03-06 | Inverters | enphase | iq8plus | 94 |  | 11 |  |  | 0.99 |  | Other | behind panels
NJADRE1555795749 | Administratively Determined Incentive Program | MONMOUTH JUNCTION | 8852 | 11 | 3.24 | Residential | Behind the Meter | No | Net Metered Residential | SunnyMac LLC |  | PSE&G | Accepted | 2024-02-19 | 2024-03-08 | 2025-03-08 | Solar Panels | Q.PEAK DUO BLK ML-G10+ 405 | HANWHA |  | 0.405 | 8 | 229 | 47 |  | Fixed | Roof
NJADRE1555795749 | Administratively Determined Incentive Program | MONMOUTH JUNCTION | 8852 | 11 | 3.24 | Residential | Behind the Meter | No | Net Metered Residential | SunnyMac LLC |  | PSE&G | Accepted | 2024-02-19 | 2024-03-08 | 2025-03-08 | Inverters | SE 3000H-US | Solaredge | 3000 |  | 1 |  |  | 0.1 |  | Outdoor | next to meter
NJADRE1555795764 | Administratively Determined Incentive Program | Runnemede Boro | 8078 | 14 | 3.6 | Residential | Behind the Meter | Yes | Net Metered Residential | Sunrun Installation Services, Inc. |  | PSE&G | Accepted | 2024-02-19 | 2024-03-05 | 2025-03-05 | Inverters | SolarEdge Technologies | SE3800H-USMN | 3800 |  | 1 |  |  | 0.99 |  | Outdoor | Next to meter
NJADRE1555795764 | Administratively Determined Incentive Program | Runnemede Boro | 8078 | 14 | 3.6 | Residential | Behind the Meter | Yes | Net Metered Residential | Sunrun Installation Services, Inc. |  | PSE&G | Accepted | 2024-02-19 | 2024-03-05 | 2025-03-05 | Solar Panels | Hanwha Q Cells | Q.PEAK DUO BLK ML-G10+/T 400 |  | 0.4 | 9 | 254 | 35 |  | Fixed | Roof
NJADRE1555795765 | Administratively Determined Incentive Program | Lumberton | 8048 | 13 | 8.4 | Residential | Behind the Meter | Yes | Net Metered Residential | Sunrun Installation Services, Inc. |  | PSE&G | Accepted | 2024-02-19 | 2024-03-05 | 2025-03-05 | Inverters | SolarEdge Technologies | SE6000H-USSN | 6000 |  | 1 |  |  | 0.99 |  | Outside
NJADRE1555795765 | Administratively Determined Incentive Program | Lumberton | 8048 | 13 | 8.4 | Residential | Behind the Meter | Yes | Net Metered Residential | Sunrun Installation Services, Inc. |  | PSE&G | Accepted | 2024-02-19 | 2024-03-05 | 2025-03-05 | Solar Panels | Hanwha Q Cells | Q.PEAK DUO BLK ML-G10+/t 400 |  | 0.4 | 13 | 273 | 26 |  | Fixed | Roof
NJADRE1555795765 | Administratively Determined Incentive Program | Lumberton | 8048 | 13 | 8.4 | Residential | Behind the Meter | Yes | Net Metered Residential | Sunrun Installation Services, Inc. |  | PSE&G | Accepted | 2024-02-19 | 2024-03-05 | 2025-03-05 | Solar Panels | Hanwha Q Cells | Q.PEAK DUO BLK ML-G10+/t 400 |  | 0.4 | 8 | 93 | 26 |  | Fixed | Roof
NJADRE1555795769 | Administratively Determined Incentive Program | Newark | 7106 | 9 | 4.05 | Residential | Behind the Meter | No | Net Metered Residential | Trinity Solar LLC |  | PSE&G | Accepted | 2024-02-19 | 2024-03-05 | 2025-03-05 | Inverters | Solar Edge | SE3000H-US | 3000 |  | 1 |  |  | 0.97 |  | Outside
NJADRE1555795769 | Administratively Determined Incentive Program | Newark | 7106 | 9 | 4.05 | Residential | Behind the Meter | No | Net Metered Residential | Trinity Solar LLC |  | PSE&G | Accepted | 2024-02-19 | 2024-03-05 | 2025-03-05 | Solar Panels | HANWHA | Q.PEAK DUO BLK ML-G10+ 405 |  | 0.405 | 7 | 202 | 28 |  | Fixed | Roof
NJADRE1555795769 | Administratively Determined Incentive Program | Newark | 7106 | 9 | 4.05 | Residential | Behind the Meter | No | Net Metered Residential | Trinity Solar LLC |  | PSE&G | Accepted | 2024-02-19 | 2024-03-05 | 2025-03-05 | Solar Panels | HANWHA | Q.PEAK DUO BLK ML-G10+ 405 |  | 0.405 | 3 | 202 | 18 |  | Fixed | Roof
NJADRE1555795787 | Administratively Determined Incentive Program | Oceanview | 8230 | 21 | 6.56 | Residential | Behind the Meter | No | Net Metered Residential | RCL Enterprises Inc |  | AC Electric | Accepted | 2024-02-19 | 2024-03-05 | 2025-03-05 | Inverters | Enphase | IQ8plus | 290 |  | 16 |  |  | 0.97 |  | Outdoor
NJADRE1555795787 | Administratively Determined Incentive Program | Oceanview | 8230 | 21 | 6.56 | Residential | Behind the Meter | No | Net Metered Residential | RCL Enterprises Inc |  | AC Electric | Accepted | 2024-02-19 | 2024-03-05 | 2025-03-05 | Solar Panels | QPEAK | DUOBLKMLG10 |  | 0.41 | 16 | 223 | 20 |  | Fixed | Ground
NJADRE1555795811 | Administratively Determined Incentive Program | Villas | 8251 | 21 | 2.03 | Residential | Behind the Meter | Yes | Net Metered Residential | Trinity Solar Inc |  | AC Electric | Accepted | 2024-02-19 | 2024-03-05 | 2025-03-05 | Solar Panels | HANWHA | (Q.PEAK DUO BLK ML-G10+ 405) |  | 0.405 | 5 | 205 | 14 |  | Fixed | Roof
NJADRE1555795811 | Administratively Determined Incentive Program | Villas | 8251 | 21 | 2.03 | Residential | Behind the Meter | Yes | Net Metered Residential | Trinity Solar Inc |  | AC Electric | Accepted | 2024-02-19 | 2024-03-05 | 2025-03-05 | Inverters | Enphase | IQ8PLUS-72-2-US | 290 |  | 5 |  |  | 0.97 |  | Outside
NJADRE1555795817 | Administratively Determined Incentive Program | WILLINGBORO | 8046 | 13 | 8 | Residential | Behind the Meter | Yes | Net Metered Residential | Sunrun Installation Services, Inc. |  | PSE&G | Accepted | 2024-02-19 | 2024-03-06 | 2025-03-06 | Inverters | SolarEdge Technologies | SE6000H-USSN | 6000 |  | 1 |  |  | 0.99 |  | Outside | Next to meter
NJADRE1555795817 | Administratively Determined Incentive Program | WILLINGBORO | 8046 | 13 | 8 | Residential | Behind the Meter | Yes | Net Metered Residential | Sunrun Installation Services, Inc. |  | PSE&G | Accepted | 2024-02-19 | 2024-03-06 | 2025-03-06 | Solar Panels | Hanwha Q Cells | Q.PEAK DUO BLK ML-G10+/t 400 |  | 0.4 | 13 | 221 | 26 |  | Fixed | Roof
NJADRE1555795817 | Administratively Determined Incentive Program | WILLINGBORO | 8046 | 13 | 8 | Residential | Behind the Meter | Yes | Net Metered Residential | Sunrun Installation Services, Inc. |  | PSE&G | Accepted | 2024-02-19 | 2024-03-06 | 2025-03-06 | Solar Panels | Hanwha Q Cells | Q.PEAK DUO BLK ML-G10+/t 400 |  | 0.4 | 7 | 41 | 27 |  | Fixed | Roof
NJADRE1555795818 | Administratively Determined Incentive Program | MILLVILLE | 8332 | 20 | 6 | Residential | Behind the Meter | Yes | Net Metered Residential | VELOCITY ENERGY & HOME SOLUTIONS, INC |  | AC Electric | Accepted | 2024-02-19 | 2024-03-06 | 2025-03-06 | Solar Panels | JA SOLAE | 400W |  | 0.4 | 10 | 103 | 20 |  | Fixed | Roof
NJADRE1555795818 | Administratively Determined Incentive Program | MILLVILLE | 8332 | 20 | 6 | Residential | Behind the Meter | Yes | Net Metered Residential | VELOCITY ENERGY & HOME SOLUTIONS, INC |  | AC Electric | Accepted | 2024-02-19 | 2024-03-06 | 2025-03-06 | Solar Panels | JA SOLAR | 400 |  | 0.4 | 5 | 283 | 20 |  | Fixed | Roof
NJADRE1555795818 | Administratively Determined Incentive Program | MILLVILLE | 8332 | 20 | 6 | Residential | Behind the Meter | Yes | Net Metered Residential | VELOCITY ENERGY & HOME SOLUTIONS, INC |  | AC Electric | Accepted | 2024-02-19 | 2024-03-06 | 2025-03-06 | Inverters | ENPHASE | IQ8PLUS | 290 |  | 15 |  |  | 0.99 |  | Other | BEHIND PANELS
NJADRE1555795841 | Administratively Determined Incentive Program | CHERRY HILL | 8003 | 14 | 4 | Residential | Behind the Meter | Yes | Net Metered Residential | Sunrun Installation Services, Inc. |  | PSE&G | Accepted | 2024-02-19 | 2024-03-26 | 2025-03-26 | Inverters | SolarEdge Technologies | SE3800H-USMN | 3800 |  | 1 |  |  | 0.99 |  | Outdoor | Next to meter
NJADRE1555795841 | Administratively Determined Incentive Program | CHERRY HILL | 8003 | 14 | 4 | Residential | Behind the Meter | Yes | Net Metered Residential | Sunrun Installation Services, Inc. |  | PSE&G | Accepted | 2024-02-19 | 2024-03-26 | 2025-03-26 | Solar Panels | Hanwha Q Cells | Q.PEAK DUO BLK ML-G10+/t 400 |  | 0.4 | 10 | 121 | 20 |  | Fixed | Roof
NJADRE1555795851 | Administratively Determined Incentive Program | TOMS RIVER | 8753 | 18 | 3.65 | Residential | Behind the Meter | Yes | Net Metered Residential | Trinity Solar Inc. |  | JCP&L | Accepted | 2024-02-19 | 2024-03-05 | 2025-03-05 | Inverters | Solar Edge | SE3000H-US | 3000 |  | 1 |  |  | 0.97 |  | Outdoor
NJADRE1555795851 | Administratively Determined Incentive Program | TOMS RIVER | 8753 | 18 | 3.65 | Residential | Behind the Meter | Yes | Net Metered Residential | Trinity Solar Inc. |  | JCP&L | Accepted | 2024-02-19 | 2024-03-05 | 2025-03-05 | Solar Panels | HANWHA | (Q.PEAK DUO BLK ML-G10+ 405) |  | 0.405 | 9 | 274 | 19 |  | Fixed | Roof
NJADRE1555795861 | Administratively Determined Incentive Program | Wayne | 7470 | 6 | 8.86 | Residential | Behind the Meter | Yes | Net Metered Residential | Freedom Forever New Jersey LLC |  | PSE&G | Accepted | 2024-02-19 | 2024-03-05 | 2025-03-05 | Inverters | Solar Edge | SE7600H-USRGM [SI1 | 7600 |  | 1 |  |  | 0.99 |  | Outside
NJADRE1555795861 | Administratively Determined Incentive Program | Wayne | 7470 | 6 | 8.86 | Residential | Behind the Meter | Yes | Net Metered Residential | Freedom Forever New Jersey LLC |  | PSE&G | Accepted | 2024-02-19 | 2024-03-05 | 2025-03-05 | Solar Panels | JINKO SOLAR | JKM385M-6RL3-B |  | 0.385 | 9 | 119 | 25 |  | Fixed | Roof
NJADRE1555795861 | Administratively Determined Incentive Program | Wayne | 7470 | 6 | 8.86 | Residential | Behind the Meter | Yes | Net Metered Residential | Freedom Forever New Jersey LLC |  | PSE&G | Accepted | 2024-02-19 | 2024-03-05 | 2025-03-05 | Solar Panels | JINKO SOLAR | JKM385M-6RL3-B |  | 0.385 | 14 | 119 | 24 |  | Fixed | Roof
NJADRE1555795862 | Administratively Determined Incentive Program | Franklinville | 8322 | 15 | 12.8 | Residential | Behind the Meter | Yes | Net Metered Residential | Power Energy Solutions |  | AC Electric | Accepted | 2024-02-19 | 2024-03-05 | 2025-03-05 | Inverters | SolarEdge | SE3800H-US | 4 |  | 1 |  |  | 0.97 |  | Outdoor
NJADRE1555795862 | Administratively Determined Incentive Program | Franklinville | 8322 | 15 | 12.8 | Residential | Behind the Meter | Yes | Net Metered Residential | Power Energy Solutions |  | AC Electric | Accepted | 2024-02-19 | 2024-03-05 | 2025-03-05 | Inverters | SolarEdge | SE6000H-US | 6 |  | 1 |  |  | 0.97 |  | Outdoor
NJADRE1555795862 | Administratively Determined Incentive Program | Franklinville | 8322 | 15 | 12.8 | Residential | Behind the Meter | Yes | Net Metered Residential | Power Energy Solutions |  | AC Electric | Accepted | 2024-02-19 | 2024-03-05 | 2025-03-05 | Solar Panels | Canadian Solar | CS6R-400MS-HL HIKU6 BLACK MONO |  | 0.4 | 6 | 173 | 39 |  | Fixed | Roof
NJADRE1555795862 | Administratively Determined Incentive Program | Franklinville | 8322 | 15 | 12.8 | Residential | Behind the Meter | Yes | Net Metered Residential | Power Energy Solutions |  | AC Electric | Accepted | 2024-02-19 | 2024-03-05 | 2025-03-05 | Solar Panels | Canadian Solar | CS6R-400MS-HL HIKU6 BLACK MONO |  | 0.4 | 2 | 173 | 14 |  | Fixed | Roof
NJADRE1555795862 | Administratively Determined Incentive Program | Franklinville | 8322 | 15 | 12.8 | Residential | Behind the Meter | Yes | Net Metered Residential | Power Energy Solutions |  | AC Electric | Accepted | 2024-02-19 | 2024-03-05 | 2025-03-05 | Solar Panels | Canadian Solar | CS6R-400MS-HL HIKU6 BLACK MONO |  | 0.4 | 4 | 174 | 1 |  | Fixed | Roof
NJADRE1555795862 | Administratively Determined Incentive Program | Franklinville | 8322 | 15 | 12.8 | Residential | Behind the Meter | Yes | Net Metered Residential | Power Energy Solutions |  | AC Electric | Accepted | 2024-02-19 | 2024-03-05 | 2025-03-05 | Solar Panels | Canadian Solar | CS6R-400MS-HL HIKU6 BLACK MONO |  | 0.4 | 10 | 177 | 23 |  | Fixed | Roof
NJADRE1555795862 | Administratively Determined Incentive Program | Franklinville | 8322 | 15 | 12.8 | Residential | Behind the Meter | Yes | Net Metered Residential | Power Energy Solutions |  | AC Electric | Accepted | 2024-02-19 | 2024-03-05 | 2025-03-05 | Solar Panels | Canadian Solar | CS6R-400MS-HL HIKU6 BLACK MONO |  | 0.4 | 10 | 357 | 23 |  | Fixed | Roof
NJADRE1555795866 | Administratively Determined Incentive Program | Barnegat | 8005 | 18 | 10.13 | Residential | Behind the Meter | Yes | Net Metered Residential | SunnyMac LLC |  | JCP&L | Accepted | 2024-02-19 | 2024-03-05 | 2025-03-05 | Solar Panels | Q.PEAK DUO BLK ML-G10+ 405 | HANWHA |  | 0.405 | 25 | 86 | 19 |  | Fixed | Roof
NJADRE1555795866 | Administratively Determined Incentive Program | Barnegat | 8005 | 18 | 10.13 | Residential | Behind the Meter | Yes | Net Metered Residential | SunnyMac LLC |  | JCP&L | Accepted | 2024-02-19 | 2024-03-05 | 2025-03-05 | Inverters | SE76000H-US | Solaredge | 7600 |  | 1 |  |  | 0.1 |  | Outdoor | next to meter
NJADRE1555795868 | Administratively Determined Incentive Program | Rutherford Boro | 7070 | 7 | 10 | Residential | Behind the Meter | Yes | Net Metered Residential | Sunrun Installation Services, Inc. |  | PSE&G | Accepted | 2024-02-19 | 2024-03-05 | 2025-03-05 | Solar Panels | Hanwha Q-Cells | Q.PEAK DUO BLK ML-G10+/t 400 |  | 0.4 | 5 | 127 | 23 |  | Fixed | Roof
NJADRE1555795868 | Administratively Determined Incentive Program | Rutherford Boro | 7070 | 7 | 10 | Residential | Behind the Meter | Yes | Net Metered Residential | Sunrun Installation Services, Inc. |  | PSE&G | Accepted | 2024-02-19 | 2024-03-05 | 2025-03-05 | Solar Panels | Hanwha Q-Cells | Q.PEAK DUO BLK ML-G10+/t 400 |  | 0.4 | 20 | 37 | 21 |  | Fixed | Roof
NJADRE1555795868 | Administratively Determined Incentive Program | Rutherford Boro | 7070 | 7 | 10 | Residential | Behind the Meter | Yes | Net Metered Residential | Sunrun Installation Services, Inc. |  | PSE&G | Accepted | 2024-02-19 | 2024-03-05 | 2025-03-05 | Inverters | SolarEdge Technologies | SE7600H-USSN | 6000 |  | 1 |  |  | 0.99 |  | Outside | Next To Meter
NJADRE1555795868 | Administratively Determined Incentive Program | Rutherford Boro | 7070 | 7 | 10 | Residential | Behind the Meter | Yes | Net Metered Residential | Sunrun Installation Services, Inc. |  | PSE&G | Accepted | 2024-02-19 | 2024-03-05 | 2025-03-05 | Electric Storage Battery | Tesla | Powerwall 2 AC |  |  | 1 |  |  |  | Lead Acid |  | Outside
NJADRE1555795892 | Administratively Determined Incentive Program | PASSAIC | 7055 | 6 | 13.43 | Residential | Behind the Meter | No | Net Metered Residential | Fusion Solar Energy |  | PSE&G | Accepted | 2024-02-19 | 2024-03-05 | 2025-03-05 | Solar Panels | CANADIAN SOLAR | CS6R-395MS-HL |  | 0.395 | 11 | 124 | 39 |  | Fixed | Roof
NJADRE1555795892 | Administratively Determined Incentive Program | PASSAIC | 7055 | 6 | 13.43 | Residential | Behind the Meter | No | Net Metered Residential | Fusion Solar Energy |  | PSE&G | Accepted | 2024-02-19 | 2024-03-05 | 2025-03-05 | Solar Panels | CANADIAN SOLAR | CS6R-395MS-HL |  | 0.395 | 10 | 124 | 38 |  | Fixed | Roof
NJADRE1555795892 | Administratively Determined Incentive Program | PASSAIC | 7055 | 6 | 13.43 | Residential | Behind the Meter | No | Net Metered Residential | Fusion Solar Energy |  | PSE&G | Accepted | 2024-02-19 | 2024-03-05 | 2025-03-05 | Solar Panels | CANADIAN SOLAR | CS6R-395MS-HL |  | 0.395 | 11 | 124 | 37 |  | Fixed | Roof
NJADRE1555795892 | Administratively Determined Incentive Program | PASSAIC | 7055 | 6 | 13.43 | Residential | Behind the Meter | No | Net Metered Residential | Fusion Solar Energy |  | PSE&G | Accepted | 2024-02-19 | 2024-03-05 | 2025-03-05 | Solar Panels | CANADIAN SOLAR | CS6R-395MS-HL |  | 0.395 | 2 | 304 | 38 |  | Fixed | Roof
NJADRE1555795892 | Administratively Determined Incentive Program | PASSAIC | 7055 | 6 | 13.43 | Residential | Behind the Meter | No | Net Metered Residential | Fusion Solar Energy |  | PSE&G | Accepted | 2024-02-19 | 2024-03-05 | 2025-03-05 | Inverters | ENPHASE | IQ7PLUS-72-2-US | 10 |  | 34 |  |  | 0.99 |  | Outdoor
NJADRE1555795893 | Administratively Determined Incentive Program | MAYS LANDING | 8330 | 19 | 20.66 | Residential | Behind the Meter | Yes | Net Metered Residential | SunnyMac LLC |  | AC Electric | Accepted | 2024-02-19 | 2024-03-06 | 2025-03-06 | Solar Panels | Q.PEAK DUO BLK ML-G10+ 405 | HANWHA |  | 0.405 | 27 | 222 | 30 |  | Fixed | Roof
NJADRE1555795893 | Administratively Determined Incentive Program | MAYS LANDING | 8330 | 19 | 20.66 | Residential | Behind the Meter | Yes | Net Metered Residential | SunnyMac LLC |  | AC Electric | Accepted | 2024-02-19 | 2024-03-06 | 2025-03-06 | Solar Panels | Q.PEAK DUO BLK ML-G10+ 405 | HANWHA |  | 0.405 | 6 | 42 | 30 |  | Fixed | Roof
NJADRE1555795893 | Administratively Determined Incentive Program | MAYS LANDING | 8330 | 19 | 20.66 | Residential | Behind the Meter | Yes | Net Metered Residential | SunnyMac LLC |  | AC Electric | Accepted | 2024-02-19 | 2024-03-06 | 2025-03-06 | Solar Panels | Q.PEAK DUO BLK ML-G10+ 405 | HANWHA |  | 0.405 | 18 | 222 | 30 |  | Fixed | Roof
NJADRE1555795893 | Administratively Determined Incentive Program | MAYS LANDING | 8330 | 19 | 20.66 | Residential | Behind the Meter | Yes | Net Metered Residential | SunnyMac LLC |  | AC Electric | Accepted | 2024-02-19 | 2024-03-06 | 2025-03-06 | Inverters | SE10000H-US | Solaredge | 10000 |  | 1 |  |  | 0.1 |  | Outdoor | next to meter
NJADRE1555795893 | Administratively Determined Incentive Program | MAYS LANDING | 8330 | 19 | 20.66 | Residential | Behind the Meter | Yes | Net Metered Residential | SunnyMac LLC |  | AC Electric | Accepted | 2024-02-19 | 2024-03-06 | 2025-03-06 | Inverters | SE76000H-US | Solaredge | 7600 |  | 1 |  |  | 0.1 |  | Outdoor | next to meter
NJADRE1555795895 | Administratively Determined Incentive Program | Somerset | 8873 | 5 | 4.46 | Residential | Behind the Meter | Yes | Net Metered Residential | Trinity Solar Inc |  | PSE&G | Accepted | 2024-02-19 | 2024-03-05 | 2025-03-05 | Solar Panels | HANWHA | (Q.PEAK DUO BLK ML-G10+ 405) |  | 0.405 | 11 | 128 | 27 |  | Fixed | Roof
NJADRE1555795895 | Administratively Determined Incentive Program | Somerset | 8873 | 5 | 4.46 | Residential | Behind the Meter | Yes | Net Metered Residential | Trinity Solar Inc |  | PSE&G | Accepted | 2024-02-19 | 2024-03-05 | 2025-03-05 | Inverters | Solar Edge | SE3800H-US | 3800 |  | 1 |  |  | 0.97 |  | Outside
NJADRE1555795902 | Administratively Determined Incentive Program | Bridgeton | 8323 | 20 | 4.92 | Residential | Behind the Meter | Yes | Net Metered Residential | Pro Custom Solar dba Momentum Solar |  | AC Electric | Accepted | 2024-02-19 | 2024-03-05 | 2025-03-05 | Solar Panels | Q. PEAK DUO BLK ML-G10+410 | hawnha |  | 0.41 | 8 | 154 | 6 |  | Fixed | Roof
NJADRE1555795902 | Administratively Determined Incentive Program | Bridgeton | 8323 | 20 | 4.92 | Residential | Behind the Meter | Yes | Net Metered Residential | Pro Custom Solar dba Momentum Solar |  | AC Electric | Accepted | 2024-02-19 | 2024-03-05 | 2025-03-05 | Solar Panels | Q. PEAK DUO BLK ML-G10+410 | hawnha |  | 0.41 | 4 | 244 | 43 |  | Fixed | Roof
NJADRE1555795902 | Administratively Determined Incentive Program | Bridgeton | 8323 | 20 | 4.92 | Residential | Behind the Meter | Yes | Net Metered Residential | Pro Custom Solar dba Momentum Solar |  | AC Electric | Accepted | 2024-02-19 | 2024-03-05 | 2025-03-05 | Inverters | IQ8PLUS-72-2-US | Enphase | 290 |  | 12 |  |  | 0.97 |  | Outdoor
NJADRE1555795911 | Administratively Determined Incentive Program | HAMILTON | 8620 | 12 | 10.53 | Residential | Behind the Meter | Yes | Net Metered Residential | Sunny Mac LLC |  | PSE&G | Accepted | 2024-02-19 | 2024-03-05 | 2025-03-05 | Solar Panels | Q.PEAK DUO BLK ML-G10+ 405 | HANWHA |  | 0.405 | 14 | 280 | 36 |  | Fixed | Roof
NJADRE1555795911 | Administratively Determined Incentive Program | HAMILTON | 8620 | 12 | 10.53 | Residential | Behind the Meter | Yes | Net Metered Residential | Sunny Mac LLC |  | PSE&G | Accepted | 2024-02-19 | 2024-03-05 | 2025-03-05 | Solar Panels | Q.PEAK DUO BLK ML-G10+ 405 | HANWHA |  | 0.405 | 6 | 190 | 26 |  | Fixed | Roof
NJADRE1555795911 | Administratively Determined Incentive Program | HAMILTON | 8620 | 12 | 10.53 | Residential | Behind the Meter | Yes | Net Metered Residential | Sunny Mac LLC |  | PSE&G | Accepted | 2024-02-19 | 2024-03-05 | 2025-03-05 | Solar Panels | Q.PEAK DUO BLK ML-G10+ 405 | HANWHA |  | 0.405 | 6 | 10 | 26 |  | Fixed | Roof
NJADRE1555795911 | Administratively Determined Incentive Program | HAMILTON | 8620 | 12 | 10.53 | Residential | Behind the Meter | Yes | Net Metered Residential | Sunny Mac LLC |  | PSE&G | Accepted | 2024-02-19 | 2024-03-05 | 2025-03-05 | Inverters | SE3800H-US | Solaredge | 3800 |  | 2 |  |  | 0.1 |  | Outdoor | next to meter
NJADRE1555795917 | Administratively Determined Incentive Program | PERTH AMBOY | 8861 | 11 | 6.32 | Residential | Behind the Meter | No | Net Metered Residential | Fusion Solar Energy |  | PSE&G | Accepted | 2024-02-19 | 2024-03-05 | 2025-03-05 | Inverters | ENPHASE | IQ7PLUS-72-2-US | 290 |  | 16 |  |  | 0.94 |  | Outside
NJADRE1555795917 | Administratively Determined Incentive Program | PERTH AMBOY | 8861 | 11 | 6.32 | Residential | Behind the Meter | No | Net Metered Residential | Fusion Solar Energy |  | PSE&G | Accepted | 2024-02-19 | 2024-03-05 | 2025-03-05 | Solar Panels | CANADIAN SOLAR | CS6R-395MS-HL |  | 0.395 | 15 | 202 | 37 |  | Fixed | Roof
NJADRE1555795917 | Administratively Determined Incentive Program | PERTH AMBOY | 8861 | 11 | 6.32 | Residential | Behind the Meter | No | Net Metered Residential | Fusion Solar Energy |  | PSE&G | Accepted | 2024-02-19 | 2024-03-05 | 2025-03-05 | Solar Panels | CANADIAN SOLAR | CS6R-395MS-HL |  | 0.395 | 1 | 22 | 34 |  | Fixed | Roof
NJADRE1555795939 | Administratively Determined Incentive Program | HIGHTSTOWN | 8520 | 12 | 12 | Residential | Behind the Meter | Yes | Net Metered Residential | Sunrun Installation Services, Inc. |  | JCP&L | Accepted | 2024-02-19 | 2024-03-05 | 2025-03-05 | Inverters | SolarEdge Technologies | SE10000H-USSN | 10000 |  | 1 |  |  | 0.99 |  | Outside
NJADRE1555795939 | Administratively Determined Incentive Program | HIGHTSTOWN | 8520 | 12 | 12 | Residential | Behind the Meter | Yes | Net Metered Residential | Sunrun Installation Services, Inc. |  | JCP&L | Accepted | 2024-02-19 | 2024-03-05 | 2025-03-05 | Solar Panels | Hanwha Q Cells | Q.PEAK DUO BLK ML-G10+/t 400 |  | 0.4 | 13 | 90 | 18 |  | Fixed | Roof
NJADRE1555795939 | Administratively Determined Incentive Program | HIGHTSTOWN | 8520 | 12 | 12 | Residential | Behind the Meter | Yes | Net Metered Residential | Sunrun Installation Services, Inc. |  | JCP&L | Accepted | 2024-02-19 | 2024-03-05 | 2025-03-05 | Solar Panels | Hanwha Q Cells | Q.PEAK DUO BLK ML-G10+/t 400 |  | 0.4 | 17 | 270 | 22 |  | Fixed | Roof
NJADRE1555795947 | Administratively Determined Incentive Program | ELMER | 8318 | 16 | 24 | Residential | Behind the Meter | No | Net Metered Residential | RCL Enterprises Inc |  | AC Electric | Accepted | 2024-02-19 | 2024-03-13 | 2025-03-13 | Inverters | Enphase | IQ8plus | 290 |  | 60 |  |  | 0.97 |  | Outdoor
NJADRE1555795947 | Administratively Determined Incentive Program | ELMER | 8318 | 16 | 24 | Residential | Behind the Meter | No | Net Metered Residential | RCL Enterprises Inc |  | AC Electric | Accepted | 2024-02-19 | 2024-03-13 | 2025-03-13 | Solar Panels | JA Solar | JAM54S31 |  | 0.4 | 60 | 164 | 20 |  | Fixed | Roof
NJADRE1555795950 | Administratively Determined Incentive Program | LUMBERTON TOWNSHIP | 8048 | 13 | 9.2 | Residential | Behind the Meter | No | Net Metered Residential | Freedom Forever New Jersey LLC |  | PSE&G | Accepted | 2024-02-19 | 2024-03-05 | 2025-03-05 | Inverters | Solar Edge | SE7600H-USRGM [SI1 | 7600 |  | 1 |  |  | 0.99 |  | Outside
NJADRE1555795950 | Administratively Determined Incentive Program | LUMBERTON TOWNSHIP | 8048 | 13 | 9.2 | Residential | Behind the Meter | No | Net Metered Residential | Freedom Forever New Jersey LLC |  | PSE&G | Accepted | 2024-02-19 | 2024-03-05 | 2025-03-05 | Solar Panels | Freedom Forever | FF-MP-BBB-400 |  | 0.4 | 6 | 359 | 22 |  | Fixed | Roof
NJADRE1555795950 | Administratively Determined Incentive Program | LUMBERTON TOWNSHIP | 8048 | 13 | 9.2 | Residential | Behind the Meter | No | Net Metered Residential | Freedom Forever New Jersey LLC |  | PSE&G | Accepted | 2024-02-19 | 2024-03-05 | 2025-03-05 | Solar Panels | Freedom Forever | FF-MP-BBB-400 |  | 0.4 | 5 | 179 | 22 |  | Fixed | Roof
NJADRE1555795950 | Administratively Determined Incentive Program | LUMBERTON TOWNSHIP | 8048 | 13 | 9.2 | Residential | Behind the Meter | No | Net Metered Residential | Freedom Forever New Jersey LLC |  | PSE&G | Accepted | 2024-02-19 | 2024-03-05 | 2025-03-05 | Solar Panels | Freedom Forever | FF-MP-BBB-400 |  | 0.4 | 6 | 269 | 22 |  | Fixed | Roof
NJADRE1555795950 | Administratively Determined Incentive Program | LUMBERTON TOWNSHIP | 8048 | 13 | 9.2 | Residential | Behind the Meter | No | Net Metered Residential | Freedom Forever New Jersey LLC |  | PSE&G | Accepted | 2024-02-19 | 2024-03-05 | 2025-03-05 | Solar Panels | Freedom Forever | FF-MP-BBB-400 |  | 0.4 | 6 | 89 | 22 |  | Fixed | Roof
NJADRE1555795951 | Administratively Determined Incentive Program | BLOOMFIELD | 7003 | 9 | 6.8 | Residential | Behind the Meter | Yes | Net Metered Residential | Sunrun Installation Services, Inc. |  | PSE&G | Accepted | 2024-02-19 | 2024-03-05 | 2025-03-05 | Solar Panels | Hanwha Q-Cells | Q.PEAK DUO BLK ML-G10+/t 400 |  | 0.4 | 7 | 263 | 35 |  | Fixed | Roof
NJADRE1555795951 | Administratively Determined Incentive Program | BLOOMFIELD | 7003 | 9 | 6.8 | Residential | Behind the Meter | Yes | Net Metered Residential | Sunrun Installation Services, Inc. |  | PSE&G | Accepted | 2024-02-19 | 2024-03-05 | 2025-03-05 | Solar Panels | Hanwha Q-Cells | Q.PEAK DUO BLK ML-G10+/t 400 |  | 0.4 | 10 | 83 | 35 |  | Fixed | Roof
NJADRE1555795951 | Administratively Determined Incentive Program | BLOOMFIELD | 7003 | 9 | 6.8 | Residential | Behind the Meter | Yes | Net Metered Residential | Sunrun Installation Services, Inc. |  | PSE&G | Accepted | 2024-02-19 | 2024-03-05 | 2025-03-05 | Inverters | SolarEdge Technologies | SE6000H-USSN | 6000 |  | 1 |  |  | 0.99 |  | Outside | Next To Meter
NJADRE1555796076 | Administratively Determined Incentive Program | BRIDGETON | 8302 | 20 | 6.8 | Residential | Behind the Meter | No | Net Metered Residential | Sea Bright Solar LLC |  | AC Electric | Accepted | 2024-02-19 | 2024-03-15 | 2025-03-15 | Solar Panels | Sunpower | SPR-U-400 |  | 0.4 | 17 | 174 | 22 |  | Fixed | Roof
NJADRE1555796076 | Administratively Determined Incentive Program | BRIDGETON | 8302 | 20 | 6.8 | Residential | Behind the Meter | No | Net Metered Residential | Sea Bright Solar LLC |  | AC Electric | Accepted | 2024-02-19 | 2024-03-15 | 2025-03-15 | Inverters | Enphase | IQ 7HS | 384 |  | 17 |  |  | 0.99 |  | Outside
NJADRE1555796079 | Administratively Determined Incentive Program | SICKLERVILLE | 8081 | 14 | 10.01 | Residential | Behind the Meter | No | Net Metered Residential | Freedom Forever New Jersey LLC |  | AC Electric | Accepted | 2024-02-19 | 2024-03-05 | 2025-03-05 | Inverters | Solar Edge | SE7600H-USRGM [SI1] | 7600 |  | 1 |  |  | 0.99 |  | Outdoor
NJADRE1555796079 | Administratively Determined Incentive Program | SICKLERVILLE | 8081 | 14 | 10.01 | Residential | Behind the Meter | No | Net Metered Residential | Freedom Forever New Jersey LLC |  | AC Electric | Accepted | 2024-02-19 | 2024-03-05 | 2025-03-05 | Solar Panels | JINKO SOLAR | JKM385M-6RL3-B |  | 0.385 | 12 | 265 | 23 |  | Fixed | Roof
NJADRE1555796079 | Administratively Determined Incentive Program | SICKLERVILLE | 8081 | 14 | 10.01 | Residential | Behind the Meter | No | Net Metered Residential | Freedom Forever New Jersey LLC |  | AC Electric | Accepted | 2024-02-19 | 2024-03-05 | 2025-03-05 | Solar Panels | JINKO SOLAR | JKM385M-6RL3-B |  | 0.385 | 12 | 175 | 23 |  | Fixed | Roof
NJADRE1555796079 | Administratively Determined Incentive Program | SICKLERVILLE | 8081 | 14 | 10.01 | Residential | Behind the Meter | No | Net Metered Residential | Freedom Forever New Jersey LLC |  | AC Electric | Accepted | 2024-02-19 | 2024-03-05 | 2025-03-05 | Solar Panels | JINKO SOLAR | JKM385M-6RL3-B |  | 0.385 | 2 | 355 | 23 |  | Fixed | Roof
NJADRE1555796153 | Administratively Determined Incentive Program | WOODBURY HEIGHTS | 8097 | 15 | 8.1 | Residential | Behind the Meter | Yes | Net Metered Residential | Trinity Solar |  | PSE&G | Accepted | 2024-02-19 | 2024-03-05 | 2025-03-05 | Solar Panels | HANWHA | (Q.PEAK DUO BLK ML-G10+ 405) |  | 0.405 | 20 | 175 | 31 |  | Fixed | Roof
NJADRE1555796153 | Administratively Determined Incentive Program | WOODBURY HEIGHTS | 8097 | 15 | 8.1 | Residential | Behind the Meter | Yes | Net Metered Residential | Trinity Solar |  | PSE&G | Accepted | 2024-02-19 | 2024-03-05 | 2025-03-05 | Inverters | Solar Edge | SE6000H-US | 6000 |  | 1 |  |  | 0.97 |  | Outside
NJADRE1555796196 | Administratively Determined Incentive Program | MILLVILLE | 8332 | 20 | 11.89 | Residential | Behind the Meter | Yes | Net Metered Residential | Define Solar |  | AC Electric | Accepted | 2024-02-23 | 2024-03-15 | 2025-03-15 | Inverters | Enphase | IQ8PLUS-72-2-US | 290 |  | 26 |  |  | 0.976 |  | Outside | Under each pv panel
NJADRE1555796196 | Administratively Determined Incentive Program | MILLVILLE | 8332 | 20 | 11.89 | Residential | Behind the Meter | Yes | Net Metered Residential | Define Solar |  | AC Electric | Accepted | 2024-02-23 | 2024-03-15 | 2025-03-15 | Inverters | Enphase | IQ8PLUS-72-2-US | 290 |  | 3 |  |  | 0.976 |  | Outside | Under each pv panel
NJADRE1555796196 | Administratively Determined Incentive Program | MILLVILLE | 8332 | 20 | 11.89 | Residential | Behind the Meter | Yes | Net Metered Residential | Define Solar |  | AC Electric | Accepted | 2024-02-23 | 2024-03-15 | 2025-03-15 | Solar Panels | Znshine | ZXM7-SH108 410W |  | 0.41 | 26 | 207 | 25 |  | Fixed | Roof
NJADRE1555796196 | Administratively Determined Incentive Program | MILLVILLE | 8332 | 20 | 11.89 | Residential | Behind the Meter | Yes | Net Metered Residential | Define Solar |  | AC Electric | Accepted | 2024-02-23 | 2024-03-15 | 2025-03-15 | Solar Panels | Znshine | ZXM7-SH108 410W |  | 0.41 | 3 | 27 | 25 |  | Fixed | Roof
NJADRE1555796196 | Administratively Determined Incentive Program | MILLVILLE | 8332 | 20 | 11.89 | Residential | Behind the Meter | Yes | Net Metered Residential | Define Solar |  | AC Electric | Accepted | 2024-02-23 | 2024-03-15 | 2025-03-15 | Meters | Enphase | X2-IQ-AM1-240-4 |  |  | 1 |  |  |  | Yes | Outdoor
NJADRE1555796201 | Administratively Determined Incentive Program | KEARNY | 7032 | 8 | 4.46 | Residential | Behind the Meter | Yes | Net Metered Residential | Trinity Solar |  | PSE&G | Accepted | 2024-02-19 | 2024-03-05 | 2025-03-05 | Inverters | Solar Edge | SE3800H-US | 3800 |  | 1 |  |  | 0.97 |  | Outdoor
NJADRE1555796201 | Administratively Determined Incentive Program | KEARNY | 7032 | 8 | 4.46 | Residential | Behind the Meter | Yes | Net Metered Residential | Trinity Solar |  | PSE&G | Accepted | 2024-02-19 | 2024-03-05 | 2025-03-05 | Solar Panels | Hanwha | Q.PEAK DUO BLK ML-G10+ 405 |  | 0.405 | 9 | 214 | 47 |  | Fixed | Roof
NJADRE1555796201 | Administratively Determined Incentive Program | KEARNY | 7032 | 8 | 4.46 | Residential | Behind the Meter | Yes | Net Metered Residential | Trinity Solar |  | PSE&G | Accepted | 2024-02-19 | 2024-03-05 | 2025-03-05 | Solar Panels | Hanwha | Q.PEAK DUO BLK ML-G10+ 405 |  | 0.405 | 2 | 124 | 47 |  | Fixed | Roof
NJADRE1555796206 | Administratively Determined Incentive Program | WOODBURY | 8096 | 15 | 11.48 | Residential | Behind the Meter | Yes | Net Metered Residential | Define Solar |  | PSE&G | Accepted | 2024-02-29 | 2024-03-19 | 2025-03-19 | Solar Panels | Znshine | ZXM7-SH108 410W |  | 0.41 | 16 | 240 | 26 |  | Fixed | Roof
NJADRE1555796206 | Administratively Determined Incentive Program | WOODBURY | 8096 | 15 | 11.48 | Residential | Behind the Meter | Yes | Net Metered Residential | Define Solar |  | PSE&G | Accepted | 2024-02-29 | 2024-03-19 | 2025-03-19 | Solar Panels | Znshine | ZXM7-SH108 410W |  | 0.41 | 2 | 60 | 25 |  | Fixed | Roof
NJADRE1555796206 | Administratively Determined Incentive Program | WOODBURY | 8096 | 15 | 11.48 | Residential | Behind the Meter | Yes | Net Metered Residential | Define Solar |  | PSE&G | Accepted | 2024-02-29 | 2024-03-19 | 2025-03-19 | Solar Panels | Znshine | ZXM7-SH108 410W |  | 0.41 | 8 | 60 | 26 |  | Fixed | Roof
NJADRE1555796206 | Administratively Determined Incentive Program | WOODBURY | 8096 | 15 | 11.48 | Residential | Behind the Meter | Yes | Net Metered Residential | Define Solar |  | PSE&G | Accepted | 2024-02-29 | 2024-03-19 | 2025-03-19 | Solar Panels | Znshine | ZXM7-SH108 410W |  | 0.41 | 2 | 60 | 25 |  | Fixed | Roof
NJADRE1555796206 | Administratively Determined Incentive Program | WOODBURY | 8096 | 15 | 11.48 | Residential | Behind the Meter | Yes | Net Metered Residential | Define Solar |  | PSE&G | Accepted | 2024-02-29 | 2024-03-19 | 2025-03-19 | Inverters | Enphase | IQ8PLUS-72-2-US | 290 |  | 16 |  |  | 0.976 |  | Outside | Under each pv panel
NJADRE1555796206 | Administratively Determined Incentive Program | WOODBURY | 8096 | 15 | 11.48 | Residential | Behind the Meter | Yes | Net Metered Residential | Define Solar |  | PSE&G | Accepted | 2024-02-29 | 2024-03-19 | 2025-03-19 | Inverters | Enphase | IQ8PLUS-72-2-US | 290 |  | 2 |  |  | 0.976 |  | Outside | Under each pv panel
NJADRE1555796206 | Administratively Determined Incentive Program | WOODBURY | 8096 | 15 | 11.48 | Residential | Behind the Meter | Yes | Net Metered Residential | Define Solar |  | PSE&G | Accepted | 2024-02-29 | 2024-03-19 | 2025-03-19 | Inverters | Enphase | IQ8PLUS-72-2-US | 290 |  | 8 |  |  | 0.976 |  | Outside | Under each pv panel
NJADRE1555796206 | Administratively Determined Incentive Program | WOODBURY | 8096 | 15 | 11.48 | Residential | Behind the Meter | Yes | Net Metered Residential | Define Solar |  | PSE&G | Accepted | 2024-02-29 | 2024-03-19 | 2025-03-19 | Inverters | Enphase | IQ8PLUS-72-2-US | 290 |  | 2 |  |  | 0.976 |  | Outside | Under each pv panel
NJADRE1555796212 | Administratively Determined Incentive Program | Totowa Boro | 7512 | 6 | 4.4 | Residential | Behind the Meter | Yes | Net Metered Residential | Sunrun Installation Services, Inc. |  | PSE&G | Accepted | 2024-02-19 | 2024-03-05 | 2025-03-05 | Solar Panels | Hanwha Q-Cells | Q.PEAK DUO BLK ML-G10+/T 400 |  | 0.4 | 8 | 124 | 21 |  | Fixed | Roof
NJADRE1555796212 | Administratively Determined Incentive Program | Totowa Boro | 7512 | 6 | 4.4 | Residential | Behind the Meter | Yes | Net Metered Residential | Sunrun Installation Services, Inc. |  | PSE&G | Accepted | 2024-02-19 | 2024-03-05 | 2025-03-05 | Solar Panels | Hanwha Q-Cells | Q.PEAK DUO BLK ML-G10+/T 400 |  | 0.4 | 3 | 304 | 21 |  | Fixed | Roof
NJADRE1555796212 | Administratively Determined Incentive Program | Totowa Boro | 7512 | 6 | 4.4 | Residential | Behind the Meter | Yes | Net Metered Residential | Sunrun Installation Services, Inc. |  | PSE&G | Accepted | 2024-02-19 | 2024-03-05 | 2025-03-05 | Inverters | SolarEdge Technologies | SE3800H-USMN | 3800 |  | 1 |  |  | 0.99 |  | Outside | Next To Meter
NJADRE1555796215 | Administratively Determined Incentive Program | Woodbine | 8270 | 21 | 13.12 | Residential | Behind the Meter | Yes | Net Metered Residential | Define Solar |  | AC Electric | Accepted | 2024-02-29 | 2024-03-20 | 2025-03-20 | Inverters | Enphase | IQ8PLUS-72-2-US | 290 |  | 32 |  |  | 0.976 |  | Outside | Under each pv panel
NJADRE1555796215 | Administratively Determined Incentive Program | Woodbine | 8270 | 21 | 13.12 | Residential | Behind the Meter | Yes | Net Metered Residential | Define Solar |  | AC Electric | Accepted | 2024-02-29 | 2024-03-20 | 2025-03-20 | Solar Panels | Znshine | ZXM7-SH108 410W |  | 0.41 | 32 | 180 | 30 |  | Fixed | Ground
NJADRE1555796217 | Administratively Determined Incentive Program | TOMS RIVER | 8753 | 18 | 11.94 | Residential | Behind the Meter | Yes | Net Metered Residential | Reliable Power and Solar |  | JCP&L | Accepted | 2024-02-19 | 2024-03-05 | 2025-03-05 | Inverters | Enphase | IQ8 plus | 290 |  | 31 |  |  | 0.97 |  | Outside | roof
NJADRE1555796217 | Administratively Determined Incentive Program | TOMS RIVER | 8753 | 18 | 11.94 | Residential | Behind the Meter | Yes | Net Metered Residential | Reliable Power and Solar |  | JCP&L | Accepted | 2024-02-19 | 2024-03-05 | 2025-03-05 | Solar Panels | JA solar | JAM72S09385 |  | 0.385 | 5 | 178 | 42 |  | Fixed | Roof
NJADRE1555796217 | Administratively Determined Incentive Program | TOMS RIVER | 8753 | 18 | 11.94 | Residential | Behind the Meter | Yes | Net Metered Residential | Reliable Power and Solar |  | JCP&L | Accepted | 2024-02-19 | 2024-03-05 | 2025-03-05 | Solar Panels | JA solar | JAM72S09385 |  | 0.385 | 6 | 178 | 42 |  | Fixed | Roof
NJADRE1555796217 | Administratively Determined Incentive Program | TOMS RIVER | 8753 | 18 | 11.94 | Residential | Behind the Meter | Yes | Net Metered Residential | Reliable Power and Solar |  | JCP&L | Accepted | 2024-02-19 | 2024-03-05 | 2025-03-05 | Solar Panels | JA solar | JAM72S09385 |  | 0.385 | 20 | 178 | 18 |  | Fixed | Roof
NJADRE1555796218 | Administratively Determined Incentive Program | WILLINGBORO | 8046 | 13 | 9.43 | Residential | Behind the Meter | Yes | Net Metered Residential | Define Solar |  | PSE&G | Accepted | 2024-02-29 | 2024-03-20 | 2025-03-20 | Inverters | Enphase | IQ8PLUS-72-2-US | 290 |  | 12 |  |  | 0.976 |  | Outside | Under each pv panel
NJADRE1555796218 | Administratively Determined Incentive Program | WILLINGBORO | 8046 | 13 | 9.43 | Residential | Behind the Meter | Yes | Net Metered Residential | Define Solar |  | PSE&G | Accepted | 2024-02-29 | 2024-03-20 | 2025-03-20 | Inverters | Enphase | IQ8PLUS-72-2-US | 290 |  | 3 |  |  | 0.976 |  | Outside | Under each pv panel
NJADRE1555796218 | Administratively Determined Incentive Program | WILLINGBORO | 8046 | 13 | 9.43 | Residential | Behind the Meter | Yes | Net Metered Residential | Define Solar |  | PSE&G | Accepted | 2024-02-29 | 2024-03-20 | 2025-03-20 | Inverters | Enphase | IQ8PLUS-72-2-US | 290 |  | 8 |  |  | 0.976 |  | Outside | Under each pv panel
NJADRE1555796218 | Administratively Determined Incentive Program | WILLINGBORO | 8046 | 13 | 9.43 | Residential | Behind the Meter | Yes | Net Metered Residential | Define Solar |  | PSE&G | Accepted | 2024-02-29 | 2024-03-20 | 2025-03-20 | Solar Panels | Znshine | ZXM7-SH108 410W |  | 0.41 | 12 | 209 | 42 |  | Fixed | Roof
NJADRE1555796218 | Administratively Determined Incentive Program | WILLINGBORO | 8046 | 13 | 9.43 | Residential | Behind the Meter | Yes | Net Metered Residential | Define Solar |  | PSE&G | Accepted | 2024-02-29 | 2024-03-20 | 2025-03-20 | Solar Panels | Znshine | ZXM7-SH108 410W |  | 0.41 | 3 | 209 | 19 |  | Fixed | Roof
NJADRE1555796218 | Administratively Determined Incentive Program | WILLINGBORO | 8046 | 13 | 9.43 | Residential | Behind the Meter | Yes | Net Metered Residential | Define Solar |  | PSE&G | Accepted | 2024-02-29 | 2024-03-20 | 2025-03-20 | Solar Panels | Znshine | ZXM7-SH108 410W |  | 0.41 | 8 | 209 | 15 |  | Fixed | Roof
NJADRE1555796219 | Administratively Determined Incentive Program | GIBBSTOWN | 8027 | 15 | 4.05 | Residential | Behind the Meter | Yes | Net Metered Residential | Trinity Solar |  | AC Electric | Accepted | 2024-02-19 | 2024-03-05 | 2025-03-05 | Inverters | Solar Edge | SE3000H-US | 3000 |  | 1 |  |  | 0.97 |  | Outdoor
NJADRE1555796219 | Administratively Determined Incentive Program | GIBBSTOWN | 8027 | 15 | 4.05 | Residential | Behind the Meter | Yes | Net Metered Residential | Trinity Solar |  | AC Electric | Accepted | 2024-02-19 | 2024-03-05 | 2025-03-05 | Solar Panels | HANWHA 405 (Q.PEAK DUO BLK ML-G10+ 405) | (Q.PEAK DUO BLK ML-G10+ 405) |  | 0.405 | 10 | 180 | 34 |  | Fixed | Roof
NJADRE1555796220 | Administratively Determined Incentive Program | Vincentown | 8088 | 13 | 21.2 | Residential | Behind the Meter | Yes | Net Metered Residential | Power Energy Solutions |  | AC Electric | Accepted | 2024-02-19 | 2024-03-05 | 2025-03-05 | Inverters | SolarEdge | SE6000H-US | 6000 |  | 2 |  |  | 0.97 |  | Outdoor
NJADRE1555796220 | Administratively Determined Incentive Program | Vincentown | 8088 | 13 | 21.2 | Residential | Behind the Meter | Yes | Net Metered Residential | Power Energy Solutions |  | AC Electric | Accepted | 2024-02-19 | 2024-03-05 | 2025-03-05 | Inverters | SolarEdge | SE3800H-US | 3800 |  | 1 |  |  | 0.97 |  | Outdoor
NJADRE1555796220 | Administratively Determined Incentive Program | Vincentown | 8088 | 13 | 21.2 | Residential | Behind the Meter | Yes | Net Metered Residential | Power Energy Solutions |  | AC Electric | Accepted | 2024-02-19 | 2024-03-05 | 2025-03-05 | Solar Panels | Canadian Solar | CS6R-400MS-HL HIKU6 BLACK MONO |  | 0.4 | 5 | 95 | 21 |  | Fixed | Roof
NJADRE1555796220 | Administratively Determined Incentive Program | Vincentown | 8088 | 13 | 21.2 | Residential | Behind the Meter | Yes | Net Metered Residential | Power Energy Solutions |  | AC Electric | Accepted | 2024-02-19 | 2024-03-05 | 2025-03-05 | Solar Panels | Canadian Solar | CS6R-400MS-HL HIKU6 BLACK MONO |  | 0.4 | 20 | 195 | 9 |  | Fixed | Roof
NJADRE1555796220 | Administratively Determined Incentive Program | Vincentown | 8088 | 13 | 21.2 | Residential | Behind the Meter | Yes | Net Metered Residential | Power Energy Solutions |  | AC Electric | Accepted | 2024-02-19 | 2024-03-05 | 2025-03-05 | Solar Panels | Canadian Solar | CS6R-400MS-HL HIKU6 BLACK MONO |  | 0.4 | 14 | 195 | 15 |  | Fixed | Roof
NJADRE1555796220 | Administratively Determined Incentive Program | Vincentown | 8088 | 13 | 21.2 | Residential | Behind the Meter | Yes | Net Metered Residential | Power Energy Solutions |  | AC Electric | Accepted | 2024-02-19 | 2024-03-05 | 2025-03-05 | Solar Panels | Canadian Solar | CS6R-400MS-HL HIKU6 BLACK MONO |  | 0.4 | 14 | 105 | 25 |  | Fixed | Roof
NJADRE1555796229 | Administratively Determined Incentive Program | EGG HARBOR CITY | 8215 | 19 | 21.87 | Residential | Behind the Meter | Yes | Net Metered Residential | Trinity Solar Inc. |  | AC Electric | Accepted | 2024-02-20 | 2024-03-05 | 2025-03-05 | Inverters | Solar Edge | SE10000H-US | 10000 |  | 2 |  |  | 0.97 |  | Outdoor
NJADRE1555796229 | Administratively Determined Incentive Program | EGG HARBOR CITY | 8215 | 19 | 21.87 | Residential | Behind the Meter | Yes | Net Metered Residential | Trinity Solar Inc. |  | AC Electric | Accepted | 2024-02-20 | 2024-03-05 | 2025-03-05 | Solar Panels | HANWHA | Q.PEAK DUO BLK ML-G10+ 405 |  | 0.405 | 27 | 211 | 24 |  | Fixed | Roof
NJADRE1555796229 | Administratively Determined Incentive Program | EGG HARBOR CITY | 8215 | 19 | 21.87 | Residential | Behind the Meter | Yes | Net Metered Residential | Trinity Solar Inc. |  | AC Electric | Accepted | 2024-02-20 | 2024-03-05 | 2025-03-05 | Solar Panels | HANWHA | Q.PEAK DUO BLK ML-G10+ 405 |  | 0.405 | 12 | 240 | 22 |  | Fixed | Roof
NJADRE1555796229 | Administratively Determined Incentive Program | EGG HARBOR CITY | 8215 | 19 | 21.87 | Residential | Behind the Meter | Yes | Net Metered Residential | Trinity Solar Inc. |  | AC Electric | Accepted | 2024-02-20 | 2024-03-05 | 2025-03-05 | Solar Panels | HANWHA | Q.PEAK DUO BLK ML-G10+ 405 |  | 0.405 | 15 | 211 | 26 |  | Fixed | Roof
NJADRE1555796231 | Administratively Determined Incentive Program | SECAUCUS | 7094 | 8 | 6.89 | Residential | Behind the Meter | Yes | Net Metered Residential | Voltaic Solaire LLC |  | PSE&G | Accepted | 2024-02-19 | 2024-03-05 | 2025-03-05 | Solar Panels | HYUNDAI | HiS-S405YH(BK) |  | 0.405 | 8 | 217 | 13 |  | Fixed | Roof | Roof under panels
NJADRE1555796231 | Administratively Determined Incentive Program | SECAUCUS | 7094 | 8 | 6.89 | Residential | Behind the Meter | Yes | Net Metered Residential | Voltaic Solaire LLC |  | PSE&G | Accepted | 2024-02-19 | 2024-03-05 | 2025-03-05 | Solar Panels | HYUNDAI | HiS-S405YH(BK) |  | 0.405 | 9 | 217 | 33 |  | Fixed | Roof | Roof under panels
NJADRE1555796231 | Administratively Determined Incentive Program | SECAUCUS | 7094 | 8 | 6.89 | Residential | Behind the Meter | Yes | Net Metered Residential | Voltaic Solaire LLC |  | PSE&G | Accepted | 2024-02-19 | 2024-03-05 | 2025-03-05 | Inverters | SOLAR EDGE | SE6000H-US | 6000 |  | 1 |  |  | 0.99 |  | Outside | ADJACENT TO METER
NJADRE1555796260 | Administratively Determined Incentive Program | SEASIDE PARK | 8752 | 18 | 6.97 | Residential | Behind the Meter | Yes | Net Metered Residential | Pro Custom Solar dba Momentum Solar |  | JCP&L | Accepted | 2024-02-19 | 2024-03-06 | 2025-03-06 | Solar Panels | Q. PEAK DUO BLK ML-G10+410 | hawnha |  | 0.41 | 13 | 97 | 28 |  | Fixed | Roof
NJADRE1555796260 | Administratively Determined Incentive Program | SEASIDE PARK | 8752 | 18 | 6.97 | Residential | Behind the Meter | Yes | Net Metered Residential | Pro Custom Solar dba Momentum Solar |  | JCP&L | Accepted | 2024-02-19 | 2024-03-06 | 2025-03-06 | Solar Panels | Q. PEAK DUO BLK ML-G10+410 | hawnha |  | 0.41 | 4 | 277 | 27 |  | Fixed | Roof
NJADRE1555796260 | Administratively Determined Incentive Program | SEASIDE PARK | 8752 | 18 | 6.97 | Residential | Behind the Meter | Yes | Net Metered Residential | Pro Custom Solar dba Momentum Solar |  | JCP&L | Accepted | 2024-02-19 | 2024-03-06 | 2025-03-06 | Inverters | IQ8PLUS-72-2-US | Enphase | 290 |  | 17 |  |  | 0.97 |  | Outdoor
NJADRE1555796268 | Administratively Determined Incentive Program | LIVINGSTON | 7039 | 9 | 6.16 | Residential | Behind the Meter | Yes | Net Metered Residential | Freedom Forever New Jersey LLC |  | JCP&L | Accepted | 2024-02-19 | 2024-03-05 | 2025-03-05 | Inverters | Solar Edge | SE5000H-USRGM [SI1] | 5000 |  | 1 |  |  | 0.99 |  | Outside
NJADRE1555796268 | Administratively Determined Incentive Program | LIVINGSTON | 7039 | 9 | 6.16 | Residential | Behind the Meter | Yes | Net Metered Residential | Freedom Forever New Jersey LLC |  | JCP&L | Accepted | 2024-02-19 | 2024-03-05 | 2025-03-05 | Solar Panels | JINKO SOLAR | JKM385M-6RL3-B |  | 0.385 | 7 | 93 | 25 |  | Fixed | Roof
NJADRE1555796268 | Administratively Determined Incentive Program | LIVINGSTON | 7039 | 9 | 6.16 | Residential | Behind the Meter | Yes | Net Metered Residential | Freedom Forever New Jersey LLC |  | JCP&L | Accepted | 2024-02-19 | 2024-03-05 | 2025-03-05 | Solar Panels | JINKO SOLAR | JKM385M-6RL3-B |  | 0.385 | 9 | 183 | 25 |  | Fixed | Roof
NJADRE1555796280 | Administratively Determined Incentive Program | EWING | 8618 | 12 | 7.38 | Residential | Behind the Meter | Yes | Net Metered Residential | Pro Custom Solar dba Momentum Solar |  | PSE&G | Accepted | 2024-02-19 | 2024-03-05 | 2025-03-05 | Solar Panels | Q. PEAK DUO BLK ML-G10+410 | hawnha |  | 0.41 | 18 | 102 | 37 |  | Fixed | Roof
NJADRE1555796280 | Administratively Determined Incentive Program | EWING | 8618 | 12 | 7.38 | Residential | Behind the Meter | Yes | Net Metered Residential | Pro Custom Solar dba Momentum Solar |  | PSE&G | Accepted | 2024-02-19 | 2024-03-05 | 2025-03-05 | Inverters | IQ8PLUS-72-2-US | Enphase | 290 |  | 18 |  |  | 0.97 |  | Outdoor
NJADRE1555796289 | Administratively Determined Incentive Program | Trenton | 8610 | 12 | 4.4 | Residential | Behind the Meter | Yes | Net Metered Residential | Sunrun Installation Services, Inc. |  | PSE&G | Accepted | 2024-02-19 | 2024-03-05 | 2025-03-05 | Inverters | SolarEdge Technologies | SE3800H-USMN | 3800 |  | 1 |  |  | 0.99 |  | Outside | Next to meter
NJADRE1555796289 | Administratively Determined Incentive Program | Trenton | 8610 | 12 | 4.4 | Residential | Behind the Meter | Yes | Net Metered Residential | Sunrun Installation Services, Inc. |  | PSE&G | Accepted | 2024-02-19 | 2024-03-05 | 2025-03-05 | Solar Panels | Hanwha Q Cells | Q.PEAK DUO BLK ML-G10+/t 400 |  | 0.4 | 4 | 150 | 36 |  | Fixed | Roof
NJADRE1555796289 | Administratively Determined Incentive Program | Trenton | 8610 | 12 | 4.4 | Residential | Behind the Meter | Yes | Net Metered Residential | Sunrun Installation Services, Inc. |  | PSE&G | Accepted | 2024-02-19 | 2024-03-05 | 2025-03-05 | Solar Panels | Hanwha Q Cells | Q.PEAK DUO BLK ML-G10+/t 400 |  | 0.4 | 7 | 330 | 37 |  | Fixed | Roof
NJADRE1555796289 | Administratively Determined Incentive Program | Trenton | 8610 | 12 | 4.4 | Residential | Behind the Meter | Yes | Net Metered Residential | Sunrun Installation Services, Inc. |  | PSE&G | Accepted | 2024-02-19 | 2024-03-05 | 2025-03-05 | Electric Storage Battery | Tesla | Powerwall |  |  | 1 |  |  |  | Lithium Ion |  | OUTSIDE?
NJADRE1555796290 | Administratively Determined Incentive Program | Colonia | 7067 | 10 | 7.79 | Residential | Behind the Meter | Yes | Net Metered Residential | Pro Custom Solar dba Momentum Solar |  | PSE&G | Accepted | 2024-02-19 | 2024-03-05 | 2025-03-05 | Solar Panels | Q. PEAK DUO BLK ML-G10+410 | hawnha |  | 0.41 | 6 | 227 | 21 |  | Fixed | Roof
NJADRE1555796290 | Administratively Determined Incentive Program | Colonia | 7067 | 10 | 7.79 | Residential | Behind the Meter | Yes | Net Metered Residential | Pro Custom Solar dba Momentum Solar |  | PSE&G | Accepted | 2024-02-19 | 2024-03-05 | 2025-03-05 | Solar Panels | Q. PEAK DUO BLK ML-G10+410 | hawnha |  | 0.41 | 5 | 47 | 21 |  | Fixed | Roof
NJADRE1555796290 | Administratively Determined Incentive Program | Colonia | 7067 | 10 | 7.79 | Residential | Behind the Meter | Yes | Net Metered Residential | Pro Custom Solar dba Momentum Solar |  | PSE&G | Accepted | 2024-02-19 | 2024-03-05 | 2025-03-05 | Solar Panels | Q. PEAK DUO BLK ML-G10+410 | hawnha |  | 0.41 | 2 | 137 | 10 |  | Fixed | Roof
NJADRE1555796290 | Administratively Determined Incentive Program | Colonia | 7067 | 10 | 7.79 | Residential | Behind the Meter | Yes | Net Metered Residential | Pro Custom Solar dba Momentum Solar |  | PSE&G | Accepted | 2024-02-19 | 2024-03-05 | 2025-03-05 | Solar Panels | Q. PEAK DUO BLK ML-G10+410 | hawnha |  | 0.41 | 3 | 137 | 10 |  | Fixed | Roof
NJADRE1555796290 | Administratively Determined Incentive Program | Colonia | 7067 | 10 | 7.79 | Residential | Behind the Meter | Yes | Net Metered Residential | Pro Custom Solar dba Momentum Solar |  | PSE&G | Accepted | 2024-02-19 | 2024-03-05 | 2025-03-05 | Solar Panels | Q. PEAK DUO BLK ML-G10+410 | hawnha |  | 0.41 | 3 | 137 | 21 |  | Fixed | Roof
NJADRE1555796290 | Administratively Determined Incentive Program | Colonia | 7067 | 10 | 7.79 | Residential | Behind the Meter | Yes | Net Metered Residential | Pro Custom Solar dba Momentum Solar |  | PSE&G | Accepted | 2024-02-19 | 2024-03-05 | 2025-03-05 | Inverters | IQ8PLUS-72-2-US | Enphase | 290 |  | 19 |  |  | 0.97 |  | Outdoor
NJADRE1555796313 | Administratively Determined Incentive Program | Manahawkin | 8050 | 18 | 5.01 | Residential | Behind the Meter | No | Net Metered Residential | Freedom Forever New Jersey LLC |  | AC Electric | Accepted | 2024-02-19 | 2024-03-05 | 2025-03-05 | Inverters | Solar Edge | SE3800H-USRGM [SI1] | 3800 |  | 1 |  |  | 0.99 |  | Outdoor
NJADRE1555796313 | Administratively Determined Incentive Program | Manahawkin | 8050 | 18 | 5.01 | Residential | Behind the Meter | No | Net Metered Residential | Freedom Forever New Jersey LLC |  | AC Electric | Accepted | 2024-02-19 | 2024-03-05 | 2025-03-05 | Solar Panels | JINKO SOLAR | JKM385M-6RL3-B |  | 0.385 | 3 | 223 | 10 |  | Fixed | Roof
NJADRE1555796313 | Administratively Determined Incentive Program | Manahawkin | 8050 | 18 | 5.01 | Residential | Behind the Meter | No | Net Metered Residential | Freedom Forever New Jersey LLC |  | AC Electric | Accepted | 2024-02-19 | 2024-03-05 | 2025-03-05 | Solar Panels | JINKO SOLAR | JKM385M-6RL3-B |  | 0.385 | 7 | 133 | 10 |  | Fixed | Roof
NJADRE1555796313 | Administratively Determined Incentive Program | Manahawkin | 8050 | 18 | 5.01 | Residential | Behind the Meter | No | Net Metered Residential | Freedom Forever New Jersey LLC |  | AC Electric | Accepted | 2024-02-19 | 2024-03-05 | 2025-03-05 | Solar Panels | JINKO SOLAR | JKM385M-6RL3-B |  | 0.385 | 3 | 43 | 10 |  | Fixed | Roof
NJADRE1555796329 | Administratively Determined Incentive Program | FORT LEE | 7024 | 7 | 5.6 | Residential | Behind the Meter | Yes | Net Metered Residential | Sunrun Installation Services, Inc. |  | PSE&G | Accepted | 2024-02-19 | 2024-03-05 | 2025-03-05 | Inverters | SolarEdge Technologies | SE3800H-USMN | 3800 |  | 1 |  |  | 0.99 |  | Outside
NJADRE1555796329 | Administratively Determined Incentive Program | FORT LEE | 7024 | 7 | 5.6 | Residential | Behind the Meter | Yes | Net Metered Residential | Sunrun Installation Services, Inc. |  | PSE&G | Accepted | 2024-02-19 | 2024-03-05 | 2025-03-05 | Solar Panels | Hanwha Q Cells | Q.PEAK DUO BLK ML-G10+/t 400 |  | 0.4 | 4 | 110 | 23 |  | Fixed | Roof
NJADRE1555796329 | Administratively Determined Incentive Program | FORT LEE | 7024 | 7 | 5.6 | Residential | Behind the Meter | Yes | Net Metered Residential | Sunrun Installation Services, Inc. |  | PSE&G | Accepted | 2024-02-19 | 2024-03-05 | 2025-03-05 | Solar Panels | Hanwha Q Cells | Q.PEAK DUO BLK ML-G10+/t 400 |  | 0.4 | 10 | 200 | 22 |  | Fixed | Roof
NJADRE1555796380 | Administratively Determined Incentive Program | HADDON TOWNSHIP | 8108 | 14 | 13.94 | Residential | Behind the Meter | No | Net Metered Residential | Over the Top Solar Solutions |  | PSE&G | Accepted | 2024-02-19 | 2024-03-20 | 2025-03-20 | Inverters | Enphase | IQ8A | 349 |  | 34 |  |  | 0.985 |  | Outside
NJADRE1555796380 | Administratively Determined Incentive Program | HADDON TOWNSHIP | 8108 | 14 | 13.94 | Residential | Behind the Meter | No | Net Metered Residential | Over the Top Solar Solutions |  | PSE&G | Accepted | 2024-02-19 | 2024-03-20 | 2025-03-20 | Meters | Enphase | X2-IQ-AM1-240-4 | 3 |  | 1 |  |  |  | Yes | Outdoor
NJADRE1555796380 | Administratively Determined Incentive Program | HADDON TOWNSHIP | 8108 | 14 | 13.94 | Residential | Behind the Meter | No | Net Metered Residential | Over the Top Solar Solutions |  | PSE&G | Accepted | 2024-02-19 | 2024-03-20 | 2025-03-20 | Solar Panels | Silfab | sil-410 |  | 0.41 | 5 | 56 | 17 |  | Fixed | Roof
NJADRE1555796380 | Administratively Determined Incentive Program | HADDON TOWNSHIP | 8108 | 14 | 13.94 | Residential | Behind the Meter | No | Net Metered Residential | Over the Top Solar Solutions |  | PSE&G | Accepted | 2024-02-19 | 2024-03-20 | 2025-03-20 | Solar Panels | Silfab | sil-410 |  | 0.41 | 29 | 236 | 30 |  | Fixed | Roof
NJADRE1555796404 | Administratively Determined Incentive Program | LITTLE EGG HARBOR TWP | 8087 | 18 | 16.28 | Residential | Behind the Meter | Yes | Net Metered Residential | Brilliant Installations Inc. |  | AC Electric | Accepted | 2024-02-19 | 2024-03-06 | 2025-03-06 | Inverters | Enphase | IQ8Plus-72-2-US | 240 |  | 44 |  |  | 0.97 |  | Outside
NJADRE1555796404 | Administratively Determined Incentive Program | LITTLE EGG HARBOR TWP | 8087 | 18 | 16.28 | Residential | Behind the Meter | Yes | Net Metered Residential | Brilliant Installations Inc. |  | AC Electric | Accepted | 2024-02-19 | 2024-03-06 | 2025-03-06 | Solar Panels | Aptos Solar | DNA-120-MF26 |  | 0.37 | 8 | 234 | 30 |  | Fixed | Roof
NJADRE1555796404 | Administratively Determined Incentive Program | LITTLE EGG HARBOR TWP | 8087 | 18 | 16.28 | Residential | Behind the Meter | Yes | Net Metered Residential | Brilliant Installations Inc. |  | AC Electric | Accepted | 2024-02-19 | 2024-03-06 | 2025-03-06 | Solar Panels | Aptos Solar | DNA-120-MF26 |  | 0.37 | 4 | 234 | 30 |  | Fixed | Roof
NJADRE1555796404 | Administratively Determined Incentive Program | LITTLE EGG HARBOR TWP | 8087 | 18 | 16.28 | Residential | Behind the Meter | Yes | Net Metered Residential | Brilliant Installations Inc. |  | AC Electric | Accepted | 2024-02-19 | 2024-03-06 | 2025-03-06 | Solar Panels | Aptos Solar | DNA-120-MF26 |  | 0.37 | 4 | 144 | 43 |  | Fixed | Roof
NJADRE1555796404 | Administratively Determined Incentive Program | LITTLE EGG HARBOR TWP | 8087 | 18 | 16.28 | Residential | Behind the Meter | Yes | Net Metered Residential | Brilliant Installations Inc. |  | AC Electric | Accepted | 2024-02-19 | 2024-03-06 | 2025-03-06 | Solar Panels | Aptos Solar | DNA-120-MF26 |  | 0.37 | 19 | 54 | 30 |  | Fixed | Roof
NJADRE1555796404 | Administratively Determined Incentive Program | LITTLE EGG HARBOR TWP | 8087 | 18 | 16.28 | Residential | Behind the Meter | Yes | Net Metered Residential | Brilliant Installations Inc. |  | AC Electric | Accepted | 2024-02-19 | 2024-03-06 | 2025-03-06 | Solar Panels | Aptos Solar | DNA-120-MF26 |  | 0.37 | 4 | 54 | 30 |  | Fixed | Roof
NJADRE1555796404 | Administratively Determined Incentive Program | LITTLE EGG HARBOR TWP | 8087 | 18 | 16.28 | Residential | Behind the Meter | Yes | Net Metered Residential | Brilliant Installations Inc. |  | AC Electric | Accepted | 2024-02-19 | 2024-03-06 | 2025-03-06 | Solar Panels | Aptos Solar | DNA-120-MF26 |  | 0.37 | 5 | 324 | 43 |  | Fixed | Roof
NJADRE1555798480 | Administratively Determined Incentive Program | BEVERLY | 8010 | 13 | 8.1 | Residential | Behind the Meter | Yes | Net Metered Residential | Sunrun Installation Services, Inc. |  | PSE&G | Accepted | 2024-02-20 | 2024-03-05 | 2025-03-05 | Inverters | Hanwha Q Cells | SE6000H-USSN | 6000 |  | 1 |  |  | 0.99 |  | Outdoor
NJADRE1555798480 | Administratively Determined Incentive Program | BEVERLY | 8010 | 13 | 8.1 | Residential | Behind the Meter | Yes | Net Metered Residential | Sunrun Installation Services, Inc. |  | PSE&G | Accepted | 2024-02-20 | 2024-03-05 | 2025-03-05 | Solar Panels | Hanwha Q Cells | Q.PEAK DUO BLK ML-G10+ 405 |  | 0.405 | 2 | 71 | 19 |  | Fixed | Roof
NJADRE1555798480 | Administratively Determined Incentive Program | BEVERLY | 8010 | 13 | 8.1 | Residential | Behind the Meter | Yes | Net Metered Residential | Sunrun Installation Services, Inc. |  | PSE&G | Accepted | 2024-02-20 | 2024-03-05 | 2025-03-05 | Solar Panels | Hanwha Q Cells | Q.PEAK DUO BLK ML-G10+ 405 |  | 0.405 | 6 | 251 | 20 |  | Fixed | Pole
NJADRE1555798480 | Administratively Determined Incentive Program | BEVERLY | 8010 | 13 | 8.1 | Residential | Behind the Meter | Yes | Net Metered Residential | Sunrun Installation Services, Inc. |  | PSE&G | Accepted | 2024-02-20 | 2024-03-05 | 2025-03-05 | Solar Panels | Hanwha Q Cells | Q.PEAK DUO BLK ML-G10+ 405 |  | 0.405 | 6 | 341 | 26 |  | Fixed | Roof
NJADRE1555798480 | Administratively Determined Incentive Program | BEVERLY | 8010 | 13 | 8.1 | Residential | Behind the Meter | Yes | Net Metered Residential | Sunrun Installation Services, Inc. |  | PSE&G | Accepted | 2024-02-20 | 2024-03-05 | 2025-03-05 | Solar Panels | Hanwha Q Cells | Q.PEAK DUO BLK ML-G10+ 405 |  | 0.405 | 6 | 161 | 24 |  | Fixed | Roof
NJADRE1555798487 | Administratively Determined Incentive Program | FLORENCE | 8518 | 13 | 8.8 | Residential | Behind the Meter | Yes | Net Metered Residential | Sunrun Installation Services, Inc. |  | PSE&G | Accepted | 2024-02-20 | 2024-03-05 | 2025-03-05 | Inverters | SolarEdge Technologies | SE6000H-USSN | 6000 |  | 1 |  |  | 0.99 |  | Outdoor | Next to meter
NJADRE1555798487 | Administratively Determined Incentive Program | FLORENCE | 8518 | 13 | 8.8 | Residential | Behind the Meter | Yes | Net Metered Residential | Sunrun Installation Services, Inc. |  | PSE&G | Accepted | 2024-02-20 | 2024-03-05 | 2025-03-05 | Solar Panels | Hanwha Q Cells | Q.PEAK DUO BLK ML-G10+/T 400 |  | 0.4 | 9 | 109 | 23 |  | Fixed | Roof
NJADRE1555798487 | Administratively Determined Incentive Program | FLORENCE | 8518 | 13 | 8.8 | Residential | Behind the Meter | Yes | Net Metered Residential | Sunrun Installation Services, Inc. |  | PSE&G | Accepted | 2024-02-20 | 2024-03-05 | 2025-03-05 | Solar Panels | Hanwha Q Cells | Q.PEAK DUO BLK ML-G10+/T 400 |  | 0.4 | 13 | 289 | 23 |  | Fixed | Roof
NJADRE1555798488 | Administratively Determined Incentive Program | WILLINGBORO | 8046 | 13 | 7.2 | Residential | Behind the Meter | Yes | Net Metered Residential | Sunrun Installation Services, Inc. |  | PSE&G | Accepted | 2024-02-20 | 2024-03-05 | 2025-03-05 | Inverters | SolarEdge Technologies | SE6000H-USSN | 6000 |  | 1 |  |  | 0.99 |  | Outdoor
NJADRE1555798488 | Administratively Determined Incentive Program | WILLINGBORO | 8046 | 13 | 7.2 | Residential | Behind the Meter | Yes | Net Metered Residential | Sunrun Installation Services, Inc. |  | PSE&G | Accepted | 2024-02-20 | 2024-03-05 | 2025-03-05 | Solar Panels | Hanwha Q Cells | Q.PEAK DUO BLK ML-G10+/T 400 |  | 0.4 | 12 | 180 | 42 |  | Fixed | Roof
NJADRE1555798488 | Administratively Determined Incentive Program | WILLINGBORO | 8046 | 13 | 7.2 | Residential | Behind the Meter | Yes | Net Metered Residential | Sunrun Installation Services, Inc. |  | PSE&G | Accepted | 2024-02-20 | 2024-03-05 | 2025-03-05 | Solar Panels | Hanwha Q Cells | Q.PEAK DUO BLK ML-G10+/T 400 |  | 0.4 | 3 | 180 | 11 |  | Fixed | Roof
NJADRE1555798488 | Administratively Determined Incentive Program | WILLINGBORO | 8046 | 13 | 7.2 | Residential | Behind the Meter | Yes | Net Metered Residential | Sunrun Installation Services, Inc. |  | PSE&G | Accepted | 2024-02-20 | 2024-03-05 | 2025-03-05 | Solar Panels | Hanwha Q Cells | Q.PEAK DUO BLK ML-G10+/T 400 |  | 0.4 | 3 | 180 | 44 |  | Fixed | Roof
NJADRE1555798489 | Administratively Determined Incentive Program | WILLINGBORO | 8046 | 13 | 3.65 | Residential | Behind the Meter | Yes | Net Metered Residential | SunnyMac LLC |  | PSE&G | Accepted | 2024-02-20 | 2024-03-05 | 2025-03-05 | Solar Panels | Q.PEAK DUO BLK ML-G10+ 405 | HANWHA |  | 0.405 | 9 | 199 | 42 |  | Fixed | Roof
NJADRE1555798489 | Administratively Determined Incentive Program | WILLINGBORO | 8046 | 13 | 3.65 | Residential | Behind the Meter | Yes | Net Metered Residential | SunnyMac LLC |  | PSE&G | Accepted | 2024-02-20 | 2024-03-05 | 2025-03-05 | Inverters | SE3800H-US | Solaredge | 3800 |  | 1 |  |  | 0.1 |  | Outdoor | next to meter
NJADRE1555798491 | Administratively Determined Incentive Program | WILLINGBORO | 8046 | 13 | 7.6 | Residential | Behind the Meter | Yes | Net Metered Residential | Sunrun Installation Services, Inc. |  | PSE&G | Accepted | 2024-02-20 | 2024-03-05 | 2025-03-05 | Inverters | Delta Electronics | E6-TL-US | 5760 |  | 1 |  |  | 0.98 |  | Outdoor
NJADRE1555798491 | Administratively Determined Incentive Program | WILLINGBORO | 8046 | 13 | 7.6 | Residential | Behind the Meter | Yes | Net Metered Residential | Sunrun Installation Services, Inc. |  | PSE&G | Accepted | 2024-02-20 | 2024-03-05 | 2025-03-05 | Solar Panels | Hanwha Q Cells | Q.PEAK DUO BLK ML-G10+/T 400 |  | 0.4 | 9 | 198 | 17 |  | Fixed | Roof
NJADRE1555798491 | Administratively Determined Incentive Program | WILLINGBORO | 8046 | 13 | 7.6 | Residential | Behind the Meter | Yes | Net Metered Residential | Sunrun Installation Services, Inc. |  | PSE&G | Accepted | 2024-02-20 | 2024-03-05 | 2025-03-05 | Solar Panels | Hanwha Q Cells | Q.PEAK DUO BLK ML-G10+/T 400 |  | 0.4 | 10 | 198 | 41 |  | Fixed | Roof
NJADRE1555798494 | Administratively Determined Incentive Program | SICKLERVILLE | 8081 | 14 | 5.27 | Residential | Behind the Meter | Yes | Net Metered Residential | SunnyMac LLC |  | AC Electric | Accepted | 2024-02-20 | 2024-03-06 | 2025-03-06 | Solar Panels | Q.PEAK DUO BLK ML-G10+ 405 | HANWHA |  | 0.405 | 13 | 164 | 24 |  | Fixed | Roof
NJADRE1555798494 | Administratively Determined Incentive Program | SICKLERVILLE | 8081 | 14 | 5.27 | Residential | Behind the Meter | Yes | Net Metered Residential | SunnyMac LLC |  | AC Electric | Accepted | 2024-02-20 | 2024-03-06 | 2025-03-06 | Inverters | SE5000H-US | Solaredge | 5000 |  | 1 |  |  | 0.1 |  | Outdoor | next to meter
NJADRE1555798495 | Administratively Determined Incentive Program | TRENTON | 8629 | 12 | 4.05 | Residential | Behind the Meter | Yes | Net Metered Residential | Sunrun Installation Services, Inc. |  | PSE&G | Accepted | 2024-02-20 | 2024-03-05 | 2025-03-05 | Inverters | SolarEdge Technologies | SE3800H-USMN | 3800 |  | 1 |  |  | 0.99 |  | Outdoor | Next to meter
NJADRE1555798495 | Administratively Determined Incentive Program | TRENTON | 8629 | 12 | 4.05 | Residential | Behind the Meter | Yes | Net Metered Residential | Sunrun Installation Services, Inc. |  | PSE&G | Accepted | 2024-02-20 | 2024-03-05 | 2025-03-05 | Solar Panels | Hanwha Q Cells | Q.PEAK DUO BLK ML-G10+ 405 |  | 0.405 | 4 | 144 | 32 |  | Fixed | Roof
NJADRE1555798495 | Administratively Determined Incentive Program | TRENTON | 8629 | 12 | 4.05 | Residential | Behind the Meter | Yes | Net Metered Residential | Sunrun Installation Services, Inc. |  | PSE&G | Accepted | 2024-02-20 | 2024-03-05 | 2025-03-05 | Solar Panels | Hanwha Q Cells | Q.PEAK DUO BLK ML-G10+ 405 |  | 0.405 | 6 | 143 | 5 |  | Fixed | Roof
NJADRE1555798499 | Administratively Determined Incentive Program | Ewing Township | 8628 | 12 | 10.53 | Residential | Behind the Meter | Yes | Net Metered Residential | SunnyMac LLC |  | PSE&G | Accepted | 2024-02-20 | 2024-03-05 | 2025-03-05 | Solar Panels | Q.PEAK DUO BLK ML-G10+ 405 | HANWHA |  | 0.405 | 12 | 118 | 38 |  | Fixed | Roof
NJADRE1555798499 | Administratively Determined Incentive Program | Ewing Township | 8628 | 12 | 10.53 | Residential | Behind the Meter | Yes | Net Metered Residential | SunnyMac LLC |  | PSE&G | Accepted | 2024-02-20 | 2024-03-05 | 2025-03-05 | Solar Panels | Q.PEAK DUO BLK ML-G10+ 405 | HANWHA |  | 0.405 | 4 | 208 | 38 |  | Fixed | Roof
NJADRE1555798499 | Administratively Determined Incentive Program | Ewing Township | 8628 | 12 | 10.53 | Residential | Behind the Meter | Yes | Net Metered Residential | SunnyMac LLC |  | PSE&G | Accepted | 2024-02-20 | 2024-03-05 | 2025-03-05 | Solar Panels | Q.PEAK DUO BLK ML-G10+ 405 | HANWHA |  | 0.405 | 10 | 118 | 41 |  | Fixed | Roof
NJADRE1555798499 | Administratively Determined Incentive Program | Ewing Township | 8628 | 12 | 10.53 | Residential | Behind the Meter | Yes | Net Metered Residential | SunnyMac LLC |  | PSE&G | Accepted | 2024-02-20 | 2024-03-05 | 2025-03-05 | Inverters | SE10000H-US | Solaredge | 10000 |  | 1 |  |  | 0.1 |  | Outdoor | next to meter
NJADRE1555798501 | Administratively Determined Incentive Program | Ridgefield Boro | 7657 | 7 | 8.4 | Residential | Behind the Meter | Yes | Net Metered Residential | Sunrun Installation Services, Inc. |  | PSE&G | Accepted | 2024-02-20 | 2024-03-06 | 2025-03-06 | Inverters | SolarEdge Technologies | SE6000H-USSN | 6000 |  | 1 |  |  | 0.99 |  | Outdoor | Next to meter
NJADRE1555798501 | Administratively Determined Incentive Program | Ridgefield Boro | 7657 | 7 | 8.4 | Residential | Behind the Meter | Yes | Net Metered Residential | Sunrun Installation Services, Inc. |  | PSE&G | Accepted | 2024-02-20 | 2024-03-06 | 2025-03-06 | Solar Panels | Hanwha Q Cells | Q.PEAK DUO BLK ML-G10+/T 400 |  | 0.4 | 10 | 201 | 18 |  | Fixed | Roof
NJADRE1555798501 | Administratively Determined Incentive Program | Ridgefield Boro | 7657 | 7 | 8.4 | Residential | Behind the Meter | Yes | Net Metered Residential | Sunrun Installation Services, Inc. |  | PSE&G | Accepted | 2024-02-20 | 2024-03-06 | 2025-03-06 | Solar Panels | Hanwha Q Cells | Q.PEAK DUO BLK ML-G10+/T 400 |  | 0.4 | 11 | 290 | 20 |  | Fixed | Roof
NJADRE1555798502 | Administratively Determined Incentive Program | Marlboro | 7751 | 17 | 11.89 | Residential | Behind the Meter | No | Net Metered Residential | Maier Engineering dba Solar Me |  | JCP&L | Accepted | 2024-02-20 | 2024-03-06 | 2025-03-06 | Solar Panels | Q Cell | Q.PEAK DUO BLK ML-G10+410W |  | 0.41 | 29 | 150 | 33 |  | Fixed | Roof
NJADRE1555798502 | Administratively Determined Incentive Program | Marlboro | 7751 | 17 | 11.89 | Residential | Behind the Meter | No | Net Metered Residential | Maier Engineering dba Solar Me |  | JCP&L | Accepted | 2024-02-20 | 2024-03-06 | 2025-03-06 | Inverters | Enphase | IQ8+ | 290 |  | 29 |  |  | 0.96 |  | Outdoor | Next to meter
NJADRE1555798505 | Administratively Determined Incentive Program | PENNSAUKEN | 8109 | 14 | 10.13 | Residential | Behind the Meter | Yes | Net Metered Residential | Sunny Mac LLC |  | PSE&G | Accepted | 2024-02-20 | 2024-03-07 | 2025-03-07 | Solar Panels | Q.PEAK DUO BLK ML-G10+ 405 | HANWHA |  | 0.405 | 8 | 151 | 20 |  | Fixed | Roof
NJADRE1555798505 | Administratively Determined Incentive Program | PENNSAUKEN | 8109 | 14 | 10.13 | Residential | Behind the Meter | Yes | Net Metered Residential | Sunny Mac LLC |  | PSE&G | Accepted | 2024-02-20 | 2024-03-07 | 2025-03-07 | Solar Panels | Q.PEAK DUO BLK ML-G10+ 405 | HANWHA |  | 0.405 | 8 | 331 | 20 |  | Fixed | Roof
NJADRE1555798505 | Administratively Determined Incentive Program | PENNSAUKEN | 8109 | 14 | 10.13 | Residential | Behind the Meter | Yes | Net Metered Residential | Sunny Mac LLC |  | PSE&G | Accepted | 2024-02-20 | 2024-03-07 | 2025-03-07 | Solar Panels | Q.PEAK DUO BLK ML-G10+ 405 | HANWHA |  | 0.405 | 6 | 331 | 16 |  | Fixed | Roof
NJADRE1555798505 | Administratively Determined Incentive Program | PENNSAUKEN | 8109 | 14 | 10.13 | Residential | Behind the Meter | Yes | Net Metered Residential | Sunny Mac LLC |  | PSE&G | Accepted | 2024-02-20 | 2024-03-07 | 2025-03-07 | Solar Panels | Q.PEAK DUO BLK ML-G10+ 405 | HANWHA |  | 0.405 | 3 | 151 | 15 |  | Fixed | Roof
NJADRE1555798505 | Administratively Determined Incentive Program | PENNSAUKEN | 8109 | 14 | 10.13 | Residential | Behind the Meter | Yes | Net Metered Residential | Sunny Mac LLC |  | PSE&G | Accepted | 2024-02-20 | 2024-03-07 | 2025-03-07 | Inverters | SE76000H-US | Solaredge | 7600 |  | 1 |  |  | 0.1 |  | Outdoor | next to meter
NJADRE1555798506 | Administratively Determined Incentive Program | BELLE MEAD | 8502 | 5 | 76.8 | Commercial | Behind the Meter | No | Small Net-Metered Non-Residential located on Rooftop, Carport, Canopy and Floating Solar | Exact Solar |  | PSE&G | Accepted | 2024-02-20 | 2024-03-06 | 2025-03-06 | Inverters | SolarEdge | SE50kUS | 50000 |  | 1 |  |  | 0.965 |  | Outside
NJADRE1555798506 | Administratively Determined Incentive Program | BELLE MEAD | 8502 | 5 | 76.8 | Commercial | Behind the Meter | No | Small Net-Metered Non-Residential located on Rooftop, Carport, Canopy and Floating Solar | Exact Solar |  | PSE&G | Accepted | 2024-02-20 | 2024-03-06 | 2025-03-06 | Solar Panels | Q Cells | Q.PEAK DUO XL-G10.C 480W |  | 0.48 | 31 | 127 | 10 |  | Fixed | Roof
NJADRE1555798506 | Administratively Determined Incentive Program | BELLE MEAD | 8502 | 5 | 76.8 | Commercial | Behind the Meter | No | Small Net-Metered Non-Residential located on Rooftop, Carport, Canopy and Floating Solar | Exact Solar |  | PSE&G | Accepted | 2024-02-20 | 2024-03-06 | 2025-03-06 | Solar Panels | Q Cells | Q.PEAK DUO XL-G10.C 480W |  | 0.48 | 18 | 216 | 10 |  | Fixed | Roof
NJADRE1555798506 | Administratively Determined Incentive Program | BELLE MEAD | 8502 | 5 | 76.8 | Commercial | Behind the Meter | No | Small Net-Metered Non-Residential located on Rooftop, Carport, Canopy and Floating Solar | Exact Solar |  | PSE&G | Accepted | 2024-02-20 | 2024-03-06 | 2025-03-06 | Solar Panels | QCell | Q.PEAK DUO XL-G10.C 480W |  | 0.48 | 44 | 129 | 10 |  | Fixed | Roof
NJADRE1555798506 | Administratively Determined Incentive Program | BELLE MEAD | 8502 | 5 | 76.8 | Commercial | Behind the Meter | No | Small Net-Metered Non-Residential located on Rooftop, Carport, Canopy and Floating Solar | Exact Solar |  | PSE&G | Accepted | 2024-02-20 | 2024-03-06 | 2025-03-06 | Solar Panels | QCell | Q.PEAK DUO XL-G10.C 480W |  | 0.48 | 67 | 127 | 10 |  | Fixed | Roof
NJADRE1555798506 | Administratively Determined Incentive Program | BELLE MEAD | 8502 | 5 | 76.8 | Commercial | Behind the Meter | No | Small Net-Metered Non-Residential located on Rooftop, Carport, Canopy and Floating Solar | Exact Solar |  | PSE&G | Accepted | 2024-02-20 | 2024-03-06 | 2025-03-06 | Inverters | SolarEdge | SE17.3kUS | 17300 |  | 1 |  |  | 0.965 |  | Outside
NJADRE1555798511 | Administratively Determined Incentive Program | RIDGEFIELD | 7657 | 7 | 7.2 | Residential | Behind the Meter | Yes | Net Metered Residential | Sunrun Installation Services, Inc. |  | PSE&G | Accepted | 2024-02-20 | 2024-03-05 | 2025-03-05 | Inverters | SolarEdge Technologies | SE6000H-USSN | 6000 |  | 1 |  |  | 0.99 |  | Outside | Next to meter
NJADRE1555798511 | Administratively Determined Incentive Program | RIDGEFIELD | 7657 | 7 | 7.2 | Residential | Behind the Meter | Yes | Net Metered Residential | Sunrun Installation Services, Inc. |  | PSE&G | Accepted | 2024-02-20 | 2024-03-05 | 2025-03-05 | Solar Panels | Hanwha Q Cells | Q.PEAK DUO BLK ML-G10+/t 400 |  | 0.4 | 14 | 120 | 40 |  | Fixed | Roof
NJADRE1555798511 | Administratively Determined Incentive Program | RIDGEFIELD | 7657 | 7 | 7.2 | Residential | Behind the Meter | Yes | Net Metered Residential | Sunrun Installation Services, Inc. |  | PSE&G | Accepted | 2024-02-20 | 2024-03-05 | 2025-03-05 | Solar Panels | Hanwha Q Cells | Q.PEAK DUO BLK ML-G10+/t 400 |  | 0.4 | 4 | 300 | 40 |  | Fixed | Roof
NJADRE1555798517 | Administratively Determined Incentive Program | FREEHOLD | 7728 | 17 | 4.8 | Residential | Behind the Meter | Yes | Net Metered Residential | Sunrun Installation Services, Inc. |  | JCP&L | Accepted | 2024-02-20 | 2024-03-05 | 2025-03-05 | Inverters | SolarEdge Technologies | SE3800H-USMN | 3800 |  | 1 |  |  | 0.99 |  | Outdoor | Next to meter
NJADRE1555798517 | Administratively Determined Incentive Program | FREEHOLD | 7728 | 17 | 4.8 | Residential | Behind the Meter | Yes | Net Metered Residential | Sunrun Installation Services, Inc. |  | JCP&L | Accepted | 2024-02-20 | 2024-03-05 | 2025-03-05 | Solar Panels | Hanwha Q Cells | Q.PEAK DUO BLK ML-G10+/T 400 |  | 0.4 | 3 | 256 | 19 |  | Fixed | Roof
NJADRE1555798517 | Administratively Determined Incentive Program | FREEHOLD | 7728 | 17 | 4.8 | Residential | Behind the Meter | Yes | Net Metered Residential | Sunrun Installation Services, Inc. |  | JCP&L | Accepted | 2024-02-20 | 2024-03-05 | 2025-03-05 | Solar Panels | Hanwha Q Cells | Q.PEAK DUO BLK ML-G10+/T 400 |  | 0.4 | 9 | 166 | 18 |  | Fixed | Roof
NJADRE1555798524 | Administratively Determined Incentive Program | BARNEGAT | 8005 | 18 | 5.2 | Residential | Behind the Meter | Yes | Net Metered Residential | Sunrun Installation Services, Inc. |  | JCP&L | Accepted | 2024-02-20 | 2024-03-05 | 2025-03-05 | Inverters | SolarEdge Technologies | SE3800H-USMN | 3800 |  | 1 |  |  | 0.99 |  | Outside | Next to meter
NJADRE1555798524 | Administratively Determined Incentive Program | BARNEGAT | 8005 | 18 | 5.2 | Residential | Behind the Meter | Yes | Net Metered Residential | Sunrun Installation Services, Inc. |  | JCP&L | Accepted | 2024-02-20 | 2024-03-05 | 2025-03-05 | Solar Panels | Hanwha Q Cells | Q.PEAK DUO BLK ML-G10+/t 400 |  | 0.4 | 13 | 218 | 24 |  | Fixed | Roof
NJADRE1555798534 | Administratively Determined Incentive Program | EAST WINDSOR | 8520 | 12 | 4.86 | Residential | Behind the Meter | Yes | Net Metered Residential | Trinity Solar Inc. |  | JCP&L | Accepted | 2024-02-20 | 2024-03-05 | 2025-03-05 | Inverters | Solar Edge | SE3800H-US | 3800 |  | 1 |  |  | 0.97 |  | Outdoor
NJADRE1555798534 | Administratively Determined Incentive Program | EAST WINDSOR | 8520 | 12 | 4.86 | Residential | Behind the Meter | Yes | Net Metered Residential | Trinity Solar Inc. |  | JCP&L | Accepted | 2024-02-20 | 2024-03-05 | 2025-03-05 | Solar Panels | HANWHA | (Q.PEAK DUO BLK ML-G10+ 405) |  | 0.405 | 12 | 178 | 34 |  | Fixed | Roof
NJADRE1555798538 | Administratively Determined Incentive Program | SOMERVILLE | 8876 | 5 | 10.92 | Residential | Behind the Meter | No | Net Metered Residential | Imperium Solar |  | JCP&L | Accepted | 2024-02-20 | 2024-03-11 | 2025-03-11 | Solar Panels | Silfab | Sil-420BG |  | 0.42 | 26 | Portrait | 23 |  | Fixed | Roof
NJADRE1555798538 | Administratively Determined Incentive Program | SOMERVILLE | 8876 | 5 | 10.92 | Residential | Behind the Meter | No | Net Metered Residential | Imperium Solar |  | JCP&L | Accepted | 2024-02-20 | 2024-03-11 | 2025-03-11 | Inverters | SolarEdge | SE10000H-US | 10000 |  | 1 |  |  | 0.99 |  | Outside
NJADRE1555798543 | Administratively Determined Incentive Program | WEST ORANGE | 7052 | 9 | 5.93 | Residential | Behind the Meter | No | Net Metered Residential | Big Wave Roofing and Solar LLC |  | PSE&G | Accepted | 2024-02-20 | 2024-03-06 | 2025-03-06 | Inverters | Enphase Energy Inc | IQ7PLUS-72-2-US | 290 |  | 15 |  |  | 0.98 |  | Outside
NJADRE1555798543 | Administratively Determined Incentive Program | WEST ORANGE | 7052 | 9 | 5.93 | Residential | Behind the Meter | No | Net Metered Residential | Big Wave Roofing and Solar LLC |  | PSE&G | Accepted | 2024-02-20 | 2024-03-06 | 2025-03-06 | Solar Panels | Canadian Solar | CS6R-395MS-HL |  | 0.395 | 7 | 215 | 43 |  | Fixed | Roof
NJADRE1555798543 | Administratively Determined Incentive Program | WEST ORANGE | 7052 | 9 | 5.93 | Residential | Behind the Meter | No | Net Metered Residential | Big Wave Roofing and Solar LLC |  | PSE&G | Accepted | 2024-02-20 | 2024-03-06 | 2025-03-06 | Solar Panels | Canadian Solar | CS6R-395MS-HL |  | 0.395 | 8 | 35 | 43 |  | Fixed | Roof
NJADRE1555798548 | Administratively Determined Incentive Program | WHITING | 8759 | 18 | 12.96 | Residential | Behind the Meter | Yes | Net Metered Residential | Trinity Solar |  | JCP&L | Accepted | 2024-02-20 | 2024-03-06 | 2025-03-06 | Inverters | Solar Edge | SE10000H-US | 10000 |  | 1 |  |  | 0.97 |  | Outside
NJADRE1555798548 | Administratively Determined Incentive Program | WHITING | 8759 | 18 | 12.96 | Residential | Behind the Meter | Yes | Net Metered Residential | Trinity Solar |  | JCP&L | Accepted | 2024-02-20 | 2024-03-06 | 2025-03-06 | Solar Panels | HANWHA | Q.PEAK DUO BLK ML-G10+ 405 |  | 0.405 | 16 | 335 | 20 |  | Fixed | Roof
NJADRE1555798548 | Administratively Determined Incentive Program | WHITING | 8759 | 18 | 12.96 | Residential | Behind the Meter | Yes | Net Metered Residential | Trinity Solar |  | JCP&L | Accepted | 2024-02-20 | 2024-03-06 | 2025-03-06 | Solar Panels | HANWHA | Q.PEAK DUO BLK ML-G10+ 405 |  | 0.405 | 16 | 155 | 23 |  | Fixed | Roof
NJADRE1555798551 | Administratively Determined Incentive Program | WOODBRIDGE TWP | 7077 | 11 | 10.8 | Residential | Behind the Meter | Yes | Net Metered Residential | Sunrun Installation Services, Inc. |  | PSE&G | Accepted | 2024-02-20 | 2024-03-05 | 2025-03-05 | Inverters | SolarEdge Technologies | SE7600H-USSN | 7600 |  | 1 |  |  | 0.99 |  | Outdoor | Next to meter
NJADRE1555798551 | Administratively Determined Incentive Program | WOODBRIDGE TWP | 7077 | 11 | 10.8 | Residential | Behind the Meter | Yes | Net Metered Residential | Sunrun Installation Services, Inc. |  | PSE&G | Accepted | 2024-02-20 | 2024-03-05 | 2025-03-05 | Solar Panels | Hanwha Q Cells | Q.PEAK DUO BLK ML-G10+/T 400 |  | 0.4 | 9 | 114 | 34 |  | Fixed | Roof
NJADRE1555798551 | Administratively Determined Incentive Program | WOODBRIDGE TWP | 7077 | 11 | 10.8 | Residential | Behind the Meter | Yes | Net Metered Residential | Sunrun Installation Services, Inc. |  | PSE&G | Accepted | 2024-02-20 | 2024-03-05 | 2025-03-05 | Solar Panels | Hanwha Q Cells | Q.PEAK DUO BLK ML-G10+/T 400 |  | 0.4 | 18 | 294 | 32 |  | Fixed | Roof
NJADRE1555798555 | Administratively Determined Incentive Program | PEDRICKTOWN | 8067 | 16 | 6.8 | Residential | Behind the Meter | Yes | Net Metered Residential | Power Energy Solutions |  | AC Electric | Accepted | 2024-02-20 | 2024-03-06 | 2025-03-06 | Inverters | SolarEdge | SE6000H-US | 6 |  | 1 |  |  | 0.97 |  | Outdoor
NJADRE1555798555 | Administratively Determined Incentive Program | PEDRICKTOWN | 8067 | 16 | 6.8 | Residential | Behind the Meter | Yes | Net Metered Residential | Power Energy Solutions |  | AC Electric | Accepted | 2024-02-20 | 2024-03-06 | 2025-03-06 | Solar Panels | Canadian Solar | CS6R-400MS-HL HIKU6 BLACK MONO |  | 0.4 | 8 | 229 | 49 |  | Fixed | Roof
NJADRE1555798555 | Administratively Determined Incentive Program | PEDRICKTOWN | 8067 | 16 | 6.8 | Residential | Behind the Meter | Yes | Net Metered Residential | Power Energy Solutions |  | AC Electric | Accepted | 2024-02-20 | 2024-03-06 | 2025-03-06 | Solar Panels | Canadian Solar | CS6R-400MS-HL HIKU6 BLACK MONO |  | 0.4 | 3 | 139 | 35 |  | Fixed | Roof
NJADRE1555798555 | Administratively Determined Incentive Program | PEDRICKTOWN | 8067 | 16 | 6.8 | Residential | Behind the Meter | Yes | Net Metered Residential | Power Energy Solutions |  | AC Electric | Accepted | 2024-02-20 | 2024-03-06 | 2025-03-06 | Solar Panels | Canadian Solar | CS6R-400MS-HL HIKU6 BLACK MONO |  | 0.4 | 6 | 139 | 37 |  | Fixed | Roof
NJADRE1555798560 | Administratively Determined Incentive Program | RIDGEFIELD BORO | 7657 | 7 | 4.4 | Residential | Behind the Meter | Yes | Net Metered Residential | Sunrun Installation Services, Inc. |  | PSE&G | Accepted | 2024-02-20 | 2024-03-06 | 2025-03-06 | Inverters | SolarEdge Technologies | SE3800H-USMN | 3800 |  | 1 |  |  | 0.99 |  | Outside | Next to meter
NJADRE1555798560 | Administratively Determined Incentive Program | RIDGEFIELD BORO | 7657 | 7 | 4.4 | Residential | Behind the Meter | Yes | Net Metered Residential | Sunrun Installation Services, Inc. |  | PSE&G | Accepted | 2024-02-20 | 2024-03-06 | 2025-03-06 | Solar Panels | Hanwha Q Cells | Q.PEAK DUO BLK ML-G10+/t 400 |  | 0.4 | 6 | 37 | 27 |  | Fixed | Roof
NJADRE1555798560 | Administratively Determined Incentive Program | RIDGEFIELD BORO | 7657 | 7 | 4.4 | Residential | Behind the Meter | Yes | Net Metered Residential | Sunrun Installation Services, Inc. |  | PSE&G | Accepted | 2024-02-20 | 2024-03-06 | 2025-03-06 | Solar Panels | Hanwha Q Cells | Q.PEAK DUO BLK ML-G10+/t 400 |  | 0.4 | 5 | 217 | 27 |  | Fixed | Roof
NJADRE1555798576 | Administratively Determined Incentive Program | BERKELEY HEIGHTS | 7922 | 10 | 12.25 | Residential | Behind the Meter | No | Net Metered Residential | US Clean Energy Construction Inc. |  | JCP&L | Accepted | 2024-02-20 | 2024-03-06 | 2025-03-06 | Inverters | SMA AMERICA | SMA SB-7.7-US | 7700 |  | 1 |  |  | 0.98 |  | Outdoor
NJADRE1555798576 | Administratively Determined Incentive Program | BERKELEY HEIGHTS | 7922 | 10 | 12.25 | Residential | Behind the Meter | No | Net Metered Residential | US Clean Energy Construction Inc. |  | JCP&L | Accepted | 2024-02-20 | 2024-03-06 | 2025-03-06 | Meters | VISION METERING | Cat VM-2E2A1P |  |  | 1 |  |  |  | Yes | Outdoor
NJADRE1555798576 | Administratively Determined Incentive Program | BERKELEY HEIGHTS | 7922 | 10 | 12.25 | Residential | Behind the Meter | No | Net Metered Residential | US Clean Energy Construction Inc. |  | JCP&L | Accepted | 2024-02-20 | 2024-03-06 | 2025-03-06 | Solar Panels | Trina Solar | Trina 395W |  | 0.395 | 15 | 21 | 20 |  | Fixed | Roof
NJADRE1555798576 | Administratively Determined Incentive Program | BERKELEY HEIGHTS | 7922 | 10 | 12.25 | Residential | Behind the Meter | No | Net Metered Residential | US Clean Energy Construction Inc. |  | JCP&L | Accepted | 2024-02-20 | 2024-03-06 | 2025-03-06 | Solar Panels | Trina Solar | Trina 395W |  | 0.395 | 7 | 111 | 20 |  | Fixed | Roof
NJADRE1555798576 | Administratively Determined Incentive Program | BERKELEY HEIGHTS | 7922 | 10 | 12.25 | Residential | Behind the Meter | No | Net Metered Residential | US Clean Energy Construction Inc. |  | JCP&L | Accepted | 2024-02-20 | 2024-03-06 | 2025-03-06 | Solar Panels | Trina Solar | Trina 395W |  | 0.395 | 9 | 201 | 20 |  | Fixed | Roof
NJADRE1555798582 | Administratively Determined Incentive Program | PARLIN | 8859 | 11 | 18 | Residential | Behind the Meter | Yes | Net Metered Residential | Sunrun Installation Services, Inc. |  | JCP&L | Accepted | 2024-02-20 | 2024-03-06 | 2025-03-06 | Inverters | Delta Electronics | E8-TL-US | 7999 |  | 1 |  |  | 0.975 |  | Outside | Next To Meter
NJADRE1555798582 | Administratively Determined Incentive Program | PARLIN | 8859 | 11 | 18 | Residential | Behind the Meter | Yes | Net Metered Residential | Sunrun Installation Services, Inc. |  | JCP&L | Accepted | 2024-02-20 | 2024-03-06 | 2025-03-06 | Inverters | Delta Electronics | E6-TL-US | 6000 |  | 1 |  |  | 0.975 |  | Outside | Next To Meter
NJADRE1555798582 | Administratively Determined Incentive Program | PARLIN | 8859 | 11 | 18 | Residential | Behind the Meter | Yes | Net Metered Residential | Sunrun Installation Services, Inc. |  | JCP&L | Accepted | 2024-02-20 | 2024-03-06 | 2025-03-06 | Solar Panels | Hanwha Q-Cells | Q.PEAK DUO BLK ML-G10+/T 400 |  | 0.4 | 30 | 241 | 19 |  | Fixed | Roof
NJADRE1555798582 | Administratively Determined Incentive Program | PARLIN | 8859 | 11 | 18 | Residential | Behind the Meter | Yes | Net Metered Residential | Sunrun Installation Services, Inc. |  | JCP&L | Accepted | 2024-02-20 | 2024-03-06 | 2025-03-06 | Solar Panels | Delta Electronics | Q.PEAK DUO BLK ML-G10+/T 400 |  | 0.4 | 7 | 61 | 19 |  | Fixed | Roof
NJADRE1555798582 | Administratively Determined Incentive Program | PARLIN | 8859 | 11 | 18 | Residential | Behind the Meter | Yes | Net Metered Residential | Sunrun Installation Services, Inc. |  | JCP&L | Accepted | 2024-02-20 | 2024-03-06 | 2025-03-06 | Solar Panels | Delta Electronics | Q.PEAK DUO BLK ML-G10+/T 400 |  | 0.4 | 4 | 61 | 16 |  | Fixed | Roof
NJADRE1555798582 | Administratively Determined Incentive Program | PARLIN | 8859 | 11 | 18 | Residential | Behind the Meter | Yes | Net Metered Residential | Sunrun Installation Services, Inc. |  | JCP&L | Accepted | 2024-02-20 | 2024-03-06 | 2025-03-06 | Solar Panels | Delta Electronics | Q.PEAK DUO BLK ML-G10+/T 400 |  | 0.4 | 4 | 61 | 19 |  | Fixed | Roof
NJADRE1555798585 | Administratively Determined Incentive Program | HAMILTON TOWNSHIP MER | 8690 | 12 | 13.6 | Residential | Behind the Meter | Yes | Net Metered Residential | Sunrun, Inc. |  | PSE&G | Accepted | 2024-02-26 | 2024-03-14 | 2025-03-14 | Inverters | Delta Electronics | E6-TL-US | 6000 |  | 1 |  |  | 0.99 |  | Outdoor | Next To Meter
NJADRE1555798585 | Administratively Determined Incentive Program | HAMILTON TOWNSHIP MER | 8690 | 12 | 13.6 | Residential | Behind the Meter | Yes | Net Metered Residential | Sunrun, Inc. |  | PSE&G | Accepted | 2024-02-26 | 2024-03-14 | 2025-03-14 | Inverters | SolarEdge Technologies | E4-TL-US | 4000 |  | 1 |  |  | 0.99 |  | Outdoor | Next to meter
NJADRE1555798585 | Administratively Determined Incentive Program | HAMILTON TOWNSHIP MER | 8690 | 12 | 13.6 | Residential | Behind the Meter | Yes | Net Metered Residential | Sunrun, Inc. |  | PSE&G | Accepted | 2024-02-26 | 2024-03-14 | 2025-03-14 | Solar Panels | HANWHA Q-CELLS | Q.PEAK DUO BLK ML-G10+/T 400 |  | 0.4 | 12 | 150 | 34 |  | Fixed | Roof
NJADRE1555798585 | Administratively Determined Incentive Program | HAMILTON TOWNSHIP MER | 8690 | 12 | 13.6 | Residential | Behind the Meter | Yes | Net Metered Residential | Sunrun, Inc. |  | PSE&G | Accepted | 2024-02-26 | 2024-03-14 | 2025-03-14 | Solar Panels | SOLAREDGE TECHNOLOGIES | Q.PEAK DUO BLK ML-G10+/T 400 |  | 0.4 | 22 | 150 | 35 |  | Fixed | Roof
NJADRE1555798587 | Administratively Determined Incentive Program | SEWELL | 8080 | 15 | 8.51 | Residential | Behind the Meter | Yes | Net Metered Residential | Trinity Solar |  | AC Electric | Accepted | 2024-02-20 | 2024-03-06 | 2025-03-06 | Inverters | Solar Edge | SE7600H-US | 7600 |  | 1 |  |  | 0.97 |  | Outdoor
NJADRE1555798587 | Administratively Determined Incentive Program | SEWELL | 8080 | 15 | 8.51 | Residential | Behind the Meter | Yes | Net Metered Residential | Trinity Solar |  | AC Electric | Accepted | 2024-02-20 | 2024-03-06 | 2025-03-06 | Solar Panels | HANWHA | (Q.PEAK DUO BLK ML-G10+ 405) |  | 0.405 | 13 | 196 | 27 |  | Fixed | Roof
NJADRE1555798587 | Administratively Determined Incentive Program | SEWELL | 8080 | 15 | 8.51 | Residential | Behind the Meter | Yes | Net Metered Residential | Trinity Solar |  | AC Electric | Accepted | 2024-02-20 | 2024-03-06 | 2025-03-06 | Solar Panels | HANWHA | (Q.PEAK DUO BLK ML-G10+ 405) |  | 0.405 | 3 | 196 | 27 |  | Fixed | Roof
NJADRE1555798587 | Administratively Determined Incentive Program | SEWELL | 8080 | 15 | 8.51 | Residential | Behind the Meter | Yes | Net Metered Residential | Trinity Solar |  | AC Electric | Accepted | 2024-02-20 | 2024-03-06 | 2025-03-06 | Solar Panels | HANWHA | (Q.PEAK DUO BLK ML-G10+ 405) |  | 0.405 | 5 | 106 | 27 |  | Fixed | Roof
NJADRE1555798599 | Administratively Determined Incentive Program | WILLINGBORO | 8046 | 13 | 8.1 | Residential | Behind the Meter | Yes | Net Metered Residential | SunnyMac LLC |  | PSE&G | Accepted | 2024-02-20 | 2024-03-06 | 2025-03-06 | Solar Panels | Q.PEAK DUO BLK ML-G10+ 405 | HANWHA |  | 0.405 | 14 | 196 | 27 |  | Fixed | Roof
NJADRE1555798599 | Administratively Determined Incentive Program | WILLINGBORO | 8046 | 13 | 8.1 | Residential | Behind the Meter | Yes | Net Metered Residential | SunnyMac LLC |  | PSE&G | Accepted | 2024-02-20 | 2024-03-06 | 2025-03-06 | Solar Panels | Q.PEAK DUO BLK ML-G10+ 405 | HANWHA |  | 0.405 | 2 | 196 | 18 |  | Fixed | Roof
NJADRE1555798599 | Administratively Determined Incentive Program | WILLINGBORO | 8046 | 13 | 8.1 | Residential | Behind the Meter | Yes | Net Metered Residential | SunnyMac LLC |  | PSE&G | Accepted | 2024-02-20 | 2024-03-06 | 2025-03-06 | Solar Panels | Q.PEAK DUO BLK ML-G10+ 405 | HANWHA |  | 0.405 | 4 | 16 | 27 |  | Fixed | Roof
NJADRE1555798599 | Administratively Determined Incentive Program | WILLINGBORO | 8046 | 13 | 8.1 | Residential | Behind the Meter | Yes | Net Metered Residential | SunnyMac LLC |  | PSE&G | Accepted | 2024-02-20 | 2024-03-06 | 2025-03-06 | Inverters | SE6000H-US | Solaredge | 6000 |  | 1 |  |  | 0.1 |  | Outdoor | next to meter
NJADRE1555798601 | Administratively Determined Incentive Program | PRINCETON | 8540 | 12 | 9.32 | Residential | Behind the Meter | No | Net Metered Residential | Tesla Inc. |  | PSE&G | Accepted | 2024-02-20 | 2024-03-06 | 2025-03-06 | Solar Panels | Hanwha | Q.PEAK DUO BLK ML-G10+/TS 405 |  | 0.405 | 17 | 234 | 38 |  | Fixed | Roof
NJADRE1555798601 | Administratively Determined Incentive Program | PRINCETON | 8540 | 12 | 9.32 | Residential | Behind the Meter | No | Net Metered Residential | Tesla Inc. |  | PSE&G | Accepted | 2024-02-20 | 2024-03-06 | 2025-03-06 | Solar Panels | Hanwha | Q.PEAK DUO BLK ML-G10+/TS 405 |  | 0.405 | 6 | 234 | 37 |  | Fixed | Roof
NJADRE1555798601 | Administratively Determined Incentive Program | PRINCETON | 8540 | 12 | 9.32 | Residential | Behind the Meter | No | Net Metered Residential | Tesla Inc. |  | PSE&G | Accepted | 2024-02-20 | 2024-03-06 | 2025-03-06 | Inverters | Tesla | 1538000-45-A | 7600 |  | 1 |  |  | 0.98 |  | Outdoor
NJADRE1555798610 | Administratively Determined Incentive Program | NEPTUNE | 7753 | 17 | 7.7 | Residential | Behind the Meter | Yes | Net Metered Residential | Trinity Solar |  | JCP&L | Accepted | 2024-02-20 | 2024-03-06 | 2025-03-06 | Solar Panels | HANWHA | (Q.PEAK DUO BLK ML-G10+ 405) |  | 0.405 | 3 | 296 | 23 |  | Fixed | Roof
NJADRE1555798610 | Administratively Determined Incentive Program | NEPTUNE | 7753 | 17 | 7.7 | Residential | Behind the Meter | Yes | Net Metered Residential | Trinity Solar |  | JCP&L | Accepted | 2024-02-20 | 2024-03-06 | 2025-03-06 | Solar Panels | HANWHA | (Q.PEAK DUO BLK ML-G10+ 405) |  | 0.405 | 16 | 116 | 23 |  | Fixed | Roof
NJADRE1555798610 | Administratively Determined Incentive Program | NEPTUNE | 7753 | 17 | 7.7 | Residential | Behind the Meter | Yes | Net Metered Residential | Trinity Solar |  | JCP&L | Accepted | 2024-02-20 | 2024-03-06 | 2025-03-06 | Inverters | Solar Edge | SE6000H-US | 6000 |  | 1 |  |  | 0.97 |  | Outside
NJADRE1555798634 | Administratively Determined Incentive Program | MAYS LANDING | 8330 | 19 | 12.71 | Residential | Behind the Meter | Yes | Net Metered Residential | Skyline Solar LLC |  | AC Electric | Accepted | 2024-02-20 | 2024-03-06 | 2025-03-06 | Solar Panels | Hanwha Solar | Q.PEAK Duo BLK- ML-G10+ 410 |  | 0.41 | 21 | 182 | 34 |  | Fixed | Roof
NJADRE1555798634 | Administratively Determined Incentive Program | MAYS LANDING | 8330 | 19 | 12.71 | Residential | Behind the Meter | Yes | Net Metered Residential | Skyline Solar LLC |  | AC Electric | Accepted | 2024-02-20 | 2024-03-06 | 2025-03-06 | Solar Panels | Hanwha Solar | Q.PEAK Duo BLK- ML-G10+ 410 |  | 0.41 | 10 | 182 | 34 |  | Fixed | Roof
NJADRE1555798634 | Administratively Determined Incentive Program | MAYS LANDING | 8330 | 19 | 12.71 | Residential | Behind the Meter | Yes | Net Metered Residential | Skyline Solar LLC |  | AC Electric | Accepted | 2024-02-20 | 2024-03-06 | 2025-03-06 | Inverters | SolarEdge | SE10000H-US RGM | 10000 |  | 1 |  |  | 0.992 |  | Outside
NJADRE1555798675 | Administratively Determined Incentive Program | HAMILTON | 8610 | 12 | 6.48 | Residential | Behind the Meter | Yes | Net Metered Residential | Trinity Solar Inc. |  | PSE&G | Accepted | 2024-02-20 | 2024-03-06 | 2025-03-06 | Solar Panels | HANWHA | (Q.PEAK DUO BLK ML-G10+ 405) |  | 0.405 | 7 | 209 | 27 |  | Fixed | Roof
NJADRE1555798675 | Administratively Determined Incentive Program | HAMILTON | 8610 | 12 | 6.48 | Residential | Behind the Meter | Yes | Net Metered Residential | Trinity Solar Inc. |  | PSE&G | Accepted | 2024-02-20 | 2024-03-06 | 2025-03-06 | Solar Panels | HANWHA | (Q.PEAK DUO BLK ML-G10+ 405) |  | 0.405 | 7 | 29 | 27 |  | Fixed | Roof
NJADRE1555798675 | Administratively Determined Incentive Program | HAMILTON | 8610 | 12 | 6.48 | Residential | Behind the Meter | Yes | Net Metered Residential | Trinity Solar Inc. |  | PSE&G | Accepted | 2024-02-20 | 2024-03-06 | 2025-03-06 | Solar Panels | HANWHA | (Q.PEAK DUO BLK ML-G10+ 405) |  | 0.405 | 2 | 209 | 10 |  | Fixed | Roof
NJADRE1555798675 | Administratively Determined Incentive Program | HAMILTON | 8610 | 12 | 6.48 | Residential | Behind the Meter | Yes | Net Metered Residential | Trinity Solar Inc. |  | PSE&G | Accepted | 2024-02-20 | 2024-03-06 | 2025-03-06 | Inverters | Solar Edge | SE5000H-US | 5000 |  | 1 |  |  | 0.97 |  | Outside
NJADRE1555798730 | Administratively Determined Incentive Program | CHERRY HILL | 8003 | 14 | 8.91 | Residential | Behind the Meter | Yes | Net Metered Residential | Sunny Mac LLC |  | PSE&G | Accepted | 2024-02-20 | 2024-03-06 | 2025-03-06 | Solar Panels | Q.PEAK DUO BLK ML-G10+ 405 | HANWHA |  | 0.405 | 11 | 205 | 21 |  | Fixed | Roof
NJADRE1555798730 | Administratively Determined Incentive Program | CHERRY HILL | 8003 | 14 | 8.91 | Residential | Behind the Meter | Yes | Net Metered Residential | Sunny Mac LLC |  | PSE&G | Accepted | 2024-02-20 | 2024-03-06 | 2025-03-06 | Solar Panels | Q.PEAK DUO BLK ML-G10+ 405 | HANWHA |  | 0.405 | 11 | 25 | 21 |  | Fixed | Roof
NJADRE1555798730 | Administratively Determined Incentive Program | CHERRY HILL | 8003 | 14 | 8.91 | Residential | Behind the Meter | Yes | Net Metered Residential | Sunny Mac LLC |  | PSE&G | Accepted | 2024-02-20 | 2024-03-06 | 2025-03-06 | Inverters | SE76000H-US | Solaredge | 7600 |  | 1 |  |  | 0.1 |  | Outdoor | next to meter
NJADRE1555798743 | Administratively Determined Incentive Program | EAST ORANGE | 7018 | 9 | 8.51 | Residential | Behind the Meter | Yes | Net Metered Residential | Palmetto Solar, LLC |  | PSE&G | Accepted | 2024-02-20 | 2024-03-06 | 2025-03-06 | Inverters | Enphase | IQ8PLUS-72-2-US | 6090 |  | 21 |  |  | 0.98 |  | Outdoor
NJADRE1555798743 | Administratively Determined Incentive Program | EAST ORANGE | 7018 | 9 | 8.51 | Residential | Behind the Meter | Yes | Net Metered Residential | Palmetto Solar, LLC |  | PSE&G | Accepted | 2024-02-20 | 2024-03-06 | 2025-03-06 | Meters | Enphase | X2-IQ-AM1-240-4 | 6090 |  | 1 |  |  |  | Yes | Outdoor
NJADRE1555798743 | Administratively Determined Incentive Program | EAST ORANGE | 7018 | 9 | 8.51 | Residential | Behind the Meter | Yes | Net Metered Residential | Palmetto Solar, LLC |  | PSE&G | Accepted | 2024-02-20 | 2024-03-06 | 2025-03-06 | Solar Panels | Hanwha Q-Cells | Q.PEAK DUO BLK ML-G10+ 405 |  | 0.405 | 21 | 199 | 45 |  | Fixed | Roof
NJADRE1555798745 | Administratively Determined Incentive Program | WILLINGBORO | 8046 | 13 | 7.6 | Residential | Behind the Meter | Yes | Net Metered Residential | Pro Custom Solar dba Momentum Solar |  | PSE&G | Accepted | 2024-02-20 | 2024-03-06 | 2025-03-06 | Solar Panels | Q. PEAK DUO BLK ML-G10+400 | hawnha |  | 0.4 | 12 | 98 | 28 |  | Fixed | Roof
NJADRE1555798745 | Administratively Determined Incentive Program | WILLINGBORO | 8046 | 13 | 7.6 | Residential | Behind the Meter | Yes | Net Metered Residential | Pro Custom Solar dba Momentum Solar |  | PSE&G | Accepted | 2024-02-20 | 2024-03-06 | 2025-03-06 | Solar Panels | Q. PEAK DUO BLK ML-G10+400 | hawnha |  | 0.4 | 7 | 98 | 18 |  | Fixed | Roof
NJADRE1555798745 | Administratively Determined Incentive Program | WILLINGBORO | 8046 | 13 | 7.6 | Residential | Behind the Meter | Yes | Net Metered Residential | Pro Custom Solar dba Momentum Solar |  | PSE&G | Accepted | 2024-02-20 | 2024-03-06 | 2025-03-06 | Inverters | IQ8PLUS-72-2-US | Enphase | 290 |  | 19 |  |  | 0.97 |  | Outdoor
NJADRE1555798749 | Administratively Determined Incentive Program | JACKSON | 8527 | 18 | 20 | Residential | Behind the Meter | Yes | Net Metered Residential | Kamtech Solar |  | JCP&L | Accepted | 2024-02-20 | 2024-03-06 | 2025-03-06 | Inverters | ENPHASE | IQ7HS-66-M-US | 384 |  | 50 |  |  | 0.97 |  | Outdoor | ROOFTOP
NJADRE1555798749 | Administratively Determined Incentive Program | JACKSON | 8527 | 18 | 20 | Residential | Behind the Meter | Yes | Net Metered Residential | Kamtech Solar |  | JCP&L | Accepted | 2024-02-20 | 2024-03-06 | 2025-03-06 | Solar Panels | WAAREE ARKA | WSMDI-400 |  | 0.4 | 24 | 278 | 34 |  | Fixed | Roof
NJADRE1555798749 | Administratively Determined Incentive Program | JACKSON | 8527 | 18 | 20 | Residential | Behind the Meter | Yes | Net Metered Residential | Kamtech Solar |  | JCP&L | Accepted | 2024-02-20 | 2024-03-06 | 2025-03-06 | Solar Panels | WAAREE ARKA | WSMDI-400 |  | 0.4 | 9 | 98 | 35 |  | Fixed | Roof
NJADRE1555798749 | Administratively Determined Incentive Program | JACKSON | 8527 | 18 | 20 | Residential | Behind the Meter | Yes | Net Metered Residential | Kamtech Solar |  | JCP&L | Accepted | 2024-02-20 | 2024-03-06 | 2025-03-06 | Solar Panels | WAAREE ARKA | WSMDI-400 |  | 0.4 | 10 | 98 | 35 |  | Fixed | Roof
NJADRE1555798749 | Administratively Determined Incentive Program | JACKSON | 8527 | 18 | 20 | Residential | Behind the Meter | Yes | Net Metered Residential | Kamtech Solar |  | JCP&L | Accepted | 2024-02-20 | 2024-03-06 | 2025-03-06 | Solar Panels | WAAREE ARKA | WSMDI-400 |  | 0.4 | 7 | 278 | 15 |  | Fixed | Roof
NJADRE1555798751 | Administratively Determined Incentive Program | WEST CAPE MAY | 8204 | 21 | 6.89 | Residential | Behind the Meter | Yes | Net Metered Residential | Trinity Solar Inc. |  | AC Electric | Accepted | 2024-02-20 | 2024-03-06 | 2025-03-06 | Inverters | Solar Edge | SE6000H-US | 6000 |  | 1 |  |  | 0.97 |  | Outdoor
NJADRE1555798751 | Administratively Determined Incentive Program | WEST CAPE MAY | 8204 | 21 | 6.89 | Residential | Behind the Meter | Yes | Net Metered Residential | Trinity Solar Inc. |  | AC Electric | Accepted | 2024-02-20 | 2024-03-06 | 2025-03-06 | Solar Panels | Hanwha | HANWHA 405 (Q.PEAK DUO BLK ML-G10+ 405) |  | 0.405 | 17 | 107 | 44 |  | Fixed | Roof
NJADRE1555798758 | Administratively Determined Incentive Program | SOMERSET | 8873 | 5 | 6.4 | Residential | Behind the Meter | Yes | Net Metered Residential | Sunrun Installation Services, Inc. |  | PSE&G | Accepted | 2024-02-20 | 2024-03-06 | 2025-03-06 | Solar Panels | Hanwha Q-Cells | Q.PEAK DUO BLK ML-G10+/T 400 |  | 0.4 | 7 | 130 | 23 |  | Fixed | Roof
NJADRE1555798758 | Administratively Determined Incentive Program | SOMERSET | 8873 | 5 | 6.4 | Residential | Behind the Meter | Yes | Net Metered Residential | Sunrun Installation Services, Inc. |  | PSE&G | Accepted | 2024-02-20 | 2024-03-06 | 2025-03-06 | Solar Panels | Hanwha Q-Cells | Q.PEAK DUO BLK ML-G10+/T 400 |  | 0.4 | 9 | 220 | 22 |  | Fixed | Roof
NJADRE1555798758 | Administratively Determined Incentive Program | SOMERSET | 8873 | 5 | 6.4 | Residential | Behind the Meter | Yes | Net Metered Residential | Sunrun Installation Services, Inc. |  | PSE&G | Accepted | 2024-02-20 | 2024-03-06 | 2025-03-06 | Inverters | SolarEdge Technologies | SE6000H-USSN | 6000 |  | 1 |  |  | 0.99 |  | Outside | Next To Meter
NJADRE1555798767 | Administratively Determined Incentive Program | JACKSON | 8527 | 18 | 10.4 | Residential | Behind the Meter | Yes | Net Metered Residential | Seabright Solar |  | JCP&L | Accepted | 2024-02-20 | 2024-03-15 | 2025-03-15 | Solar Panels | Sunpower | SPR-U-400 |  | 0.4 | 18 | 197 | 34 |  | Fixed | Roof
NJADRE1555798767 | Administratively Determined Incentive Program | JACKSON | 8527 | 18 | 10.4 | Residential | Behind the Meter | Yes | Net Metered Residential | Seabright Solar |  | JCP&L | Accepted | 2024-02-20 | 2024-03-15 | 2025-03-15 | Solar Panels | Sunpower | SPR-U-400 |  | 0.4 | 8 | 107 | 40 |  | Fixed | Roof
NJADRE1555798767 | Administratively Determined Incentive Program | JACKSON | 8527 | 18 | 10.4 | Residential | Behind the Meter | Yes | Net Metered Residential | Seabright Solar |  | JCP&L | Accepted | 2024-02-20 | 2024-03-15 | 2025-03-15 | Inverters | Enphase | IQ 7HS | 384 |  | 26 |  |  | 0.99 |  | Outside
NJADRE1555798788 | Administratively Determined Incentive Program | GLEN GARDNER | 8826 | 4 | 17.68 | Residential | Behind the Meter | No | Net Metered Residential | Sunrun Installation Services, Inc. |  | JCP&L | Accepted | 2024-02-20 | 2024-03-06 | 2025-03-06 | Inverters | SolarEdge Technologies | SE6000H-USS3 | 6000 |  | 1 |  |  | 0.99 |  | Outdoor | Next to meter
NJADRE1555798788 | Administratively Determined Incentive Program | GLEN GARDNER | 8826 | 4 | 17.68 | Residential | Behind the Meter | No | Net Metered Residential | Sunrun Installation Services, Inc. |  | JCP&L | Accepted | 2024-02-20 | 2024-03-06 | 2025-03-06 | Solar Panels | JAM60S10-340/MR | JAM60S10-340/MR |  | 0.34 | 52 | 180 | 30 |  | Fixed | Roof
NJADRE1555798789 | Administratively Determined Incentive Program | SOUTHAMPTON | 8088 | 13 | 13.86 | Residential | Behind the Meter | Yes | Net Metered Residential | Reliable Power and Solar |  | PSE&G | Accepted | 2024-02-20 | 2024-03-06 | 2025-03-06 | Inverters | Enphase | IQ7 | 240 |  | 42 |  |  | 0.97 |  | Outside
NJADRE1555798789 | Administratively Determined Incentive Program | SOUTHAMPTON | 8088 | 13 | 13.86 | Residential | Behind the Meter | Yes | Net Metered Residential | Reliable Power and Solar |  | PSE&G | Accepted | 2024-02-20 | 2024-03-06 | 2025-03-06 | Solar Panels | REC | REC330NP |  | 0.33 | 24 | 235 | 19 |  | Fixed | Roof
NJADRE1555798789 | Administratively Determined Incentive Program | SOUTHAMPTON | 8088 | 13 | 13.86 | Residential | Behind the Meter | Yes | Net Metered Residential | Reliable Power and Solar |  | PSE&G | Accepted | 2024-02-20 | 2024-03-06 | 2025-03-06 | Solar Panels | REC | REC330NP |  | 0.33 | 2 | 235 | 19 |  | Fixed | Roof
NJADRE1555798789 | Administratively Determined Incentive Program | SOUTHAMPTON | 8088 | 13 | 13.86 | Residential | Behind the Meter | Yes | Net Metered Residential | Reliable Power and Solar |  | PSE&G | Accepted | 2024-02-20 | 2024-03-06 | 2025-03-06 | Solar Panels | REC | REC330NP |  | 0.33 | 16 | 55 | 19 |  | Fixed | Roof
NJADRE1555798792 | Administratively Determined Incentive Program | PEQUANNOCK | 7440 | 3 | 15.99 | Residential | Behind the Meter | Yes | Net Metered Residential | Pro Custom Solar dba Momentum Solar |  | PSE&G | Accepted | 2024-02-20 | 2024-03-06 | 2025-03-06 | Solar Panels | Q. PEAK DUO BLK ML-G10+410 | hawnha |  | 0.41 | 26 | 167 | 24 |  | Fixed | Roof
NJADRE1555798792 | Administratively Determined Incentive Program | PEQUANNOCK | 7440 | 3 | 15.99 | Residential | Behind the Meter | Yes | Net Metered Residential | Pro Custom Solar dba Momentum Solar |  | PSE&G | Accepted | 2024-02-20 | 2024-03-06 | 2025-03-06 | Solar Panels | Q. PEAK DUO BLK ML-G10+410 | hawnha |  | 0.41 | 13 | 347 | 25 |  | Fixed | Roof
NJADRE1555798792 | Administratively Determined Incentive Program | PEQUANNOCK | 7440 | 3 | 15.99 | Residential | Behind the Meter | Yes | Net Metered Residential | Pro Custom Solar dba Momentum Solar |  | PSE&G | Accepted | 2024-02-20 | 2024-03-06 | 2025-03-06 | Inverters | IQ8PLUS-72-2-US | Enphase | 290 |  | 39 |  |  | 0.97 |  | Outdoor
NJADRE1555798808 | Administratively Determined Incentive Program | EDISON | 8817 | 11 | 8.3 | Residential | Behind the Meter | Yes | Net Metered Residential | Solar Mite Solutions |  | PSE&G | Accepted | 2024-02-20 | 2024-03-06 | 2025-03-06 | Inverters | Enphase | IQ8PLUS-72-2 | 290 |  | 21 |  |  | 0.98 |  | Outdoor
NJADRE1555798808 | Administratively Determined Incentive Program | EDISON | 8817 | 11 | 8.3 | Residential | Behind the Meter | Yes | Net Metered Residential | Solar Mite Solutions |  | PSE&G | Accepted | 2024-02-20 | 2024-03-06 | 2025-03-06 | Solar Panels | Canadian Solar | CS6R |  | 0.395 | 19 | 82 | 23 |  | Fixed | Roof | Array 1
NJADRE1555798808 | Administratively Determined Incentive Program | EDISON | 8817 | 11 | 8.3 | Residential | Behind the Meter | Yes | Net Metered Residential | Solar Mite Solutions |  | PSE&G | Accepted | 2024-02-20 | 2024-03-06 | 2025-03-06 | Solar Panels | Canadian Solar | CS6R |  | 0.395 | 2 | 262 | 23 |  | Fixed | Roof | Array 2
NJADRE1555798812 | Administratively Determined Incentive Program | Pemberton Township | 8015 | 13 | 7.29 | Residential | Behind the Meter | Yes | Net Metered Residential | Sunny Mac LLC |  | JCP&L | Accepted | 2024-02-20 | 2024-03-06 | 2025-03-06 | Solar Panels | Q.PEAK DUO BLK ML-G10+ 405 | HANWHA |  | 0.405 | 7 | 79 | 25 |  | Fixed | Roof
NJADRE1555798812 | Administratively Determined Incentive Program | Pemberton Township | 8015 | 13 | 7.29 | Residential | Behind the Meter | Yes | Net Metered Residential | Sunny Mac LLC |  | JCP&L | Accepted | 2024-02-20 | 2024-03-06 | 2025-03-06 | Solar Panels | Q.PEAK DUO BLK ML-G10+ 405 | HANWHA |  | 0.405 | 11 | 259 | 25 |  | Fixed | Roof
NJADRE1555798812 | Administratively Determined Incentive Program | Pemberton Township | 8015 | 13 | 7.29 | Residential | Behind the Meter | Yes | Net Metered Residential | Sunny Mac LLC |  | JCP&L | Accepted | 2024-02-20 | 2024-03-06 | 2025-03-06 | Inverters | SE5000H-US | Solaredge | 5000 |  | 1 |  |  | 0.1 |  | Outdoor | next to meter
NJADRE1555798820 | Administratively Determined Incentive Program | FREEHOLD | 7728 | 17 | 14.76 | Residential | Behind the Meter | Yes | Net Metered Residential | Pro Custom Solar dba Momentum Solar |  | JCP&L | Accepted | 2024-02-20 | 2024-03-06 | 2025-03-06 | Solar Panels | Q. PEAK DUO BLK ML-G10+410 | hawnha |  | 0.41 | 8 | 192 | 40 |  | Fixed | Roof
NJADRE1555798820 | Administratively Determined Incentive Program | FREEHOLD | 7728 | 17 | 14.76 | Residential | Behind the Meter | Yes | Net Metered Residential | Pro Custom Solar dba Momentum Solar |  | JCP&L | Accepted | 2024-02-20 | 2024-03-06 | 2025-03-06 | Solar Panels | Q. PEAK DUO BLK ML-G10+410 | hawnha |  | 0.41 | 6 | 192 | 40 |  | Fixed | Roof
NJADRE1555798820 | Administratively Determined Incentive Program | FREEHOLD | 7728 | 17 | 14.76 | Residential | Behind the Meter | Yes | Net Metered Residential | Pro Custom Solar dba Momentum Solar |  | JCP&L | Accepted | 2024-02-20 | 2024-03-06 | 2025-03-06 | Solar Panels | Q. PEAK DUO BLK ML-G10+410 | hawnha |  | 0.41 | 11 | 12 | 40 |  | Fixed | Roof
NJADRE1555798820 | Administratively Determined Incentive Program | FREEHOLD | 7728 | 17 | 14.76 | Residential | Behind the Meter | Yes | Net Metered Residential | Pro Custom Solar dba Momentum Solar |  | JCP&L | Accepted | 2024-02-20 | 2024-03-06 | 2025-03-06 | Solar Panels | Q. PEAK DUO BLK ML-G10+410 | hawnha |  | 0.41 | 7 | 282 | 40 |  | Fixed | Roof
NJADRE1555798820 | Administratively Determined Incentive Program | FREEHOLD | 7728 | 17 | 14.76 | Residential | Behind the Meter | Yes | Net Metered Residential | Pro Custom Solar dba Momentum Solar |  | JCP&L | Accepted | 2024-02-20 | 2024-03-06 | 2025-03-06 | Solar Panels | Q. PEAK DUO BLK ML-G10+410 | hawnha |  | 0.41 | 4 | 102 | 40 |  | Fixed | Roof
NJADRE1555798820 | Administratively Determined Incentive Program | FREEHOLD | 7728 | 17 | 14.76 | Residential | Behind the Meter | Yes | Net Metered Residential | Pro Custom Solar dba Momentum Solar |  | JCP&L | Accepted | 2024-02-20 | 2024-03-06 | 2025-03-06 | Inverters | IQ8PLUS-72-2-US | Enphase | 290 |  | 36 |  |  | 0.97 |  | Outdoor
NJADRE1555798838 | Administratively Determined Incentive Program | EAST WINDSOR | 8520 | 12 | 10.36 | Residential | Behind the Meter | Yes | Net Metered Residential | Brilliant Solar |  | JCP&L | Accepted | 2024-02-22 | 2024-03-12 | 2025-03-12 | Solar Panels | APTOS | DNA-120-MF26 |  | 0.37 | 14 | 187 | 20 |  | Fixed | Roof
NJADRE1555798838 | Administratively Determined Incentive Program | EAST WINDSOR | 8520 | 12 | 10.36 | Residential | Behind the Meter | Yes | Net Metered Residential | Brilliant Solar |  | JCP&L | Accepted | 2024-02-22 | 2024-03-12 | 2025-03-12 | Solar Panels | APTOS | DNA-120-MF26 |  | 0.37 | 14 | 7 | 20 |  | Fixed | Roof
NJADRE1555798838 | Administratively Determined Incentive Program | EAST WINDSOR | 8520 | 12 | 10.36 | Residential | Behind the Meter | Yes | Net Metered Residential | Brilliant Solar |  | JCP&L | Accepted | 2024-02-22 | 2024-03-12 | 2025-03-12 | Inverters | Enphase Energy | IQ8PLUS-72-2-US | 290 |  | 28 |  |  | 0.97 |  | Outdoor
NJADRE1555798840 | Administratively Determined Incentive Program | MOUNT HOLLY | 8060 | 13 | 6.56 | Residential | Behind the Meter | Yes | Net Metered Residential | Define Solar |  | PSE&G | Accepted | 2024-02-29 | 2024-03-26 | 2025-03-26 | Inverters | Enphase | IQ8PLUS-72-2-US | 290 |  | 14 |  |  | 0.976 |  | Outside | Under each pv panel
NJADRE1555798840 | Administratively Determined Incentive Program | MOUNT HOLLY | 8060 | 13 | 6.56 | Residential | Behind the Meter | Yes | Net Metered Residential | Define Solar |  | PSE&G | Accepted | 2024-02-29 | 2024-03-26 | 2025-03-26 | Inverters | Enphase | IQ8PLUS-72-2-US | 290 |  | 2 |  |  | 0.976 |  | Outside | Under each pv panel
NJADRE1555798840 | Administratively Determined Incentive Program | MOUNT HOLLY | 8060 | 13 | 6.56 | Residential | Behind the Meter | Yes | Net Metered Residential | Define Solar |  | PSE&G | Accepted | 2024-02-29 | 2024-03-26 | 2025-03-26 | Solar Panels | Znshine | ZXM7-SH108 410W |  | 0.41 | 14 | 103 | 18 |  | Fixed | Roof
NJADRE1555798840 | Administratively Determined Incentive Program | MOUNT HOLLY | 8060 | 13 | 6.56 | Residential | Behind the Meter | Yes | Net Metered Residential | Define Solar |  | PSE&G | Accepted | 2024-02-29 | 2024-03-26 | 2025-03-26 | Solar Panels | Znshine | ZXM7-SH108 410W |  | 0.41 | 2 | 283 | 18 |  | Fixed | Roof
NJADRE1555798842 | Administratively Determined Incentive Program | Prospect Park | 7508 | 6 | 7.38 | Residential | Behind the Meter | Yes | Net Metered Residential | Pro Custom Solar dba Momentum Solar |  | PSE&G | Accepted | 2024-02-20 | 2024-03-06 | 2025-03-06 | Solar Panels | Q. PEAK DUO BLK ML-G10+410 | hawnha |  | 0.41 | 9 | 227 | 40 |  | Fixed | Roof
NJADRE1555798842 | Administratively Determined Incentive Program | Prospect Park | 7508 | 6 | 7.38 | Residential | Behind the Meter | Yes | Net Metered Residential | Pro Custom Solar dba Momentum Solar |  | PSE&G | Accepted | 2024-02-20 | 2024-03-06 | 2025-03-06 | Solar Panels | Q. PEAK DUO BLK ML-G10+410 | hawnha |  | 0.41 | 9 | 47 | 40 |  | Fixed | Roof
NJADRE1555798842 | Administratively Determined Incentive Program | Prospect Park | 7508 | 6 | 7.38 | Residential | Behind the Meter | Yes | Net Metered Residential | Pro Custom Solar dba Momentum Solar |  | PSE&G | Accepted | 2024-02-20 | 2024-03-06 | 2025-03-06 | Inverters | IQ8PLUS-72-2-US | Enphase | 290 |  | 18 |  |  | 0.97 |  | Outdoor
NJADRE1555798850 | Administratively Determined Incentive Program | Elizabeth | 7202 | 10 | 6.48 | Residential | Behind the Meter | Yes | Net Metered Residential | Trinity Solar Inc |  | PSE&G | Accepted | 2024-02-20 | 2024-03-06 | 2025-03-06 | Inverters | Solar Edge | SE5000H-US | 5000 |  | 1 |  |  | 0.97 |  | Outdoor
NJADRE1555798850 | Administratively Determined Incentive Program | Elizabeth | 7202 | 10 | 6.48 | Residential | Behind the Meter | Yes | Net Metered Residential | Trinity Solar Inc |  | PSE&G | Accepted | 2024-02-20 | 2024-03-06 | 2025-03-06 | Solar Panels | HANWHA | (Q.PEAK DUO BLK ML-G10+ 405) |  | 0.405 | 16 | 170 | 23 |  | Fixed | Roof
NJADRE1555798856 | Administratively Determined Incentive Program | Trenton | 8618 | 12 | 7.2 | Residential | Behind the Meter | Yes | Net Metered Residential | Power Energy Solutions |  | PSE&G | Accepted | 2024-02-20 | 2024-03-06 | 2025-03-06 | Inverters | SolarEdge | SE6000H-US | 6 |  | 1 |  |  | 0.97 |  | Outdoor
NJADRE1555798856 | Administratively Determined Incentive Program | Trenton | 8618 | 12 | 7.2 | Residential | Behind the Meter | Yes | Net Metered Residential | Power Energy Solutions |  | PSE&G | Accepted | 2024-02-20 | 2024-03-06 | 2025-03-06 | Solar Panels | Canadian Solar | CS6R-400MS-HL HIKU6 BLACK MONO |  | 0.4 | 10 | 126 | 43 |  | Fixed | Roof
NJADRE1555798856 | Administratively Determined Incentive Program | Trenton | 8618 | 12 | 7.2 | Residential | Behind the Meter | Yes | Net Metered Residential | Power Energy Solutions |  | PSE&G | Accepted | 2024-02-20 | 2024-03-06 | 2025-03-06 | Solar Panels | Canadian Solar | CS6R-400MS-HL HIKU6 BLACK MONO |  | 0.4 | 2 | 216 | 34 |  | Fixed | Roof
NJADRE1555798856 | Administratively Determined Incentive Program | Trenton | 8618 | 12 | 7.2 | Residential | Behind the Meter | Yes | Net Metered Residential | Power Energy Solutions |  | PSE&G | Accepted | 2024-02-20 | 2024-03-06 | 2025-03-06 | Solar Panels | Canadian Solar | CS6R-400MS-HL HIKU6 BLACK MONO |  | 0.4 | 2 | 216 | 53 |  | Fixed | Roof
NJADRE1555798856 | Administratively Determined Incentive Program | Trenton | 8618 | 12 | 7.2 | Residential | Behind the Meter | Yes | Net Metered Residential | Power Energy Solutions |  | PSE&G | Accepted | 2024-02-20 | 2024-03-06 | 2025-03-06 | Solar Panels | Canadian Solar | CS6R-400MS-HL HIKU6 BLACK MONO |  | 0.4 | 2 | 216 | 36 |  | Fixed | Roof
NJADRE1555798856 | Administratively Determined Incentive Program | Trenton | 8618 | 12 | 7.2 | Residential | Behind the Meter | Yes | Net Metered Residential | Power Energy Solutions |  | PSE&G | Accepted | 2024-02-20 | 2024-03-06 | 2025-03-06 | Solar Panels | Canadian Solar | CS6R-400MS-HL HIKU6 BLACK MONO |  | 0.4 | 2 | 36 | 36 |  | Fixed | Roof
NJADRE1555798857 | Administratively Determined Incentive Program | SKILLMAN | 8558 | 5 | 9.2 | Residential | Behind the Meter | No | Net Metered Residential | Exact Solar |  | PSE&G | Accepted | 2024-03-08 | 2024-03-28 | 2025-03-28 | Solar Panels | VSUN | VSUN400-108BMH |  | 0.4 | 6 | 106.1 | 27 |  | Fixed | Roof
NJADRE1555798857 | Administratively Determined Incentive Program | SKILLMAN | 8558 | 5 | 9.2 | Residential | Behind the Meter | No | Net Metered Residential | Exact Solar |  | PSE&G | Accepted | 2024-03-08 | 2024-03-28 | 2025-03-28 | Solar Panels | VSUN | VSUN400-108BMH |  | 0.4 | 1 | 106.3 | 27 |  | Fixed | Roof
NJADRE1555798857 | Administratively Determined Incentive Program | SKILLMAN | 8558 | 5 | 9.2 | Residential | Behind the Meter | No | Net Metered Residential | Exact Solar |  | PSE&G | Accepted | 2024-03-08 | 2024-03-28 | 2025-03-28 | Solar Panels | VSUN | VSUN400-108BMH |  | 0.4 | 5 | 196.3 | 26 |  | Fixed | Roof
NJADRE1555798857 | Administratively Determined Incentive Program | SKILLMAN | 8558 | 5 | 9.2 | Residential | Behind the Meter | No | Net Metered Residential | Exact Solar |  | PSE&G | Accepted | 2024-03-08 | 2024-03-28 | 2025-03-28 | Solar Panels | VSUN | VSUN400-108BMH |  | 0.4 | 8 | 196.1 | 24 |  | Fixed | Roof
NJADRE1555798857 | Administratively Determined Incentive Program | SKILLMAN | 8558 | 5 | 9.2 | Residential | Behind the Meter | No | Net Metered Residential | Exact Solar |  | PSE&G | Accepted | 2024-03-08 | 2024-03-28 | 2025-03-28 | Electric Storage Battery | Enphase | IQBATTERY-5P-1P-ROW |  |  | 2 |  |  |  | Lithium Ion |  | Inside
NJADRE1555798857 | Administratively Determined Incentive Program | SKILLMAN | 8558 | 5 | 9.2 | Residential | Behind the Meter | No | Net Metered Residential | Exact Solar |  | PSE&G | Accepted | 2024-03-08 | 2024-03-28 | 2025-03-28 | Inverters | Enphase | IQ8M-72-2-US | 325 |  | 23 |  |  | 0.978 |  | Outdoor | Under the panels
NJADRE1555798857 | Administratively Determined Incentive Program | SKILLMAN | 8558 | 5 | 9.2 | Residential | Behind the Meter | No | Net Metered Residential | Exact Solar |  | PSE&G | Accepted | 2024-03-08 | 2024-03-28 | 2025-03-28 | Solar Panels | VSUN | VSUN400-108BMH |  | 0.4 | 3 | 196.3 | 26 |  | Fixed | Roof
NJADRE1555798869 | Administratively Determined Incentive Program | Trenton | 8618 | 12 | 2.87 | Residential | Behind the Meter | Yes | Net Metered Residential | Pro Custom Solar dba Momentum Solar |  | PSE&G | Accepted | 2024-02-20 | 2024-03-06 | 2025-03-06 | Solar Panels | Q. PEAK DUO BLK ML-G10+410 | hawnha |  | 0.41 | 7 | 144 | 36 |  | Fixed | Roof
NJADRE1555798869 | Administratively Determined Incentive Program | Trenton | 8618 | 12 | 2.87 | Residential | Behind the Meter | Yes | Net Metered Residential | Pro Custom Solar dba Momentum Solar |  | PSE&G | Accepted | 2024-02-20 | 2024-03-06 | 2025-03-06 | Inverters | IQ8PLUS-72-2-US | Enphase | 290 |  | 7 |  |  | 0.97 |  | Outdoor
NJADRE1555798877 | Administratively Determined Incentive Program | Glassboro | 8028 | 15 | 6.08 | Residential | Behind the Meter | Yes | Net Metered Residential | Trinity Solar LLC |  | AC Electric | Accepted | 2024-02-20 | 2024-03-06 | 2025-03-06 | Solar Panels | HANWHA | (Q.PEAK DUO BLK ML-G10+ 405) |  | 0.405 | 10 | 247 | 30 |  | Fixed | Roof
NJADRE1555798877 | Administratively Determined Incentive Program | Glassboro | 8028 | 15 | 6.08 | Residential | Behind the Meter | Yes | Net Metered Residential | Trinity Solar LLC |  | AC Electric | Accepted | 2024-02-20 | 2024-03-06 | 2025-03-06 | Solar Panels | HANWHA | (Q.PEAK DUO BLK ML-G10+ 405) |  | 0.405 | 5 | 67 | 30 |  | Fixed | Roof
NJADRE1555798877 | Administratively Determined Incentive Program | Glassboro | 8028 | 15 | 6.08 | Residential | Behind the Meter | Yes | Net Metered Residential | Trinity Solar LLC |  | AC Electric | Accepted | 2024-02-20 | 2024-03-06 | 2025-03-06 | Inverters | Solar Edge | SE5000H-US | 5000 |  | 1 |  |  | 0.97 |  | Outside
NJADRE1555798888 | Administratively Determined Incentive Program | SICKLERVILLE | 8081 | 14 | 6.16 | Residential | Behind the Meter | Yes | Net Metered Residential | Freedom Forever New Jersey LLC |  | AC Electric | Accepted | 2024-02-20 | 2024-03-06 | 2025-03-06 | Inverters | Solar Edge | SE5000H-USRGM [SI1] | 5000 |  | 1 |  |  | 0.99 |  | Outside
NJADRE1555798888 | Administratively Determined Incentive Program | SICKLERVILLE | 8081 | 14 | 6.16 | Residential | Behind the Meter | Yes | Net Metered Residential | Freedom Forever New Jersey LLC |  | AC Electric | Accepted | 2024-02-20 | 2024-03-06 | 2025-03-06 | Solar Panels | JINKO SOLAR | JKM385M-6RL3-B |  | 0.385 | 16 | 84 | 20 |  | Fixed | Roof
NJADRE1555798891 | Administratively Determined Incentive Program | BRIDGETON | 8302 | 20 | 11.89 | Residential | Behind the Meter | Yes | Net Metered Residential | Pro Custom Solar dba Momentum Solar |  | AC Electric | Accepted | 2024-02-20 | 2024-03-06 | 2025-03-06 | Solar Panels | Q. PEAK DUO BLK ML-G10+410 | hawnha |  | 0.41 | 29 | 88 | 23 |  | Fixed | Roof
NJADRE1555798891 | Administratively Determined Incentive Program | BRIDGETON | 8302 | 20 | 11.89 | Residential | Behind the Meter | Yes | Net Metered Residential | Pro Custom Solar dba Momentum Solar |  | AC Electric | Accepted | 2024-02-20 | 2024-03-06 | 2025-03-06 | Inverters | IQ8PLUS-72-2-US | Enphase | 290 |  | 29 |  |  | 0.97 |  | Outdoor
NJADRE1555798900 | Administratively Determined Incentive Program | PRINCETON JUNCTION | 8550 | 12 | 15.58 | Residential | Behind the Meter | No | Net Metered Residential | Maier Solar Engineering dba Solar Me |  | PSE&G | Accepted | 2024-02-20 | 2024-03-06 | 2025-03-06 | Solar Panels | Q.Cell | Q.PEAK ML G10+410W |  | 0.41 | 15 | 263 | 34 |  | Fixed | Roof
NJADRE1555798900 | Administratively Determined Incentive Program | PRINCETON JUNCTION | 8550 | 12 | 15.58 | Residential | Behind the Meter | No | Net Metered Residential | Maier Solar Engineering dba Solar Me |  | PSE&G | Accepted | 2024-02-20 | 2024-03-06 | 2025-03-06 | Solar Panels | Q.CELL | Q.PEAK ML G10+410W |  | 0.41 | 4 | 173 | 34 |  | Fixed | Roof
NJADRE1555798900 | Administratively Determined Incentive Program | PRINCETON JUNCTION | 8550 | 12 | 15.58 | Residential | Behind the Meter | No | Net Metered Residential | Maier Solar Engineering dba Solar Me |  | PSE&G | Accepted | 2024-02-20 | 2024-03-06 | 2025-03-06 | Solar Panels | Q.CELL | Q.PEAK ML G10+410W |  | 0.41 | 19 | 83 | 34 |  | Fixed | Roof
NJADRE1555798900 | Administratively Determined Incentive Program | PRINCETON JUNCTION | 8550 | 12 | 15.58 | Residential | Behind the Meter | No | Net Metered Residential | Maier Solar Engineering dba Solar Me |  | PSE&G | Accepted | 2024-02-20 | 2024-03-06 | 2025-03-06 | Inverters | Enphase | IQ8+ | 290 |  | 38 |  |  | 0.96 |  | Outdoor | Next to meter
NJADRE1555798906 | Administratively Determined Incentive Program | FRANKLIN TOWNSHIP | 8873 | 5 | 10.94 | Residential | Behind the Meter | Yes | Net Metered Residential | SunnyMac LLC |  | PSE&G | Accepted | 2024-02-23 | 2024-03-13 | 2025-03-13 | Solar Panels | HANWHA | Q.PEAK DUO BLK ML-G10+ 405 MODULES |  | 0.405 | 12 | 197 | 31 |  | Fixed | Roof
NJADRE1555798906 | Administratively Determined Incentive Program | FRANKLIN TOWNSHIP | 8873 | 5 | 10.94 | Residential | Behind the Meter | Yes | Net Metered Residential | SunnyMac LLC |  | PSE&G | Accepted | 2024-02-23 | 2024-03-13 | 2025-03-13 | Solar Panels | HANWHA | Q.PEAK DUO BLK ML-G10+ 405 MODULES |  | 0.405 | 5 | 107 | 38 |  | Fixed | Roof
NJADRE1555798906 | Administratively Determined Incentive Program | FRANKLIN TOWNSHIP | 8873 | 5 | 10.94 | Residential | Behind the Meter | Yes | Net Metered Residential | SunnyMac LLC |  | PSE&G | Accepted | 2024-02-23 | 2024-03-13 | 2025-03-13 | Solar Panels | HANWHA | Q.PEAK DUO BLK ML-G10+ 405 MODULES |  | 0.405 | 10 | 107 | 37 |  | Fixed | Roof
NJADRE1555798906 | Administratively Determined Incentive Program | FRANKLIN TOWNSHIP | 8873 | 5 | 10.94 | Residential | Behind the Meter | Yes | Net Metered Residential | SunnyMac LLC |  | PSE&G | Accepted | 2024-02-23 | 2024-03-13 | 2025-03-13 | Inverters | SOLAREDGE | SE 7600H-US | 7600 |  | 1 |  |  | 0.99 |  | Outdoor | NEXT TO METER
NJADRE1555798906 | Administratively Determined Incentive Program | FRANKLIN TOWNSHIP | 8873 | 5 | 10.94 | Residential | Behind the Meter | Yes | Net Metered Residential | SunnyMac LLC |  | PSE&G | Accepted | 2024-02-23 | 2024-03-13 | 2025-03-13 | Meters | SE-RGMTR-1D-240C-B | Solaredge |  |  | 1 |  |  |  | Yes | Outdoor
NJADRE1555799361 | Administratively Determined Incentive Program | PHILLIPSBURG | 8865 | 2 | 10.8 | Residential | Behind the Meter | Yes | Net Metered Residential | Pro Custom Solar dba Momentum Solar |  | JCP&L | Accepted | 2024-02-20 | 2024-03-06 | 2025-03-06 | Solar Panels | Q. PEAK DUO BLK ML-G10+400 | hawnha |  | 0.4 | 24 | 259 | 31 |  | Fixed | Roof
NJADRE1555799361 | Administratively Determined Incentive Program | PHILLIPSBURG | 8865 | 2 | 10.8 | Residential | Behind the Meter | Yes | Net Metered Residential | Pro Custom Solar dba Momentum Solar |  | JCP&L | Accepted | 2024-02-20 | 2024-03-06 | 2025-03-06 | Solar Panels | Q. PEAK DUO BLK ML-G10+400 | hawnha |  | 0.4 | 3 | 79 | 31 |  | Fixed | Roof
NJADRE1555799361 | Administratively Determined Incentive Program | PHILLIPSBURG | 8865 | 2 | 10.8 | Residential | Behind the Meter | Yes | Net Metered Residential | Pro Custom Solar dba Momentum Solar |  | JCP&L | Accepted | 2024-02-20 | 2024-03-06 | 2025-03-06 | Inverters | IQ8PLUS-72-2-US | Enphase | 290 |  | 27 |  |  | 0.97 |  | Outdoor
NJADRE1555799363 | Administratively Determined Incentive Program | TRENTON | 8618 | 12 | 8.8 | Residential | Behind the Meter | Yes | Net Metered Residential | Sunrun Installation Services, Inc. |  | PSE&G | Accepted | 2024-02-20 | 2024-03-06 | 2025-03-06 | Inverters | SolarEdge Technologies | SE6000H-USSN | 6000 |  | 1 |  |  | 0.99 |  | Outside | Next To Meter
NJADRE1555799363 | Administratively Determined Incentive Program | TRENTON | 8618 | 12 | 8.8 | Residential | Behind the Meter | Yes | Net Metered Residential | Sunrun Installation Services, Inc. |  | PSE&G | Accepted | 2024-02-20 | 2024-03-06 | 2025-03-06 | Solar Panels | Hanwha Q-Cells | Q.PEAK DUO BLK ML-G10+/T 400 |  | 0.4 | 3 | 218 | 14 |  | Fixed | Roof
NJADRE1555799363 | Administratively Determined Incentive Program | TRENTON | 8618 | 12 | 8.8 | Residential | Behind the Meter | Yes | Net Metered Residential | Sunrun Installation Services, Inc. |  | PSE&G | Accepted | 2024-02-20 | 2024-03-06 | 2025-03-06 | Solar Panels | Hanwha Q-Cells | Q.PEAK DUO BLK ML-G10+/T 400 |  | 0.4 | 6 | 217 | 39 |  | Fixed | Roof
NJADRE1555799363 | Administratively Determined Incentive Program | TRENTON | 8618 | 12 | 8.8 | Residential | Behind the Meter | Yes | Net Metered Residential | Sunrun Installation Services, Inc. |  | PSE&G | Accepted | 2024-02-20 | 2024-03-06 | 2025-03-06 | Solar Panels | Hanwha Q-Cells | Q.PEAK DUO BLK ML-G10+/T 400 |  | 0.4 | 5 | 217 | 39 |  | Fixed | Roof
NJADRE1555799363 | Administratively Determined Incentive Program | TRENTON | 8618 | 12 | 8.8 | Residential | Behind the Meter | Yes | Net Metered Residential | Sunrun Installation Services, Inc. |  | PSE&G | Accepted | 2024-02-20 | 2024-03-06 | 2025-03-06 | Solar Panels | Hanwha Q-Cells | Q.PEAK DUO BLK ML-G10+/T 400 |  | 0.4 | 4 | 37 | 41 |  | Fixed | Roof
NJADRE1555799363 | Administratively Determined Incentive Program | TRENTON | 8618 | 12 | 8.8 | Residential | Behind the Meter | Yes | Net Metered Residential | Sunrun Installation Services, Inc. |  | PSE&G | Accepted | 2024-02-20 | 2024-03-06 | 2025-03-06 | Solar Panels | Hanwha Q-Cells | Q.PEAK DUO BLK ML-G10+/T 400 |  | 0.4 | 4 | 37 | 42 |  | Fixed | Roof
NJADRE1555799452 | Administratively Determined Incentive Program | EGG HARBOR CITY | 8215 | 19 | 4.46 | Residential | Behind the Meter | Yes | Net Metered Residential | SunnyMac LLC |  | AC Electric | Accepted | 2024-02-20 | 2024-03-06 | 2025-03-06 | Solar Panels | Q.PEAK DUO BLK ML-G10+ 405 | HANWHA |  | 0.405 | 8 | 222 | 44 |  | Fixed | Roof
NJADRE1555799452 | Administratively Determined Incentive Program | EGG HARBOR CITY | 8215 | 19 | 4.46 | Residential | Behind the Meter | Yes | Net Metered Residential | SunnyMac LLC |  | AC Electric | Accepted | 2024-02-20 | 2024-03-06 | 2025-03-06 | Solar Panels | Q.PEAK DUO BLK ML-G10+ 405 | HANWHA |  | 0.405 | 3 | 132 | 15 |  | Fixed | Roof
NJADRE1555799452 | Administratively Determined Incentive Program | EGG HARBOR CITY | 8215 | 19 | 4.46 | Residential | Behind the Meter | Yes | Net Metered Residential | SunnyMac LLC |  | AC Electric | Accepted | 2024-02-20 | 2024-03-06 | 2025-03-06 | Inverters | SE3800H-US | Solaredge | 3800 |  | 1 |  |  | 0.1 |  | Outdoor | next to meter
NJADRE1555800377 | Administratively Determined Incentive Program | MOUNT HOLLY | 8060 | 13 | 9.02 | Residential | Behind the Meter | Yes | Net Metered Residential | Define Solar |  | PSE&G | Accepted | 2024-02-27 | 2024-03-18 | 2025-03-18 | Solar Panels | Znshine | ZXM7-SH108 410W |  | 0.41 | 10 | 221 | 21 |  | Fixed | Roof
NJADRE1555800377 | Administratively Determined Incentive Program | MOUNT HOLLY | 8060 | 13 | 9.02 | Residential | Behind the Meter | Yes | Net Metered Residential | Define Solar |  | PSE&G | Accepted | 2024-02-27 | 2024-03-18 | 2025-03-18 | Solar Panels | Znshine | ZXM7-SH108 410W |  | 0.41 | 5 | 131 | 18 |  | Fixed | Roof
NJADRE1555800377 | Administratively Determined Incentive Program | MOUNT HOLLY | 8060 | 13 | 9.02 | Residential | Behind the Meter | Yes | Net Metered Residential | Define Solar |  | PSE&G | Accepted | 2024-02-27 | 2024-03-18 | 2025-03-18 | Solar Panels | Znshine | ZXM7-SH108 410W |  | 0.41 | 4 | 131 | 20 |  | Fixed | Roof
NJADRE1555800377 | Administratively Determined Incentive Program | MOUNT HOLLY | 8060 | 13 | 9.02 | Residential | Behind the Meter | Yes | Net Metered Residential | Define Solar |  | PSE&G | Accepted | 2024-02-27 | 2024-03-18 | 2025-03-18 | Solar Panels | Znshine | ZXM7-SH108 410W |  | 0.41 | 3 | 41 | 21 |  | Fixed | Roof
NJADRE1555800377 | Administratively Determined Incentive Program | MOUNT HOLLY | 8060 | 13 | 9.02 | Residential | Behind the Meter | Yes | Net Metered Residential | Define Solar |  | PSE&G | Accepted | 2024-02-27 | 2024-03-18 | 2025-03-18 | Inverters | Enphase | IQ8PLUS-72-2-US | 290 |  | 10 |  |  | 0.976 |  | Outside | Under each pv panel
NJADRE1555800377 | Administratively Determined Incentive Program | MOUNT HOLLY | 8060 | 13 | 9.02 | Residential | Behind the Meter | Yes | Net Metered Residential | Define Solar |  | PSE&G | Accepted | 2024-02-27 | 2024-03-18 | 2025-03-18 | Inverters | Enphase | IQ8PLUS-72-2-US | 290 |  | 5 |  |  | 0.976 |  | Outside | Under each pv panel
NJADRE1555800377 | Administratively Determined Incentive Program | MOUNT HOLLY | 8060 | 13 | 9.02 | Residential | Behind the Meter | Yes | Net Metered Residential | Define Solar |  | PSE&G | Accepted | 2024-02-27 | 2024-03-18 | 2025-03-18 | Inverters | Enphase | IQ8PLUS-72-2-US | 290 |  | 4 |  |  | 0.976 |  | Outside | Under each pv panel
NJADRE1555800377 | Administratively Determined Incentive Program | MOUNT HOLLY | 8060 | 13 | 9.02 | Residential | Behind the Meter | Yes | Net Metered Residential | Define Solar |  | PSE&G | Accepted | 2024-02-27 | 2024-03-18 | 2025-03-18 | Inverters | Enphase | IQ8PLUS-72-2-US | 290 |  | 3 |  |  | 0.976 |  | Outside | Under each pv panel
NJADRE1555800638 | Administratively Determined Incentive Program | GIBBSBORO | 8026 | 14 | 13.37 | Residential | Behind the Meter | Yes | Net Metered Residential | Sunny Mac LLC |  | AC Electric | Accepted | 2024-02-20 | 2024-03-06 | 2025-03-06 | Solar Panels | Q.PEAK DUO BLK ML-G10+ 405 | HANWHA |  | 0.405 | 27 | 219 | 23 |  | Fixed | Roof
NJADRE1555800638 | Administratively Determined Incentive Program | GIBBSBORO | 8026 | 14 | 13.37 | Residential | Behind the Meter | Yes | Net Metered Residential | Sunny Mac LLC |  | AC Electric | Accepted | 2024-02-20 | 2024-03-06 | 2025-03-06 | Solar Panels | Q.PEAK DUO BLK ML-G10+ 405 | HANWHA |  | 0.405 | 6 | 219 | 23 |  | Fixed | Roof
NJADRE1555800638 | Administratively Determined Incentive Program | GIBBSBORO | 8026 | 14 | 13.37 | Residential | Behind the Meter | Yes | Net Metered Residential | Sunny Mac LLC |  | AC Electric | Accepted | 2024-02-20 | 2024-03-06 | 2025-03-06 | Inverters | SE10000H-US | Solaredge | 10000 |  | 1 |  |  | 0.1 |  | Outdoor | next to meter
NJADRE1555800676 | Administratively Determined Incentive Program | TRENTON | 8620 | 12 | 8.86 | Residential | Behind the Meter | Yes | Net Metered Residential | Freedom Forever New Jersey LLC |  | PSE&G | Accepted | 2024-02-20 | 2024-03-06 | 2025-03-06 | Inverters | Solar Edge | SE7600H-USRGM [SI1] | 7600 |  | 1 |  |  | 0.9 |  | Outside
NJADRE1555800676 | Administratively Determined Incentive Program | TRENTON | 8620 | 12 | 8.86 | Residential | Behind the Meter | Yes | Net Metered Residential | Freedom Forever New Jersey LLC |  | PSE&G | Accepted | 2024-02-20 | 2024-03-06 | 2025-03-06 | Solar Panels | JINKO SOLAR | JKM385M-6RL3-B |  | 0.385 | 6 | 268 | 22 |  | Fixed | Roof
NJADRE1555800676 | Administratively Determined Incentive Program | TRENTON | 8620 | 12 | 8.86 | Residential | Behind the Meter | Yes | Net Metered Residential | Freedom Forever New Jersey LLC |  | PSE&G | Accepted | 2024-02-20 | 2024-03-06 | 2025-03-06 | Solar Panels | JINKO SOLAR | JKM385M-6RL3-B |  | 0.385 | 6 | 88 | 22 |  | Fixed | Roof
NJADRE1555800676 | Administratively Determined Incentive Program | TRENTON | 8620 | 12 | 8.86 | Residential | Behind the Meter | Yes | Net Metered Residential | Freedom Forever New Jersey LLC |  | PSE&G | Accepted | 2024-02-20 | 2024-03-06 | 2025-03-06 | Solar Panels | JINKO SOLAR | JKM385M-6RL3-B |  | 0.385 | 3 | 88 | 22 |  | Fixed | Roof
NJADRE1555800676 | Administratively Determined Incentive Program | TRENTON | 8620 | 12 | 8.86 | Residential | Behind the Meter | Yes | Net Metered Residential | Freedom Forever New Jersey LLC |  | PSE&G | Accepted | 2024-02-20 | 2024-03-06 | 2025-03-06 | Solar Panels | JINKO SOLAR | JKM385M-6RL3-B |  | 0.385 | 4 | 178 | 22 |  | Fixed | Roof
NJADRE1555800676 | Administratively Determined Incentive Program | TRENTON | 8620 | 12 | 8.86 | Residential | Behind the Meter | Yes | Net Metered Residential | Freedom Forever New Jersey LLC |  | PSE&G | Accepted | 2024-02-20 | 2024-03-06 | 2025-03-06 | Solar Panels | JINKO SOLAR | JKM385M-6RL3-B |  | 0.385 | 2 | 268 | 22 |  | Fixed | Roof
NJADRE1555800676 | Administratively Determined Incentive Program | TRENTON | 8620 | 12 | 8.86 | Residential | Behind the Meter | Yes | Net Metered Residential | Freedom Forever New Jersey LLC |  | PSE&G | Accepted | 2024-02-20 | 2024-03-06 | 2025-03-06 | Solar Panels | JINKO SOLAR | JKM385M-6RL3-B |  | 0.385 | 2 | 88 | 22 |  | Fixed | Roof
NJADRE1555801371 | Administratively Determined Incentive Program | TRENTON | 8610 | 12 | 8.1 | Residential | Behind the Meter | No | Net Metered Residential | Sunwise Energy LLC |  | PSE&G | Accepted | 2024-02-20 | 2024-03-06 | 2025-03-06 | Solar Panels | REC ALPHA | REC405AA |  | 0.405 | 20 | 83 | 39 |  | Fixed | Roof
NJADRE1555801371 | Administratively Determined Incentive Program | TRENTON | 8610 | 12 | 8.1 | Residential | Behind the Meter | No | Net Metered Residential | Sunwise Energy LLC |  | PSE&G | Accepted | 2024-02-20 | 2024-03-06 | 2025-03-06 | Inverters | Enphase Energy | IQ8A-72-2-US | 366 |  | 20 |  |  | 0.977 |  | Outside
NJADRE1555801535 | Administratively Determined Incentive Program | MONMOUTH JUNCTION | 8852 | 11 | 4.46 | Residential | Behind the Meter | Yes | Net Metered Residential | Trinity Solar |  | PSE&G | Accepted | 2024-02-20 | 2024-03-06 | 2025-03-06 | Inverters | Solar Edge | SE3800H-US | 3800 |  | 1 |  |  | 0.97 |  | Outdoor
NJADRE1555801535 | Administratively Determined Incentive Program | MONMOUTH JUNCTION | 8852 | 11 | 4.46 | Residential | Behind the Meter | Yes | Net Metered Residential | Trinity Solar |  | PSE&G | Accepted | 2024-02-20 | 2024-03-06 | 2025-03-06 | Solar Panels | HANWHA | (Q.PEAK DUO BLK ML-G10+ 405) |  | 0.405 | 9 | 103 | 30 |  | Fixed | Roof
NJADRE1555801535 | Administratively Determined Incentive Program | MONMOUTH JUNCTION | 8852 | 11 | 4.46 | Residential | Behind the Meter | Yes | Net Metered Residential | Trinity Solar |  | PSE&G | Accepted | 2024-02-20 | 2024-03-06 | 2025-03-06 | Solar Panels | HANWHA | (Q.PEAK DUO BLK ML-G10+ 405) |  | 0.405 | 2 | 193 | 43 |  | Fixed | Roof
NJADRE1555801676 | Administratively Determined Incentive Program | WILLINGBORO | 8046 | 13 | 11.07 | Residential | Behind the Meter | Yes | Net Metered Residential | Define Solar |  | PSE&G | Accepted | 2024-03-01 | 2024-03-21 | 2025-03-21 | Inverters | Enphase | IQ8PLUS-72-2-US | 290 |  | 25 |  |  | 0.976 |  | Outside | Under each pv panel
NJADRE1555801676 | Administratively Determined Incentive Program | WILLINGBORO | 8046 | 13 | 11.07 | Residential | Behind the Meter | Yes | Net Metered Residential | Define Solar |  | PSE&G | Accepted | 2024-03-01 | 2024-03-21 | 2025-03-21 | Inverters | Enphase | IQ8PLUS-72-2-US | 290 |  | 2 |  |  | 0.976 |  | Outside | Under each pv panel
NJADRE1555801676 | Administratively Determined Incentive Program | WILLINGBORO | 8046 | 13 | 11.07 | Residential | Behind the Meter | Yes | Net Metered Residential | Define Solar |  | PSE&G | Accepted | 2024-03-01 | 2024-03-21 | 2025-03-21 | Solar Panels | Znshine | ZXM7-SH108 410W |  | 0.41 | 25 | 295 | 6 |  | Fixed | Roof
NJADRE1555801676 | Administratively Determined Incentive Program | WILLINGBORO | 8046 | 13 | 11.07 | Residential | Behind the Meter | Yes | Net Metered Residential | Define Solar |  | PSE&G | Accepted | 2024-03-01 | 2024-03-21 | 2025-03-21 | Solar Panels | Znshine | ZXM7-SH108 410W |  | 0.41 | 2 | 115 | 19 |  | Fixed | Roof
NJADRE1555801745 | Administratively Determined Incentive Program | Plainfield City | 7059 | 5 | 3.2 | Residential | Behind the Meter | Yes | Net Metered Residential | Sunrun Installation Services, Inc. |  | PSE&G | Accepted | 2024-02-20 | 2024-03-06 | 2025-03-06 | Inverters | SolarEdge Technologies | SE3800H-USMN | 3800 |  | 1 |  |  | 0.99 |  | Outside | Next To Meter
NJADRE1555801745 | Administratively Determined Incentive Program | Plainfield City | 7059 | 5 | 3.2 | Residential | Behind the Meter | Yes | Net Metered Residential | Sunrun Installation Services, Inc. |  | PSE&G | Accepted | 2024-02-20 | 2024-03-06 | 2025-03-06 | Solar Panels | Hanwha Q-Cells | Q.PEAK DUO BLK ML-G10+/T 400 |  | 0.4 | 8 | 230 | 41 |  | Fixed | Roof
NJADRE1555801876 | Administratively Determined Incentive Program | WILLIAMSTOWN | 8094 | 15 | 28.8 | Residential | Behind the Meter | Yes | Net Metered Residential | SunnyMac LLC |  | AC Electric | Accepted | 2024-02-20 | 2024-03-14 | 2025-03-14 | Solar Panels | HANWHA | Q.PEAK DUO BLK ML-G10+ 400 MODULES |  | 0.4 | 31 | 173 | 12 |  | Fixed | Roof
NJADRE1555801876 | Administratively Determined Incentive Program | WILLIAMSTOWN | 8094 | 15 | 28.8 | Residential | Behind the Meter | Yes | Net Metered Residential | SunnyMac LLC |  | AC Electric | Accepted | 2024-02-20 | 2024-03-14 | 2025-03-14 | Solar Panels | HANWHA | Q.PEAK DUO BLK ML-G10+ 400 MODULES |  | 0.4 | 3 | 83 | 26 |  | Fixed | Roof
NJADRE1555801876 | Administratively Determined Incentive Program | WILLIAMSTOWN | 8094 | 15 | 28.8 | Residential | Behind the Meter | Yes | Net Metered Residential | SunnyMac LLC |  | AC Electric | Accepted | 2024-02-20 | 2024-03-14 | 2025-03-14 | Solar Panels | HANWHA | Q.PEAK DUO BLK ML-G10+ 400 MODULES |  | 0.4 | 6 | 83 | 21 |  | Fixed | Roof
NJADRE1555801876 | Administratively Determined Incentive Program | WILLIAMSTOWN | 8094 | 15 | 28.8 | Residential | Behind the Meter | Yes | Net Metered Residential | SunnyMac LLC |  | AC Electric | Accepted | 2024-02-20 | 2024-03-14 | 2025-03-14 | Solar Panels | HANWHA | Q.PEAK DUO BLK ML-G10+ 400 MODULES |  | 0.4 | 5 | 263 | 35 |  | Fixed | Roof
NJADRE1555801876 | Administratively Determined Incentive Program | WILLIAMSTOWN | 8094 | 15 | 28.8 | Residential | Behind the Meter | Yes | Net Metered Residential | SunnyMac LLC |  | AC Electric | Accepted | 2024-02-20 | 2024-03-14 | 2025-03-14 | Solar Panels | HANWHA | Q.PEAK DUO BLK ML-G10+ 400 MODULES |  | 0.4 | 6 | 53 | 35 |  | Fixed | Roof
NJADRE1555801876 | Administratively Determined Incentive Program | WILLIAMSTOWN | 8094 | 15 | 28.8 | Residential | Behind the Meter | Yes | Net Metered Residential | SunnyMac LLC |  | AC Electric | Accepted | 2024-02-20 | 2024-03-14 | 2025-03-14 | Solar Panels | HANWHA | Q.PEAK DUO BLK ML-G10+ 400 MODULES |  | 0.4 | 6 | 353 | 23 |  | Fixed | Roof
NJADRE1555801876 | Administratively Determined Incentive Program | WILLIAMSTOWN | 8094 | 15 | 28.8 | Residential | Behind the Meter | Yes | Net Metered Residential | SunnyMac LLC |  | AC Electric | Accepted | 2024-02-20 | 2024-03-14 | 2025-03-14 | Solar Panels | HANWHA | Q.PEAK DUO BLK ML-G10+ 400 MODULES |  | 0.4 | 15 | 83 | 6 |  | Fixed | Roof
NJADRE1555801876 | Administratively Determined Incentive Program | WILLIAMSTOWN | 8094 | 15 | 28.8 | Residential | Behind the Meter | Yes | Net Metered Residential | SunnyMac LLC |  | AC Electric | Accepted | 2024-02-20 | 2024-03-14 | 2025-03-14 | Inverters | SOLAREDGE | SE 11400H -US | 11400 |  | 1 |  |  | 0.99 |  | Outdoor | next to meter
NJADRE1555801876 | Administratively Determined Incentive Program | WILLIAMSTOWN | 8094 | 15 | 28.8 | Residential | Behind the Meter | Yes | Net Metered Residential | SunnyMac LLC |  | AC Electric | Accepted | 2024-02-20 | 2024-03-14 | 2025-03-14 | Inverters | SOLAREDGE | SE 5000H-US | 5000 |  | 1 |  |  | 0.99 |  | Outdoor | NEXT TO METER
NJADRE1555801876 | Administratively Determined Incentive Program | WILLIAMSTOWN | 8094 | 15 | 28.8 | Residential | Behind the Meter | Yes | Net Metered Residential | SunnyMac LLC |  | AC Electric | Accepted | 2024-02-20 | 2024-03-14 | 2025-03-14 | Inverters | SOLAREDGE | SE 5000H -US | 5000 |  | 1 |  |  | 0.99 |  | Outdoor | NEXT TO METER
NJADRE1555801977 | Administratively Determined Incentive Program | IRVINGTON | 7111 | 9 | 12.71 | Residential | Behind the Meter | Yes | Net Metered Residential | Freedom Forever New Jersey LLC |  | PSE&G | Accepted | 2024-02-20 | 2024-03-06 | 2025-03-06 | Inverters | Solar Edge | SE10000H-USRGM [SI1 | 10000 |  | 1 |  |  | 0.99 |  | Outside
NJADRE1555801977 | Administratively Determined Incentive Program | IRVINGTON | 7111 | 9 | 12.71 | Residential | Behind the Meter | Yes | Net Metered Residential | Freedom Forever New Jersey LLC |  | PSE&G | Accepted | 2024-02-20 | 2024-03-06 | 2025-03-06 | Solar Panels | JINKO SOLAR | JKM385M-6RL3-B |  | 0.385 | 24 | 217 | 10 |  | Fixed | Roof
NJADRE1555801977 | Administratively Determined Incentive Program | IRVINGTON | 7111 | 9 | 12.71 | Residential | Behind the Meter | Yes | Net Metered Residential | Freedom Forever New Jersey LLC |  | PSE&G | Accepted | 2024-02-20 | 2024-03-06 | 2025-03-06 | Solar Panels | JINKO SOLAR | JKM385M-6RL3-B |  | 0.385 | 9 | 127 | 20 |  | Fixed | Roof
NJADRE1555802558 | Administratively Determined Incentive Program | NEPTUNE | 7753 | 17 | 4.4 | Residential | Behind the Meter | Yes | Net Metered Residential | Power Energy Solutions |  | JCP&L | Accepted | 2024-02-20 | 2024-03-06 | 2025-03-06 | Inverters | SolarEdge | SE3800H-US | 3800 |  | 1 |  |  | 0.97 |  | Outdoor
NJADRE1555802558 | Administratively Determined Incentive Program | NEPTUNE | 7753 | 17 | 4.4 | Residential | Behind the Meter | Yes | Net Metered Residential | Power Energy Solutions |  | JCP&L | Accepted | 2024-02-20 | 2024-03-06 | 2025-03-06 | Solar Panels | Canadian Solar | CS6R-400MS-HL HIKU6 BLACK MONO |  | 0.4 | 4 | 269 | 44 |  | Fixed | Roof
NJADRE1555802558 | Administratively Determined Incentive Program | NEPTUNE | 7753 | 17 | 4.4 | Residential | Behind the Meter | Yes | Net Metered Residential | Power Energy Solutions |  | JCP&L | Accepted | 2024-02-20 | 2024-03-06 | 2025-03-06 | Solar Panels | Canadian Solar | CS6R-400MS-HL HIKU6 BLACK MONO |  | 0.4 | 2 | 179 | 20 |  | Fixed | Roof
NJADRE1555802558 | Administratively Determined Incentive Program | NEPTUNE | 7753 | 17 | 4.4 | Residential | Behind the Meter | Yes | Net Metered Residential | Power Energy Solutions |  | JCP&L | Accepted | 2024-02-20 | 2024-03-06 | 2025-03-06 | Solar Panels | Canadian Solar | CS6R-400MS-HL HIKU6 BLACK MONO |  | 0.4 | 3 | 269 | 14 |  | Fixed | Roof
NJADRE1555802558 | Administratively Determined Incentive Program | NEPTUNE | 7753 | 17 | 4.4 | Residential | Behind the Meter | Yes | Net Metered Residential | Power Energy Solutions |  | JCP&L | Accepted | 2024-02-20 | 2024-03-06 | 2025-03-06 | Solar Panels | Canadian Solar | CS6R-400MS-HL HIKU6 BLACK MONO |  | 0.4 | 2 | 89 | 44 |  | Fixed | Roof
NJADRE1555803077 | Administratively Determined Incentive Program | CAMDEN | 8104 | 14 | 8.61 | Residential | Behind the Meter | Yes | Net Metered Residential | Define Solar |  | PSE&G | Accepted | 2024-03-01 | 2024-03-21 | 2025-03-21 | Inverters | Enphase | IQ8PLUS-72-2-US | 290 |  | 21 |  |  | 0.976 |  | Outside | Under each pv panel
NJADRE1555803077 | Administratively Determined Incentive Program | CAMDEN | 8104 | 14 | 8.61 | Residential | Behind the Meter | Yes | Net Metered Residential | Define Solar |  | PSE&G | Accepted | 2024-03-01 | 2024-03-21 | 2025-03-21 | Solar Panels | Znshine | ZXM7-SH108 410W |  | 0.41 | 21 | 87 | 1 |  | Fixed | Roof
NJADRE1555804181 | Administratively Determined Incentive Program | OLD BRIDGE | 8857 | 11 | 9.32 | Residential | Behind the Meter | Yes | Net Metered Residential | Sunny Mac LLC |  | JCP&L | Accepted | 2024-02-20 | 2024-03-08 | 2025-03-08 | Solar Panels | Q.PEAK DUO BLK ML-G10+ 405 | HANWHA |  | 0.405 | 12 | 177 | 15 |  | Fixed | Roof
NJADRE1555804181 | Administratively Determined Incentive Program | OLD BRIDGE | 8857 | 11 | 9.32 | Residential | Behind the Meter | Yes | Net Metered Residential | Sunny Mac LLC |  | JCP&L | Accepted | 2024-02-20 | 2024-03-08 | 2025-03-08 | Solar Panels | Q.PEAK DUO BLK ML-G10+ 405 | HANWHA |  | 0.405 | 5 | 267 | 21 |  | Fixed | Roof
NJADRE1555804181 | Administratively Determined Incentive Program | OLD BRIDGE | 8857 | 11 | 9.32 | Residential | Behind the Meter | Yes | Net Metered Residential | Sunny Mac LLC |  | JCP&L | Accepted | 2024-02-20 | 2024-03-08 | 2025-03-08 | Solar Panels | Q.PEAK DUO BLK ML-G10+ 405 | HANWHA |  | 0.405 | 3 | 177 | 20 |  | Fixed | Roof
NJADRE1555804181 | Administratively Determined Incentive Program | OLD BRIDGE | 8857 | 11 | 9.32 | Residential | Behind the Meter | Yes | Net Metered Residential | Sunny Mac LLC |  | JCP&L | Accepted | 2024-02-20 | 2024-03-08 | 2025-03-08 | Solar Panels | Q.PEAK DUO BLK ML-G10+ 405 | HANWHA |  | 0.405 | 3 | 87 | 20 |  | Fixed | Roof
NJADRE1555804181 | Administratively Determined Incentive Program | OLD BRIDGE | 8857 | 11 | 9.32 | Residential | Behind the Meter | Yes | Net Metered Residential | Sunny Mac LLC |  | JCP&L | Accepted | 2024-02-20 | 2024-03-08 | 2025-03-08 | Inverters | SE76000H-US | Solaredge | 7600 |  | 1 |  |  | 0.1 |  | Outdoor | next to meter
NJADRE1555804418 | Administratively Determined Incentive Program | Union Twp Uni | 7083 | 10 | 3.6 | Residential | Behind the Meter | Yes | Net Metered Residential | Sunrun Installation Services, Inc. |  | PSE&G | Accepted | 2024-02-20 | 2024-03-06 | 2025-03-06 | Inverters | SolarEdge Technologies | SE3800H-USMN | 3800 |  | 1 |  |  | 0.99 |  | Outside | Next To Meter
NJADRE1555804418 | Administratively Determined Incentive Program | Union Twp Uni | 7083 | 10 | 3.6 | Residential | Behind the Meter | Yes | Net Metered Residential | Sunrun Installation Services, Inc. |  | PSE&G | Accepted | 2024-02-20 | 2024-03-06 | 2025-03-06 | Solar Panels | Hanwha Q-Cells | Q.PEAK DUO BLK ML-G10+/T 400 |  | 0.4 | 2 | 41 | 4 |  | Fixed | Roof
NJADRE1555804418 | Administratively Determined Incentive Program | Union Twp Uni | 7083 | 10 | 3.6 | Residential | Behind the Meter | Yes | Net Metered Residential | Sunrun Installation Services, Inc. |  | PSE&G | Accepted | 2024-02-20 | 2024-03-06 | 2025-03-06 | Solar Panels | Hanwha Q-Cells | Q.PEAK DUO BLK ML-G10+/T 400 |  | 0.4 | 7 | 42 | 9 |  | Fixed | Roof
NJADRE1555805490 | Administratively Determined Incentive Program | South Brunswick Township | 8824 | 11 | 4.05 | Residential | Behind the Meter | Yes | Net Metered Residential | SunnyMac LLC |  | PSE&G | Accepted | 2024-02-20 | 2024-03-06 | 2025-03-06 | Solar Panels | Q.PEAK DUO BLK ML-G10+ 405 | HANWHA |  | 0.405 | 10 | 173 | 23 |  | Fixed | Roof
NJADRE1555805490 | Administratively Determined Incentive Program | South Brunswick Township | 8824 | 11 | 4.05 | Residential | Behind the Meter | Yes | Net Metered Residential | SunnyMac LLC |  | PSE&G | Accepted | 2024-02-20 | 2024-03-06 | 2025-03-06 | Inverters | SE3800H-US | Solaredge | 3800 |  | 1 |  |  | 0.1 |  | Outdoor | next to meter
NJADRE1555805689 | Administratively Determined Incentive Program | WILLINGBORO | 8046 | 13 | 7.2 | Residential | Behind the Meter | Yes | Net Metered Residential | Power Energy Solutions |  | PSE&G | Accepted | 2024-02-20 | 2024-03-06 | 2025-03-06 | Inverters | SolarEdge | SE3800H-US | 4 |  | 1 |  |  | 0.97 |  | Outdoor
NJADRE1555805689 | Administratively Determined Incentive Program | WILLINGBORO | 8046 | 13 | 7.2 | Residential | Behind the Meter | Yes | Net Metered Residential | Power Energy Solutions |  | PSE&G | Accepted | 2024-02-20 | 2024-03-06 | 2025-03-06 | Solar Panels | Canadian Solar | CS6R-400MS-HL HIKU6 BLACK MONO |  | 0.4 | 9 | 125 | 19 |  | Fixed | Roof
NJADRE1555805689 | Administratively Determined Incentive Program | WILLINGBORO | 8046 | 13 | 7.2 | Residential | Behind the Meter | Yes | Net Metered Residential | Power Energy Solutions |  | PSE&G | Accepted | 2024-02-20 | 2024-03-06 | 2025-03-06 | Solar Panels | Canadian Solar | CS6R-400MS-HL HIKU6 BLACK MONO |  | 0.4 | 9 | 215 | 20 |  | Fixed | Roof
NJADRE1555806059 | Administratively Determined Incentive Program | Passaic | 7055 | 6 | 2.6 | Residential | Behind the Meter | No | Net Metered Residential | Sunrun Installation Services, Inc. |  | PSE&G | Accepted | 2024-02-20 | 2024-03-06 | 2025-03-06 | Inverters | SolarEdge Technologies | SE3800H-USMN | 3800 |  | 1 |  |  | 0.99 |  | Outside
NJADRE1555806059 | Administratively Determined Incentive Program | Passaic | 7055 | 6 | 2.6 | Residential | Behind the Meter | No | Net Metered Residential | Sunrun Installation Services, Inc. |  | PSE&G | Accepted | 2024-02-20 | 2024-03-06 | 2025-03-06 | Solar Panels | JA Solar | JAM60S17-325/MR |  | 0.325 | 8 | 124 | 10 |  | Fixed | Roof
NJADRE1555806540 | Administratively Determined Incentive Program | SOMERS POINT | 8244 | 19 | 6.32 | Residential | Behind the Meter | Yes | Net Metered Residential | Big Wave Roofing and Solar LLC |  | AC Electric | Accepted | 2024-02-20 | 2024-03-06 | 2025-03-06 | Inverters | Enphase Energy Inc | IQ7PLUS-72-2-US | 290 |  | 16 |  |  | 0.98 |  | Outside
NJADRE1555806540 | Administratively Determined Incentive Program | SOMERS POINT | 8244 | 19 | 6.32 | Residential | Behind the Meter | Yes | Net Metered Residential | Big Wave Roofing and Solar LLC |  | AC Electric | Accepted | 2024-02-20 | 2024-03-06 | 2025-03-06 | Solar Panels | Canadian Solar | CS6R-395MS-HL |  | 0.395 | 13 | 9 | 18 |  | Fixed | Roof
NJADRE1555806540 | Administratively Determined Incentive Program | SOMERS POINT | 8244 | 19 | 6.32 | Residential | Behind the Meter | Yes | Net Metered Residential | Big Wave Roofing and Solar LLC |  | AC Electric | Accepted | 2024-02-20 | 2024-03-06 | 2025-03-06 | Solar Panels | Canadian Solar | CS6R-395MS-HL |  | 0.395 | 3 | 9 | 18 |  | Fixed | Roof
NJADRE1555807471 | Administratively Determined Incentive Program | Beachwood | 8722 | 18 | 2.43 | Residential | Behind the Meter | Yes | Net Metered Residential | SunnyMac LLC |  | JCP&L | Accepted | 2024-02-20 | 2024-03-06 | 2025-03-06 | Solar Panels | Q.PEAK DUO BLK ML-G10+ 405 | HANWHA |  | 0.405 | 3 | 224 | 27 |  | Fixed | Roof
NJADRE1555807471 | Administratively Determined Incentive Program | Beachwood | 8722 | 18 | 2.43 | Residential | Behind the Meter | Yes | Net Metered Residential | SunnyMac LLC |  | JCP&L | Accepted | 2024-02-20 | 2024-03-06 | 2025-03-06 | Solar Panels | Q.PEAK DUO BLK ML-G10+ 405 | HANWHA |  | 0.405 | 3 | 44 | 27 |  | Fixed | Roof
NJADRE1555807471 | Administratively Determined Incentive Program | Beachwood | 8722 | 18 | 2.43 | Residential | Behind the Meter | Yes | Net Metered Residential | SunnyMac LLC |  | JCP&L | Accepted | 2024-02-20 | 2024-03-06 | 2025-03-06 | Inverters | IQ8PLUS-72-2-US | ENPHASE | 290 |  | 6 |  |  | 0.1 |  | Outdoor | next to meter
NJADRE1555807642 | Administratively Determined Incentive Program | EGG HARBOR TOWNSHIP | 8234 | 19 | 7.6 | Residential | Behind the Meter | Yes | Net Metered Residential | Sunrun Installation Services, Inc. |  | AC Electric | Accepted | 2024-02-20 | 2024-03-06 | 2025-03-06 | Inverters | SolarEdge Technologies | SE6000H-USSN | 6000 |  | 1 |  |  | 0.99 |  | Outside
NJADRE1555807642 | Administratively Determined Incentive Program | EGG HARBOR TOWNSHIP | 8234 | 19 | 7.6 | Residential | Behind the Meter | Yes | Net Metered Residential | Sunrun Installation Services, Inc. |  | AC Electric | Accepted | 2024-02-20 | 2024-03-06 | 2025-03-06 | Solar Panels | Hanwha Q Cells | Q.PEAK DUO BLK ML-G10+/t 400 |  | 0.4 | 4 | 299 | 29 |  | Fixed | Roof
NJADRE1555807642 | Administratively Determined Incentive Program | EGG HARBOR TOWNSHIP | 8234 | 19 | 7.6 | Residential | Behind the Meter | Yes | Net Metered Residential | Sunrun Installation Services, Inc. |  | AC Electric | Accepted | 2024-02-20 | 2024-03-06 | 2025-03-06 | Solar Panels | Hanwha Q Cells | Q.PEAK DUO BLK ML-G10+/t 400 |  | 0.4 | 3 | 119 | 27 |  | Fixed | Roof
NJADRE1555807642 | Administratively Determined Incentive Program | EGG HARBOR TOWNSHIP | 8234 | 19 | 7.6 | Residential | Behind the Meter | Yes | Net Metered Residential | Sunrun Installation Services, Inc. |  | AC Electric | Accepted | 2024-02-20 | 2024-03-06 | 2025-03-06 | Solar Panels | Hanwha Q Cells | Q.PEAK DUO BLK ML-G10+/t 400 |  | 0.4 | 12 | 29 | 30 |  | Fixed | Roof
NJADRE1555808112 | Administratively Determined Incentive Program | DUMONT | 7628 | 7 | 3.24 | Residential | Behind the Meter | No | Net Metered Residential | EMT RENEWABLES LLC |  | PSE&G | Accepted | 2024-02-20 | 2024-03-06 | 2025-03-06 | Inverters | ENPHASE | IQ8+ | 290 |  | 8 |  |  | 0.98 |  | Other | UNDER EACH PANEL
NJADRE1555808112 | Administratively Determined Incentive Program | DUMONT | 7628 | 7 | 3.24 | Residential | Behind the Meter | No | Net Metered Residential | EMT RENEWABLES LLC |  | PSE&G | Accepted | 2024-02-20 | 2024-03-06 | 2025-03-06 | Solar Panels | Q.CELLS | Q.PEAK DUO |  | 0.405 | 6 | 176 | 16 |  | Fixed | Roof
NJADRE1555808112 | Administratively Determined Incentive Program | DUMONT | 7628 | 7 | 3.24 | Residential | Behind the Meter | No | Net Metered Residential | EMT RENEWABLES LLC |  | PSE&G | Accepted | 2024-02-20 | 2024-03-06 | 2025-03-06 | Solar Panels | Q.CELLS | Q.PEAK DUO |  | 0.405 | 2 | 176 | 26 |  | Fixed | Roof
NJADRE1555808521 | Administratively Determined Incentive Program | PASSAIC | 7055 | 6 | 5.53 | Residential | Behind the Meter | No | Net Metered Residential | Big Wave Roofing and Solar LLC |  | PSE&G | Accepted | 2024-02-20 | 2024-03-06 | 2025-03-06 | Inverters | Enphase Energy Inc | IQ7PLUS-72-2-US | 290 |  | 14 |  |  | 0.98 |  | Outside
NJADRE1555808521 | Administratively Determined Incentive Program | PASSAIC | 7055 | 6 | 5.53 | Residential | Behind the Meter | No | Net Metered Residential | Big Wave Roofing and Solar LLC |  | PSE&G | Accepted | 2024-02-20 | 2024-03-06 | 2025-03-06 | Solar Panels | Canadian Solar | CS6R-395MS-HL |  | 0.395 | 7 | 214 | 26 |  | Fixed | Roof
NJADRE1555808521 | Administratively Determined Incentive Program | PASSAIC | 7055 | 6 | 5.53 | Residential | Behind the Meter | No | Net Metered Residential | Big Wave Roofing and Solar LLC |  | PSE&G | Accepted | 2024-02-20 | 2024-03-06 | 2025-03-06 | Solar Panels | Canadian Solar | CS6R-395MS-HL |  | 0.395 | 7 | 34 | 26 |  | Fixed | Roof
NJADRE1555808911 | Administratively Determined Incentive Program | MONROE TOWNSHIP | 8831 | 11 | 8.91 | Residential | Behind the Meter | No | Net Metered Residential | Tesla Energy Operations Inc |  | JCP&L | Accepted | 2024-02-20 | 2024-03-06 | 2025-03-06 | Inverters | Tesla | 1538000-45-A | 3800 |  | 2 |  |  | 0.98 |  | Outside
NJADRE1555808911 | Administratively Determined Incentive Program | MONROE TOWNSHIP | 8831 | 11 | 8.91 | Residential | Behind the Meter | No | Net Metered Residential | Tesla Energy Operations Inc |  | JCP&L | Accepted | 2024-02-20 | 2024-03-06 | 2025-03-06 | Solar Panels | Hanwha | Q.PEAK DUO BLK ML-G10+/TS 405 |  | 0.405 | 2 | 173 | 40 |  | Fixed | Roof
NJADRE1555808911 | Administratively Determined Incentive Program | MONROE TOWNSHIP | 8831 | 11 | 8.91 | Residential | Behind the Meter | No | Net Metered Residential | Tesla Energy Operations Inc |  | JCP&L | Accepted | 2024-02-20 | 2024-03-06 | 2025-03-06 | Solar Panels | Hanwha | Q.PEAK DUO BLK ML-G10+/TS 405 |  | 0.405 | 3 | 353 | 40 |  | Fixed | Roof
NJADRE1555808911 | Administratively Determined Incentive Program | MONROE TOWNSHIP | 8831 | 11 | 8.91 | Residential | Behind the Meter | No | Net Metered Residential | Tesla Energy Operations Inc |  | JCP&L | Accepted | 2024-02-20 | 2024-03-06 | 2025-03-06 | Solar Panels | Hanwha | Q.PEAK DUO BLK ML-G10+/TS 405 |  | 0.405 | 2 | 83 | 40 |  | Fixed | Roof
NJADRE1555808911 | Administratively Determined Incentive Program | MONROE TOWNSHIP | 8831 | 11 | 8.91 | Residential | Behind the Meter | No | Net Metered Residential | Tesla Energy Operations Inc |  | JCP&L | Accepted | 2024-02-20 | 2024-03-06 | 2025-03-06 | Solar Panels | Hanwha | Q.PEAK DUO BLK ML-G10+/TS 405 |  | 0.405 | 15 | 263 | 40 |  | Fixed | Roof
NJADRE1555809391 | Administratively Determined Incentive Program | STAFFORD TOWNSHIP | 8050 | 18 | 11.06 | Residential | Behind the Meter | No | Net Metered Residential | Big Wave Roofing and Solar LLC |  | AC Electric | Accepted | 2024-02-20 | 2024-03-06 | 2025-03-06 | Inverters | Enphase Energy Inc | IQ7PLUS-72-2-US | 290 |  | 28 |  |  | 0.98 |  | Outside
NJADRE1555809391 | Administratively Determined Incentive Program | STAFFORD TOWNSHIP | 8050 | 18 | 11.06 | Residential | Behind the Meter | No | Net Metered Residential | Big Wave Roofing and Solar LLC |  | AC Electric | Accepted | 2024-02-20 | 2024-03-06 | 2025-03-06 | Solar Panels | Canadian Solar | CS6R-395MS-HL |  | 0.395 | 11 | 170 | 25 |  | Fixed | Roof
NJADRE1555809391 | Administratively Determined Incentive Program | STAFFORD TOWNSHIP | 8050 | 18 | 11.06 | Residential | Behind the Meter | No | Net Metered Residential | Big Wave Roofing and Solar LLC |  | AC Electric | Accepted | 2024-02-20 | 2024-03-06 | 2025-03-06 | Solar Panels | Canadian | CS6R-395MS-HL |  | 0.395 | 17 | 350 | 25 |  | Fixed | Roof
NJADRE1555809402 | Administratively Determined Incentive Program | FORKED RIVER | 8731 | 18 | 10.53 | Residential | Behind the Meter | Yes | Net Metered Residential | Trinity Solar |  | JCP&L | Accepted | 2024-02-20 | 2024-03-06 | 2025-03-06 | Inverters | Solar Edge | SE10000H-US | 10000 |  | 1 |  |  | 0.97 |  | Outdoor
NJADRE1555809402 | Administratively Determined Incentive Program | FORKED RIVER | 8731 | 18 | 10.53 | Residential | Behind the Meter | Yes | Net Metered Residential | Trinity Solar |  | JCP&L | Accepted | 2024-02-20 | 2024-03-06 | 2025-03-06 | Solar Panels | HANWHA | (Q.PEAK DUO BLK ML-G10+ 405) |  | 0.405 | 11 | 181 | 36 |  | Fixed | Roof
NJADRE1555809402 | Administratively Determined Incentive Program | FORKED RIVER | 8731 | 18 | 10.53 | Residential | Behind the Meter | Yes | Net Metered Residential | Trinity Solar |  | JCP&L | Accepted | 2024-02-20 | 2024-03-06 | 2025-03-06 | Solar Panels | HANWHA | (Q.PEAK DUO BLK ML-G10+ 405) |  | 0.405 | 6 | 1 | 14 |  | Fixed | Roof
NJADRE1555809402 | Administratively Determined Incentive Program | FORKED RIVER | 8731 | 18 | 10.53 | Residential | Behind the Meter | Yes | Net Metered Residential | Trinity Solar |  | JCP&L | Accepted | 2024-02-20 | 2024-03-06 | 2025-03-06 | Solar Panels | HANWHA | (Q.PEAK DUO BLK ML-G10+ 405) |  | 0.405 | 9 | 181 | 23 |  | Fixed | Roof
NJADRE1555809665 | Administratively Determined Incentive Program | PISCATAWAY | 8854 | 11 | 21.32 | Residential | Behind the Meter | Yes | Net Metered Residential | Pro Custom Solar dba Momentum Solar |  | PSE&G | Accepted | 2024-02-20 | 2024-03-06 | 2025-03-06 | Solar Panels | Q. PEAK DUO BLK ML-G10+410 | hawnha |  | 0.41 | 12 | 54 | 20 |  | Fixed | Roof
NJADRE1555809665 | Administratively Determined Incentive Program | PISCATAWAY | 8854 | 11 | 21.32 | Residential | Behind the Meter | Yes | Net Metered Residential | Pro Custom Solar dba Momentum Solar |  | PSE&G | Accepted | 2024-02-20 | 2024-03-06 | 2025-03-06 | Solar Panels | Q. PEAK DUO BLK ML-G10+410 | hawnha |  | 0.41 | 14 | 53 | 20 |  | Fixed | Roof
NJADRE1555809665 | Administratively Determined Incentive Program | PISCATAWAY | 8854 | 11 | 21.32 | Residential | Behind the Meter | Yes | Net Metered Residential | Pro Custom Solar dba Momentum Solar |  | PSE&G | Accepted | 2024-02-20 | 2024-03-06 | 2025-03-06 | Solar Panels | Q. PEAK DUO BLK ML-G10+410 | hawnha |  | 0.41 | 13 | 233 | 20 |  | Fixed | Roof
NJADRE1555809665 | Administratively Determined Incentive Program | PISCATAWAY | 8854 | 11 | 21.32 | Residential | Behind the Meter | Yes | Net Metered Residential | Pro Custom Solar dba Momentum Solar |  | PSE&G | Accepted | 2024-02-20 | 2024-03-06 | 2025-03-06 | Solar Panels | Q. PEAK DUO BLK ML-G10+410 | hawnha |  | 0.41 | 13 | 234 | 20 |  | Fixed | Roof
NJADRE1555809665 | Administratively Determined Incentive Program | PISCATAWAY | 8854 | 11 | 21.32 | Residential | Behind the Meter | Yes | Net Metered Residential | Pro Custom Solar dba Momentum Solar |  | PSE&G | Accepted | 2024-02-20 | 2024-03-06 | 2025-03-06 | Inverters | IQ8PLUS-72-2-US | Enphase | 290 |  | 52 |  |  | 0.97 |  | Outdoor
NJADRE1555809714 | Administratively Determined Incentive Program | WOODBURY | 8096 | 15 | 6.48 | Residential | Behind the Meter | Yes | Net Metered Residential | Brilliant Solar |  | PSE&G | Accepted | 2024-02-22 | 2024-03-12 | 2025-03-12 | Solar Panels | Hanwha QCells | Q.PEAK DUO BLK ML-G10.a+ 405W |  | 0.405 | 16 | 205 | 12 |  | Fixed | Roof
NJADRE1555809714 | Administratively Determined Incentive Program | WOODBURY | 8096 | 15 | 6.48 | Residential | Behind the Meter | Yes | Net Metered Residential | Brilliant Solar |  | PSE&G | Accepted | 2024-02-22 | 2024-03-12 | 2025-03-12 | Inverters | Enphase Energy | IQ8PLUS-72-2-US | 290 |  | 16 |  |  | 0.97 |  | Outdoor
NJADRE1555809965 | Administratively Determined Incentive Program | NEWARK | 7107 | 9 | 6.55 | Residential | Behind the Meter | Yes | Net Metered Residential | Freedom Forever New Jersey LLC |  | PSE&G | Accepted | 2024-02-20 | 2024-03-06 | 2025-03-06 | Inverters | Solar Edge | SE5000H-USRGM [SI1] | 5000 |  | 1 |  |  | 0.99 |  | Outside
NJADRE1555809965 | Administratively Determined Incentive Program | NEWARK | 7107 | 9 | 6.55 | Residential | Behind the Meter | Yes | Net Metered Residential | Freedom Forever New Jersey LLC |  | PSE&G | Accepted | 2024-02-20 | 2024-03-06 | 2025-03-06 | Solar Panels | JINKO SOLAR | JKM385M-6RL3-B |  | 0.385 | 17 | 111 | 20 |  | Fixed | Roof
NJADRE1555810336 | Administratively Determined Incentive Program | FLEMINGTON | 8822 | 4 | 5.33 | Residential | Behind the Meter | Yes | Net Metered Residential | Define Solar |  | JCP&L | Accepted | 2024-03-01 | 2024-03-21 | 2025-03-21 | Inverters | Znshine | ZXM7-SH108 410W | 290 |  | 13 |  |  | 0.976 |  | Outside | Under each pv panel
NJADRE1555810336 | Administratively Determined Incentive Program | FLEMINGTON | 8822 | 4 | 5.33 | Residential | Behind the Meter | Yes | Net Metered Residential | Define Solar |  | JCP&L | Accepted | 2024-03-01 | 2024-03-21 | 2025-03-21 | Solar Panels | Znshine | ZXM7-SH108 410W |  | 0.41 | 13 | 173 | 27 |  | Fixed | Roof
NJADRE1555810416 | Administratively Determined Incentive Program | SALEM | 8079 | 16 | 5.33 | Residential | Behind the Meter | Yes | Net Metered Residential | Pro Custom Solar dba Momentum Solar |  | AC Electric | Accepted | 2024-02-20 | 2024-03-06 | 2025-03-06 | Solar Panels | Q. PEAK DUO BLK ML-G10+410 | hawnha |  | 0.41 | 13 | 291 | 33 |  | Fixed | Roof
NJADRE1555810416 | Administratively Determined Incentive Program | SALEM | 8079 | 16 | 5.33 | Residential | Behind the Meter | Yes | Net Metered Residential | Pro Custom Solar dba Momentum Solar |  | AC Electric | Accepted | 2024-02-20 | 2024-03-06 | 2025-03-06 | Inverters | IQ8PLUS-72-2-US | Enphase | 290 |  | 13 |  |  | 0.97 |  | Outdoor
NJADRE1555810462 | Administratively Determined Incentive Program | OAKLYN | 8107 | 14 | 7.79 | Residential | Behind the Meter | Yes | Net Metered Residential | Define Solar |  | PSE&G | Accepted | 2024-03-01 | 2024-03-21 | 2025-03-21 | Inverters | Enphase | IQ8PLUS-72-2-US | 290 |  | 9 |  |  | 0.976 |  | Outside | Under each pv panel
NJADRE1555810462 | Administratively Determined Incentive Program | OAKLYN | 8107 | 14 | 7.79 | Residential | Behind the Meter | Yes | Net Metered Residential | Define Solar |  | PSE&G | Accepted | 2024-03-01 | 2024-03-21 | 2025-03-21 | Inverters | Enphase | IQ8PLUS-72-2-US | 290 |  | 7 |  |  | 0.976 |  | Outside | Under each pv panel
NJADRE1555810462 | Administratively Determined Incentive Program | OAKLYN | 8107 | 14 | 7.79 | Residential | Behind the Meter | Yes | Net Metered Residential | Define Solar |  | PSE&G | Accepted | 2024-03-01 | 2024-03-21 | 2025-03-21 | Inverters | Enphase | IQ8PLUS-72-2-US | 290 |  | 2 |  |  | 0.976 |  | Outside | Under each pv panel
NJADRE1555810462 | Administratively Determined Incentive Program | OAKLYN | 8107 | 14 | 7.79 | Residential | Behind the Meter | Yes | Net Metered Residential | Define Solar |  | PSE&G | Accepted | 2024-03-01 | 2024-03-21 | 2025-03-21 | Inverters | Enphase | IQ8PLUS-72-2-US | 290 |  | 1 |  |  | 0.976 |  | Outside | Under each pv panel
NJADRE1555810462 | Administratively Determined Incentive Program | OAKLYN | 8107 | 14 | 7.79 | Residential | Behind the Meter | Yes | Net Metered Residential | Define Solar |  | PSE&G | Accepted | 2024-03-01 | 2024-03-21 | 2025-03-21 | Solar Panels | Znshine | ZXM7-SH108 410W |  | 0.41 | 9 | 89 | 36 |  | Fixed | Roof
NJADRE1555810462 | Administratively Determined Incentive Program | OAKLYN | 8107 | 14 | 7.79 | Residential | Behind the Meter | Yes | Net Metered Residential | Define Solar |  | PSE&G | Accepted | 2024-03-01 | 2024-03-21 | 2025-03-21 | Solar Panels | Znshine | ZXM7-SH108 410W |  | 0.41 | 7 | 269 | 36 |  | Fixed | Roof
NJADRE1555810462 | Administratively Determined Incentive Program | OAKLYN | 8107 | 14 | 7.79 | Residential | Behind the Meter | Yes | Net Metered Residential | Define Solar |  | PSE&G | Accepted | 2024-03-01 | 2024-03-21 | 2025-03-21 | Solar Panels | Znshine | ZXM7-SH108 410W |  | 0.41 | 2 | 269 | 15 |  | Fixed | Roof
NJADRE1555810462 | Administratively Determined Incentive Program | OAKLYN | 8107 | 14 | 7.79 | Residential | Behind the Meter | Yes | Net Metered Residential | Define Solar |  | PSE&G | Accepted | 2024-03-01 | 2024-03-21 | 2025-03-21 | Solar Panels | Znshine | ZXM7-SH108 410W |  | 0.41 | 1 | 179 | 26 |  | Fixed | Roof
NJADRE1555810571 | Administratively Determined Incentive Program | HIGHTSTOWN | 8520 | 12 | 3.24 | Residential | Behind the Meter | No | Net Metered Residential | EMT RENEWABLES |  | JCP&L | Accepted | 2024-02-20 | 2024-03-06 | 2025-03-06 | Inverters | ENPHASE | IQ8+ | 290 |  | 8 |  |  | 0.98 |  | Other | UNDER EACH PANEL
NJADRE1555810571 | Administratively Determined Incentive Program | HIGHTSTOWN | 8520 | 12 | 3.24 | Residential | Behind the Meter | No | Net Metered Residential | EMT RENEWABLES |  | JCP&L | Accepted | 2024-02-20 | 2024-03-06 | 2025-03-06 | Solar Panels | Q.CELLS | Q.PEAK DUO |  | 0.405 | 8 | 277 | 19 |  | Fixed | Roof
NJADRE1555810595 | Administratively Determined Incentive Program | SEASIDE PARK | 8752 | 18 | 2.87 | Residential | Behind the Meter | Yes | Net Metered Residential | Pro Custom Solar dba Momentum Solar |  | JCP&L | Accepted | 2024-02-20 | 2024-03-06 | 2025-03-06 | Solar Panels | Q. PEAK DUO BLK ML-G10+410 | hawnha |  | 0.41 | 7 | 277 | 27 |  | Fixed | Roof
NJADRE1555810595 | Administratively Determined Incentive Program | SEASIDE PARK | 8752 | 18 | 2.87 | Residential | Behind the Meter | Yes | Net Metered Residential | Pro Custom Solar dba Momentum Solar |  | JCP&L | Accepted | 2024-02-20 | 2024-03-06 | 2025-03-06 | Inverters | IQ8PLUS-72-2-US | Enphase | 290 |  | 7 |  |  | 0.97 |  | Outdoor
NJADRE1555810610 | Administratively Determined Incentive Program | PISCATAWAY TWP | 8854 | 11 | 4.05 | Residential | Behind the Meter | No | Net Metered Residential | EMT RENEWABLES LLC |  | PSE&G | Accepted | 2024-02-20 | 2024-03-06 | 2025-03-06 | Inverters | ENPHASE | IQ8+ | 290 |  | 10 |  |  | 0.98 |  | Other | UNDER EACH PANEL
NJADRE1555810610 | Administratively Determined Incentive Program | PISCATAWAY TWP | 8854 | 11 | 4.05 | Residential | Behind the Meter | No | Net Metered Residential | EMT RENEWABLES LLC |  | PSE&G | Accepted | 2024-02-20 | 2024-03-06 | 2025-03-06 | Solar Panels | Q.CELLS | Q.PEAK DUO |  | 0.405 | 4 | 153 | 45 |  | Fixed | Roof
NJADRE1555810610 | Administratively Determined Incentive Program | PISCATAWAY TWP | 8854 | 11 | 4.05 | Residential | Behind the Meter | No | Net Metered Residential | EMT RENEWABLES LLC |  | PSE&G | Accepted | 2024-02-20 | 2024-03-06 | 2025-03-06 | Solar Panels | Q.CELLS | Q.PEAK DUO |  | 0.405 | 6 | 333 | 19 |  | Fixed | Roof
NJADRE1555810617 | Administratively Determined Incentive Program | UNION TWP UNI | 7083 | 10 | 3.6 | Residential | Behind the Meter | Yes | Net Metered Residential | Sunrun Installation Services, Inc. |  | PSE&G | Accepted | 2024-02-20 | 2024-03-06 | 2025-03-06 | Inverters | DELTA ELECTRONICS | E4-TL-US | 3840 |  | 1 |  |  | 0.975 |  | Outdoor | Next to meter
NJADRE1555810617 | Administratively Determined Incentive Program | UNION TWP UNI | 7083 | 10 | 3.6 | Residential | Behind the Meter | Yes | Net Metered Residential | Sunrun Installation Services, Inc. |  | PSE&G | Accepted | 2024-02-20 | 2024-03-06 | 2025-03-06 | Solar Panels | Hanwha Q Cells | Q.PEAK DUO BLK ML-G10+/T 400 |  | 0.4 | 9 | 128 | 17 |  | Fixed | Roof
NJADRE1555810632 | Administratively Determined Incentive Program | PISCATAWAY | 8854 | 11 | 7.7 | Residential | Behind the Meter | Yes | Net Metered Residential | Sunrun Installation Services, Inc. |  | PSE&G | Accepted | 2024-02-20 | 2024-03-06 | 2025-03-06 | Inverters | SolarEdge Technologies | SE6000H-USSN | 6000 |  | 1 |  |  | 0.99 |  | Outside | Next to meter
NJADRE1555810632 | Administratively Determined Incentive Program | PISCATAWAY | 8854 | 11 | 7.7 | Residential | Behind the Meter | Yes | Net Metered Residential | Sunrun Installation Services, Inc. |  | PSE&G | Accepted | 2024-02-20 | 2024-03-06 | 2025-03-06 | Solar Panels | Hanwha Q Cells | Q.PEAK DUO BLK ML-G10+ 405 |  | 0.405 | 7 | 133 | 24 |  | Fixed | Roof
NJADRE1555810632 | Administratively Determined Incentive Program | PISCATAWAY | 8854 | 11 | 7.7 | Residential | Behind the Meter | Yes | Net Metered Residential | Sunrun Installation Services, Inc. |  | PSE&G | Accepted | 2024-02-20 | 2024-03-06 | 2025-03-06 | Solar Panels | Hanwha Q Cells | Q.PEAK DUO BLK ML-G10+ 405 |  | 0.405 | 12 | 313 | 24 |  | Fixed | Roof
NJADRE1555810653 | Administratively Determined Incentive Program | RINGOES | 8551 | 4 | 20.4 | Residential | Behind the Meter | No | Net Metered Residential | Seabright Solar |  | JCP&L | Accepted | 2024-02-21 | 2024-03-18 | 2025-03-18 | Solar Panels | Sunpower | SPR-U-400 |  | 0.4 | 31 | 61 | 26 |  | Fixed | Roof
NJADRE1555810653 | Administratively Determined Incentive Program | RINGOES | 8551 | 4 | 20.4 | Residential | Behind the Meter | No | Net Metered Residential | Seabright Solar |  | JCP&L | Accepted | 2024-02-21 | 2024-03-18 | 2025-03-18 | Solar Panels | Sunpower | SPR-U-400 |  | 0.4 | 14 | 241 | 26 |  | Fixed | Roof
NJADRE1555810653 | Administratively Determined Incentive Program | RINGOES | 8551 | 4 | 20.4 | Residential | Behind the Meter | No | Net Metered Residential | Seabright Solar |  | JCP&L | Accepted | 2024-02-21 | 2024-03-18 | 2025-03-18 | Solar Panels | Sunpower | SPR-U-400 |  | 0.4 | 6 | 241 | 26 |  | Fixed | Roof
NJADRE1555810653 | Administratively Determined Incentive Program | RINGOES | 8551 | 4 | 20.4 | Residential | Behind the Meter | No | Net Metered Residential | Seabright Solar |  | JCP&L | Accepted | 2024-02-21 | 2024-03-18 | 2025-03-18 | Inverters | Enphase | IQ 7HS | 384 |  | 51 |  |  | 0.99 |  | Outside
NJADRE1555810665 | Administratively Determined Incentive Program | ASBURY | 8802 | 4 | 7.79 | Residential | Behind the Meter | Yes | Small Net-Metered Non-Residential located on Rooftop, Carport, Canopy and Floating Solar | Define Solar |  | JCP&L | Accepted | 2024-03-06 | 2024-03-27 | 2025-03-27 | Inverters | Enphase | IQ8PLUS-72-2-US | 290 |  | 19 |  |  | 0.976 |  | Outside | Under each pv panel
NJADRE1555810665 | Administratively Determined Incentive Program | ASBURY | 8802 | 4 | 7.79 | Residential | Behind the Meter | Yes | Small Net-Metered Non-Residential located on Rooftop, Carport, Canopy and Floating Solar | Define Solar |  | JCP&L | Accepted | 2024-03-06 | 2024-03-27 | 2025-03-27 | Solar Panels | Znshine | ZXM7-SH108 410W |  | 0.41 | 19 | 257 | 20 |  | Fixed | Roof
NJADRE1555810690 | Administratively Determined Incentive Program | SICKLERVILLE | 8081 | 14 | 16.81 | Residential | Behind the Meter | Yes | Net Metered Residential | Define Solar |  | AC Electric | Accepted | 2024-03-08 | 2024-03-29 | 2025-03-29 | Inverters | Enphase | IQ8PLUS-72-2-US | 290 |  | 16 |  |  | 0.976 |  | Outside | Under each pv panel
NJADRE1555810690 | Administratively Determined Incentive Program | SICKLERVILLE | 8081 | 14 | 16.81 | Residential | Behind the Meter | Yes | Net Metered Residential | Define Solar |  | AC Electric | Accepted | 2024-03-08 | 2024-03-29 | 2025-03-29 | Inverters | Enphase | IQ8PLUS-72-2-US | 290 |  | 10 |  |  | 0.976 |  | Outside | Under each pv panel
NJADRE1555810690 | Administratively Determined Incentive Program | SICKLERVILLE | 8081 | 14 | 16.81 | Residential | Behind the Meter | Yes | Net Metered Residential | Define Solar |  | AC Electric | Accepted | 2024-03-08 | 2024-03-29 | 2025-03-29 | Inverters | Enphase | IQ8PLUS-72-2-US | 290 |  | 15 |  |  | 0.976 |  | Outside | Under each pv panel
NJADRE1555810690 | Administratively Determined Incentive Program | SICKLERVILLE | 8081 | 14 | 16.81 | Residential | Behind the Meter | Yes | Net Metered Residential | Define Solar |  | AC Electric | Accepted | 2024-03-08 | 2024-03-29 | 2025-03-29 | Solar Panels | Znshine | ZXM7-SH108 410W |  | 0.41 | 16 | 218 | 32 |  | Fixed | Roof
NJADRE1555810690 | Administratively Determined Incentive Program | SICKLERVILLE | 8081 | 14 | 16.81 | Residential | Behind the Meter | Yes | Net Metered Residential | Define Solar |  | AC Electric | Accepted | 2024-03-08 | 2024-03-29 | 2025-03-29 | Solar Panels | Znshine | ZXM7-SH108 410W |  | 0.41 | 10 | 198 | 24 |  | Fixed | Roof
NJADRE1555810690 | Administratively Determined Incentive Program | SICKLERVILLE | 8081 | 14 | 16.81 | Residential | Behind the Meter | Yes | Net Metered Residential | Define Solar |  | AC Electric | Accepted | 2024-03-08 | 2024-03-29 | 2025-03-29 | Solar Panels | Znshine | ZXM7-SH108 410W |  | 0.41 | 15 | 38 | 32 |  | Fixed | Roof
NJADRE1555810696 | Administratively Determined Incentive Program | JAMESBURG | 8831 | 11 | 8.4 | Residential | Behind the Meter | Yes | Net Metered Residential | Sunrun Installation Services, Inc. |  | JCP&L | Accepted | 2024-02-20 | 2024-03-06 | 2025-03-06 | Inverters | SolarEdge Technologies | SE6000H-USSN | 6000 |  | 1 |  |  | 0.99 |  | Outside
NJADRE1555810696 | Administratively Determined Incentive Program | JAMESBURG | 8831 | 11 | 8.4 | Residential | Behind the Meter | Yes | Net Metered Residential | Sunrun Installation Services, Inc. |  | JCP&L | Accepted | 2024-02-20 | 2024-03-06 | 2025-03-06 | Solar Panels | Hanwha Q Cells | Q.PEAK DUO BLK ML-G10+/t 400 |  | 0.4 | 4 | 163 | 34 |  | Fixed | Roof
NJADRE1555810696 | Administratively Determined Incentive Program | JAMESBURG | 8831 | 11 | 8.4 | Residential | Behind the Meter | Yes | Net Metered Residential | Sunrun Installation Services, Inc. |  | JCP&L | Accepted | 2024-02-20 | 2024-03-06 | 2025-03-06 | Solar Panels | Hanwha Q Cells | Q.PEAK DUO BLK ML-G10+/t 400 |  | 0.4 | 8 | 344 | 32 |  | Fixed | Roof
NJADRE1555810696 | Administratively Determined Incentive Program | JAMESBURG | 8831 | 11 | 8.4 | Residential | Behind the Meter | Yes | Net Metered Residential | Sunrun Installation Services, Inc. |  | JCP&L | Accepted | 2024-02-20 | 2024-03-06 | 2025-03-06 | Solar Panels | Hanwha Q Cells | Q.PEAK DUO BLK ML-G10+/t 400 |  | 0.4 | 9 | 253 | 40 |  | Fixed | Roof
NJADRE1555810698 | Administratively Determined Incentive Program | WOODBURY | 8096 | 15 | 11.89 | Residential | Behind the Meter | Yes | Net Metered Residential | Define Solar |  | PSE&G | Accepted | 2024-03-08 | 2024-03-29 | 2025-03-29 | Inverters | Enphase | IQ8PLUS-72-2-US | 290 |  | 17 |  |  | 0.976 |  | Outside | Under each pv panel
NJADRE1555810698 | Administratively Determined Incentive Program | WOODBURY | 8096 | 15 | 11.89 | Residential | Behind the Meter | Yes | Net Metered Residential | Define Solar |  | PSE&G | Accepted | 2024-03-08 | 2024-03-29 | 2025-03-29 | Inverters | Enphase | IQ8PLUS-72-2-US | 290 |  | 4 |  |  | 0.976 |  | Outside | Under each pv panel
NJADRE1555810698 | Administratively Determined Incentive Program | WOODBURY | 8096 | 15 | 11.89 | Residential | Behind the Meter | Yes | Net Metered Residential | Define Solar |  | PSE&G | Accepted | 2024-03-08 | 2024-03-29 | 2025-03-29 | Inverters | Enphase | IQ8PLUS-72-2-US | 290 |  | 8 |  |  | 0.976 |  | Outside | Under each pv panel
NJADRE1555810698 | Administratively Determined Incentive Program | WOODBURY | 8096 | 15 | 11.89 | Residential | Behind the Meter | Yes | Net Metered Residential | Define Solar |  | PSE&G | Accepted | 2024-03-08 | 2024-03-29 | 2025-03-29 | Solar Panels | Znshine | ZXM7-SH108 410W |  | 0.41 | 17 | 201 | 27 |  | Fixed | Roof
NJADRE1555810698 | Administratively Determined Incentive Program | WOODBURY | 8096 | 15 | 11.89 | Residential | Behind the Meter | Yes | Net Metered Residential | Define Solar |  | PSE&G | Accepted | 2024-03-08 | 2024-03-29 | 2025-03-29 | Solar Panels | Znshine | ZXM7-SH108 410W |  | 0.41 | 4 | 111 | 44 |  | Fixed | Roof
NJADRE1555810698 | Administratively Determined Incentive Program | WOODBURY | 8096 | 15 | 11.89 | Residential | Behind the Meter | Yes | Net Metered Residential | Define Solar |  | PSE&G | Accepted | 2024-03-08 | 2024-03-29 | 2025-03-29 | Solar Panels | Znshine | ZXM7-SH108 410W |  | 0.41 | 8 | 289 | 28 |  | Fixed | Roof
NJADRE1555810714 | Administratively Determined Incentive Program | SOUTHAMPTON | 8088 | 13 | 10.94 | Residential | Behind the Meter | Yes | Net Metered Residential | EMT RENEWABLES LLC |  | JCP&L | Accepted | 2024-02-20 | 2024-03-06 | 2025-03-06 | Inverters | ENPHASE | IQ8+ | 290 |  | 27 |  |  | 0.98 |  | Other | UNDER EACH PANEL
NJADRE1555810714 | Administratively Determined Incentive Program | SOUTHAMPTON | 8088 | 13 | 10.94 | Residential | Behind the Meter | Yes | Net Metered Residential | EMT RENEWABLES LLC |  | JCP&L | Accepted | 2024-02-20 | 2024-03-06 | 2025-03-06 | Solar Panels | Q.CELLS | Q.PEAK DUO |  | 0.405 | 12 | 223 | 25 |  | Fixed | Roof
NJADRE1555810714 | Administratively Determined Incentive Program | SOUTHAMPTON | 8088 | 13 | 10.94 | Residential | Behind the Meter | Yes | Net Metered Residential | EMT RENEWABLES LLC |  | JCP&L | Accepted | 2024-02-20 | 2024-03-06 | 2025-03-06 | Solar Panels | Q.CELLS | Q.PEAK DUO |  | 0.405 | 9 | 43 | 25 |  | Fixed | Roof
NJADRE1555810714 | Administratively Determined Incentive Program | SOUTHAMPTON | 8088 | 13 | 10.94 | Residential | Behind the Meter | Yes | Net Metered Residential | EMT RENEWABLES LLC |  | JCP&L | Accepted | 2024-02-20 | 2024-03-06 | 2025-03-06 | Solar Panels | Q.CELLS | Q.PEAK DUO |  | 0.405 | 3 | 133 | 26 |  | Fixed | Roof
NJADRE1555810714 | Administratively Determined Incentive Program | SOUTHAMPTON | 8088 | 13 | 10.94 | Residential | Behind the Meter | Yes | Net Metered Residential | EMT RENEWABLES LLC |  | JCP&L | Accepted | 2024-02-20 | 2024-03-06 | 2025-03-06 | Solar Panels | Q.CELLS | Q.PEAK DUO |  | 0.405 | 3 | 313 | 26 |  | Fixed | Roof
NJADRE1555810720 | Administratively Determined Incentive Program | MATAWAN | 7747 | 17 | 13.53 | Residential | Behind the Meter | Yes | Net Metered Residential | Define Solar |  | JCP&L | Accepted | 2024-03-11 | 2024-03-29 | 2025-03-29 | Inverters | Enphase | IQ8PLUS-72-2-US | 290 |  | 11 |  |  | 0.976 |  | Outside | Under each pv panel
NJADRE1555810720 | Administratively Determined Incentive Program | MATAWAN | 7747 | 17 | 13.53 | Residential | Behind the Meter | Yes | Net Metered Residential | Define Solar |  | JCP&L | Accepted | 2024-03-11 | 2024-03-29 | 2025-03-29 | Inverters | Enphase | IQ8PLUS-72-2-US | 290 |  | 9 |  |  | 0.976 |  | Outside | Under each pv panel
NJADRE1555810720 | Administratively Determined Incentive Program | MATAWAN | 7747 | 17 | 13.53 | Residential | Behind the Meter | Yes | Net Metered Residential | Define Solar |  | JCP&L | Accepted | 2024-03-11 | 2024-03-29 | 2025-03-29 | Inverters | Enphase | IQ8PLUS-72-2-US | 290 |  | 13 |  |  | 0.976 |  | Outside | Under each pv panel
NJADRE1555810720 | Administratively Determined Incentive Program | MATAWAN | 7747 | 17 | 13.53 | Residential | Behind the Meter | Yes | Net Metered Residential | Define Solar |  | JCP&L | Accepted | 2024-03-11 | 2024-03-29 | 2025-03-29 | Solar Panels | Znshine | ZXM7-SH108 410W |  | 0.41 | 11 | 167 | 34 |  | Fixed | Roof
NJADRE1555810720 | Administratively Determined Incentive Program | MATAWAN | 7747 | 17 | 13.53 | Residential | Behind the Meter | Yes | Net Metered Residential | Define Solar |  | JCP&L | Accepted | 2024-03-11 | 2024-03-29 | 2025-03-29 | Solar Panels | Znshine | ZXM7-SH108 410W |  | 0.41 | 9 | 167 | 34 |  | Fixed | Roof
NJADRE1555810720 | Administratively Determined Incentive Program | MATAWAN | 7747 | 17 | 13.53 | Residential | Behind the Meter | Yes | Net Metered Residential | Define Solar |  | JCP&L | Accepted | 2024-03-11 | 2024-03-29 | 2025-03-29 | Solar Panels | Znshine | ZXM7-SH108 410W |  | 0.41 | 13 | 347 | 34 |  | Fixed | Roof
NJADRE1555810724 | Administratively Determined Incentive Program | MIDDLESEX | 8846 | 11 | 190.08 | Commercial | Behind the Meter | No | Small Net-Metered Non-Residential located on Rooftop, Carport, Canopy and Floating Solar | SEA BRIGHT SOLAR, LLC |  | PSE&G | Accepted | 2024-02-21 | 2024-03-13 | 2025-03-13 | Inverters | SMA America | STP CORE1-62-US | 62500 |  | 1 |  |  | 0.975 |  | Outside | carport
NJADRE1555810724 | Administratively Determined Incentive Program | MIDDLESEX | 8846 | 11 | 190.08 | Commercial | Behind the Meter | No | Small Net-Metered Non-Residential located on Rooftop, Carport, Canopy and Floating Solar | SEA BRIGHT SOLAR, LLC |  | PSE&G | Accepted | 2024-02-21 | 2024-03-13 | 2025-03-13 | Solar Panels | SunPower | SPR-E20-330-COM |  | 0.33 | 200 | 141 | 5 |  | Fixed | Parking Lot | CARPORT
NJADRE1555810724 | Administratively Determined Incentive Program | MIDDLESEX | 8846 | 11 | 190.08 | Commercial | Behind the Meter | No | Small Net-Metered Non-Residential located on Rooftop, Carport, Canopy and Floating Solar | SEA BRIGHT SOLAR, LLC |  | PSE&G | Accepted | 2024-02-21 | 2024-03-13 | 2025-03-13 | Solar Panels | SunPower | SPR-E20-330-COM |  | 0.33 | 184 | 141 | 5 |  | Fixed | Parking Lot | CARPORT
NJADRE1555810724 | Administratively Determined Incentive Program | MIDDLESEX | 8846 | 11 | 190.08 | Commercial | Behind the Meter | No | Small Net-Metered Non-Residential located on Rooftop, Carport, Canopy and Floating Solar | SEA BRIGHT SOLAR, LLC |  | PSE&G | Accepted | 2024-02-21 | 2024-03-13 | 2025-03-13 | Solar Panels | SunPower | SPR-E20-330-COM |  | 0.33 | 192 | 141 | 5 |  | Fixed | Parking Lot | CARPORT
NJADRE1555810724 | Administratively Determined Incentive Program | MIDDLESEX | 8846 | 11 | 190.08 | Commercial | Behind the Meter | No | Small Net-Metered Non-Residential located on Rooftop, Carport, Canopy and Floating Solar | SEA BRIGHT SOLAR, LLC |  | PSE&G | Accepted | 2024-02-21 | 2024-03-13 | 2025-03-13 | Inverters | SMA AMERICA | STP CORE1-50-US | 50000 |  | 1 |  |  | 0.975 |  | Outside | CARPORT
NJADRE1555810724 | Administratively Determined Incentive Program | MIDDLESEX | 8846 | 11 | 190.08 | Commercial | Behind the Meter | No | Small Net-Metered Non-Residential located on Rooftop, Carport, Canopy and Floating Solar | SEA BRIGHT SOLAR, LLC |  | PSE&G | Accepted | 2024-02-21 | 2024-03-13 | 2025-03-13 | Inverters | SMA AMERICA | STP CORE1-50-US | 50000 |  | 1 |  |  | 0.975 |  | Outside | CARPORT
NJADRE1555810745 | Administratively Determined Incentive Program | TOMS RIVER | 8757 | 18 | 5.27 | Residential | Behind the Meter | Yes | Net Metered Residential | Powur, PBC |  | PSE&G | Accepted | 2024-02-20 | 2024-03-06 | 2025-03-06 | Solar Panels | Hanwha | Q.PEAK DUO BLK ML-G10+ (405W) |  | 0.405 | 13 | 168 | 30 |  | Fixed | Roof
NJADRE1555810745 | Administratively Determined Incentive Program | TOMS RIVER | 8757 | 18 | 5.27 | Residential | Behind the Meter | Yes | Net Metered Residential | Powur, PBC |  | PSE&G | Accepted | 2024-02-20 | 2024-03-06 | 2025-03-06 | Inverters | Solaredge | SE3800H-US RGM | 3800 |  | 1 |  |  | 0.99 |  | Outside
NJADRE1555810749 | Administratively Determined Incentive Program | MILLVILLE | 8332 | 20 | 7.38 | Residential | Behind the Meter | Yes | Net Metered Residential | Define Solar |  | AC Electric | Accepted | 2024-02-26 | 2024-03-14 | 2025-03-14 | Inverters | Enphase | IQ8PLUS-72-2-US | 290 |  | 16 |  |  | 0.976 |  | Outside | Under each pv panel
NJADRE1555810749 | Administratively Determined Incentive Program | MILLVILLE | 8332 | 20 | 7.38 | Residential | Behind the Meter | Yes | Net Metered Residential | Define Solar |  | AC Electric | Accepted | 2024-02-26 | 2024-03-14 | 2025-03-14 | Inverters | Enphase | IQ8PLUS-72-2-US | 290 |  | 2 |  |  | 0.976 |  | Outside | Under each pv panel
NJADRE1555810749 | Administratively Determined Incentive Program | MILLVILLE | 8332 | 20 | 7.38 | Residential | Behind the Meter | Yes | Net Metered Residential | Define Solar |  | AC Electric | Accepted | 2024-02-26 | 2024-03-14 | 2025-03-14 | Solar Panels | Znshine | ZXM7-SH108 410W |  | 0.41 | 16 | 180 | 30 |  | Fixed | Ground
NJADRE1555810749 | Administratively Determined Incentive Program | MILLVILLE | 8332 | 20 | 7.38 | Residential | Behind the Meter | Yes | Net Metered Residential | Define Solar |  | AC Electric | Accepted | 2024-02-26 | 2024-03-14 | 2025-03-14 | Solar Panels | Znshine | ZXM7-SH108 410W |  | 0.41 | 2 | 180 | 30 |  | Fixed | Ground
NJADRE1555810755 | Administratively Determined Incentive Program | BRANCHVILLE | 7826 | 1 | 27.88 | Residential | Behind the Meter | Yes | Net Metered Residential | Define Solar |  | JCP&L | Accepted | 2024-02-27 | 2024-03-21 | 2025-03-21 | Inverters | Enphase | IQ8PLUS-72-2-US | 290 |  | 32 |  |  | 0.976 |  | Outside | Under each pv panel
NJADRE1555810755 | Administratively Determined Incentive Program | BRANCHVILLE | 7826 | 1 | 27.88 | Residential | Behind the Meter | Yes | Net Metered Residential | Define Solar |  | JCP&L | Accepted | 2024-02-27 | 2024-03-21 | 2025-03-21 | Inverters | Enphase | IQ8PLUS-72-2-US | 290 |  | 36 |  |  | 0.976 |  | Outside | Under each pv panel
NJADRE1555810755 | Administratively Determined Incentive Program | BRANCHVILLE | 7826 | 1 | 27.88 | Residential | Behind the Meter | Yes | Net Metered Residential | Define Solar |  | JCP&L | Accepted | 2024-02-27 | 2024-03-21 | 2025-03-21 | Solar Panels | Znshine | ZXM7-SH108 410W |  | 0.41 | 36 | 180 | 30 |  | Fixed | Ground
NJADRE1555810755 | Administratively Determined Incentive Program | BRANCHVILLE | 7826 | 1 | 27.88 | Residential | Behind the Meter | Yes | Net Metered Residential | Define Solar |  | JCP&L | Accepted | 2024-02-27 | 2024-03-21 | 2025-03-21 | Solar Panels | Znshine | ZXM7-SH108 410W |  | 0.41 | 32 | 180 | 30 |  | Fixed | Ground
NJADRE1555810771 | Administratively Determined Incentive Program | EAST WINDSOR | 8520 | 12 | 14 | Residential | Behind the Meter | Yes | Net Metered Residential | Sunrun, Inc. |  | JCP&L | Accepted | 2024-02-20 | 2024-03-06 | 2025-03-06 | Inverters | SOLAREDGE TECHNOLOGIES | SE10000H-USSN | 10000 |  | 1 |  |  | 0.99 |  | Outdoor | Next To Meter
NJADRE1555810771 | Administratively Determined Incentive Program | EAST WINDSOR | 8520 | 12 | 14 | Residential | Behind the Meter | Yes | Net Metered Residential | Sunrun, Inc. |  | JCP&L | Accepted | 2024-02-20 | 2024-03-06 | 2025-03-06 | Solar Panels | HANWHA Q-CELLS | Q.PEAK DUO BLK ML-G10+/T 400 |  | 0.4 | 8 | 11 | 34 |  | Fixed | Roof
NJADRE1555810771 | Administratively Determined Incentive Program | EAST WINDSOR | 8520 | 12 | 14 | Residential | Behind the Meter | Yes | Net Metered Residential | Sunrun, Inc. |  | JCP&L | Accepted | 2024-02-20 | 2024-03-06 | 2025-03-06 | Solar Panels | Hanwha Q Cells | Q.PEAK DUO BLK ML-G10+/t 400 |  | 0.4 | 15 | 101 | 40 |  | Fixed | Roof
NJADRE1555810771 | Administratively Determined Incentive Program | EAST WINDSOR | 8520 | 12 | 14 | Residential | Behind the Meter | Yes | Net Metered Residential | Sunrun, Inc. |  | JCP&L | Accepted | 2024-02-20 | 2024-03-06 | 2025-03-06 | Solar Panels | HANWHA Q-CELLS | Q.PEAK DUO BLK ML-G10+/T 400 |  | 0.4 | 12 | 191 | 33 |  | Fixed | Roof
NJADRE1555814707 | Administratively Determined Incentive Program | MAYS LANDING | 8330 | 19 | 5.53 | Residential | Behind the Meter | Yes | Net Metered Residential | Bright Planet Solar |  | AC Electric | Accepted | 2024-02-20 | 2024-03-08 | 2025-03-08 | Inverters | Solar Edge | SE3800H-USRGM | 3800 |  | 1 |  |  | 0.98 |  | Outdoor | OUTSIDE
NJADRE1555814707 | Administratively Determined Incentive Program | MAYS LANDING | 8330 | 19 | 5.53 | Residential | Behind the Meter | Yes | Net Metered Residential | Bright Planet Solar |  | AC Electric | Accepted | 2024-02-20 | 2024-03-08 | 2025-03-08 | Solar Panels | Canadian Solar | CS6R-395MS |  | 0.395 | 14 | 222 | 30 |  | Fixed | Roof
NJADRE1555814711 | Administratively Determined Incentive Program | NEW MILFORD | 7646 | 7 | 9.48 | Residential | Behind the Meter | No | Net Metered Residential | Bright Planet Solar |  | PSE&G | Accepted | 2024-02-20 | 2024-03-06 | 2025-03-06 | Inverters | Solar Edge | SE7600H-USRGM | 7600 |  | 1 |  |  | 0.98 |  | Outdoor | OUTSIDE
NJADRE1555814711 | Administratively Determined Incentive Program | NEW MILFORD | 7646 | 7 | 9.48 | Residential | Behind the Meter | No | Net Metered Residential | Bright Planet Solar |  | PSE&G | Accepted | 2024-02-20 | 2024-03-06 | 2025-03-06 | Solar Panels | Canadian Solar | CS6R-395MS |  | 0.395 | 13 | 254 | 38 |  | Fixed | Roof
NJADRE1555814711 | Administratively Determined Incentive Program | NEW MILFORD | 7646 | 7 | 9.48 | Residential | Behind the Meter | No | Net Metered Residential | Bright Planet Solar |  | PSE&G | Accepted | 2024-02-20 | 2024-03-06 | 2025-03-06 | Solar Panels | Canadian Solar | CS6R-395MS |  | 0.395 | 9 | 74 | 37 |  | Fixed | Roof
NJADRE1555814711 | Administratively Determined Incentive Program | NEW MILFORD | 7646 | 7 | 9.48 | Residential | Behind the Meter | No | Net Metered Residential | Bright Planet Solar |  | PSE&G | Accepted | 2024-02-20 | 2024-03-06 | 2025-03-06 | Solar Panels | Canadian Solar | CS6R-395MS |  | 0.395 | 2 | 164 | 27 |  | Fixed | Roof
NJADRE1555814715 | Administratively Determined Incentive Program | ROCKAWAY | 7866 | 3 | 3 | Residential | Behind the Meter | Yes | Net Metered Residential | Sunrun Installation Services, Inc. |  | JCP&L | Accepted | 2024-02-20 | 2024-02-22 | 2025-02-22 | Inverters | SolarEdge Technologies | SE3800H-USMN | 3800 |  | 1 |  |  | 0.99 |  | Outside
NJADRE1555814715 | Administratively Determined Incentive Program | ROCKAWAY | 7866 | 3 | 3 | Residential | Behind the Meter | Yes | Net Metered Residential | Sunrun Installation Services, Inc. |  | JCP&L | Accepted | 2024-02-20 | 2024-02-22 | 2025-02-22 | Solar Panels | Vikram Solar | VSMDHT.60.375.05 |  | 0.375 | 8 | 199 | 37 |  | Fixed | Roof
NJADRE1555816994 | Administratively Determined Incentive Program | WILLINGBORO | 8046 | 13 | 6.4 | Residential | Behind the Meter | Yes | Net Metered Residential | Sunrun Installation Services, Inc. |  | PSE&G | Accepted | 2024-02-21 | 2024-02-26 | 2025-02-26 | Inverters | SolarEdge Technologies | SE6000H-USSN | 6000 |  | 1 |  |  | 0.99 |  | Outdoor
NJADRE1555816994 | Administratively Determined Incentive Program | WILLINGBORO | 8046 | 13 | 6.4 | Residential | Behind the Meter | Yes | Net Metered Residential | Sunrun Installation Services, Inc. |  | PSE&G | Accepted | 2024-02-21 | 2024-02-26 | 2025-02-26 | Solar Panels | Hanwha Q Cells | Q.PEAK DUO BLK ML-G10+/T 400 |  | 0.4 | 13 | 114 | 26 |  | Fixed | Roof
NJADRE1555816994 | Administratively Determined Incentive Program | WILLINGBORO | 8046 | 13 | 6.4 | Residential | Behind the Meter | Yes | Net Metered Residential | Sunrun Installation Services, Inc. |  | PSE&G | Accepted | 2024-02-21 | 2024-02-26 | 2025-02-26 | Solar Panels | Hanwha Q Cells | Q.PEAK DUO BLK ML-G10+/T 400 |  | 0.4 | 3 | 114 | 18 |  | Fixed | Roof
NJADRE1555816995 | Administratively Determined Incentive Program | TRENTON | 8619 | 12 | 9.2 | Residential | Behind the Meter | Yes | Net Metered Residential | Sunrun Installation Services, Inc. |  | PSE&G | Accepted | 2024-02-21 | 2024-02-21 | 2025-02-21 | Inverters | SolarEdge Technologies | SE7600H-USSN | 7600 |  | 1 |  |  | 0.99 |  | Outdoor
NJADRE1555816995 | Administratively Determined Incentive Program | TRENTON | 8619 | 12 | 9.2 | Residential | Behind the Meter | Yes | Net Metered Residential | Sunrun Installation Services, Inc. |  | PSE&G | Accepted | 2024-02-21 | 2024-02-21 | 2025-02-21 | Solar Panels | Hanwha Q Cells | Q.PEAK DUO BLK ML-G10+/T 400 |  | 0.4 | 11 | 264 | 42 |  | Fixed | Roof
NJADRE1555816995 | Administratively Determined Incentive Program | TRENTON | 8619 | 12 | 9.2 | Residential | Behind the Meter | Yes | Net Metered Residential | Sunrun Installation Services, Inc. |  | PSE&G | Accepted | 2024-02-21 | 2024-02-21 | 2025-02-21 | Solar Panels | Hanwha Q Cells | Q.PEAK DUO BLK ML-G10+/T 400 |  | 0.4 | 12 | 84 | 37 |  | Fixed | Roof
NJADRE1555816999 | Administratively Determined Incentive Program | TRENTON | 8610 | 12 | 6 | Residential | Behind the Meter | Yes | Net Metered Residential | Sunrun Installation Services, Inc. |  | PSE&G | Accepted | 2024-02-21 | 2024-02-21 | 2025-02-21 | Inverters | Delta Electronics | E6-TL-US | 6000 |  | 1 |  |  | 0.975 |  | Outdoor | next to meter
NJADRE1555816999 | Administratively Determined Incentive Program | TRENTON | 8610 | 12 | 6 | Residential | Behind the Meter | Yes | Net Metered Residential | Sunrun Installation Services, Inc. |  | PSE&G | Accepted | 2024-02-21 | 2024-02-21 | 2025-02-21 | Solar Panels | Hanwha Q Cells | Q.PEAK DUO BLK ML-G10+/t 400 |  | 0.4 | 15 | 317 | 21 |  | Fixed | Roof
NJADRE1555817006 | Administratively Determined Incentive Program | LAMBERTVILLE | 8530 | 4 | 11.75 | Residential | Behind the Meter | Yes | Net Metered Residential | SunnyMac LLC |  | JCP&L | Accepted | 2024-02-21 | 2024-03-06 | 2025-03-06 | Solar Panels | Q.PEAK DUO BLK ML-G10+ 405W | HANWHA |  | 0.405 | 20 | 254 | 23 |  | Fixed | Roof
NJADRE1555817006 | Administratively Determined Incentive Program | LAMBERTVILLE | 8530 | 4 | 11.75 | Residential | Behind the Meter | Yes | Net Metered Residential | SunnyMac LLC |  | JCP&L | Accepted | 2024-02-21 | 2024-03-06 | 2025-03-06 | Solar Panels | Q.PEAK DUO BLK ML-G10+ 405W | HANWHA |  | 0.405 | 9 | 254 | 23 |  | Fixed | Roof
NJADRE1555817006 | Administratively Determined Incentive Program | LAMBERTVILLE | 8530 | 4 | 11.75 | Residential | Behind the Meter | Yes | Net Metered Residential | SunnyMac LLC |  | JCP&L | Accepted | 2024-02-21 | 2024-03-06 | 2025-03-06 | Inverters | SE10000H-US | SOLAREDGE | 10000 |  | 1 |  |  | 0.1 |  | Outdoor | next to meter
NJADRE1555817011 | Administratively Determined Incentive Program | Woodbury | 8096 | 15 | 14.58 | Residential | Behind the Meter | Yes | Net Metered Residential | SunnyMac LLC |  | PSE&G | Accepted | 2024-02-21 | 2024-03-06 | 2025-03-06 | Solar Panels | Q.PEAK DUO BLK ML-G10+ 405W | HANWHA |  | 0.405 | 13 | 255 | 27 |  | Fixed | Roof
NJADRE1555817011 | Administratively Determined Incentive Program | Woodbury | 8096 | 15 | 14.58 | Residential | Behind the Meter | Yes | Net Metered Residential | SunnyMac LLC |  | PSE&G | Accepted | 2024-02-21 | 2024-03-06 | 2025-03-06 | Solar Panels | Q.PEAK DUO BLK ML-G10+ 405W | HANWHA |  | 0.405 | 7 | 165 | 19 |  | Fixed | Roof
NJADRE1555817011 | Administratively Determined Incentive Program | Woodbury | 8096 | 15 | 14.58 | Residential | Behind the Meter | Yes | Net Metered Residential | SunnyMac LLC |  | PSE&G | Accepted | 2024-02-21 | 2024-03-06 | 2025-03-06 | Solar Panels | Q.PEAK DUO BLK ML-G10+ 405W | HANWHA |  | 0.405 | 9 | 75 | 27 |  | Fixed | Roof
NJADRE1555817011 | Administratively Determined Incentive Program | Woodbury | 8096 | 15 | 14.58 | Residential | Behind the Meter | Yes | Net Metered Residential | SunnyMac LLC |  | PSE&G | Accepted | 2024-02-21 | 2024-03-06 | 2025-03-06 | Solar Panels | Q.PEAK DUO BLK ML-G10+ 405W | HANWHA |  | 0.405 | 7 | 345 | 19 |  | Fixed | Roof
NJADRE1555817011 | Administratively Determined Incentive Program | Woodbury | 8096 | 15 | 14.58 | Residential | Behind the Meter | Yes | Net Metered Residential | SunnyMac LLC |  | PSE&G | Accepted | 2024-02-21 | 2024-03-06 | 2025-03-06 | Inverters | SE5000H-US | Solaredge | 5000 |  | 1 |  |  | 0.1 |  | Outdoor | next to meter
NJADRE1555817011 | Administratively Determined Incentive Program | Woodbury | 8096 | 15 | 14.58 | Residential | Behind the Meter | Yes | Net Metered Residential | SunnyMac LLC |  | PSE&G | Accepted | 2024-02-21 | 2024-03-06 | 2025-03-06 | Inverters | SE6000H-US | Solaredge | 6000 |  | 1 |  |  | 0.1 |  | Outdoor | next to meter
NJADRE1555817023 | Administratively Determined Incentive Program | Bridgewater | 8836 | 5 | 15.39 | Residential | Behind the Meter | No | Net Metered Residential | SunnyMac LLC |  | PSE&G | Accepted | 2024-02-21 | 2024-03-08 | 2025-03-08 | Solar Panels | Q.PEAK DUO BLK ML-G10+ 405W | HANWHA |  | 0.405 | 10 | 290 | 22 |  | Fixed | Roof
NJADRE1555817023 | Administratively Determined Incentive Program | Bridgewater | 8836 | 5 | 15.39 | Residential | Behind the Meter | No | Net Metered Residential | SunnyMac LLC |  | PSE&G | Accepted | 2024-02-21 | 2024-03-08 | 2025-03-08 | Solar Panels | Q.PEAK DUO BLK ML-G10+ 405W | HANWHA |  | 0.405 | 16 | 110 | 22 |  | Fixed | Roof
NJADRE1555817023 | Administratively Determined Incentive Program | Bridgewater | 8836 | 5 | 15.39 | Residential | Behind the Meter | No | Net Metered Residential | SunnyMac LLC |  | PSE&G | Accepted | 2024-02-21 | 2024-03-08 | 2025-03-08 | Solar Panels | Q.PEAK DUO BLK ML-G10+ 405W | HANWHA |  | 0.405 | 12 | 290 | 23 |  | Fixed | Roof
NJADRE1555817023 | Administratively Determined Incentive Program | Bridgewater | 8836 | 5 | 15.39 | Residential | Behind the Meter | No | Net Metered Residential | SunnyMac LLC |  | PSE&G | Accepted | 2024-02-21 | 2024-03-08 | 2025-03-08 | Inverters | SE10000H-US | SOLAREDGE | 10000 |  | 1 |  |  | 0.1 |  | Outdoor | next to meter
NJADRE1555817031 | Administratively Determined Incentive Program | CLIFFWOOD | 7721 | 17 | 9.72 | Residential | Behind the Meter | No | Net Metered Residential | Whitman Construction LLC |  | JCP&L | Accepted | 2024-02-22 | 2024-03-12 | 2025-03-12 | Inverters | Enphase | IQ8PLUS-72-2-US | 290 |  | 24 |  |  | 0.975 |  | Outside
NJADRE1555817031 | Administratively Determined Incentive Program | CLIFFWOOD | 7721 | 17 | 9.72 | Residential | Behind the Meter | No | Net Metered Residential | Whitman Construction LLC |  | JCP&L | Accepted | 2024-02-22 | 2024-03-12 | 2025-03-12 | Solar Panels | HANWHA | Q.PEAK DUO BLK ML-G10+ 405 |  | 0.405 | 12 | fixed | 18 |  | Fixed | Roof
NJADRE1555817031 | Administratively Determined Incentive Program | CLIFFWOOD | 7721 | 17 | 9.72 | Residential | Behind the Meter | No | Net Metered Residential | Whitman Construction LLC |  | JCP&L | Accepted | 2024-02-22 | 2024-03-12 | 2025-03-12 | Solar Panels | HANWHA | Q.PEAK DUO BLK ML-G10+ 405 |  | 0.405 | 12 | fixed | 18 |  | Fixed | Roof
NJADRE1555817032 | Administratively Determined Incentive Program | Cherry Hill Twp | 8034 | 14 | 11.34 | Residential | Behind the Meter | Yes | Net Metered Residential | SunnyMac LLC |  | PSE&G | Accepted | 2024-02-21 | 2024-03-06 | 2025-03-06 | Solar Panels | Q.PEAK DUO BLK ML-G10+ 405W | HANWHA |  | 0.405 | 5 | 194 | 26 |  | Fixed | Roof
NJADRE1555817032 | Administratively Determined Incentive Program | Cherry Hill Twp | 8034 | 14 | 11.34 | Residential | Behind the Meter | Yes | Net Metered Residential | SunnyMac LLC |  | PSE&G | Accepted | 2024-02-21 | 2024-03-06 | 2025-03-06 | Solar Panels | Q.PEAK DUO BLK ML-G10+ 405W | HANWHA |  | 0.405 | 23 | 105 | 25 |  | Fixed | Roof
NJADRE1555817032 | Administratively Determined Incentive Program | Cherry Hill Twp | 8034 | 14 | 11.34 | Residential | Behind the Meter | Yes | Net Metered Residential | SunnyMac LLC |  | PSE&G | Accepted | 2024-02-21 | 2024-03-06 | 2025-03-06 | Inverters | SE10000H-US | Solaredge | 10000 |  | 1 |  |  | 0.1 |  | Outdoor | next to meter
NJADRE1555817039 | Administratively Determined Incentive Program | MONTGOMERY TWP | 8502 | 5 | 8.91 | Residential | Behind the Meter | No | Net Metered Residential | Tesla Energy Operations Inc. |  | PSE&G | Accepted | 2024-02-21 | 2024-03-06 | 2025-03-06 | Solar Panels | Hanwha | Q.PEAK DUO BLK ML-G10+/TS 405 |  | 0.405 | 22 | 173 | 37 |  | Fixed | Roof
NJADRE1555817039 | Administratively Determined Incentive Program | MONTGOMERY TWP | 8502 | 5 | 8.91 | Residential | Behind the Meter | No | Net Metered Residential | Tesla Energy Operations Inc. |  | PSE&G | Accepted | 2024-02-21 | 2024-03-06 | 2025-03-06 | Electric Storage Battery | Tesla | Powerwall 3 |  |  | 1 |  |  |  | Lithium Ion |  | OUTSIDE?
NJADRE1555817039 | Administratively Determined Incentive Program | MONTGOMERY TWP | 8502 | 5 | 8.91 | Residential | Behind the Meter | No | Net Metered Residential | Tesla Energy Operations Inc. |  | PSE&G | Accepted | 2024-02-21 | 2024-03-06 | 2025-03-06 | Inverters | Tesla | 1707000-20-G | 11500 |  | 1 |  |  | 0.97 |  | Outdoor
NJADRE1555817041 | Administratively Determined Incentive Program | ROSELLE | 7203 | 10 | 4 | Residential | Behind the Meter | Yes | Net Metered Residential | Sunrun Installation Services, Inc. |  | PSE&G | Accepted | 2024-02-21 | 2024-03-06 | 2025-03-06 | Inverters | SolarEdge Technologies | SE3800H-USMN | 3800 |  | 1 |  |  | 0.99 |  | Outdoor | Next to meter
NJADRE1555817041 | Administratively Determined Incentive Program | ROSELLE | 7203 | 10 | 4 | Residential | Behind the Meter | Yes | Net Metered Residential | Sunrun Installation Services, Inc. |  | PSE&G | Accepted | 2024-02-21 | 2024-03-06 | 2025-03-06 | Solar Panels | Hanwha Q Cells | Q.PEAK DUO BLK ML-G10+/t 400 |  | 0.4 | 7 | 357 | 22 |  | Fixed | Roof
NJADRE1555817041 | Administratively Determined Incentive Program | ROSELLE | 7203 | 10 | 4 | Residential | Behind the Meter | Yes | Net Metered Residential | Sunrun Installation Services, Inc. |  | PSE&G | Accepted | 2024-02-21 | 2024-03-06 | 2025-03-06 | Solar Panels | Hanwha Q Cells | Q.PEAK DUO BLK ML-G10+/t 400 |  | 0.4 | 3 | 357 | 22 |  | Fixed | Roof
NJADRE1555817043 | Administratively Determined Incentive Program | DEPTFORD TWP | 8096 | 15 | 5.2 | Residential | Behind the Meter | Yes | Net Metered Residential | Sunrun Installation Services, Inc. |  | PSE&G | Accepted | 2024-02-21 | 2024-03-06 | 2025-03-06 | Inverters | SolarEdge Technologies | SE3800H-USMN | 3800 |  | 1 |  |  | 0.99 |  | Outside | Next to meter
NJADRE1555817043 | Administratively Determined Incentive Program | DEPTFORD TWP | 8096 | 15 | 5.2 | Residential | Behind the Meter | Yes | Net Metered Residential | Sunrun Installation Services, Inc. |  | PSE&G | Accepted | 2024-02-21 | 2024-03-06 | 2025-03-06 | Solar Panels | Hanwha Q Cells | Q.PEAK DUO BLK ML-G10+/t 400 |  | 0.4 | 13 | 135 | 22 |  | Fixed | Roof
NJADRE1555817051 | Administratively Determined Incentive Program | MANTUA | 8051 | 15 | 6.48 | Residential | Behind the Meter | Yes | Net Metered Residential | Sunny Mac LLC |  | AC Electric | Accepted | 2024-02-21 | 2024-03-06 | 2025-03-06 | Solar Panels | Q.PEAK DUO BLK ML-G10+ 405W | HANWHA |  | 0.405 | 12 | 230 | 27 |  | Fixed | Roof
NJADRE1555817051 | Administratively Determined Incentive Program | MANTUA | 8051 | 15 | 6.48 | Residential | Behind the Meter | Yes | Net Metered Residential | Sunny Mac LLC |  | AC Electric | Accepted | 2024-02-21 | 2024-03-06 | 2025-03-06 | Solar Panels | Q.PEAK DUO BLK ML-G10+ 405W | HANWHA |  | 0.405 | 4 | 230 | 33 |  | Fixed | Roof
NJADRE1555817051 | Administratively Determined Incentive Program | MANTUA | 8051 | 15 | 6.48 | Residential | Behind the Meter | Yes | Net Metered Residential | Sunny Mac LLC |  | AC Electric | Accepted | 2024-02-21 | 2024-03-06 | 2025-03-06 | Inverters | SE5000H-US | SOLAREDGE | 5000 |  | 1 |  |  | 0.1 |  | Outdoor | next to meter
NJADRE1555817052 | Administratively Determined Incentive Program | NORTH PLAINFIELD | 7060 | 10 | 8 | Residential | Behind the Meter | Yes | Net Metered Residential | Sunrun Installation Services, Inc. |  | PSE&G | Accepted | 2024-02-21 | 2024-03-06 | 2025-03-06 | Inverters | SolarEdge Technologies | SE6000H-USSN | 6000 |  | 1 |  |  | 0.99 |  | Outside | Next To Meter
NJADRE1555817052 | Administratively Determined Incentive Program | NORTH PLAINFIELD | 7060 | 10 | 8 | Residential | Behind the Meter | Yes | Net Metered Residential | Sunrun Installation Services, Inc. |  | PSE&G | Accepted | 2024-02-21 | 2024-03-06 | 2025-03-06 | Solar Panels | Hanwha Q-Cells | Q.PEAK DUO BLK ML-G10+/T 400 |  | 0.4 | 7 | 133 | 21 |  | Fixed | Roof
NJADRE1555817052 | Administratively Determined Incentive Program | NORTH PLAINFIELD | 7060 | 10 | 8 | Residential | Behind the Meter | Yes | Net Metered Residential | Sunrun Installation Services, Inc. |  | PSE&G | Accepted | 2024-02-21 | 2024-03-06 | 2025-03-06 | Solar Panels | Hanwha Q-Cells | Q.PEAK DUO BLK ML-G10+/T 400 |  | 0.4 | 6 | 313 | 20 |  | Fixed | Roof
NJADRE1555817052 | Administratively Determined Incentive Program | NORTH PLAINFIELD | 7060 | 10 | 8 | Residential | Behind the Meter | Yes | Net Metered Residential | Sunrun Installation Services, Inc. |  | PSE&G | Accepted | 2024-02-21 | 2024-03-06 | 2025-03-06 | Solar Panels | Hanwha Q-Cells | Q.PEAK DUO BLK ML-G10+/T 400 |  | 0.4 | 7 | 223 | 23 |  | Fixed | Roof
NJADRE1555817052 | Administratively Determined Incentive Program | NORTH PLAINFIELD | 7060 | 10 | 8 | Residential | Behind the Meter | Yes | Net Metered Residential | Sunrun Installation Services, Inc. |  | PSE&G | Accepted | 2024-02-21 | 2024-03-06 | 2025-03-06 | Electric Storage Battery | Tesla | Powerwall 2 AC |  |  | 1 |  |  |  | Lithium Ion |  | Inside
NJADRE1555817056 | Administratively Determined Incentive Program | WENONAH | 8090 | 15 | 6.08 | Residential | Behind the Meter | Yes | Net Metered Residential | Trinity Solar |  | AC Electric | Accepted | 2024-02-21 | 2024-03-06 | 2025-03-06 | Inverters | Solar Edge | SE5000H-US | 5000 |  | 1 |  |  | 0.97 |  | Outdoor
NJADRE1555817056 | Administratively Determined Incentive Program | WENONAH | 8090 | 15 | 6.08 | Residential | Behind the Meter | Yes | Net Metered Residential | Trinity Solar |  | AC Electric | Accepted | 2024-02-21 | 2024-03-06 | 2025-03-06 | Solar Panels | HANWHA | (Q.PEAK DUO BLK ML-G10+ 405) |  | 0.405 | 15 | 167 | 37 |  | Fixed | Roof
NJADRE1555817057 | Administratively Determined Incentive Program | MONTVALE | 7645 | 7 | 15.64 | Residential | Behind the Meter | No | Net Metered Residential | Tesla Energy Operations Inc |  | Orange Rockland Electric | Accepted | 2024-02-23 | 2024-03-12 | 2025-03-12 | Electric Storage Battery | Tesla | AC Powerwall 2.0 |  |  | 4 |  |  |  | Lithium Ion |  | Outside
NJADRE1555817057 | Administratively Determined Incentive Program | MONTVALE | 7645 | 7 | 15.64 | Residential | Behind the Meter | No | Net Metered Residential | Tesla Energy Operations Inc |  | Orange Rockland Electric | Accepted | 2024-02-23 | 2024-03-12 | 2025-03-12 | Inverters | Tesla | 1538000-45-A | 7600 |  | 2 |  |  | 0.98 |  | Outside
NJADRE1555817057 | Administratively Determined Incentive Program | MONTVALE | 7645 | 7 | 15.64 | Residential | Behind the Meter | No | Net Metered Residential | Tesla Energy Operations Inc |  | Orange Rockland Electric | Accepted | 2024-02-23 | 2024-03-12 | 2025-03-12 | Solar Panels | Hanwha | Q.Peak DUO BLK-G6+ 340 |  | 0.34 | 16 | 262 | 20 |  | Fixed | Roof
NJADRE1555817057 | Administratively Determined Incentive Program | MONTVALE | 7645 | 7 | 15.64 | Residential | Behind the Meter | No | Net Metered Residential | Tesla Energy Operations Inc |  | Orange Rockland Electric | Accepted | 2024-02-23 | 2024-03-12 | 2025-03-12 | Solar Panels | Hanwha | Q.Peak DUO BLK-G6+ 340 |  | 0.34 | 8 | 82 | 20 |  | Fixed | Roof
NJADRE1555817057 | Administratively Determined Incentive Program | MONTVALE | 7645 | 7 | 15.64 | Residential | Behind the Meter | No | Net Metered Residential | Tesla Energy Operations Inc |  | Orange Rockland Electric | Accepted | 2024-02-23 | 2024-03-12 | 2025-03-12 | Solar Panels | Hanwha | Q.Peak DUO BLK-G6+ 340 |  | 0.34 | 2 | 173 | 20 |  | Fixed | Roof
NJADRE1555817057 | Administratively Determined Incentive Program | MONTVALE | 7645 | 7 | 15.64 | Residential | Behind the Meter | No | Net Metered Residential | Tesla Energy Operations Inc |  | Orange Rockland Electric | Accepted | 2024-02-23 | 2024-03-12 | 2025-03-12 | Solar Panels | Hanwha | Q.Peak DUO BLK-G6+ 340 |  | 0.34 | 18 | 82 | 20 |  | Fixed | Roof
NJADRE1555817057 | Administratively Determined Incentive Program | MONTVALE | 7645 | 7 | 15.64 | Residential | Behind the Meter | No | Net Metered Residential | Tesla Energy Operations Inc |  | Orange Rockland Electric | Accepted | 2024-02-23 | 2024-03-12 | 2025-03-12 | Solar Panels | Hanwha | Q.Peak DUO BLK-G6+ 340 |  | 0.34 | 2 | 353 | 20 |  | Fixed | Roof
NJADRE1555817071 | Administratively Determined Incentive Program | CLIFTON | 7011 | 6 | 2.84 | Residential | Behind the Meter | Yes | Net Metered Residential | Trinity Solar |  | PSE&G | Accepted | 2024-02-21 | 2024-03-06 | 2025-03-06 | Solar Panels | HANWHA | (Q.PEAK DUO BLK ML-G10+ 405) |  | 0.405 | 7 | 168 | 37 |  | Fixed | Roof
NJADRE1555817071 | Administratively Determined Incentive Program | CLIFTON | 7011 | 6 | 2.84 | Residential | Behind the Meter | Yes | Net Metered Residential | Trinity Solar |  | PSE&G | Accepted | 2024-02-21 | 2024-03-06 | 2025-03-06 | Inverters | Solar Edge | SE3800H-US | 3800 |  | 1 |  |  | 0.97 |  | Outdoor
NJADRE1555817081 | Administratively Determined Incentive Program | SOUTH BRUNSWICK TWP | 8512 | 11 | 6.4 | Residential | Behind the Meter | Yes | Net Metered Residential | Sunrun Installation Services, Inc. |  | PSE&G | Accepted | 2024-02-21 | 2024-03-06 | 2025-03-06 | Inverters | Delta Electronics | E6-TL-US | 5760 |  | 1 |  |  | 0.975 |  | Outside | next to meter
NJADRE1555817081 | Administratively Determined Incentive Program | SOUTH BRUNSWICK TWP | 8512 | 11 | 6.4 | Residential | Behind the Meter | Yes | Net Metered Residential | Sunrun Installation Services, Inc. |  | PSE&G | Accepted | 2024-02-21 | 2024-03-06 | 2025-03-06 | Solar Panels | Hanwha Q Cells | Q.PEAK DUO BLK ML-G10+/t 400 |  | 0.4 | 16 | 188 | 34 |  | Fixed | Roof
NJADRE1555817085 | Administratively Determined Incentive Program | HAMILTON TOWNSHIP | 8619 | 12 | 8.51 | Residential | Behind the Meter | Yes | Net Metered Residential | SunnyMac LLC |  | PSE&G | Accepted | 2024-02-21 | 2024-03-08 | 2025-03-08 | Solar Panels | Q.PEAK DUO BLK ML-G10+ 405W | HANWHA |  | 0.405 | 7 | 174 | 19 |  | Fixed | Roof
NJADRE1555817085 | Administratively Determined Incentive Program | HAMILTON TOWNSHIP | 8619 | 12 | 8.51 | Residential | Behind the Meter | Yes | Net Metered Residential | SunnyMac LLC |  | PSE&G | Accepted | 2024-02-21 | 2024-03-08 | 2025-03-08 | Solar Panels | Q.PEAK DUO BLK ML-G10+ 405W | HANWHA |  | 0.405 | 14 | 264 | 20 |  | Fixed | Roof
NJADRE1555817085 | Administratively Determined Incentive Program | HAMILTON TOWNSHIP | 8619 | 12 | 8.51 | Residential | Behind the Meter | Yes | Net Metered Residential | SunnyMac LLC |  | PSE&G | Accepted | 2024-02-21 | 2024-03-08 | 2025-03-08 | Inverters | SE7600H-US | Solaredge | 7600 |  | 1 |  |  | 0.1 |  | Outdoor | next to meter
NJADRE1555817104 | Administratively Determined Incentive Program | NEWARK | 7106 | 9 | 13.12 | Residential | Behind the Meter | Yes | Net Metered Residential | Pro Custom Solar dba Momentum Solar |  | PSE&G | Accepted | 2024-02-21 | 2024-03-07 | 2025-03-07 | Solar Panels | Q. PEAK DUO BLK ML-G10+410 | hawnha |  | 0.41 | 13 | 109 | 22 |  | Fixed | Roof
NJADRE1555817104 | Administratively Determined Incentive Program | NEWARK | 7106 | 9 | 13.12 | Residential | Behind the Meter | Yes | Net Metered Residential | Pro Custom Solar dba Momentum Solar |  | PSE&G | Accepted | 2024-02-21 | 2024-03-07 | 2025-03-07 | Solar Panels | Q. PEAK DUO BLK ML-G10+410 | hawnha |  | 0.41 | 7 | 289 | 17 |  | Fixed | Roof
NJADRE1555817104 | Administratively Determined Incentive Program | NEWARK | 7106 | 9 | 13.12 | Residential | Behind the Meter | Yes | Net Metered Residential | Pro Custom Solar dba Momentum Solar |  | PSE&G | Accepted | 2024-02-21 | 2024-03-07 | 2025-03-07 | Solar Panels | Q. PEAK DUO BLK ML-G10+410 | hawnha |  | 0.41 | 7 | 199 | 27 |  | Fixed | Roof
NJADRE1555817104 | Administratively Determined Incentive Program | NEWARK | 7106 | 9 | 13.12 | Residential | Behind the Meter | Yes | Net Metered Residential | Pro Custom Solar dba Momentum Solar |  | PSE&G | Accepted | 2024-02-21 | 2024-03-07 | 2025-03-07 | Solar Panels | Q. PEAK DUO BLK ML-G10+410 | hawnha |  | 0.41 | 5 | 19 | 27 |  | Fixed | Roof
NJADRE1555817104 | Administratively Determined Incentive Program | NEWARK | 7106 | 9 | 13.12 | Residential | Behind the Meter | Yes | Net Metered Residential | Pro Custom Solar dba Momentum Solar |  | PSE&G | Accepted | 2024-02-21 | 2024-03-07 | 2025-03-07 | Inverters | IQ8PLUS-72-2-US | Enphase | 290 |  | 32 |  |  | 0.97 |  | Outdoor
NJADRE1555817121 | Administratively Determined Incentive Program | FREEHOLD | 7728 | 17 | 24.6 | Residential | Behind the Meter | No | Net Metered Residential | Reliable Power and Solar |  | JCP&L | Accepted | 2024-02-21 | 2024-03-06 | 2025-03-06 | Inverters | Enphase | IQ8 plus | 290 |  | 60 |  |  | 0.97 |  | Outdoor
NJADRE1555817121 | Administratively Determined Incentive Program | FREEHOLD | 7728 | 17 | 24.6 | Residential | Behind the Meter | No | Net Metered Residential | Reliable Power and Solar |  | JCP&L | Accepted | 2024-02-21 | 2024-03-06 | 2025-03-06 | Solar Panels | Trina | tsmdd410 |  | 0.41 | 10 | 318 | 38 |  | Fixed | Roof
NJADRE1555817121 | Administratively Determined Incentive Program | FREEHOLD | 7728 | 17 | 24.6 | Residential | Behind the Meter | No | Net Metered Residential | Reliable Power and Solar |  | JCP&L | Accepted | 2024-02-21 | 2024-03-06 | 2025-03-06 | Solar Panels | Trina | tsmdd410 |  | 0.41 | 7 | 318 | 37 |  | Fixed | Roof
NJADRE1555817121 | Administratively Determined Incentive Program | FREEHOLD | 7728 | 17 | 24.6 | Residential | Behind the Meter | No | Net Metered Residential | Reliable Power and Solar |  | JCP&L | Accepted | 2024-02-21 | 2024-03-06 | 2025-03-06 | Solar Panels | Trina | tsmdd410 |  | 0.41 | 6 | 228 | 38 |  | Fixed | Roof
NJADRE1555817121 | Administratively Determined Incentive Program | FREEHOLD | 7728 | 17 | 24.6 | Residential | Behind the Meter | No | Net Metered Residential | Reliable Power and Solar |  | JCP&L | Accepted | 2024-02-21 | 2024-03-06 | 2025-03-06 | Solar Panels | Trina | tsmdd410 |  | 0.41 | 6 | 48 | 38 |  | Fixed | Roof
NJADRE1555817121 | Administratively Determined Incentive Program | FREEHOLD | 7728 | 17 | 24.6 | Residential | Behind the Meter | No | Net Metered Residential | Reliable Power and Solar |  | JCP&L | Accepted | 2024-02-21 | 2024-03-06 | 2025-03-06 | Solar Panels | Trina | tsmdd410 |  | 0.41 | 8 | 228 | 38 |  | Fixed | Roof
NJADRE1555817121 | Administratively Determined Incentive Program | FREEHOLD | 7728 | 17 | 24.6 | Residential | Behind the Meter | No | Net Metered Residential | Reliable Power and Solar |  | JCP&L | Accepted | 2024-02-21 | 2024-03-06 | 2025-03-06 | Solar Panels | Trina | tsmdd410 |  | 0.41 | 23 | 138 | 38 |  | Fixed | Roof
NJADRE1555817125 | Administratively Determined Incentive Program | KEANSBURG | 7734 | 17 | 4.4 | Residential | Behind the Meter | Yes | Net Metered Residential | Power Energy Solutions |  | JCP&L | Accepted | 2024-02-21 | 2024-03-07 | 2025-03-07 | Inverters | SolarEdge | SE3800H-US | 4 |  | 1 |  |  | 0.97 |  | Outdoor
NJADRE1555817125 | Administratively Determined Incentive Program | KEANSBURG | 7734 | 17 | 4.4 | Residential | Behind the Meter | Yes | Net Metered Residential | Power Energy Solutions |  | JCP&L | Accepted | 2024-02-21 | 2024-03-07 | 2025-03-07 | Solar Panels | Canadian Solar | CS6R-400MS-HL HIKU6 BLACK MONO |  | 0.4 | 11 | 166 | 29 |  | Fixed | Roof
NJADRE1555817167 | Administratively Determined Incentive Program | LONG VALLEY | 7853 | 3 | 31.03 | Residential | Behind the Meter | No | Net Metered Residential | Venture Solar |  | JCP&L | Accepted | 2024-02-21 | 2024-03-07 | 2025-03-07 | Inverters | EnPhase | IQ8PLUS-72-2-US (240V) | 300 |  | 73 |  |  | 0.96667 |  | Outside
NJADRE1555817167 | Administratively Determined Incentive Program | LONG VALLEY | 7853 | 3 | 31.03 | Residential | Behind the Meter | No | Net Metered Residential | Venture Solar |  | JCP&L | Accepted | 2024-02-21 | 2024-03-07 | 2025-03-07 | Solar Panels | Hanwha | Q.TRON BLK M-G2+ 425W |  | 0.425 | 25 | 194 | 45 |  | Fixed | Roof
NJADRE1555817167 | Administratively Determined Incentive Program | LONG VALLEY | 7853 | 3 | 31.03 | Residential | Behind the Meter | No | Net Metered Residential | Venture Solar |  | JCP&L | Accepted | 2024-02-21 | 2024-03-07 | 2025-03-07 | Solar Panels | Hanwha | Q.TRON BLK M-G2+ 425W |  | 0.425 | 1 | 104 | 45 |  | Fixed | Roof
NJADRE1555817167 | Administratively Determined Incentive Program | LONG VALLEY | 7853 | 3 | 31.03 | Residential | Behind the Meter | No | Net Metered Residential | Venture Solar |  | JCP&L | Accepted | 2024-02-21 | 2024-03-07 | 2025-03-07 | Solar Panels | Hanwha | Q.TRON BLK M-G2+ 425W |  | 0.425 | 23 | 104 | 17 |  | Fixed | Roof
NJADRE1555817167 | Administratively Determined Incentive Program | LONG VALLEY | 7853 | 3 | 31.03 | Residential | Behind the Meter | No | Net Metered Residential | Venture Solar |  | JCP&L | Accepted | 2024-02-21 | 2024-03-07 | 2025-03-07 | Solar Panels | Hanwha | Q.TRON BLK M-G2+ 425W |  | 0.425 | 12 | 194 | 22 |  | Fixed | Roof
NJADRE1555817167 | Administratively Determined Incentive Program | LONG VALLEY | 7853 | 3 | 31.03 | Residential | Behind the Meter | No | Net Metered Residential | Venture Solar |  | JCP&L | Accepted | 2024-02-21 | 2024-03-07 | 2025-03-07 | Solar Panels | Hanwha | Q.TRON BLK M-G2+ 425W |  | 0.425 | 10 | 194 | 45 |  | Fixed | Roof
NJADRE1555817167 | Administratively Determined Incentive Program | LONG VALLEY | 7853 | 3 | 31.03 | Residential | Behind the Meter | No | Net Metered Residential | Venture Solar |  | JCP&L | Accepted | 2024-02-21 | 2024-03-07 | 2025-03-07 | Solar Panels | Hanwha | Q.TRON BLK M-G2+ 425W |  | 0.425 | 2 | 104 | 45 |  | Fixed | Roof
NJADRE1555817186 | Administratively Determined Incentive Program | GALLOWAY | 8205 | 19 | 11.89 | Residential | Behind the Meter | No | Net Metered Residential | Sun Up Zero Down |  | AC Electric | Accepted | 2024-02-21 | 2024-03-06 | 2025-03-06 | Inverters | Enphase | IQ8PLUS-72-2-US | 290 |  | 29 |  |  | 0.976 |  | Outdoor
NJADRE1555817186 | Administratively Determined Incentive Program | GALLOWAY | 8205 | 19 | 11.89 | Residential | Behind the Meter | No | Net Metered Residential | Sun Up Zero Down |  | AC Electric | Accepted | 2024-02-21 | 2024-03-06 | 2025-03-06 | Meters | Enphase | TBD |  |  | 1 |  |  |  | Yes
NJADRE1555817186 | Administratively Determined Incentive Program | GALLOWAY | 8205 | 19 | 11.89 | Residential | Behind the Meter | No | Net Metered Residential | Sun Up Zero Down |  | AC Electric | Accepted | 2024-02-21 | 2024-03-06 | 2025-03-06 | Solar Panels | Trina | TSM-410-NE09RC.05 Vertex S+ |  | 0.41 | 29 | 94 | 25 |  | Fixed | Roof
NJADRE1555817187 | Administratively Determined Incentive Program | New Gretna | 8224 | 13 | 4 | Residential | Behind the Meter | No | Net Metered Residential | Advanced Renewable Solutions LLC |  | AC Electric | Accepted | 2024-02-21 | 2024-03-07 | 2025-03-07 | Inverters | Enphase | IQ8A-72-US | 349 |  | 10 |  |  | 0.976 |  | Outside
NJADRE1555817187 | Administratively Determined Incentive Program | New Gretna | 8224 | 13 | 4 | Residential | Behind the Meter | No | Net Metered Residential | Advanced Renewable Solutions LLC |  | AC Electric | Accepted | 2024-02-21 | 2024-03-07 | 2025-03-07 | Solar Panels | Certainteed | ct400hc11-40 |  | 0.4 | 10 | 195 | 30 |  | Fixed | Roof
NJADRE1555817187 | Administratively Determined Incentive Program | New Gretna | 8224 | 13 | 4 | Residential | Behind the Meter | No | Net Metered Residential | Advanced Renewable Solutions LLC |  | AC Electric | Accepted | 2024-02-21 | 2024-03-07 | 2025-03-07 | Electric Storage Battery | Enphase | IQ 5P |  |  | 1 |  |  |  | Lithium Ion |  | Indoors
NJADRE1555817199 | Administratively Determined Incentive Program | JERSEY CITY | 7307 | 8 | 4.8 | Residential | Behind the Meter | Yes | Net Metered Residential | Pro Custom Solar dba Momentum Solar |  | PSE&G | Accepted | 2024-02-21 | 2024-03-06 | 2025-03-06 | Solar Panels | Q. PEAK DUO BLK ML-G10+400 | hawnha |  | 0.4 | 12 | 298 | 4 |  | Fixed | Roof
NJADRE1555817199 | Administratively Determined Incentive Program | JERSEY CITY | 7307 | 8 | 4.8 | Residential | Behind the Meter | Yes | Net Metered Residential | Pro Custom Solar dba Momentum Solar |  | PSE&G | Accepted | 2024-02-21 | 2024-03-06 | 2025-03-06 | Inverters | IQ8PLUS-72-2-US | Enphase | 290 |  | 12 |  |  | 0.97 |  | Outdoor
NJADRE1555817202 | Administratively Determined Incentive Program | ALLENTOWN | 8501 | 17 | 11.36 | Residential | Behind the Meter | No | Net Metered Residential | Solar Energy World |  | JCP&L | Accepted | 2024-02-21 | 2024-03-07 | 2025-03-07 | Solar Panels | Longi | LR4-60-HPB-355M |  | 0.355 | 12 | 196 | 33 |  | Fixed | Roof
NJADRE1555817202 | Administratively Determined Incentive Program | ALLENTOWN | 8501 | 17 | 11.36 | Residential | Behind the Meter | No | Net Metered Residential | Solar Energy World |  | JCP&L | Accepted | 2024-02-21 | 2024-03-07 | 2025-03-07 | Solar Panels | Longi | LR4-60-HPB-355M |  | 0.355 | 20 | 196 | 27 |  | Fixed | Roof
NJADRE1555817202 | Administratively Determined Incentive Program | ALLENTOWN | 8501 | 17 | 11.36 | Residential | Behind the Meter | No | Net Metered Residential | Solar Energy World |  | JCP&L | Accepted | 2024-02-21 | 2024-03-07 | 2025-03-07 | Inverters | Enphase | IQ8-60-2-US | 290 |  | 32 |  |  | 0.97 |  | Outdoor
NJADRE1555817213 | Administratively Determined Incentive Program | TRENTON | 8610 | 12 | 6.97 | Residential | Behind the Meter | No | Net Metered Residential | Reliable Power and Solar |  | PSE&G | Accepted | 2024-02-21 | 2024-03-06 | 2025-03-06 | Inverters | Enphase | IQ8 plus | 290 |  | 17 |  |  | 0.97 |  | Outdoor
NJADRE1555817213 | Administratively Determined Incentive Program | TRENTON | 8610 | 12 | 6.97 | Residential | Behind the Meter | No | Net Metered Residential | Reliable Power and Solar |  | PSE&G | Accepted | 2024-02-21 | 2024-03-06 | 2025-03-06 | Solar Panels | Trina | tsmdd410 |  | 0.41 | 9 | 100 | 19 |  | Fixed | Roof
NJADRE1555817213 | Administratively Determined Incentive Program | TRENTON | 8610 | 12 | 6.97 | Residential | Behind the Meter | No | Net Metered Residential | Reliable Power and Solar |  | PSE&G | Accepted | 2024-02-21 | 2024-03-06 | 2025-03-06 | Solar Panels | Trina | tsmdd410 |  | 0.41 | 8 | 280 | 21 |  | Fixed | Roof
NJADRE1555817226 | Administratively Determined Incentive Program | LITTLE EGG HARBOR TWP | 8087 | 18 | 9.32 | Residential | Behind the Meter | Yes | Net Metered Residential | Trinity Solar |  | AC Electric | Accepted | 2024-02-21 | 2024-03-07 | 2025-03-07 | Inverters | Solar Edge | SE7600H-US | 7600 |  | 1 |  |  | 0.97 |  | Outside
NJADRE1555817226 | Administratively Determined Incentive Program | LITTLE EGG HARBOR TWP | 8087 | 18 | 9.32 | Residential | Behind the Meter | Yes | Net Metered Residential | Trinity Solar |  | AC Electric | Accepted | 2024-02-21 | 2024-03-07 | 2025-03-07 | Solar Panels | HANWHA | Q.PEAK DUO BLK ML-G10+ 405 |  | 0.405 | 17 | 222 | 12 |  | Fixed | Roof
NJADRE1555817226 | Administratively Determined Incentive Program | LITTLE EGG HARBOR TWP | 8087 | 18 | 9.32 | Residential | Behind the Meter | Yes | Net Metered Residential | Trinity Solar |  | AC Electric | Accepted | 2024-02-21 | 2024-03-07 | 2025-03-07 | Solar Panels | HANWHA | Q.PEAK DUO BLK ML-G10+ 405 |  | 0.405 | 6 | 222 | 17 |  | Fixed | Roof
NJADRE1555817233 | Administratively Determined Incentive Program | JERSEY CITY | 7307 | 8 | 6 | Residential | Behind the Meter | Yes | Net Metered Residential | Pro Custom Solar dba Momentum Solar |  | PSE&G | Accepted | 2024-02-21 | 2024-03-07 | 2025-03-07 | Solar Panels | Q. PEAK DUO BLK ML-G10+400 | hawnha |  | 0.4 | 13 | 118 | 4 |  | Fixed | Roof
NJADRE1555817233 | Administratively Determined Incentive Program | JERSEY CITY | 7307 | 8 | 6 | Residential | Behind the Meter | Yes | Net Metered Residential | Pro Custom Solar dba Momentum Solar |  | PSE&G | Accepted | 2024-02-21 | 2024-03-07 | 2025-03-07 | Solar Panels | Q. PEAK DUO BLK ML-G10+400 | hawnha |  | 0.4 | 2 | 294 | 4 |  | Fixed | Roof
NJADRE1555817233 | Administratively Determined Incentive Program | JERSEY CITY | 7307 | 8 | 6 | Residential | Behind the Meter | Yes | Net Metered Residential | Pro Custom Solar dba Momentum Solar |  | PSE&G | Accepted | 2024-02-21 | 2024-03-07 | 2025-03-07 | Inverters | IQ8PLUS-72-2-US | Enphase | 290 |  | 15 |  |  | 0.97 |  | Outdoor
NJADRE1555817238 | Administratively Determined Incentive Program | LEONIA | 7605 | 7 | 10.8 | Residential | Behind the Meter | Yes | Net Metered Residential | Sunrun Installation Services, Inc. |  | PSE&G | Accepted | 2024-02-21 | 2024-03-07 | 2025-03-07 | Inverters | SolarEdge Technologies | SE7600H-USSN | 7600 |  | 1 |  |  | 0.99 |  | Outside | Next to meter
NJADRE1555817238 | Administratively Determined Incentive Program | LEONIA | 7605 | 7 | 10.8 | Residential | Behind the Meter | Yes | Net Metered Residential | Sunrun Installation Services, Inc. |  | PSE&G | Accepted | 2024-02-21 | 2024-03-07 | 2025-03-07 | Solar Panels | Hanwha Q Cells | Q.PEAK DUO BLK ML-G10+/t 400 |  | 0.4 | 27 | 182 | 31 |  | Fixed | Roof
NJADRE1555817240 | Administratively Determined Incentive Program | ATLANTIC CITY | 8401 | 19 | 6.08 | Residential | Behind the Meter | Yes | Net Metered Residential | Trinity Solar |  | AC Electric | Accepted | 2024-02-21 | 2024-03-07 | 2025-03-07 | Solar Panels | HANWHA | (Q.PEAK DUO BLK ML-G10+ 405) |  | 0.405 | 9 | 152 | 20 |  | Fixed | Roof
NJADRE1555817240 | Administratively Determined Incentive Program | ATLANTIC CITY | 8401 | 19 | 6.08 | Residential | Behind the Meter | Yes | Net Metered Residential | Trinity Solar |  | AC Electric | Accepted | 2024-02-21 | 2024-03-07 | 2025-03-07 | Inverters | Solar Edge | SE5000H-US | 5000 |  | 1 |  |  | 0.97 |  | Outside
NJADRE1555817240 | Administratively Determined Incentive Program | ATLANTIC CITY | 8401 | 19 | 6.08 | Residential | Behind the Meter | Yes | Net Metered Residential | Trinity Solar |  | AC Electric | Accepted | 2024-02-21 | 2024-03-07 | 2025-03-07 | Solar Panels | HANWHA | (Q.PEAK DUO BLK ML-G10+ 405) |  | 0.405 | 6 | 152 | 20 |  | Fixed | Roof
NJADRE1555817242 | Administratively Determined Incentive Program | HAMMONTON | 8037 | 19 | 16.4 | Residential | Behind the Meter | Yes | Net Metered Residential | Define Solar |  | AC Electric | Accepted | 2024-02-29 | 2024-03-22 | 2025-03-22 | Inverters | Enphase | IQ8PLUS-72-2-US | 290 |  | 40 |  |  | 0.976 |  | Outside | Under each pv panel
NJADRE1555817242 | Administratively Determined Incentive Program | HAMMONTON | 8037 | 19 | 16.4 | Residential | Behind the Meter | Yes | Net Metered Residential | Define Solar |  | AC Electric | Accepted | 2024-02-29 | 2024-03-22 | 2025-03-22 | Solar Panels | Znshine | ZXM7-SH108 410W |  | 0.41 | 40 | 180 | 30 |  | Fixed | Ground
NJADRE1555817247 | Administratively Determined Incentive Program | WILLINGBORO | 8046 | 13 | 7.2 | Residential | Behind the Meter | Yes | Net Metered Residential | Sunrun Installation Services, Inc. |  | PSE&G | Accepted | 2024-02-21 | 2024-03-28 | 2025-03-28 | Inverters | Delta Electronics | E6-TL-US | 6000 |  | 1 |  |  | 0.975 |  | Outdoor | next to meter
NJADRE1555817247 | Administratively Determined Incentive Program | WILLINGBORO | 8046 | 13 | 7.2 | Residential | Behind the Meter | Yes | Net Metered Residential | Sunrun Installation Services, Inc. |  | PSE&G | Accepted | 2024-02-21 | 2024-03-28 | 2025-03-28 | Solar Panels | Hanwha Q Cells | Q.PEAK DUO BLK ML-G10+/t 400 |  | 0.4 | 18 | 127 | 41 |  | Fixed | Roof
NJADRE1555817248 | Administratively Determined Incentive Program | ELIZABETH | 7208 | 10 | 7.9 | Residential | Behind the Meter | No | Net Metered Residential | Big Wave Roofing and Solar LLC |  | PSE&G | Accepted | 2024-02-21 | 2024-03-07 | 2025-03-07 | Inverters | Enphase Energy Inc | IQ7PLUS-72-2-US | 290 |  | 20 |  |  | 0.98 |  | Outside
NJADRE1555817248 | Administratively Determined Incentive Program | ELIZABETH | 7208 | 10 | 7.9 | Residential | Behind the Meter | No | Net Metered Residential | Big Wave Roofing and Solar LLC |  | PSE&G | Accepted | 2024-02-21 | 2024-03-07 | 2025-03-07 | Solar Panels | Canadian Solar | CS6R-395MS-HL |  | 0.395 | 10 | 217 | 45 |  | Fixed | Roof
NJADRE1555817248 | Administratively Determined Incentive Program | ELIZABETH | 7208 | 10 | 7.9 | Residential | Behind the Meter | No | Net Metered Residential | Big Wave Roofing and Solar LLC |  | PSE&G | Accepted | 2024-02-21 | 2024-03-07 | 2025-03-07 | Solar Panels | Canadian Solar | CS6R-395MS-HL |  | 0.395 | 10 | 37 | 45 |  | Fixed | Roof
NJADRE1555817256 | Administratively Determined Incentive Program | BRANCHVILLE | 7826 | 1 | 33.21 | Residential | Behind the Meter | Yes | Net Metered Residential | Trinity Solar |  | Sussex Rural | Accepted | 2024-02-21 | 2024-03-07 | 2025-03-07 | Inverters | Solar Edge | SE10000H-US | 10000 |  | 3 |  |  | 0.97 |  | Outdoor
NJADRE1555817256 | Administratively Determined Incentive Program | BRANCHVILLE | 7826 | 1 | 33.21 | Residential | Behind the Meter | Yes | Net Metered Residential | Trinity Solar |  | Sussex Rural | Accepted | 2024-02-21 | 2024-03-07 | 2025-03-07 | Electric Storage Battery | Tesla | Tesla Powerwall 2 |  |  | 6 |  |  |  | Lithium Ion |  | Inside
NJADRE1555817256 | Administratively Determined Incentive Program | BRANCHVILLE | 7826 | 1 | 33.21 | Residential | Behind the Meter | Yes | Net Metered Residential | Trinity Solar |  | Sussex Rural | Accepted | 2024-02-21 | 2024-03-07 | 2025-03-07 | Solar Panels | Hanwha | HANWHA 405 (Q.PEAK DUO BLK ML-G10+ 405) |  | 0.405 | 19 | 92 | 40 |  | Fixed | Roof
NJADRE1555817256 | Administratively Determined Incentive Program | BRANCHVILLE | 7826 | 1 | 33.21 | Residential | Behind the Meter | Yes | Net Metered Residential | Trinity Solar |  | Sussex Rural | Accepted | 2024-02-21 | 2024-03-07 | 2025-03-07 | Solar Panels | Hanwha | HANWHA 405 (Q.PEAK DUO BLK ML-G10+ 405) |  | 0.405 | 20 | 272 | 40 |  | Fixed | Roof
NJADRE1555817256 | Administratively Determined Incentive Program | BRANCHVILLE | 7826 | 1 | 33.21 | Residential | Behind the Meter | Yes | Net Metered Residential | Trinity Solar |  | Sussex Rural | Accepted | 2024-02-21 | 2024-03-07 | 2025-03-07 | Solar Panels | Hanwha | HANWHA 405 (Q.PEAK DUO BLK ML-G10+ 405) |  | 0.405 | 16 | 182 | 37 |  | Fixed | Roof
NJADRE1555817256 | Administratively Determined Incentive Program | BRANCHVILLE | 7826 | 1 | 33.21 | Residential | Behind the Meter | Yes | Net Metered Residential | Trinity Solar |  | Sussex Rural | Accepted | 2024-02-21 | 2024-03-07 | 2025-03-07 | Solar Panels | Hanwha | HANWHA 405 (Q.PEAK DUO BLK ML-G10+ 405) |  | 0.405 | 8 | 272 | 40 |  | Fixed | Roof
NJADRE1555817256 | Administratively Determined Incentive Program | BRANCHVILLE | 7826 | 1 | 33.21 | Residential | Behind the Meter | Yes | Net Metered Residential | Trinity Solar |  | Sussex Rural | Accepted | 2024-02-21 | 2024-03-07 | 2025-03-07 | Solar Panels | Hanwha | HANWHA 405 (Q.PEAK DUO BLK ML-G10+ 405) |  | 0.405 | 14 | 92 | 18 |  | Fixed | Roof
NJADRE1555817256 | Administratively Determined Incentive Program | BRANCHVILLE | 7826 | 1 | 33.21 | Residential | Behind the Meter | Yes | Net Metered Residential | Trinity Solar |  | Sussex Rural | Accepted | 2024-02-21 | 2024-03-07 | 2025-03-07 | Solar Panels | Hanwha | HANWHA 405 (Q.PEAK DUO BLK ML-G10+ 405) |  | 0.405 | 5 | 272 | 40 |  | Fixed | Roof
NJADRE1555817257 | Administratively Determined Incentive Program | UNION | 7083 | 10 | 4.68 | Residential | Behind the Meter | Yes | Net Metered Residential | Sunrun Installation Services, Inc. |  | PSE&G | Accepted | 2024-02-21 | 2024-03-07 | 2025-03-07 | Inverters | SolarEdge Technologies | SE3800H-USMN | 3800 |  | 1 |  |  | 0.99 |  | Outside
NJADRE1555817257 | Administratively Determined Incentive Program | UNION | 7083 | 10 | 4.68 | Residential | Behind the Meter | Yes | Net Metered Residential | Sunrun Installation Services, Inc. |  | PSE&G | Accepted | 2024-02-21 | 2024-03-07 | 2025-03-07 | Solar Panels | Trina Solar | TSM-390DE09C.07 |  | 0.39 | 4 | 32 | 21 |  | Fixed | Roof
NJADRE1555817257 | Administratively Determined Incentive Program | UNION | 7083 | 10 | 4.68 | Residential | Behind the Meter | Yes | Net Metered Residential | Sunrun Installation Services, Inc. |  | PSE&G | Accepted | 2024-02-21 | 2024-03-07 | 2025-03-07 | Solar Panels | Trina Solar | TSM-390DE09C.07 |  | 0.39 | 8 | 213 | 41 |  | Fixed | Roof
NJADRE1555817261 | Administratively Determined Incentive Program | HOPATCONG | 7843 | 1 | 6.48 | Residential | Behind the Meter | No | Net Metered Residential | EMT RENEWABLES LLC |  | JCP&L | Accepted | 2024-02-21 | 2024-03-07 | 2025-03-07 | Inverters | ENPHASE | IQ8+ | 290 |  | 16 |  |  | 0.98 |  | Other | UNDER EACH PANEL
NJADRE1555817261 | Administratively Determined Incentive Program | HOPATCONG | 7843 | 1 | 6.48 | Residential | Behind the Meter | No | Net Metered Residential | EMT RENEWABLES LLC |  | JCP&L | Accepted | 2024-02-21 | 2024-03-07 | 2025-03-07 | Solar Panels | Q.CELLS | Q.PEAK DUO |  | 0.405 | 9 | 121 | 37 |  | Fixed | Roof
NJADRE1555817261 | Administratively Determined Incentive Program | HOPATCONG | 7843 | 1 | 6.48 | Residential | Behind the Meter | No | Net Metered Residential | EMT RENEWABLES LLC |  | JCP&L | Accepted | 2024-02-21 | 2024-03-07 | 2025-03-07 | Solar Panels | Q.CELLS | Q.PEAK DUO |  | 0.405 | 7 | 211 | 44 |  | Fixed | Roof
NJADRE1555817269 | Administratively Determined Incentive Program | PHILLIPSBURG | 8865 | 2 | 4.05 | Residential | Behind the Meter | Yes | Net Metered Residential | Trinity Solar |  | JCP&L | Accepted | 2024-02-21 | 2024-03-07 | 2025-03-07 | Inverters | Solar Edge | SE3000H-US | 3000 |  | 1 |  |  | 0.97 |  | Outdoor
NJADRE1555817269 | Administratively Determined Incentive Program | PHILLIPSBURG | 8865 | 2 | 4.05 | Residential | Behind the Meter | Yes | Net Metered Residential | Trinity Solar |  | JCP&L | Accepted | 2024-02-21 | 2024-03-07 | 2025-03-07 | Solar Panels | HANWHA | (Q.PEAK DUO BLK ML-G10+ 405) |  | 0.405 | 10 | 155 | 39 |  | Fixed | Roof
NJADRE1555817270 | Administratively Determined Incentive Program | KEYPORT | 7735 | 17 | 5.93 | Residential | Behind the Meter | Yes | Net Metered Residential | Skyline Solar LLC |  | JCP&L | Accepted | 2024-02-21 | 2024-03-12 | 2025-03-12 | Solar Panels | JA Solar | JAM54S31-395/MR |  | 0.395 | 8 | 73 | 10 |  | Fixed | Roof
NJADRE1555817270 | Administratively Determined Incentive Program | KEYPORT | 7735 | 17 | 5.93 | Residential | Behind the Meter | Yes | Net Metered Residential | Skyline Solar LLC |  | JCP&L | Accepted | 2024-02-21 | 2024-03-12 | 2025-03-12 | Solar Panels | JA Solar | JAM54S31-395/MR |  | 0.395 | 3 | 72 | 26 |  | Fixed | Roof
NJADRE1555817270 | Administratively Determined Incentive Program | KEYPORT | 7735 | 17 | 5.93 | Residential | Behind the Meter | Yes | Net Metered Residential | Skyline Solar LLC |  | JCP&L | Accepted | 2024-02-21 | 2024-03-12 | 2025-03-12 | Solar Panels | JA Solar | JAM54S31-395/MR |  | 0.395 | 2 | 252 | 27 |  | Fixed | Roof
NJADRE1555817270 | Administratively Determined Incentive Program | KEYPORT | 7735 | 17 | 5.93 | Residential | Behind the Meter | Yes | Net Metered Residential | Skyline Solar LLC |  | JCP&L | Accepted | 2024-02-21 | 2024-03-12 | 2025-03-12 | Solar Panels | JA Solar | JAM54S31-395/MR |  | 0.395 | 2 | 163 | 18 |  | Fixed | Roof
NJADRE1555817270 | Administratively Determined Incentive Program | KEYPORT | 7735 | 17 | 5.93 | Residential | Behind the Meter | Yes | Net Metered Residential | Skyline Solar LLC |  | JCP&L | Accepted | 2024-02-21 | 2024-03-12 | 2025-03-12 | Inverters | Enphase Envoy | Enphase IQ 8+ | 290 |  | 15 |  |  | 0.976 |  | Outside
NJADRE1555817271 | Administratively Determined Incentive Program | WOODBURY HEIGHTS | 8097 | 15 | 7.1 | Residential | Behind the Meter | No | Net Metered Residential | Solar Energy World |  | PSE&G | Accepted | 2024-02-21 | 2024-03-08 | 2025-03-08 | Solar Panels | Longi | LR4-60-HPB-355M |  | 0.355 | 17 | 181 | 18 |  | Fixed | Roof
NJADRE1555817271 | Administratively Determined Incentive Program | WOODBURY HEIGHTS | 8097 | 15 | 7.1 | Residential | Behind the Meter | No | Net Metered Residential | Solar Energy World |  | PSE&G | Accepted | 2024-02-21 | 2024-03-08 | 2025-03-08 | Solar Panels | Longi | LR4-60-HPB-355M |  | 0.355 | 3 | 181 | 17 |  | Fixed | Roof
NJADRE1555817271 | Administratively Determined Incentive Program | WOODBURY HEIGHTS | 8097 | 15 | 7.1 | Residential | Behind the Meter | No | Net Metered Residential | Solar Energy World |  | PSE&G | Accepted | 2024-02-21 | 2024-03-08 | 2025-03-08 | Inverters | Enphase | IQ8-60-2-US | 290 |  | 20 |  |  | 0.97 |  | Outdoor
NJADRE1555817273 | Administratively Determined Incentive Program | VINELAND | 8360 | 20 | 6.32 | Residential | Behind the Meter | Yes | Net Metered Residential | Big Solar Energy, LLC |  | Vineland Muni Electric | Accepted | 2024-02-21 | 2024-03-07 | 2025-03-07 | Inverters | SolarEdge | SE5000H-US | 21 |  | 1 |  |  | 0.992 |  | Outdoor
NJADRE1555817273 | Administratively Determined Incentive Program | VINELAND | 8360 | 20 | 6.32 | Residential | Behind the Meter | Yes | Net Metered Residential | Big Solar Energy, LLC |  | Vineland Muni Electric | Accepted | 2024-02-21 | 2024-03-07 | 2025-03-07 | Solar Panels | JA Solar | JAM72S09-395 |  | 0.395 | 3 | 93 | 29 |  | Fixed | Roof
NJADRE1555817273 | Administratively Determined Incentive Program | VINELAND | 8360 | 20 | 6.32 | Residential | Behind the Meter | Yes | Net Metered Residential | Big Solar Energy, LLC |  | Vineland Muni Electric | Accepted | 2024-02-21 | 2024-03-07 | 2025-03-07 | Solar Panels | JA Solar | JAM72S09-395 |  | 0.395 | 3 | 183 | 34 |  | Fixed | Roof
NJADRE1555817273 | Administratively Determined Incentive Program | VINELAND | 8360 | 20 | 6.32 | Residential | Behind the Meter | Yes | Net Metered Residential | Big Solar Energy, LLC |  | Vineland Muni Electric | Accepted | 2024-02-21 | 2024-03-07 | 2025-03-07 | Solar Panels | JA Solar | JAM72S09-395 |  | 0.395 | 3 | 273 | 29 |  | Fixed | Roof
NJADRE1555817273 | Administratively Determined Incentive Program | VINELAND | 8360 | 20 | 6.32 | Residential | Behind the Meter | Yes | Net Metered Residential | Big Solar Energy, LLC |  | Vineland Muni Electric | Accepted | 2024-02-21 | 2024-03-07 | 2025-03-07 | Solar Panels | JA Solar | JAM72S09-395 |  | 0.395 | 7 | 183 | 33 |  | Fixed | Roof
NJADRE1555817276 | Administratively Determined Incentive Program | RIDGEFIELD PARK | 7660 | 7 | 7.6 | Residential | Behind the Meter | Yes | Net Metered Residential | Sunrun Installation Services, Inc. |  | PSE&G | Accepted | 2024-02-21 | 2024-03-07 | 2025-03-07 | Inverters | Delta Electronics | E6-TL-US | 6000 |  | 1 |  |  | 0.975 |  | Outside | next to meter
NJADRE1555817276 | Administratively Determined Incentive Program | RIDGEFIELD PARK | 7660 | 7 | 7.6 | Residential | Behind the Meter | Yes | Net Metered Residential | Sunrun Installation Services, Inc. |  | PSE&G | Accepted | 2024-02-21 | 2024-03-07 | 2025-03-07 | Solar Panels | Hanwha Q Cells | Q.PEAK DUO BLK ML-G10+/t 400 |  | 0.4 | 9 | 288 | 30 |  | Fixed | Roof
NJADRE1555817276 | Administratively Determined Incentive Program | RIDGEFIELD PARK | 7660 | 7 | 7.6 | Residential | Behind the Meter | Yes | Net Metered Residential | Sunrun Installation Services, Inc. |  | PSE&G | Accepted | 2024-02-21 | 2024-03-07 | 2025-03-07 | Solar Panels | Hanwha Q Cells | Q.PEAK DUO BLK ML-G10+/t 400 |  | 0.4 | 10 | 108 | 30 |  | Fixed | Roof
NJADRE1555817279 | Administratively Determined Incentive Program | DELRAN | 8075 | 13 | 16.61 | Residential | Behind the Meter | No | Net Metered Residential | EMT RENEWABLES LLC |  | PSE&G | Accepted | 2024-02-21 | 2024-03-07 | 2025-03-07 | Inverters | ENPHASE | IQ8+ | 290 |  | 41 |  |  | 0.98 |  | Other | UNDER EACH PANEL
NJADRE1555817279 | Administratively Determined Incentive Program | DELRAN | 8075 | 13 | 16.61 | Residential | Behind the Meter | No | Net Metered Residential | EMT RENEWABLES LLC |  | PSE&G | Accepted | 2024-02-21 | 2024-03-07 | 2025-03-07 | Solar Panels | Q.CELLS | Q.PEAK DUO |  | 0.405 | 6 | 301 | 20 |  | Fixed | Roof
NJADRE1555817279 | Administratively Determined Incentive Program | DELRAN | 8075 | 13 | 16.61 | Residential | Behind the Meter | No | Net Metered Residential | EMT RENEWABLES LLC |  | PSE&G | Accepted | 2024-02-21 | 2024-03-07 | 2025-03-07 | Solar Panels | Q.CELLS | Q.PEAK DUO |  | 0.405 | 15 | 211 | 20 |  | Fixed | Roof
NJADRE1555817279 | Administratively Determined Incentive Program | DELRAN | 8075 | 13 | 16.61 | Residential | Behind the Meter | No | Net Metered Residential | EMT RENEWABLES LLC |  | PSE&G | Accepted | 2024-02-21 | 2024-03-07 | 2025-03-07 | Solar Panels | Q.CELLS | Q.PEAK DUO |  | 0.405 | 12 | 31 | 20 |  | Fixed | Roof
NJADRE1555817279 | Administratively Determined Incentive Program | DELRAN | 8075 | 13 | 16.61 | Residential | Behind the Meter | No | Net Metered Residential | EMT RENEWABLES LLC |  | PSE&G | Accepted | 2024-02-21 | 2024-03-07 | 2025-03-07 | Solar Panels | Q.CELLS | Q.PEAK DUO |  | 0.405 | 6 | 121 | 20 |  | Fixed | Roof
NJADRE1555817279 | Administratively Determined Incentive Program | DELRAN | 8075 | 13 | 16.61 | Residential | Behind the Meter | No | Net Metered Residential | EMT RENEWABLES LLC |  | PSE&G | Accepted | 2024-02-21 | 2024-03-07 | 2025-03-07 | Solar Panels | Q.CELLS | Q.PEAK DUO |  | 0.405 | 2 | 211 | 20 |  | Fixed | Roof
NJADRE1555817285 | Administratively Determined Incentive Program | EAST BRUNSWICK | 8816 | 11 | 5.67 | Residential | Behind the Meter | Yes | Net Metered Residential | Trinity Solar |  | JCP&L | Accepted | 2024-02-21 | 2024-03-07 | 2025-03-07 | Inverters | Solar Edge | SE5000H-US | 5000 |  | 1 |  |  | 0.97 |  | Outdoor
NJADRE1555817285 | Administratively Determined Incentive Program | EAST BRUNSWICK | 8816 | 11 | 5.67 | Residential | Behind the Meter | Yes | Net Metered Residential | Trinity Solar |  | JCP&L | Accepted | 2024-02-21 | 2024-03-07 | 2025-03-07 | Solar Panels | HANWHA 405 (Q.PEAK DUO BLK ML-G10+ 405) | HANWHA 405 (Q.PEAK DUO BLK ML-G10+ 405) |  | 0.405 | 9 | 171 | 14 |  | Fixed | Roof
NJADRE1555817285 | Administratively Determined Incentive Program | EAST BRUNSWICK | 8816 | 11 | 5.67 | Residential | Behind the Meter | Yes | Net Metered Residential | Trinity Solar |  | JCP&L | Accepted | 2024-02-21 | 2024-03-07 | 2025-03-07 | Solar Panels | HANWHA | (Q.PEAK DUO BLK ML-G10+ 405) |  | 0.405 | 5 | 171 | 40 |  | Fixed | Roof
NJADRE1555817317 | Administratively Determined Incentive Program | ROSELLE | 7203 | 10 | 6.4 | Residential | Behind the Meter | Yes | Net Metered Residential | Sunrun Installation Services, Inc. |  | PSE&G | Accepted | 2024-02-21 | 2024-03-07 | 2025-03-07 | Inverters | SolarEdge Technologies | SE6000H-USSN | 6000 |  | 1 |  |  | 0.99 |  | Outdoor | Next to meter
NJADRE1555817317 | Administratively Determined Incentive Program | ROSELLE | 7203 | 10 | 6.4 | Residential | Behind the Meter | Yes | Net Metered Residential | Sunrun Installation Services, Inc. |  | PSE&G | Accepted | 2024-02-21 | 2024-03-07 | 2025-03-07 | Solar Panels | Hanwha Q Cells | Q.PEAK DUO BLK ML-G10+/T 400 |  | 0.4 | 3 | 80 | 36 |  | Fixed | Roof
NJADRE1555817317 | Administratively Determined Incentive Program | ROSELLE | 7203 | 10 | 6.4 | Residential | Behind the Meter | Yes | Net Metered Residential | Sunrun Installation Services, Inc. |  | PSE&G | Accepted | 2024-02-21 | 2024-03-07 | 2025-03-07 | Solar Panels | Hanwha Q Cells | Q.PEAK DUO BLK ML-G10+/T 400 |  | 0.4 | 13 | 260 | 37 |  | Fixed | Roof
NJADRE1555817333 | Administratively Determined Incentive Program | WASHINGTON | 7882 | 2 | 12.8 | Residential | Behind the Meter | Yes | Net Metered Residential | Pro Custom Solar dba Momentum Solar |  | JCP&L | Accepted | 2024-02-21 | 2024-03-07 | 2025-03-07 | Solar Panels | Q. PEAK DUO BLK ML-G10+400 | hawnha |  | 0.4 | 17 | 257 | 16 |  | Fixed | Roof
NJADRE1555817333 | Administratively Determined Incentive Program | WASHINGTON | 7882 | 2 | 12.8 | Residential | Behind the Meter | Yes | Net Metered Residential | Pro Custom Solar dba Momentum Solar |  | JCP&L | Accepted | 2024-02-21 | 2024-03-07 | 2025-03-07 | Solar Panels | Q. PEAK DUO BLK ML-G10+400 | hawnha |  | 0.4 | 4 | 257 | 32 |  | Fixed | Roof
NJADRE1555817333 | Administratively Determined Incentive Program | WASHINGTON | 7882 | 2 | 12.8 | Residential | Behind the Meter | Yes | Net Metered Residential | Pro Custom Solar dba Momentum Solar |  | JCP&L | Accepted | 2024-02-21 | 2024-03-07 | 2025-03-07 | Solar Panels | Q. PEAK DUO BLK ML-G10+400 | hawnha |  | 0.4 | 3 | 77 | 32 |  | Fixed | Roof
NJADRE1555817333 | Administratively Determined Incentive Program | WASHINGTON | 7882 | 2 | 12.8 | Residential | Behind the Meter | Yes | Net Metered Residential | Pro Custom Solar dba Momentum Solar |  | JCP&L | Accepted | 2024-02-21 | 2024-03-07 | 2025-03-07 | Solar Panels | Q. PEAK DUO BLK ML-G10+400 | hawnha |  | 0.4 | 5 | 77 | 32 |  | Fixed | Roof
NJADRE1555817333 | Administratively Determined Incentive Program | WASHINGTON | 7882 | 2 | 12.8 | Residential | Behind the Meter | Yes | Net Metered Residential | Pro Custom Solar dba Momentum Solar |  | JCP&L | Accepted | 2024-02-21 | 2024-03-07 | 2025-03-07 | Solar Panels | Q. PEAK DUO BLK ML-G10+400 | hawnha |  | 0.4 | 3 | 77 | 13 |  | Fixed | Roof
NJADRE1555817333 | Administratively Determined Incentive Program | WASHINGTON | 7882 | 2 | 12.8 | Residential | Behind the Meter | Yes | Net Metered Residential | Pro Custom Solar dba Momentum Solar |  | JCP&L | Accepted | 2024-02-21 | 2024-03-07 | 2025-03-07 | Inverters | IQ8PLUS-72-2-US | Enphase | 290 |  | 32 |  |  | 0.97 |  | Outdoor
NJADRE1555817425 | Administratively Determined Incentive Program | LITTLE EGG HARBOR TWP | 8087 | 18 | 3.56 | Residential | Behind the Meter | Yes | Net Metered Residential | Big Wave Roofing and Solar LLC |  | AC Electric | Accepted | 2024-02-21 | 2024-03-07 | 2025-03-07 | Inverters | Enphase Energy Inc | IQ7PLUS-72-2-US | 290 |  | 9 |  |  | 0.98 |  | Outside
NJADRE1555817425 | Administratively Determined Incentive Program | LITTLE EGG HARBOR TWP | 8087 | 18 | 3.56 | Residential | Behind the Meter | Yes | Net Metered Residential | Big Wave Roofing and Solar LLC |  | AC Electric | Accepted | 2024-02-21 | 2024-03-07 | 2025-03-07 | Solar Panels | Canadian Solar | CS6R-395MS-HL |  | 0.395 | 9 | 197 | 28 |  | Fixed | Roof
NJADRE1555817436 | Administratively Determined Incentive Program | BAYONNE | 7002 | 8 | 2.46 | Residential | Behind the Meter | Yes | Net Metered Residential | Pro Custom Solar dba Momentum Solar |  | PSE&G | Accepted | 2024-02-21 | 2024-03-07 | 2025-03-07 | Solar Panels | Q. PEAK DUO BLK ML-G10+410 | hawnha |  | 0.41 | 6 | 90 | 4 |  | Fixed | Roof
NJADRE1555817436 | Administratively Determined Incentive Program | BAYONNE | 7002 | 8 | 2.46 | Residential | Behind the Meter | Yes | Net Metered Residential | Pro Custom Solar dba Momentum Solar |  | PSE&G | Accepted | 2024-02-21 | 2024-03-07 | 2025-03-07 | Inverters | IQ8PLUS-72-2-US | Enphase | 290 |  | 6 |  |  | 0.97 |  | Outdoor
NJADRE1555817438 | Administratively Determined Incentive Program | NEWARK | 7108 | 9 | 4.46 | Residential | Behind the Meter | Yes | Net Metered Residential | Trinity Solar |  | PSE&G | Accepted | 2024-02-21 | 2024-03-07 | 2025-03-07 | Inverters | Solar Edge | SE3800H-US | 3800 |  | 1 |  |  | 0.97 |  | Outdoor
NJADRE1555817438 | Administratively Determined Incentive Program | NEWARK | 7108 | 9 | 4.46 | Residential | Behind the Meter | Yes | Net Metered Residential | Trinity Solar |  | PSE&G | Accepted | 2024-02-21 | 2024-03-07 | 2025-03-07 | Solar Panels | Hanwha | HANWHA 405 (Q.PEAK DUO BLK ML-G10+ 405) |  | 0.405 | 11 | 198 | 25 |  | Fixed | Roof
NJADRE1555817444 | Administratively Determined Incentive Program | FRANKLIN | 7416 | 1 | 7.29 | Residential | Behind the Meter | Yes | Net Metered Residential | Trinity Solar |  | Sussex Rural | Accepted | 2024-02-21 | 2024-03-07 | 2025-03-07 | Solar Panels | HANWHA | (Q.PEAK DUO BLK ML-G10+ 405) |  | 0.405 | 3 | 204 | 23 |  | Fixed | Roof
NJADRE1555817444 | Administratively Determined Incentive Program | FRANKLIN | 7416 | 1 | 7.29 | Residential | Behind the Meter | Yes | Net Metered Residential | Trinity Solar |  | Sussex Rural | Accepted | 2024-02-21 | 2024-03-07 | 2025-03-07 | Solar Panels | HANWHA | (Q.PEAK DUO BLK ML-G10+ 405) |  | 0.405 | 15 | 204 | 23 |  | Fixed | Roof
NJADRE1555817444 | Administratively Determined Incentive Program | FRANKLIN | 7416 | 1 | 7.29 | Residential | Behind the Meter | Yes | Net Metered Residential | Trinity Solar |  | Sussex Rural | Accepted | 2024-02-21 | 2024-03-07 | 2025-03-07 | Inverters | Solar Edge | SE6000H-US | 6000 |  | 1 |  |  | 0.97 |  | Outside
NJADRE1555817444 | Administratively Determined Incentive Program | FRANKLIN | 7416 | 1 | 7.29 | Residential | Behind the Meter | Yes | Net Metered Residential | Trinity Solar |  | Sussex Rural | Accepted | 2024-02-21 | 2024-03-07 | 2025-03-07 | Electric Storage Battery | TESLA | Powerwall 2 |  |  | 2 |  |  |  | Lithium Ion |  | Indoors
NJADRE1555817446 | Administratively Determined Incentive Program | EGG HARBOR CITY | 8215 | 19 | 7.2 | Residential | Behind the Meter | Yes | Net Metered Residential | Big Solar Energy, LLC |  | AC Electric | Accepted | 2024-02-21 | 2024-03-07 | 2025-03-07 | Inverters | SolarEdge | SE5000H-US | 5000 |  | 1 |  |  | 0 |  | Outdoor
NJADRE1555817446 | Administratively Determined Incentive Program | EGG HARBOR CITY | 8215 | 19 | 7.2 | Residential | Behind the Meter | Yes | Net Metered Residential | Big Solar Energy, LLC |  | AC Electric | Accepted | 2024-02-21 | 2024-03-07 | 2025-03-07 | Solar Panels | Canadian Solar | CS6R-400MS-HL |  | 0.4 | 4 | 313 | 10 |  | Fixed | Roof
NJADRE1555817446 | Administratively Determined Incentive Program | EGG HARBOR CITY | 8215 | 19 | 7.2 | Residential | Behind the Meter | Yes | Net Metered Residential | Big Solar Energy, LLC |  | AC Electric | Accepted | 2024-02-21 | 2024-03-07 | 2025-03-07 | Solar Panels | Canadian Solar | CS6R-400MS-HL |  | 0.4 | 2 | 311 | 10 |  | Fixed | Roof
NJADRE1555817446 | Administratively Determined Incentive Program | EGG HARBOR CITY | 8215 | 19 | 7.2 | Residential | Behind the Meter | Yes | Net Metered Residential | Big Solar Energy, LLC |  | AC Electric | Accepted | 2024-02-21 | 2024-03-07 | 2025-03-07 | Solar Panels | Canadian Solar | CS6R-400MS-HL |  | 0.4 | 5 | 133 | 10 |  | Fixed | Roof
NJADRE1555817446 | Administratively Determined Incentive Program | EGG HARBOR CITY | 8215 | 19 | 7.2 | Residential | Behind the Meter | Yes | Net Metered Residential | Big Solar Energy, LLC |  | AC Electric | Accepted | 2024-02-21 | 2024-03-07 | 2025-03-07 | Solar Panels | Canadian Solar | CS6R-400MS-HL |  | 0.4 | 2 | 41 | 16 |  | Fixed | Roof
NJADRE1555817446 | Administratively Determined Incentive Program | EGG HARBOR CITY | 8215 | 19 | 7.2 | Residential | Behind the Meter | Yes | Net Metered Residential | Big Solar Energy, LLC |  | AC Electric | Accepted | 2024-02-21 | 2024-03-07 | 2025-03-07 | Solar Panels | Canadian Solar | CS6R-400MS-HL |  | 0.4 | 2 | 131 | 10 |  | Fixed | Roof
NJADRE1555817446 | Administratively Determined Incentive Program | EGG HARBOR CITY | 8215 | 19 | 7.2 | Residential | Behind the Meter | Yes | Net Metered Residential | Big Solar Energy, LLC |  | AC Electric | Accepted | 2024-02-21 | 2024-03-07 | 2025-03-07 | Solar Panels | Canadian Solar | CS6R-400MS-HL |  | 0.4 | 3 | 131 | 10 |  | Fixed | Roof
NJADRE1555817455 | Administratively Determined Incentive Program | LITTLE EGG HARBOR TWP | 8087 | 18 | 4.86 | Residential | Behind the Meter | Yes | Net Metered Residential | Trinity Solar |  | AC Electric | Accepted | 2024-02-21 | 2024-03-07 | 2025-03-07 | Inverters | Solar Edge | SE3800H-US | 3800 |  | 1 |  |  | 0.97 |  | Outdoor
NJADRE1555817455 | Administratively Determined Incentive Program | LITTLE EGG HARBOR TWP | 8087 | 18 | 4.86 | Residential | Behind the Meter | Yes | Net Metered Residential | Trinity Solar |  | AC Electric | Accepted | 2024-02-21 | 2024-03-07 | 2025-03-07 | Solar Panels | HANWHA | (Q.PEAK DUO BLK ML-G10+ 405) |  | 0.405 | 12 | 231 | 27 |  | Fixed | Roof
NJADRE1555817457 | Administratively Determined Incentive Program | TURNERSVILLE | 8012 | 14 | 9.09 | Residential | Behind the Meter | Yes | Net Metered Residential | Big Wave Roofing and Solar LLC |  | AC Electric | Accepted | 2024-02-21 | 2024-03-07 | 2025-03-07 | Inverters | Enphase Energy Inc | IQ7PLUS-72-2-US | 290 |  | 23 |  |  | 0.98 |  | Outside
NJADRE1555817457 | Administratively Determined Incentive Program | TURNERSVILLE | 8012 | 14 | 9.09 | Residential | Behind the Meter | Yes | Net Metered Residential | Big Wave Roofing and Solar LLC |  | AC Electric | Accepted | 2024-02-21 | 2024-03-07 | 2025-03-07 | Solar Panels | Canadian Solar | CS6R-395MS-HL |  | 0.395 | 12 | 126 | 22 |  | Fixed | Roof
NJADRE1555817457 | Administratively Determined Incentive Program | TURNERSVILLE | 8012 | 14 | 9.09 | Residential | Behind the Meter | Yes | Net Metered Residential | Big Wave Roofing and Solar LLC |  | AC Electric | Accepted | 2024-02-21 | 2024-03-07 | 2025-03-07 | Solar Panels | Canadian Solar | CS6R-395MS-HL |  | 0.395 | 8 | 306 | 22 |  | Fixed | Roof
NJADRE1555817457 | Administratively Determined Incentive Program | TURNERSVILLE | 8012 | 14 | 9.09 | Residential | Behind the Meter | Yes | Net Metered Residential | Big Wave Roofing and Solar LLC |  | AC Electric | Accepted | 2024-02-21 | 2024-03-07 | 2025-03-07 | Solar Panels | Canadian Solar | CS6R-395MS-HL |  | 0.395 | 3 | 306 | 30 |  | Fixed | Roof
NJADRE1555817470 | Administratively Determined Incentive Program | PLAINFIELD | 7062 | 10 | 5.2 | Residential | Behind the Meter | Yes | Net Metered Residential | Pro Custom Solar dba Momentum Solar |  | PSE&G | Accepted | 2024-02-21 | 2024-03-07 | 2025-03-07 | Solar Panels | Q. PEAK DUO BLK ML-G10+400 | hawnha |  | 0.4 | 10 | 215 | 27 |  | Fixed | Roof
NJADRE1555817470 | Administratively Determined Incentive Program | PLAINFIELD | 7062 | 10 | 5.2 | Residential | Behind the Meter | Yes | Net Metered Residential | Pro Custom Solar dba Momentum Solar |  | PSE&G | Accepted | 2024-02-21 | 2024-03-07 | 2025-03-07 | Solar Panels | Q. PEAK DUO BLK ML-G10+400 | hawnha |  | 0.4 | 3 | 35 | 27 |  | Fixed | Roof
NJADRE1555817470 | Administratively Determined Incentive Program | PLAINFIELD | 7062 | 10 | 5.2 | Residential | Behind the Meter | Yes | Net Metered Residential | Pro Custom Solar dba Momentum Solar |  | PSE&G | Accepted | 2024-02-21 | 2024-03-07 | 2025-03-07 | Inverters | IQ8PLUS-72-2-US | Enphase | 290 |  | 13 |  |  | 0.97 |  | Outdoor
NJADRE1555817473 | Administratively Determined Incentive Program | ROSELLE | 7203 | 10 | 2.43 | Residential | Behind the Meter | No | Net Metered Residential | Trinity Solar |  | PSE&G | Accepted | 2024-02-21 | 2024-03-07 | 2025-03-07 | Inverters | Solar Edge | SE3000H-US | 3000 |  | 1 |  |  | 0.97 |  | Outdoor
NJADRE1555817473 | Administratively Determined Incentive Program | ROSELLE | 7203 | 10 | 2.43 | Residential | Behind the Meter | No | Net Metered Residential | Trinity Solar |  | PSE&G | Accepted | 2024-02-21 | 2024-03-07 | 2025-03-07 | Solar Panels | Hanwha | Q.PEAK DUO BLK ML-G10+ 405 |  | 0.405 | 6 | 259 | 36 |  | Fixed | Roof
NJADRE1555817484 | Administratively Determined Incentive Program | Sewel | 8080 | 15 | 6.8 | Residential | Behind the Meter | Yes | Net Metered Residential | Power Energy Solutions |  | AC Electric | Accepted | 2024-02-21 | 2024-03-07 | 2025-03-07 | Inverters | SolarEdge | SE6000H-US | 6000 |  | 1 |  |  | 0.97 |  | Outdoor
NJADRE1555817484 | Administratively Determined Incentive Program | Sewel | 8080 | 15 | 6.8 | Residential | Behind the Meter | Yes | Net Metered Residential | Power Energy Solutions |  | AC Electric | Accepted | 2024-02-21 | 2024-03-07 | 2025-03-07 | Solar Panels | Canadian Solar | CS6R-400MS-HL HIKU6 BLACK MONO |  | 0.4 | 12 | 129 | 23 |  | Fixed | Roof
NJADRE1555817484 | Administratively Determined Incentive Program | Sewel | 8080 | 15 | 6.8 | Residential | Behind the Meter | Yes | Net Metered Residential | Power Energy Solutions |  | AC Electric | Accepted | 2024-02-21 | 2024-03-07 | 2025-03-07 | Solar Panels | Canadian Solar | CS6R-400MS-HL HIKU6 BLACK MONO |  | 0.4 | 3 | 309 | 35 |  | Fixed | Roof
NJADRE1555817484 | Administratively Determined Incentive Program | Sewel | 8080 | 15 | 6.8 | Residential | Behind the Meter | Yes | Net Metered Residential | Power Energy Solutions |  | AC Electric | Accepted | 2024-02-21 | 2024-03-07 | 2025-03-07 | Solar Panels | Canadian Solar | CS6R-400MS-HL HIKU6 BLACK MONO |  | 0.4 | 2 | 309 | 11 |  | Fixed | Roof
NJADRE1555817487 | Administratively Determined Incentive Program | TRENTON | 8618 | 12 | 3.69 | Residential | Behind the Meter | Yes | Net Metered Residential | Define Solar, LLC |  | PSE&G | Accepted | 2024-02-29 | 2024-03-21 | 2025-03-21 | Inverters | Enphase | IQ8PLUS-72-2-US | 290 |  | 9 |  |  | 0.976 |  | Outside | Under each pv panel
NJADRE1555817487 | Administratively Determined Incentive Program | TRENTON | 8618 | 12 | 3.69 | Residential | Behind the Meter | Yes | Net Metered Residential | Define Solar, LLC |  | PSE&G | Accepted | 2024-02-29 | 2024-03-21 | 2025-03-21 | Solar Panels | Znshine | ZXM7-SH108 410W |  | 0.41 | 9 | 119 | 37 |  | Fixed | Roof
NJADRE1555817496 | Administratively Determined Incentive Program | MAPLEWOOD | 7040 | 9 | 4.4 | Residential | Behind the Meter | Yes | Net Metered Residential | Sunrun Installation Services, Inc. |  | PSE&G | Accepted | 2024-02-21 | 2024-03-07 | 2025-03-07 | Inverters | SolarEdge Technologies | SE3800H-USMN | 3800 |  | 1 |  |  | 0.99 |  | Outdoor | Next to meter
NJADRE1555817496 | Administratively Determined Incentive Program | MAPLEWOOD | 7040 | 9 | 4.4 | Residential | Behind the Meter | Yes | Net Metered Residential | Sunrun Installation Services, Inc. |  | PSE&G | Accepted | 2024-02-21 | 2024-03-07 | 2025-03-07 | Solar Panels | Hanwha Q Cells | Q.PEAK DUO BLK ML-G10+/t 400 |  | 0.4 | 11 | 116 | 34 |  | Fixed | Roof
NJADRE1555817496 | Administratively Determined Incentive Program | MAPLEWOOD | 7040 | 9 | 4.4 | Residential | Behind the Meter | Yes | Net Metered Residential | Sunrun Installation Services, Inc. |  | PSE&G | Accepted | 2024-02-21 | 2024-03-07 | 2025-03-07 | Electric Storage Battery | Tesla | Powerwall |  |  | 1 |  |  |  | Lithium Ion |  | Outside
NJADRE1555817499 | Administratively Determined Incentive Program | GALLOWAY | 8205 | 19 | 10.67 | Residential | Behind the Meter | Yes | Net Metered Residential | Big Wave Roofing and Solar LLC |  | AC Electric | Accepted | 2024-02-21 | 2024-03-07 | 2025-03-07 | Inverters | Enphase Energy Inc | IQ7PLUS-72-2-US | 290 |  | 27 |  |  | 0.98 |  | Outside
NJADRE1555817499 | Administratively Determined Incentive Program | GALLOWAY | 8205 | 19 | 10.67 | Residential | Behind the Meter | Yes | Net Metered Residential | Big Wave Roofing and Solar LLC |  | AC Electric | Accepted | 2024-02-21 | 2024-03-07 | 2025-03-07 | Solar Panels | Canadian Solar | CS6R-395MS-HL |  | 0.395 | 23 | 182 | 38 |  | Fixed | Roof
NJADRE1555817499 | Administratively Determined Incentive Program | GALLOWAY | 8205 | 19 | 10.67 | Residential | Behind the Meter | Yes | Net Metered Residential | Big Wave Roofing and Solar LLC |  | AC Electric | Accepted | 2024-02-21 | 2024-03-07 | 2025-03-07 | Solar Panels | Canadian Solar | CS6R-395MS-HL |  | 0.395 | 4 | 272 | 30 |  | Fixed | Roof
NJADRE1555817517 | Administratively Determined Incentive Program | SEWELL | 8080 | 15 | 6.48 | Residential | Behind the Meter | Yes | Net Metered Residential | EMT RENEWABLES LLC |  | AC Electric | Accepted | 2024-02-21 | 2024-03-07 | 2025-03-07 | Inverters | Q.CELLS | IQ8+ | 290 |  | 16 |  |  | 0.98 |  | Other | UNDER EACH PANEL
NJADRE1555817517 | Administratively Determined Incentive Program | SEWELL | 8080 | 15 | 6.48 | Residential | Behind the Meter | Yes | Net Metered Residential | EMT RENEWABLES LLC |  | AC Electric | Accepted | 2024-02-21 | 2024-03-07 | 2025-03-07 | Solar Panels | Q.CELLS | Q.PEAK DUO |  | 0.405 | 16 | 214 | 20 |  | Fixed | Roof
NJADRE1555817530 | Administratively Determined Incentive Program | SWEDESBORO | 8085 | 15 | 7.3 | Residential | Behind the Meter | No | Net Metered Residential | Solar Energy World |  | AC Electric | Accepted | 2024-02-21 | 2024-03-29 | 2025-03-29 | Solar Panels | Hanwha | Q.PEAK DUO BLK-G10+-365W |  | 0.365 | 13 | 194 | 22 |  | Fixed | Roof
NJADRE1555817530 | Administratively Determined Incentive Program | SWEDESBORO | 8085 | 15 | 7.3 | Residential | Behind the Meter | No | Net Metered Residential | Solar Energy World |  | AC Electric | Accepted | 2024-02-21 | 2024-03-29 | 2025-03-29 | Solar Panels | Hanwha | Q.PEAK DUO BLK-G10+-365W |  | 0.365 | 7 | 14 | 24 |  | Fixed | Roof
NJADRE1555817530 | Administratively Determined Incentive Program | SWEDESBORO | 8085 | 15 | 7.3 | Residential | Behind the Meter | No | Net Metered Residential | Solar Energy World |  | AC Electric | Accepted | 2024-02-21 | 2024-03-29 | 2025-03-29 | Inverters | Enphase | IQ8PLUS-72-2-US | 290 |  | 20 |  |  | 0 |  | Outside
NJADRE1555817531 | Administratively Determined Incentive Program | MARLBORO | 7746 | 17 | 5.67 | Residential | Behind the Meter | Yes | Net Metered Residential | SunnyMac LLC |  | JCP&L | Accepted | 2024-02-21 | 2024-03-08 | 2025-03-08 | Solar Panels | Q.PEAK DUO BLK ML-G10+ 405W | HANWHA |  | 0.405 | 14 | 325 | 20 |  | Fixed | Roof
NJADRE1555817531 | Administratively Determined Incentive Program | MARLBORO | 7746 | 17 | 5.67 | Residential | Behind the Meter | Yes | Net Metered Residential | SunnyMac LLC |  | JCP&L | Accepted | 2024-02-21 | 2024-03-08 | 2025-03-08 | Inverters | SE3800H-US | SOLAREDGE | 3800 |  | 1 |  |  | 0.1 |  | Outdoor | next to meter
NJADRE1555817540 | Administratively Determined Incentive Program | WILLIAMSTOWN | 8094 | 15 | 5.67 | Residential | Behind the Meter | Yes | Net Metered Residential | EMT RENEWABLES LLC |  | AC Electric | Accepted | 2024-02-21 | 2024-03-07 | 2025-03-07 | Inverters | ENPHASE | IQ8+ | 290 |  | 14 |  |  | 0.98 |  | Other | UNDER EACH PANEL
NJADRE1555817540 | Administratively Determined Incentive Program | WILLIAMSTOWN | 8094 | 15 | 5.67 | Residential | Behind the Meter | Yes | Net Metered Residential | EMT RENEWABLES LLC |  | AC Electric | Accepted | 2024-02-21 | 2024-03-07 | 2025-03-07 | Solar Panels | Q.CELLS | Q.PEAK DUO |  | 0.405 | 10 | 178 | 11 |  | Fixed | Roof
NJADRE1555817540 | Administratively Determined Incentive Program | WILLIAMSTOWN | 8094 | 15 | 5.67 | Residential | Behind the Meter | Yes | Net Metered Residential | EMT RENEWABLES LLC |  | AC Electric | Accepted | 2024-02-21 | 2024-03-07 | 2025-03-07 | Solar Panels | Q.CELLS | Q.PEAK DUO |  | 0.405 | 4 | 178 | 31 |  | Fixed | Roof
NJADRE1555817548 | Administratively Determined Incentive Program | PINE HILL | 8021 | 14 | 7.2 | Residential | Behind the Meter | Yes | Net Metered Residential | Big Solar Energy, LLC |  | AC Electric | Accepted | 2024-02-21 | 2024-03-07 | 2025-03-07 | Inverters | SolarEdge | SE6000H-US | 6000 |  | 1 |  |  | 0.992 |  | Outdoor
NJADRE1555817548 | Administratively Determined Incentive Program | PINE HILL | 8021 | 14 | 7.2 | Residential | Behind the Meter | Yes | Net Metered Residential | Big Solar Energy, LLC |  | AC Electric | Accepted | 2024-02-21 | 2024-03-07 | 2025-03-07 | Solar Panels | Canadian Solar | CS6R-400MS-HL |  | 0.4 | 2 | 284 | 30 |  | Fixed | Roof
NJADRE1555817548 | Administratively Determined Incentive Program | PINE HILL | 8021 | 14 | 7.2 | Residential | Behind the Meter | Yes | Net Metered Residential | Big Solar Energy, LLC |  | AC Electric | Accepted | 2024-02-21 | 2024-03-07 | 2025-03-07 | Solar Panels | Canadian Solar | CS6R-400MS-HL |  | 0.4 | 16 | 104 | 30 |  | Fixed | Roof
NJADRE1555817549 | Administratively Determined Incentive Program | HAZLET | 7730 | 17 | 10.4 | Residential | Behind the Meter | Yes | Net Metered Residential | Power Energy Solutions |  | JCP&L | Accepted | 2024-02-21 | 2024-03-07 | 2025-03-07 | Inverters | SolarEdge | SE7600H-US | 7600 |  | 1 |  |  | 0.97 |  | Outdoor
NJADRE1555817549 | Administratively Determined Incentive Program | HAZLET | 7730 | 17 | 10.4 | Residential | Behind the Meter | Yes | Net Metered Residential | Power Energy Solutions |  | JCP&L | Accepted | 2024-02-21 | 2024-03-07 | 2025-03-07 | Solar Panels | SILFAB SOLAR | SIL-400 HC+ |  | 0.4 | 9 | 165 | 20 |  | Fixed | Roof
NJADRE1555817549 | Administratively Determined Incentive Program | HAZLET | 7730 | 17 | 10.4 | Residential | Behind the Meter | Yes | Net Metered Residential | Power Energy Solutions |  | JCP&L | Accepted | 2024-02-21 | 2024-03-07 | 2025-03-07 | Solar Panels | SILFAB SOLAR | SIL-400 HC+ |  | 0.4 | 4 | 255 | 17 |  | Fixed | Roof
NJADRE1555817549 | Administratively Determined Incentive Program | HAZLET | 7730 | 17 | 10.4 | Residential | Behind the Meter | Yes | Net Metered Residential | Power Energy Solutions |  | JCP&L | Accepted | 2024-02-21 | 2024-03-07 | 2025-03-07 | Solar Panels | SILFAB SOLAR | SIL-400 HC+ |  | 0.4 | 9 | 345 | 20 |  | Fixed | Roof
NJADRE1555817549 | Administratively Determined Incentive Program | HAZLET | 7730 | 17 | 10.4 | Residential | Behind the Meter | Yes | Net Metered Residential | Power Energy Solutions |  | JCP&L | Accepted | 2024-02-21 | 2024-03-07 | 2025-03-07 | Solar Panels | SILFAB SOLAR | SIL-400 HC+ |  | 0.4 | 4 | 345 | 20 |  | Fixed | Roof
NJADRE1555817553 | Administratively Determined Incentive Program | MILLVILLE | 8332 | 20 | 5.67 | Residential | Behind the Meter | No | Net Metered Residential | EMT RENEWABLES LLC |  | AC Electric | Accepted | 2024-02-21 | 2024-03-07 | 2025-03-07 | Inverters | ENPHASE | IQ8+ | 290 |  | 14 |  |  | 0.98 |  | Other | UNDER EACH PANEL
NJADRE1555817553 | Administratively Determined Incentive Program | MILLVILLE | 8332 | 20 | 5.67 | Residential | Behind the Meter | No | Net Metered Residential | EMT RENEWABLES LLC |  | AC Electric | Accepted | 2024-02-21 | 2024-03-07 | 2025-03-07 | Solar Panels | Q.CELLS | Q.PEAK DUO |  | 0.405 | 14 | 248 | 30 |  | Fixed | Roof
NJADRE1555817559 | Administratively Determined Incentive Program | WILLINGBORO TWP | 8046 | 13 | 6.4 | Residential | Behind the Meter | Yes | Net Metered Residential | Sunrun Installation Services, Inc. |  | PSE&G | Accepted | 2024-02-21 | 2024-03-07 | 2025-03-07 | Inverters | Delta Electronics | E6-TL-US | 5760 |  | 1 |  |  | 0.975 |  | Outside | next to meter
NJADRE1555817559 | Administratively Determined Incentive Program | WILLINGBORO TWP | 8046 | 13 | 6.4 | Residential | Behind the Meter | Yes | Net Metered Residential | Sunrun Installation Services, Inc. |  | PSE&G | Accepted | 2024-02-21 | 2024-03-07 | 2025-03-07 | Solar Panels | Hanwha Q Cells | Q.PEAK DUO BLK ML-G10+/t 400 |  | 0.4 | 10 | 135 | 43 |  | Fixed | Roof
NJADRE1555817559 | Administratively Determined Incentive Program | WILLINGBORO TWP | 8046 | 13 | 6.4 | Residential | Behind the Meter | Yes | Net Metered Residential | Sunrun Installation Services, Inc. |  | PSE&G | Accepted | 2024-02-21 | 2024-03-07 | 2025-03-07 | Solar Panels | Hanwha Q Cells | Q.PEAK DUO BLK ML-G10+/t 400 |  | 0.4 | 6 | 134 | 23 |  | Fixed | Roof
NJADRE1555817570 | Administratively Determined Incentive Program | HILLSIDE | 7205 | 10 | 2.03 | Residential | Behind the Meter | Yes | Net Metered Residential | Trinity Solar |  | PSE&G | Accepted | 2024-02-21 | 2024-03-07 | 2025-03-07 | Inverters | Enphase | IQ8PLUS-72-2-US | 290 |  | 5 |  |  | 0.97 |  | Outdoor
NJADRE1555817570 | Administratively Determined Incentive Program | HILLSIDE | 7205 | 10 | 2.03 | Residential | Behind the Meter | Yes | Net Metered Residential | Trinity Solar |  | PSE&G | Accepted | 2024-02-21 | 2024-03-07 | 2025-03-07 | Solar Panels | HANWHA | (Q.PEAK DUO BLK ML-G10+ 405) |  | 0.405 | 3 | 31 | 43 |  | Fixed | Roof
NJADRE1555817570 | Administratively Determined Incentive Program | HILLSIDE | 7205 | 10 | 2.03 | Residential | Behind the Meter | Yes | Net Metered Residential | Trinity Solar |  | PSE&G | Accepted | 2024-02-21 | 2024-03-07 | 2025-03-07 | Solar Panels | HANWHA | (Q.PEAK DUO BLK ML-G10+ 405) |  | 0.405 | 2 | 121 | 18 |  | Fixed | Roof
NJADRE1555817573 | Administratively Determined Incentive Program | DUMONT | 7628 | 7 | 9.6 | Residential | Behind the Meter | Yes | Net Metered Residential | Sunrun Installation Services, Inc. |  | PSE&G | Accepted | 2024-02-21 | 2024-03-07 | 2025-03-07 | Inverters | SolarEdge Technologies | SE7600H-USSN | 7600 |  | 1 |  |  | 0.99 |  | Outside | Next To Meter
NJADRE1555817573 | Administratively Determined Incentive Program | DUMONT | 7628 | 7 | 9.6 | Residential | Behind the Meter | Yes | Net Metered Residential | Sunrun Installation Services, Inc. |  | PSE&G | Accepted | 2024-02-21 | 2024-03-07 | 2025-03-07 | Solar Panels | Hanwha Q-Cells | Q.PEAK DUO BLK ML-G10+/T 400 |  | 0.4 | 9 | 275 | 21 |  | Fixed | Roof
NJADRE1555817573 | Administratively Determined Incentive Program | DUMONT | 7628 | 7 | 9.6 | Residential | Behind the Meter | Yes | Net Metered Residential | Sunrun Installation Services, Inc. |  | PSE&G | Accepted | 2024-02-21 | 2024-03-07 | 2025-03-07 | Solar Panels | Hanwha Q-Cells | Q.PEAK DUO BLK ML-G10+/T 400 |  | 0.4 | 3 | 275 | 19 |  | Fixed | Roof
NJADRE1555817573 | Administratively Determined Incentive Program | DUMONT | 7628 | 7 | 9.6 | Residential | Behind the Meter | Yes | Net Metered Residential | Sunrun Installation Services, Inc. |  | PSE&G | Accepted | 2024-02-21 | 2024-03-07 | 2025-03-07 | Solar Panels | Hanwha Q-Cells | Q.PEAK DUO BLK ML-G10+/T 400 |  | 0.4 | 6 | 95 | 23 |  | Fixed | Roof
NJADRE1555817573 | Administratively Determined Incentive Program | DUMONT | 7628 | 7 | 9.6 | Residential | Behind the Meter | Yes | Net Metered Residential | Sunrun Installation Services, Inc. |  | PSE&G | Accepted | 2024-02-21 | 2024-03-07 | 2025-03-07 | Solar Panels | Hanwha Q-Cells | Q.PEAK DUO BLK ML-G10+/T 400 |  | 0.4 | 3 | 95 | 23 |  | Fixed | Roof
NJADRE1555817573 | Administratively Determined Incentive Program | DUMONT | 7628 | 7 | 9.6 | Residential | Behind the Meter | Yes | Net Metered Residential | Sunrun Installation Services, Inc. |  | PSE&G | Accepted | 2024-02-21 | 2024-03-07 | 2025-03-07 | Solar Panels | Hanwha Q-Cells | Q.PEAK DUO BLK ML-G10+/T 400 |  | 0.4 | 3 | 4 | 23 |  | Fixed | Roof
NJADRE1555817573 | Administratively Determined Incentive Program | DUMONT | 7628 | 7 | 9.6 | Residential | Behind the Meter | Yes | Net Metered Residential | Sunrun Installation Services, Inc. |  | PSE&G | Accepted | 2024-02-21 | 2024-03-07 | 2025-03-07 | Electric Storage Battery | Tesla | Powerwall 2 AC |  |  | 1 |  |  |  | Lithium Ion |  | Outside
NJADRE1555817576 | Administratively Determined Incentive Program | CHERRY HILL | 8002 | 14 | 10.13 | Residential | Behind the Meter | No | Net Metered Residential | EMT RENEWABLES LLC |  | PSE&G | Accepted | 2024-02-21 | 2024-03-07 | 2025-03-07 | Inverters | ENPHASE | IQ8+ | 290 |  | 25 |  |  | 0.98 |  | Other | UNDER EACH PANEL
NJADRE1555817576 | Administratively Determined Incentive Program | CHERRY HILL | 8002 | 14 | 10.13 | Residential | Behind the Meter | No | Net Metered Residential | EMT RENEWABLES LLC |  | PSE&G | Accepted | 2024-02-21 | 2024-03-07 | 2025-03-07 | Solar Panels | Q.CELLS | Q.PEAK DUO |  | 0.405 | 14 | 161 | 34 |  | Fixed | Roof
NJADRE1555817576 | Administratively Determined Incentive Program | CHERRY HILL | 8002 | 14 | 10.13 | Residential | Behind the Meter | No | Net Metered Residential | EMT RENEWABLES LLC |  | PSE&G | Accepted | 2024-02-21 | 2024-03-07 | 2025-03-07 | Solar Panels | Q.CELLS | Q.PEAK DUO |  | 0.405 | 11 | 341 | 34 |  | Fixed | Roof
NJADRE1555817586 | Administratively Determined Incentive Program | PINE HILL | 8021 | 14 | 4 | Residential | Behind the Meter | Yes | Net Metered Residential | Big Solar Energy, LLC |  | AC Electric | Accepted | 2024-02-21 | 2024-03-07 | 2025-03-07 | Inverters | SolarEdge | SE3800H-US | 3800 |  | 1 |  |  | 0.992 |  | Outdoor
NJADRE1555817586 | Administratively Determined Incentive Program | PINE HILL | 8021 | 14 | 4 | Residential | Behind the Meter | Yes | Net Metered Residential | Big Solar Energy, LLC |  | AC Electric | Accepted | 2024-02-21 | 2024-03-07 | 2025-03-07 | Solar Panels | CANADIAN SOLAR | CS6R-400MS-HL |  | 0.4 | 10 | 104 | 20 |  | Fixed | Roof
NJADRE1555817599 | Administratively Determined Incentive Program | LAKEWOOD | 8701 | 18 | 8.69 | Residential | Behind the Meter | No | Net Metered Residential | Powerlutions |  | JCP&L | Accepted | 2024-02-21 | 2024-03-07 | 2025-03-07 | Solar Panels | Trina | TSM-DE09C.07 |  | 0.395 | 22 | 187 | 29 |  | Fixed | Roof
NJADRE1555817599 | Administratively Determined Incentive Program | LAKEWOOD | 8701 | 18 | 8.69 | Residential | Behind the Meter | No | Net Metered Residential | Powerlutions |  | JCP&L | Accepted | 2024-02-21 | 2024-03-07 | 2025-03-07 | Inverters | Enphase | IQ7PLUS-72-2-US | 290 |  | 22 |  |  | 0.98 |  | Outdoor
NJADRE1555817614 | Administratively Determined Incentive Program | MANCHESTER | 8759 | 18 | 6 | Residential | Behind the Meter | Yes | Net Metered Residential | Sunrun Installation Services, Inc. |  | JCP&L | Accepted | 2024-02-21 | 2024-03-27 | 2025-03-27 | Inverters | Delta Electronics | E6-TL-US | 5760 |  | 1 |  |  | 0.97 |  | Outside
NJADRE1555817614 | Administratively Determined Incentive Program | MANCHESTER | 8759 | 18 | 6 | Residential | Behind the Meter | Yes | Net Metered Residential | Sunrun Installation Services, Inc. |  | JCP&L | Accepted | 2024-02-21 | 2024-03-27 | 2025-03-27 | Solar Panels | Hanwha Q Cells | Q.PEAK DUO BLK ML-G10+/t 400 |  | 0.4 | 15 | 242 | 32 |  | Fixed | Roof
NJADRE1555817618 | Administratively Determined Incentive Program | EDISON | 8820 | 11 | 14.18 | Residential | Behind the Meter | No | Net Metered Residential | Tesla Energy Operations Inc |  | PSE&G | Accepted | 2024-02-21 | 2024-03-11 | 2025-03-11 | Solar Panels | Hanwha | Q.PEAK DUO BLK ML-G10+/TS 405 |  | 0.405 | 3 | 88 | 45 |  | Fixed | Roof
NJADRE1555817618 | Administratively Determined Incentive Program | EDISON | 8820 | 11 | 14.18 | Residential | Behind the Meter | No | Net Metered Residential | Tesla Energy Operations Inc |  | PSE&G | Accepted | 2024-02-21 | 2024-03-11 | 2025-03-11 | Solar Panels | Hanwha | Q.PEAK DUO BLK ML-G10+/TS 405 |  | 0.405 | 19 | 178 | 25 |  | Fixed | Roof
NJADRE1555817618 | Administratively Determined Incentive Program | EDISON | 8820 | 11 | 14.18 | Residential | Behind the Meter | No | Net Metered Residential | Tesla Energy Operations Inc |  | PSE&G | Accepted | 2024-02-21 | 2024-03-11 | 2025-03-11 | Solar Panels | Hanwha | Q.PEAK DUO BLK ML-G10+/TS 405 |  | 0.405 | 3 | 268 | 45 |  | Fixed | Roof
NJADRE1555817618 | Administratively Determined Incentive Program | EDISON | 8820 | 11 | 14.18 | Residential | Behind the Meter | No | Net Metered Residential | Tesla Energy Operations Inc |  | PSE&G | Accepted | 2024-02-21 | 2024-03-11 | 2025-03-11 | Solar Panels | Hanwha | Q.PEAK DUO BLK ML-G10+/TS 405 |  | 0.405 | 10 | 357 | 27 |  | Fixed | Roof
NJADRE1555817618 | Administratively Determined Incentive Program | EDISON | 8820 | 11 | 14.18 | Residential | Behind the Meter | No | Net Metered Residential | Tesla Energy Operations Inc |  | PSE&G | Accepted | 2024-02-21 | 2024-03-11 | 2025-03-11 | Inverters | Tesla | 1538000-45-A | 7600 |  | 2 |  |  | 0.986 |  | Outdoor
NJADRE1555817626 | Administratively Determined Incentive Program | CLIFTON | 7011 | 6 | 7.6 | Residential | Behind the Meter | Yes | Net Metered Residential | Pro Custom Solar dba Momentum Solar |  | PSE&G | Accepted | 2024-02-21 | 2024-03-07 | 2025-03-07 | Solar Panels | Q. PEAK DUO BLK ML-G10+400 | hawnha |  | 0.4 | 4 | 166 | 37 |  | Fixed | Roof
NJADRE1555817626 | Administratively Determined Incentive Program | CLIFTON | 7011 | 6 | 7.6 | Residential | Behind the Meter | Yes | Net Metered Residential | Pro Custom Solar dba Momentum Solar |  | PSE&G | Accepted | 2024-02-21 | 2024-03-07 | 2025-03-07 | Solar Panels | Q. PEAK DUO BLK ML-G10+400 | hawnha |  | 0.4 | 9 | 167 | 45 |  | Fixed | Pole
NJADRE1555817626 | Administratively Determined Incentive Program | CLIFTON | 7011 | 6 | 7.6 | Residential | Behind the Meter | Yes | Net Metered Residential | Pro Custom Solar dba Momentum Solar |  | PSE&G | Accepted | 2024-02-21 | 2024-03-07 | 2025-03-07 | Solar Panels | Q. PEAK DUO BLK ML-G10+400 | hawnha |  | 0.4 | 6 | 347 | 45 |  | Fixed | Roof
NJADRE1555817626 | Administratively Determined Incentive Program | CLIFTON | 7011 | 6 | 7.6 | Residential | Behind the Meter | Yes | Net Metered Residential | Pro Custom Solar dba Momentum Solar |  | PSE&G | Accepted | 2024-02-21 | 2024-03-07 | 2025-03-07 | Inverters | IQ8PLUS-72-2-US | Enphase | 290 |  | 19 |  |  | 0.97 |  | Outdoor
NJADRE1555817652 | Administratively Determined Incentive Program | EDGEWATER PARK | 8010 | 13 | 3.28 | Residential | Behind the Meter | Yes | Net Metered Residential | Skyline Solar LLC |  | PSE&G | Accepted | 2024-02-21 | 2024-03-13 | 2025-03-13 | Solar Panels | Hanwha Solar | Q.PEAK Duo BLK- ML-G10+ 410 |  | 0.41 | 8 | 252 | 21 |  | Fixed | Roof
NJADRE1555817652 | Administratively Determined Incentive Program | EDGEWATER PARK | 8010 | 13 | 3.28 | Residential | Behind the Meter | Yes | Net Metered Residential | Skyline Solar LLC |  | PSE&G | Accepted | 2024-02-21 | 2024-03-13 | 2025-03-13 | Inverters | Enphase | IQ 8+ | 290 |  | 8 |  |  | 0.976 |  | Outside
NJADRE1555817659 | Administratively Determined Incentive Program | LINDEN CITY | 7036 | 10 | 8.4 | Residential | Behind the Meter | Yes | Net Metered Residential | Sunrun Installation Services, Inc. |  | PSE&G | Accepted | 2024-02-21 | 2024-03-07 | 2025-03-07 | Solar Panels | Hanwha Q-Cells | Q.PEAK DUO BLK ML-G10+/T 400 |  | 0.4 | 8 | 314 | 25 |  | Fixed | Roof
NJADRE1555817659 | Administratively Determined Incentive Program | LINDEN CITY | 7036 | 10 | 8.4 | Residential | Behind the Meter | Yes | Net Metered Residential | Sunrun Installation Services, Inc. |  | PSE&G | Accepted | 2024-02-21 | 2024-03-07 | 2025-03-07 | Solar Panels | Hanwha Q-Cells | Q.PEAK DUO BLK ML-G10+/t 400 |  | 0.4 | 13 | 134 | 21 |  | Fixed | Roof
NJADRE1555817659 | Administratively Determined Incentive Program | LINDEN CITY | 7036 | 10 | 8.4 | Residential | Behind the Meter | Yes | Net Metered Residential | Sunrun Installation Services, Inc. |  | PSE&G | Accepted | 2024-02-21 | 2024-03-07 | 2025-03-07 | Inverters | Delta Electronics | E6-TL-US | 5760 |  | 1 |  |  | 0.975 |  | Outside | Next To Meter
NJADRE1555817669 | Administratively Determined Incentive Program | BAYONNE | 7002 | 8 | 4 | Residential | Behind the Meter | Yes | Net Metered Residential | Posigen Developer. LLC |  | PSE&G | Accepted | 2024-02-21 | 2024-03-08 | 2025-03-08 | Solar Panels | Silfab | SIL-400 HC+ |  | 0.4 | 10 | 179 | 20 |  | Fixed | Roof
NJADRE1555817669 | Administratively Determined Incentive Program | BAYONNE | 7002 | 8 | 4 | Residential | Behind the Meter | Yes | Net Metered Residential | Posigen Developer. LLC |  | PSE&G | Accepted | 2024-02-21 | 2024-03-08 | 2025-03-08 | Inverters | SolarEdge | SE3800H-US | 3800 |  | 1 |  |  | 0.99 |  | Outdoor | within ten feet of meter
NJADRE1555817695 | Administratively Determined Incentive Program | BRIDGETON | 8302 | 20 | 3.2 | Residential | Behind the Meter | Yes | Net Metered Residential | Sunrun Installation Services, Inc. |  | AC Electric | Accepted | 2024-02-21 | 2024-03-07 | 2025-03-07 | Inverters | SolarEdge Technologies | SE3800H-USMN | 3800 |  | 1 |  |  | 0.99 |  | Outdoor | Next to meter
NJADRE1555817695 | Administratively Determined Incentive Program | BRIDGETON | 8302 | 20 | 3.2 | Residential | Behind the Meter | Yes | Net Metered Residential | Sunrun Installation Services, Inc. |  | AC Electric | Accepted | 2024-02-21 | 2024-03-07 | 2025-03-07 | Solar Panels | Hanwha Q Cells | Q.PEAK DUO BLK ML-G10+/T 400 |  | 0.4 | 2 | 7 | 40 |  | Fixed | Roof
NJADRE1555817695 | Administratively Determined Incentive Program | BRIDGETON | 8302 | 20 | 3.2 | Residential | Behind the Meter | Yes | Net Metered Residential | Sunrun Installation Services, Inc. |  | AC Electric | Accepted | 2024-02-21 | 2024-03-07 | 2025-03-07 | Solar Panels | Hanwha Q Cells | Q.PEAK DUO BLK ML-G10+/T 400 |  | 0.4 | 6 | 187 | 40 |  | Fixed | Roof
NJADRE1555817705 | Administratively Determined Incentive Program | BELLE MEAD | 8502 | 5 | 22.68 | Residential | Behind the Meter | Yes | Net Metered Residential | Seabright Solar |  | PSE&G | Accepted | 2024-02-21 | 2024-03-15 | 2025-03-15 | Solar Panels | Sunpower | SPR-U-405 |  | 0.405 | 18 | 115 | 40 |  | Fixed | Roof
NJADRE1555817705 | Administratively Determined Incentive Program | BELLE MEAD | 8502 | 5 | 22.68 | Residential | Behind the Meter | Yes | Net Metered Residential | Seabright Solar |  | PSE&G | Accepted | 2024-02-21 | 2024-03-15 | 2025-03-15 | Solar Panels | Sunpower | SPR-U-405 |  | 0.405 | 12 | 205 | 26 |  | Fixed | Roof
NJADRE1555817705 | Administratively Determined Incentive Program | BELLE MEAD | 8502 | 5 | 22.68 | Residential | Behind the Meter | Yes | Net Metered Residential | Seabright Solar |  | PSE&G | Accepted | 2024-02-21 | 2024-03-15 | 2025-03-15 | Solar Panels | Sunpower | SPR-U-405 |  | 0.405 | 9 | 25 | 26 |  | Fixed | Roof
NJADRE1555817705 | Administratively Determined Incentive Program | BELLE MEAD | 8502 | 5 | 22.68 | Residential | Behind the Meter | Yes | Net Metered Residential | Seabright Solar |  | PSE&G | Accepted | 2024-02-21 | 2024-03-15 | 2025-03-15 | Solar Panels | Sunpower | SPR-U-405 |  | 0.405 | 6 | 295 | 40 |  | Fixed | Roof
NJADRE1555817705 | Administratively Determined Incentive Program | BELLE MEAD | 8502 | 5 | 22.68 | Residential | Behind the Meter | Yes | Net Metered Residential | Seabright Solar |  | PSE&G | Accepted | 2024-02-21 | 2024-03-15 | 2025-03-15 | Solar Panels | Sunpower | SPR-U-405 |  | 0.405 | 4 | 115 | 20 |  | Fixed | Roof
NJADRE1555817705 | Administratively Determined Incentive Program | BELLE MEAD | 8502 | 5 | 22.68 | Residential | Behind the Meter | Yes | Net Metered Residential | Seabright Solar |  | PSE&G | Accepted | 2024-02-21 | 2024-03-15 | 2025-03-15 | Solar Panels | Sunpower | SPR-U-405 |  | 0.405 | 3 | 295 | 40 |  | Fixed | Roof
NJADRE1555817705 | Administratively Determined Incentive Program | BELLE MEAD | 8502 | 5 | 22.68 | Residential | Behind the Meter | Yes | Net Metered Residential | Seabright Solar |  | PSE&G | Accepted | 2024-02-21 | 2024-03-15 | 2025-03-15 | Solar Panels | Sunpower | SPR-U-405 |  | 0.405 | 2 | 205 | 22 |  | Fixed | Roof
NJADRE1555817705 | Administratively Determined Incentive Program | BELLE MEAD | 8502 | 5 | 22.68 | Residential | Behind the Meter | Yes | Net Metered Residential | Seabright Solar |  | PSE&G | Accepted | 2024-02-21 | 2024-03-15 | 2025-03-15 | Solar Panels | Sunpower | SPR-U-405 |  | 0.405 | 2 | 115 | 36 |  | Fixed | Roof
NJADRE1555817705 | Administratively Determined Incentive Program | BELLE MEAD | 8502 | 5 | 22.68 | Residential | Behind the Meter | Yes | Net Metered Residential | Seabright Solar |  | PSE&G | Accepted | 2024-02-21 | 2024-03-15 | 2025-03-15 | Inverters | Enphase | IQ 7HS | 384 |  | 56 |  |  | 0.99 |  | Outside
NJADRE1555817715 | Administratively Determined Incentive Program | DELANCO | 8075 | 13 | 5.2 | Residential | Behind the Meter | Yes | Net Metered Residential | Sunrun Installation Services, Inc. |  | PSE&G | Accepted | 2024-02-21 | 2024-03-08 | 2025-03-08 | Inverters | Delta Electronics | E4-TL-US | 3840 |  | 1 |  |  | 0.97 |  | Outside
NJADRE1555817715 | Administratively Determined Incentive Program | DELANCO | 8075 | 13 | 5.2 | Residential | Behind the Meter | Yes | Net Metered Residential | Sunrun Installation Services, Inc. |  | PSE&G | Accepted | 2024-02-21 | 2024-03-08 | 2025-03-08 | Solar Panels | Hanwha Q Cells | Q.PEAK DUO BLK ML-G10+/t 400 |  | 0.4 | 6 | 255 | 21 |  | Fixed | Roof
NJADRE1555817715 | Administratively Determined Incentive Program | DELANCO | 8075 | 13 | 5.2 | Residential | Behind the Meter | Yes | Net Metered Residential | Sunrun Installation Services, Inc. |  | PSE&G | Accepted | 2024-02-21 | 2024-03-08 | 2025-03-08 | Solar Panels | Hanwha Q Cells | Q.PEAK DUO BLK ML-G10+/t 400 |  | 0.4 | 7 | 76 | 14 |  | Fixed | Roof
NJADRE1555817720 | Administratively Determined Incentive Program | TOMS RIVER | 8753 | 18 | 8.91 | Residential | Behind the Meter | Yes | Net Metered Residential | EMT RENEWABLES LLC |  | JCP&L | Accepted | 2024-02-21 | 2024-03-07 | 2025-03-07 | Inverters | ENPHASE | IQ8+ | 290 |  | 22 |  |  | 0.98 |  | Other | UNDER EACH PANEL
NJADRE1555817720 | Administratively Determined Incentive Program | TOMS RIVER | 8753 | 18 | 8.91 | Residential | Behind the Meter | Yes | Net Metered Residential | EMT RENEWABLES LLC |  | JCP&L | Accepted | 2024-02-21 | 2024-03-07 | 2025-03-07 | Solar Panels | Q.CELLS | Q.PEAK DUO |  | 0.405 | 14 | 95 | 8 |  | Fixed | Roof
NJADRE1555817720 | Administratively Determined Incentive Program | TOMS RIVER | 8753 | 18 | 8.91 | Residential | Behind the Meter | Yes | Net Metered Residential | EMT RENEWABLES LLC |  | JCP&L | Accepted | 2024-02-21 | 2024-03-07 | 2025-03-07 | Solar Panels | Q.CELLS | Q.PEAK DUO |  | 0.405 | 8 | 275 | 32 |  | Fixed | Roof
NJADRE1555817735 | Administratively Determined Incentive Program | MANVILLE | 8835 | 5 | 4 | Residential | Behind the Meter | Yes | Net Metered Residential | Sunrun Installation Services, Inc. |  | PSE&G | Accepted | 2024-02-21 | 2024-03-08 | 2025-03-08 | Inverters | SolarEdge Technologies | SE3800H-USMN | 3800 |  | 1 |  |  | 0.99 |  | Outside
NJADRE1555817735 | Administratively Determined Incentive Program | MANVILLE | 8835 | 5 | 4 | Residential | Behind the Meter | Yes | Net Metered Residential | Sunrun Installation Services, Inc. |  | PSE&G | Accepted | 2024-02-21 | 2024-03-08 | 2025-03-08 | Solar Panels | Hanwha Q Cells | Q.PEAK DUO BLK ML-G10+/t 400 |  | 0.4 | 10 | 160 | 36 |  | Fixed | Roof
NJADRE1555817745 | Administratively Determined Incentive Program | WALLINGTON | 7057 | 7 | 3.2 | Residential | Behind the Meter | Yes | Net Metered Residential | Sunrun Installation Services, Inc. |  | PSE&G | Accepted | 2024-02-21 | 2024-03-08 | 2025-03-08 | Inverters | SolarEdge Technologies | SE3800H-USMN | 3800 |  | 1 |  |  | 0.99 |  | Outside | Next To Meter
NJADRE1555817745 | Administratively Determined Incentive Program | WALLINGTON | 7057 | 7 | 3.2 | Residential | Behind the Meter | Yes | Net Metered Residential | Sunrun Installation Services, Inc. |  | PSE&G | Accepted | 2024-02-21 | 2024-03-08 | 2025-03-08 | Solar Panels | Hanwha Q-Cells | Q.PEAK DUO BLK ML-G10+/T 400 |  | 0.4 | 8 | 216 | 15 |  | Fixed | Roof
NJADRE1555817752 | Administratively Determined Incentive Program | HACKENSACK | 7601 | 7 | 9.72 | Residential | Behind the Meter | No | Net Metered Residential | EMT RENEWABLES LLC |  | PSE&G | Accepted | 2024-02-21 | 2024-03-08 | 2025-03-08 | Inverters | ENPHASE | IQ8+ | 290 |  | 24 |  |  | 0.98 |  | Other | UNDER EACH PANEL
NJADRE1555817752 | Administratively Determined Incentive Program | HACKENSACK | 7601 | 7 | 9.72 | Residential | Behind the Meter | No | Net Metered Residential | EMT RENEWABLES LLC |  | PSE&G | Accepted | 2024-02-21 | 2024-03-08 | 2025-03-08 | Solar Panels | Q.CELLS | Q.PEAK DUO |  | 0.405 | 12 | 286 | 46 |  | Fixed | Roof
NJADRE1555817752 | Administratively Determined Incentive Program | HACKENSACK | 7601 | 7 | 9.72 | Residential | Behind the Meter | No | Net Metered Residential | EMT RENEWABLES LLC |  | PSE&G | Accepted | 2024-02-21 | 2024-03-08 | 2025-03-08 | Solar Panels | Q.CELLS | Q.PEAK DUO |  | 0.405 | 12 | 106 | 46 |  | Fixed | Roof
NJADRE1555817753 | Administratively Determined Incentive Program | EAST WINDSOR | 8520 | 12 | 3.2 | Residential | Behind the Meter | Yes | Net Metered Residential | Sunrun Installation Services, Inc. |  | JCP&L | Accepted | 2024-02-21 | 2024-03-07 | 2025-03-07 | Inverters | SolarEdge Technologies | SE3800H-USMN | 3800 |  | 1 |  |  | 0.99 |  | Outside
NJADRE1555817753 | Administratively Determined Incentive Program | EAST WINDSOR | 8520 | 12 | 3.2 | Residential | Behind the Meter | Yes | Net Metered Residential | Sunrun Installation Services, Inc. |  | JCP&L | Accepted | 2024-02-21 | 2024-03-07 | 2025-03-07 | Solar Panels | Hanwha Q Cells | Q.PEAK DUO BLK ML-G10+/t 400 |  | 0.4 | 2 | 344 | 23 |  | Fixed | Roof
NJADRE1555817753 | Administratively Determined Incentive Program | EAST WINDSOR | 8520 | 12 | 3.2 | Residential | Behind the Meter | Yes | Net Metered Residential | Sunrun Installation Services, Inc. |  | JCP&L | Accepted | 2024-02-21 | 2024-03-07 | 2025-03-07 | Solar Panels | Hanwha Q Cells | Q.PEAK DUO BLK ML-G10+/t 400 |  | 0.4 | 6 | 164 | 25 |  | Fixed | Roof
NJADRE1555817768 | Administratively Determined Incentive Program | CLIFFSIDE PARK | 7010 | 7 | 6.64 | Residential | Behind the Meter | Yes | Net Metered Residential | Posigen Developer. LLC |  | PSE&G | Accepted | 2024-02-21 | 2024-03-08 | 2025-03-08 | Inverters | SolarEdge | SE6000H-US | 6000 |  | 1 |  |  | 0.99 |  | Outdoor | within ten feet of meter
NJADRE1555817768 | Administratively Determined Incentive Program | CLIFFSIDE PARK | 7010 | 7 | 6.64 | Residential | Behind the Meter | Yes | Net Metered Residential | Posigen Developer. LLC |  | PSE&G | Accepted | 2024-02-21 | 2024-03-08 | 2025-03-08 | Solar Panels | Canadian Solar | CS3N-415MS |  | 0.415 | 16 | 207 | 27 |  | Fixed | Roof
NJADRE1555817770 | Administratively Determined Incentive Program | KEANSBURG | 7734 | 17 | 9.6 | Residential | Behind the Meter | Yes | Net Metered Residential | Sunrun Installation Services, Inc. |  | PSE&G | Accepted | 2024-02-21 | 2024-03-08 | 2025-03-08 | Inverters | SolarEdge Technologies | SE7600H-USSN | 7600 |  | 1 |  |  | 0.99 |  | Outside | Next To Meter
NJADRE1555817770 | Administratively Determined Incentive Program | KEANSBURG | 7734 | 17 | 9.6 | Residential | Behind the Meter | Yes | Net Metered Residential | Sunrun Installation Services, Inc. |  | PSE&G | Accepted | 2024-02-21 | 2024-03-08 | 2025-03-08 | Solar Panels | Hanwha Q-Cells | Q.PEAK DUO BLK ML-G10+/T 400 |  | 0.4 | 16 | 167 | 28 |  | Fixed | Roof
NJADRE1555817770 | Administratively Determined Incentive Program | KEANSBURG | 7734 | 17 | 9.6 | Residential | Behind the Meter | Yes | Net Metered Residential | Sunrun Installation Services, Inc. |  | PSE&G | Accepted | 2024-02-21 | 2024-03-08 | 2025-03-08 | Solar Panels | Delta Electronics | Q.PEAK DUO BLK ML-G10+/T 400 |  | 0.4 | 8 | 347 | 26 |  | Fixed | Roof
NJADRE1555817773 | Administratively Determined Incentive Program | GIBBSTOWN | 8027 | 15 | 6.32 | Residential | Behind the Meter | Yes | Net Metered Residential | Big Solar Energy, LLC |  | AC Electric | Accepted | 2024-02-21 | 2024-03-08 | 2025-03-08 | Inverters | SolarEdge | SE5000H-US [240V] | 5000 |  | 1 |  |  | 0.992 |  | Outdoor
NJADRE1555817773 | Administratively Determined Incentive Program | GIBBSTOWN | 8027 | 15 | 6.32 | Residential | Behind the Meter | Yes | Net Metered Residential | Big Solar Energy, LLC |  | AC Electric | Accepted | 2024-02-21 | 2024-03-08 | 2025-03-08 | Solar Panels | JA SOLAR | JAM54S31-395/MR |  | 0.395 | 6 | 129 | 49 |  | Fixed | Roof
NJADRE1555817773 | Administratively Determined Incentive Program | GIBBSTOWN | 8027 | 15 | 6.32 | Residential | Behind the Meter | Yes | Net Metered Residential | Big Solar Energy, LLC |  | AC Electric | Accepted | 2024-02-21 | 2024-03-08 | 2025-03-08 | Solar Panels | JA SOLAR | JAM54S31-395/MR |  | 0.395 | 8 | 129 | 10 |  | Fixed | Roof
NJADRE1555817773 | Administratively Determined Incentive Program | GIBBSTOWN | 8027 | 15 | 6.32 | Residential | Behind the Meter | Yes | Net Metered Residential | Big Solar Energy, LLC |  | AC Electric | Accepted | 2024-02-21 | 2024-03-08 | 2025-03-08 | Solar Panels | JA SOLAR | JAM54S31-395/MR |  | 0.395 | 2 | 309 | 50 |  | Fixed | Roof
NJADRE1555817785 | Administratively Determined Incentive Program | SOMERSET | 8873 | 5 | 4.86 | Residential | Behind the Meter | No | Net Metered Residential | EMT RENEWABLES LLC |  | PSE&G | Accepted | 2024-02-21 | 2024-03-08 | 2025-03-08 | Inverters | ENPHASE | IQ8+ | 290 |  | 12 |  |  | 0.98 |  | Other | UNDER EACH PANEL
NJADRE1555817785 | Administratively Determined Incentive Program | SOMERSET | 8873 | 5 | 4.86 | Residential | Behind the Meter | No | Net Metered Residential | EMT RENEWABLES LLC |  | PSE&G | Accepted | 2024-02-21 | 2024-03-08 | 2025-03-08 | Solar Panels | Q.CELLS | Q.PEAK DUO |  | 0.405 | 10 | 256 | 35 |  | Fixed | Roof
NJADRE1555817785 | Administratively Determined Incentive Program | SOMERSET | 8873 | 5 | 4.86 | Residential | Behind the Meter | No | Net Metered Residential | EMT RENEWABLES LLC |  | PSE&G | Accepted | 2024-02-21 | 2024-03-08 | 2025-03-08 | Solar Panels | Q.CELLS | Q.PEAK DUO |  | 0.405 | 2 | 256 | 35 |  | Fixed | Roof
NJADRE1555817793 | Administratively Determined Incentive Program | TRENTON | 8610 | 12 | 4.46 | Residential | Behind the Meter | No | Net Metered Residential | Seabright Solar |  | PSE&G | Accepted | 2024-02-21 | 2024-03-15 | 2025-03-15 | Solar Panels | Sunpower | SPR-U-405 |  | 0.405 | 7 | 202 | 26 |  | Fixed | Roof
NJADRE1555817793 | Administratively Determined Incentive Program | TRENTON | 8610 | 12 | 4.46 | Residential | Behind the Meter | No | Net Metered Residential | Seabright Solar |  | PSE&G | Accepted | 2024-02-21 | 2024-03-15 | 2025-03-15 | Solar Panels | Sunpower | SPR-U-405 |  | 0.405 | 4 | 202 | 26 |  | Fixed | Roof
NJADRE1555817793 | Administratively Determined Incentive Program | TRENTON | 8610 | 12 | 4.46 | Residential | Behind the Meter | No | Net Metered Residential | Seabright Solar |  | PSE&G | Accepted | 2024-02-21 | 2024-03-15 | 2025-03-15 | Inverters | Enphase | IQ 7HS | 384 |  | 11 |  |  | 0.99 |  | Outside
NJADRE1555817804 | Administratively Determined Incentive Program | MAYS LANDING | 8330 | 19 | 4.8 | Residential | Behind the Meter | Yes | Net Metered Residential | Posigen Developer. LLC |  | AC Electric | Accepted | 2024-02-21 | 2024-03-08 | 2025-03-08 | Inverters | SolarEdge | SE3800H-US | 3800 |  | 1 |  |  | 0.99 |  | Outdoor | within ten feet of meter
NJADRE1555817804 | Administratively Determined Incentive Program | MAYS LANDING | 8330 | 19 | 4.8 | Residential | Behind the Meter | Yes | Net Metered Residential | Posigen Developer. LLC |  | AC Electric | Accepted | 2024-02-21 | 2024-03-08 | 2025-03-08 | Solar Panels | Silfab | SIL-400 HC+ |  | 0.4 | 10 | 201 | 23 |  | Fixed | Roof
NJADRE1555817804 | Administratively Determined Incentive Program | MAYS LANDING | 8330 | 19 | 4.8 | Residential | Behind the Meter | Yes | Net Metered Residential | Posigen Developer. LLC |  | AC Electric | Accepted | 2024-02-21 | 2024-03-08 | 2025-03-08 | Solar Panels | Silfab | SIL-400 HC+ |  | 0.4 | 2 | 21 | 23 |  | Fixed | Roof
NJADRE1555817850 | Administratively Determined Incentive Program | NEWARK | 7108 | 9 | 6.4 | Residential | Behind the Meter | Yes | Net Metered Residential | Posigen Developer. LLC |  | PSE&G | Accepted | 2024-02-21 | 2024-03-08 | 2025-03-08 | Inverters | SolarEdge | SE6000H-US | 6000 |  | 1 |  |  | 0.99 |  | Outdoor | within ten feet of meter
NJADRE1555817850 | Administratively Determined Incentive Program | NEWARK | 7108 | 9 | 6.4 | Residential | Behind the Meter | Yes | Net Metered Residential | Posigen Developer. LLC |  | PSE&G | Accepted | 2024-02-21 | 2024-03-08 | 2025-03-08 | Solar Panels | Silfab | SIL-400 HC+ |  | 0.4 | 2 | 106 | 9 |  | Fixed | Roof
NJADRE1555817850 | Administratively Determined Incentive Program | NEWARK | 7108 | 9 | 6.4 | Residential | Behind the Meter | Yes | Net Metered Residential | Posigen Developer. LLC |  | PSE&G | Accepted | 2024-02-21 | 2024-03-08 | 2025-03-08 | Solar Panels | Silfab | SIL-400 HC+ |  | 0.4 | 8 | 16 | 4 |  | Fixed | Roof
NJADRE1555817850 | Administratively Determined Incentive Program | NEWARK | 7108 | 9 | 6.4 | Residential | Behind the Meter | Yes | Net Metered Residential | Posigen Developer. LLC |  | PSE&G | Accepted | 2024-02-21 | 2024-03-08 | 2025-03-08 | Solar Panels | Silfab | SIL-400 HC+ |  | 0.4 | 6 | 286 | 34 |  | Fixed | Roof
NJADRE1555817885 | Administratively Determined Incentive Program | JERSEY CITY | 7305 | 8 | 6.4 | Residential | Behind the Meter | Yes | Small Net-Metered Non-Residential located on Rooftop, Carport, Canopy and Floating Solar | Posigen Developer. LLC |  | PSE&G | Accepted | 2024-02-21 | 2024-03-08 | 2025-03-08 | Inverters | SolarEdge | SE6000H-US | 6000 |  | 1 |  |  | 0.99 |  | Outdoor | within ten feet of meter
NJADRE1555817885 | Administratively Determined Incentive Program | JERSEY CITY | 7305 | 8 | 6.4 | Residential | Behind the Meter | Yes | Small Net-Metered Non-Residential located on Rooftop, Carport, Canopy and Floating Solar | Posigen Developer. LLC |  | PSE&G | Accepted | 2024-02-21 | 2024-03-08 | 2025-03-08 | Solar Panels | SolarEdge | SIL-400 HC+ |  | 0.4 | 13 | 221 | 2 |  | Fixed | Roof
NJADRE1555817885 | Administratively Determined Incentive Program | JERSEY CITY | 7305 | 8 | 6.4 | Residential | Behind the Meter | Yes | Small Net-Metered Non-Residential located on Rooftop, Carport, Canopy and Floating Solar | Posigen Developer. LLC |  | PSE&G | Accepted | 2024-02-21 | 2024-03-08 | 2025-03-08 | Solar Panels | Silfab | SIL-400 HC+ |  | 0.4 | 3 | 221 | 0 |  | Fixed | Roof
NJADRE1555820328 | Administratively Determined Incentive Program | WEST DEPTFORD | 8096 | 15 | 11.34 | Residential | Behind the Meter | Yes | Net Metered Residential | SunnyMac LLC |  | PSE&G | Accepted | 2024-02-22 | 2024-03-08 | 2025-03-08 | Solar Panels | Q.PEAK DUO BLK ML-G10+ 405W | HANWHA |  | 0.405 | 2 | 197 | 22 |  | Fixed | Roof
NJADRE1555820328 | Administratively Determined Incentive Program | WEST DEPTFORD | 8096 | 15 | 11.34 | Residential | Behind the Meter | Yes | Net Metered Residential | SunnyMac LLC |  | PSE&G | Accepted | 2024-02-22 | 2024-03-08 | 2025-03-08 | Solar Panels | Q.PEAK DUO BLK ML-G10+ 405W | HANWHA |  | 0.405 | 17 | 287 | 23 |  | Fixed | Roof
NJADRE1555820328 | Administratively Determined Incentive Program | WEST DEPTFORD | 8096 | 15 | 11.34 | Residential | Behind the Meter | Yes | Net Metered Residential | SunnyMac LLC |  | PSE&G | Accepted | 2024-02-22 | 2024-03-08 | 2025-03-08 | Solar Panels | Q.PEAK DUO BLK ML-G10+ 405W | HANWHA |  | 0.405 | 6 | 107 | 23 |  | Fixed | Roof
NJADRE1555820328 | Administratively Determined Incentive Program | WEST DEPTFORD | 8096 | 15 | 11.34 | Residential | Behind the Meter | Yes | Net Metered Residential | SunnyMac LLC |  | PSE&G | Accepted | 2024-02-22 | 2024-03-08 | 2025-03-08 | Solar Panels | Q.PEAK DUO BLK ML-G10+ 405W | HANWHA |  | 0.405 | 3 | 17 | 22 |  | Fixed | Roof
NJADRE1555820328 | Administratively Determined Incentive Program | WEST DEPTFORD | 8096 | 15 | 11.34 | Residential | Behind the Meter | Yes | Net Metered Residential | SunnyMac LLC |  | PSE&G | Accepted | 2024-02-22 | 2024-03-08 | 2025-03-08 | Inverters | SE7600H-US | Solaredge | 7600 |  | 1 |  |  | 0.1 |  | Outdoor | next to meter
NJADRE1555820331 | Administratively Determined Incentive Program | BERLIN | 8009 | 14 | 8 | Residential | Behind the Meter | Yes | Net Metered Residential | Sunrun Installation Services, Inc. |  | AC Electric | Accepted | 2024-02-22 | 2024-03-08 | 2025-03-08 | Inverters | SolarEdge Technologies | SE6000H-USSN | 6000 |  | 1 |  |  | 0.99 |  | Outdoor | Next to meter
NJADRE1555820331 | Administratively Determined Incentive Program | BERLIN | 8009 | 14 | 8 | Residential | Behind the Meter | Yes | Net Metered Residential | Sunrun Installation Services, Inc. |  | AC Electric | Accepted | 2024-02-22 | 2024-03-08 | 2025-03-08 | Solar Panels | Hanwha Q Cells | Q.PEAK DUO BLK ML-G10+/T 400 |  | 0.4 | 12 | 132 | 18 |  | Fixed | Roof
NJADRE1555820331 | Administratively Determined Incentive Program | BERLIN | 8009 | 14 | 8 | Residential | Behind the Meter | Yes | Net Metered Residential | Sunrun Installation Services, Inc. |  | AC Electric | Accepted | 2024-02-22 | 2024-03-08 | 2025-03-08 | Solar Panels | Hanwha Q Cells | Q.PEAK DUO BLK ML-G10+/T 400 |  | 0.4 | 8 | 222 | 22 |  | Fixed | Roof
NJADRE1555820332 | Administratively Determined Incentive Program | SCOTCH PLAINS | 7076 | 10 | 8.1 | Residential | Behind the Meter | Yes | Net Metered Residential | SunnyMac LLC |  | PSE&G | Accepted | 2024-02-22 | 2024-03-12 | 2025-03-12 | Solar Panels | Q.PEAK DUO BLK ML-G10+ 405W | HANWHA |  | 0.405 | 10 | 26 | 30 |  | Fixed | Roof
NJADRE1555820332 | Administratively Determined Incentive Program | SCOTCH PLAINS | 7076 | 10 | 8.1 | Residential | Behind the Meter | Yes | Net Metered Residential | SunnyMac LLC |  | PSE&G | Accepted | 2024-02-22 | 2024-03-12 | 2025-03-12 | Solar Panels | Q.PEAK DUO BLK ML-G10+ 405W | HANWHA |  | 0.405 | 10 | 206 | 30 |  | Fixed | Roof
NJADRE1555820332 | Administratively Determined Incentive Program | SCOTCH PLAINS | 7076 | 10 | 8.1 | Residential | Behind the Meter | Yes | Net Metered Residential | SunnyMac LLC |  | PSE&G | Accepted | 2024-02-22 | 2024-03-12 | 2025-03-12 | Inverters | SE6000H-US | SOLAREDGE | 6000 |  | 1 |  |  | 0.1 |  | Outdoor | next to meter
NJADRE1555820335 | Administratively Determined Incentive Program | ELMER | 8318 | 16 | 10.94 | Residential | Behind the Meter | Yes | Net Metered Residential | SunnyMac LLC |  | AC Electric | Accepted | 2024-02-22 | 2024-03-08 | 2025-03-08 | Solar Panels | Q.PEAK DUO BLK ML-G10+ 405W | HANWHA |  | 0.405 | 27 | 207 | 33 |  | Fixed | Roof
NJADRE1555820335 | Administratively Determined Incentive Program | ELMER | 8318 | 16 | 10.94 | Residential | Behind the Meter | Yes | Net Metered Residential | SunnyMac LLC |  | AC Electric | Accepted | 2024-02-22 | 2024-03-08 | 2025-03-08 | Inverters | SE10000H-US | SOLAREDGE | 10000 |  | 1 |  |  | 0.1 |  | Outdoor | next to meter
NJADRE1555820344 | Administratively Determined Incentive Program | OAKLYN | 8107 | 14 | 6.48 | Residential | Behind the Meter | Yes | Net Metered Residential | SunnyMac LLC |  | PSE&G | Accepted | 2024-02-22 | 2024-03-11 | 2025-03-11 | Solar Panels | Q.PEAK DUO BLK ML-G10+ 405W | HANWHA |  | 0.405 | 4 | 130 | 20 |  | Fixed | Roof
NJADRE1555820344 | Administratively Determined Incentive Program | OAKLYN | 8107 | 14 | 6.48 | Residential | Behind the Meter | Yes | Net Metered Residential | SunnyMac LLC |  | PSE&G | Accepted | 2024-02-22 | 2024-03-11 | 2025-03-11 | Solar Panels | Q.PEAK DUO BLK ML-G10+ 405W | HANWHA |  | 0.405 | 3 | 130 | 32 |  | Fixed | Roof
NJADRE1555820344 | Administratively Determined Incentive Program | OAKLYN | 8107 | 14 | 6.48 | Residential | Behind the Meter | Yes | Net Metered Residential | SunnyMac LLC |  | PSE&G | Accepted | 2024-02-22 | 2024-03-11 | 2025-03-11 | Solar Panels | Q.PEAK DUO BLK ML-G10+ 405W | HANWHA |  | 0.405 | 4 | 220 | 9 |  | Fixed | Roof
NJADRE1555820344 | Administratively Determined Incentive Program | OAKLYN | 8107 | 14 | 6.48 | Residential | Behind the Meter | Yes | Net Metered Residential | SunnyMac LLC |  | PSE&G | Accepted | 2024-02-22 | 2024-03-11 | 2025-03-11 | Solar Panels | Q.PEAK DUO BLK ML-G10+ 405W | HANWHA |  | 0.405 | 5 | 310 | 21 |  | Fixed | Roof
NJADRE1555820344 | Administratively Determined Incentive Program | OAKLYN | 8107 | 14 | 6.48 | Residential | Behind the Meter | Yes | Net Metered Residential | SunnyMac LLC |  | PSE&G | Accepted | 2024-02-22 | 2024-03-11 | 2025-03-11 | Inverters | SE5000H-US | SOLAREDGE | 5000 |  | 1 |  |  | 0.1 |  | Outdoor | next to meter
NJADRE1555820348 | Administratively Determined Incentive Program | DOVER | 7801 | 3 | 8.4 | Residential | Behind the Meter | Yes | Net Metered Residential | Sunrun Installation Services, Inc. |  | JCP&L | Accepted | 2024-02-22 | 2024-03-08 | 2025-03-08 | Inverters | SolarEdge Technologies | SE6000H-USSN | 6000 |  | 1 |  |  | 0.99 |  | Outside | Next to meter
NJADRE1555820348 | Administratively Determined Incentive Program | DOVER | 7801 | 3 | 8.4 | Residential | Behind the Meter | Yes | Net Metered Residential | Sunrun Installation Services, Inc. |  | JCP&L | Accepted | 2024-02-22 | 2024-03-08 | 2025-03-08 | Solar Panels | Hanwha Q Cells | Q.PEAK DUO BLK ML-G10+/t 400 |  | 0.4 | 3 | 128 | 32 |  | Fixed | Roof
NJADRE1555820348 | Administratively Determined Incentive Program | DOVER | 7801 | 3 | 8.4 | Residential | Behind the Meter | Yes | Net Metered Residential | Sunrun Installation Services, Inc. |  | JCP&L | Accepted | 2024-02-22 | 2024-03-08 | 2025-03-08 | Solar Panels | Hanwha Q Cells | Q.PEAK DUO BLK ML-G10+/t 400 |  | 0.4 | 3 | 307 | 32 |  | Fixed | Roof
NJADRE1555820348 | Administratively Determined Incentive Program | DOVER | 7801 | 3 | 8.4 | Residential | Behind the Meter | Yes | Net Metered Residential | Sunrun Installation Services, Inc. |  | JCP&L | Accepted | 2024-02-22 | 2024-03-08 | 2025-03-08 | Solar Panels | Hanwha Q Cells | Q.PEAK DUO BLK ML-G10+/t 400 |  | 0.4 | 3 | 217 | 32 |  | Fixed | Roof
NJADRE1555820348 | Administratively Determined Incentive Program | DOVER | 7801 | 3 | 8.4 | Residential | Behind the Meter | Yes | Net Metered Residential | Sunrun Installation Services, Inc. |  | JCP&L | Accepted | 2024-02-22 | 2024-03-08 | 2025-03-08 | Solar Panels | Hanwha Q Cells | Q.PEAK DUO BLK ML-G10+/t 400 |  | 0.4 | 2 | 38 | 32 |  | Fixed | Roof
NJADRE1555820348 | Administratively Determined Incentive Program | DOVER | 7801 | 3 | 8.4 | Residential | Behind the Meter | Yes | Net Metered Residential | Sunrun Installation Services, Inc. |  | JCP&L | Accepted | 2024-02-22 | 2024-03-08 | 2025-03-08 | Solar Panels | Hanwha Q Cells | Q.PEAK DUO BLK ML-G10+/t 400 |  | 0.4 | 10 | 36 | 32 |  | Fixed | Roof
NJADRE1555820348 | Administratively Determined Incentive Program | DOVER | 7801 | 3 | 8.4 | Residential | Behind the Meter | Yes | Net Metered Residential | Sunrun Installation Services, Inc. |  | JCP&L | Accepted | 2024-02-22 | 2024-03-08 | 2025-03-08 | Electric Storage Battery | Tesla | Powerwall |  |  | 1 |  |  |  | Lithium Ion |  | OUTSIDE?
NJADRE1555820349 | Administratively Determined Incentive Program | TURNERSVILLE | 8012 | 14 | 7.29 | Residential | Behind the Meter | Yes | Net Metered Residential | SunnyMac LLC |  | AC Electric | Accepted | 2024-02-22 | 2024-03-11 | 2025-03-11 | Solar Panels | Q.PEAK DUO BLK ML-G10+ 405W | HANWHA |  | 0.405 | 12 | 290 | 36 |  | Fixed | Roof
NJADRE1555820349 | Administratively Determined Incentive Program | TURNERSVILLE | 8012 | 14 | 7.29 | Residential | Behind the Meter | Yes | Net Metered Residential | SunnyMac LLC |  | AC Electric | Accepted | 2024-02-22 | 2024-03-11 | 2025-03-11 | Solar Panels | Q.PEAK DUO BLK ML-G10+ 405W | HANWHA |  | 0.405 | 4 | 290 | 32 |  | Fixed | Roof
NJADRE1555820349 | Administratively Determined Incentive Program | TURNERSVILLE | 8012 | 14 | 7.29 | Residential | Behind the Meter | Yes | Net Metered Residential | SunnyMac LLC |  | AC Electric | Accepted | 2024-02-22 | 2024-03-11 | 2025-03-11 | Solar Panels | Q.PEAK DUO BLK ML-G10+ 405W | HANWHA |  | 0.405 | 2 | 110 | 25 |  | Fixed | Roof
NJADRE1555820349 | Administratively Determined Incentive Program | TURNERSVILLE | 8012 | 14 | 7.29 | Residential | Behind the Meter | Yes | Net Metered Residential | SunnyMac LLC |  | AC Electric | Accepted | 2024-02-22 | 2024-03-11 | 2025-03-11 | Inverters | SE5000H-US | SOLAREDGE | 5000 |  | 1 |  |  | 0.1 |  | Outdoor | next to meter
NJADRE1555820350 | Administratively Determined Incentive Program | SOUTH BOUND BROOK | 8880 | 5 | 6.8 | Residential | Behind the Meter | Yes | Net Metered Residential | Sunrun Installation Services, Inc. |  | PSE&G | Accepted | 2024-02-22 | 2024-03-08 | 2025-03-08 | Inverters | SolarEdge Technologies | SE6000H-USSN | 6000 |  | 1 |  |  | 0.99 |  | Outdoor | Next to meter
NJADRE1555820350 | Administratively Determined Incentive Program | SOUTH BOUND BROOK | 8880 | 5 | 6.8 | Residential | Behind the Meter | Yes | Net Metered Residential | Sunrun Installation Services, Inc. |  | PSE&G | Accepted | 2024-02-22 | 2024-03-08 | 2025-03-08 | Solar Panels | Hanwha Q Cells | Q.PEAK DUO BLK ML-G10+/T 400 |  | 0.4 | 4 | 9 | 22 |  | Fixed | Roof
NJADRE1555820350 | Administratively Determined Incentive Program | SOUTH BOUND BROOK | 8880 | 5 | 6.8 | Residential | Behind the Meter | Yes | Net Metered Residential | Sunrun Installation Services, Inc. |  | PSE&G | Accepted | 2024-02-22 | 2024-03-08 | 2025-03-08 | Solar Panels | Hanwha Q Cells | Q.PEAK DUO BLK ML-G10+/T 400 |  | 0.4 | 13 | 189 | 23 |  | Fixed | Roof
NJADRE1555820358 | Administratively Determined Incentive Program | SEWELL | 8080 | 15 | 13.37 | Residential | Behind the Meter | Yes | Net Metered Residential | SunnyMac LLC |  | AC Electric | Accepted | 2024-02-22 | 2024-03-11 | 2025-03-11 | Solar Panels | Q.PEAK DUO BLK ML-G10+ 405W | HANWHA |  | 0.405 | 10 | 133 | 27 |  | Fixed | Roof
NJADRE1555820358 | Administratively Determined Incentive Program | SEWELL | 8080 | 15 | 13.37 | Residential | Behind the Meter | Yes | Net Metered Residential | SunnyMac LLC |  | AC Electric | Accepted | 2024-02-22 | 2024-03-11 | 2025-03-11 | Solar Panels | Q.PEAK DUO BLK ML-G10+ 405W | HANWHA |  | 0.405 | 13 | 313 | 27 |  | Fixed | Roof
NJADRE1555820358 | Administratively Determined Incentive Program | SEWELL | 8080 | 15 | 13.37 | Residential | Behind the Meter | Yes | Net Metered Residential | SunnyMac LLC |  | AC Electric | Accepted | 2024-02-22 | 2024-03-11 | 2025-03-11 | Solar Panels | Q.PEAK DUO BLK ML-G10+ 405W | HANWHA |  | 0.405 | 6 | 43 | 27 |  | Fixed | Roof
NJADRE1555820358 | Administratively Determined Incentive Program | SEWELL | 8080 | 15 | 13.37 | Residential | Behind the Meter | Yes | Net Metered Residential | SunnyMac LLC |  | AC Electric | Accepted | 2024-02-22 | 2024-03-11 | 2025-03-11 | Solar Panels | Q.PEAK DUO BLK ML-G10+ 405W | HANWHA |  | 0.405 | 4 | 313 | 27 |  | Fixed | Roof
NJADRE1555820358 | Administratively Determined Incentive Program | SEWELL | 8080 | 15 | 13.37 | Residential | Behind the Meter | Yes | Net Metered Residential | SunnyMac LLC |  | AC Electric | Accepted | 2024-02-22 | 2024-03-11 | 2025-03-11 | Inverters | SE10000H-US | SOLAREDGE | 10000 |  | 1 |  |  | 0.1 |  | Outdoor | next to meter
NJADRE1555820400 | Administratively Determined Incentive Program | GALLOWAY | 8205 | 19 | 14.8 | Residential | Behind the Meter | Yes | Net Metered Residential | Power Energy Solutions |  | AC Electric | Accepted | 2024-02-22 | 2024-03-08 | 2025-03-08 | Inverters | SolarEdge | SE10000H-US | 10 |  | 1 |  |  | 0.97 |  | Outdoor
NJADRE1555820400 | Administratively Determined Incentive Program | GALLOWAY | 8205 | 19 | 14.8 | Residential | Behind the Meter | Yes | Net Metered Residential | Power Energy Solutions |  | AC Electric | Accepted | 2024-02-22 | 2024-03-08 | 2025-03-08 | Solar Panels | Canadian Solar | CS6R-400MS-HL HIKU6 BLACK MONO |  | 0.4 | 37 | 158 | 34 |  | Fixed | Roof
NJADRE1555820402 | Administratively Determined Incentive Program | SOUTH PLAINFIELD | 7080 | 11 | 7.14 | Residential | Behind the Meter | No | Net Metered Residential | EMT RENEWABLES LLC |  | PSE&G | Accepted | 2024-02-22 | 2024-03-08 | 2025-03-08 | Inverters | ENPHASE | IQ7X | 315 |  | 17 |  |  | 0.98 |  | Other | UNDER EACH PANEL
NJADRE1555820402 | Administratively Determined Incentive Program | SOUTH PLAINFIELD | 7080 | 11 | 7.14 | Residential | Behind the Meter | No | Net Metered Residential | EMT RENEWABLES LLC |  | PSE&G | Accepted | 2024-02-22 | 2024-03-08 | 2025-03-08 | Solar Panels | REC ALPHA | REC 420AA |  | 0.42 | 6 | 158 | 23 |  | Fixed | Roof
NJADRE1555820402 | Administratively Determined Incentive Program | SOUTH PLAINFIELD | 7080 | 11 | 7.14 | Residential | Behind the Meter | No | Net Metered Residential | EMT RENEWABLES LLC |  | PSE&G | Accepted | 2024-02-22 | 2024-03-08 | 2025-03-08 | Solar Panels | REC ALPHA | REC 420AA |  | 0.42 | 5 | 248 | 23 |  | Fixed | Roof
NJADRE1555820402 | Administratively Determined Incentive Program | SOUTH PLAINFIELD | 7080 | 11 | 7.14 | Residential | Behind the Meter | No | Net Metered Residential | EMT RENEWABLES LLC |  | PSE&G | Accepted | 2024-02-22 | 2024-03-08 | 2025-03-08 | Solar Panels | REC ALPHA | REC 420AA |  | 0.42 | 3 | 68 | 23 |  | Fixed | Roof
NJADRE1555820402 | Administratively Determined Incentive Program | SOUTH PLAINFIELD | 7080 | 11 | 7.14 | Residential | Behind the Meter | No | Net Metered Residential | EMT RENEWABLES LLC |  | PSE&G | Accepted | 2024-02-22 | 2024-03-08 | 2025-03-08 | Solar Panels | REC ALPHA | REC 420AA |  | 0.42 | 3 | 338 | 23 |  | Fixed | Roof
NJADRE1555820413 | Administratively Determined Incentive Program | WILLIAMSTOWN | 8094 | 15 | 3.2 | Residential | Behind the Meter | Yes | Net Metered Residential | Sunrun Installation Services, Inc. |  | AC Electric | Accepted | 2024-02-22 | 2024-03-08 | 2025-03-08 | Inverters | DELTA ELECTRONICS | E4-TL-US | 4000 |  | 1 |  |  | 0.975 |  | Outdoor | Next to meter
NJADRE1555820413 | Administratively Determined Incentive Program | WILLIAMSTOWN | 8094 | 15 | 3.2 | Residential | Behind the Meter | Yes | Net Metered Residential | Sunrun Installation Services, Inc. |  | AC Electric | Accepted | 2024-02-22 | 2024-03-08 | 2025-03-08 | Solar Panels | Hanwha Q Cells | Q.PEAK DUO BLK ML-G10+/T 400 |  | 0.4 | 8 | 144 | 12 |  | Fixed | Roof
NJADRE1555820427 | Administratively Determined Incentive Program | MOUNT LAUREL | 8054 | 13 | 3.24 | Residential | Behind the Meter | Yes | Net Metered Residential | Sunny Mac LLC |  | PSE&G | Accepted | 2024-02-22 | 2024-03-13 | 2025-03-13 | Solar Panels | Q.PEAK DUO BLK ML-G10+ 405W | HANWHA |  | 0.405 | 8 | 182 | 28 |  | Fixed | Roof
NJADRE1555820427 | Administratively Determined Incentive Program | MOUNT LAUREL | 8054 | 13 | 3.24 | Residential | Behind the Meter | Yes | Net Metered Residential | Sunny Mac LLC |  | PSE&G | Accepted | 2024-02-22 | 2024-03-13 | 2025-03-13 | Inverters | SE3800H-US | SOLAREDGE | 3800 |  | 1 |  |  | 0.1 |  | Outdoor | next to meter
NJADRE1555820430 | Administratively Determined Incentive Program | HOPATCONG | 7843 | 1 | 5.6 | Residential | Behind the Meter | Yes | Net Metered Residential | Posigen Developer. LLC |  | JCP&L | Accepted | 2024-02-22 | 2024-03-11 | 2025-03-11 | Inverters | SolarEdge | SE6000H-US | 6000 |  | 1 |  |  | 0.99 |  | Outdoor | within ten feet of meter
NJADRE1555820430 | Administratively Determined Incentive Program | HOPATCONG | 7843 | 1 | 5.6 | Residential | Behind the Meter | Yes | Net Metered Residential | Posigen Developer. LLC |  | JCP&L | Accepted | 2024-02-22 | 2024-03-11 | 2025-03-11 | Solar Panels | Silfab | SIL-400 HC+ |  | 0.4 | 12 | 151 | 23 |  | Fixed | Roof
NJADRE1555820430 | Administratively Determined Incentive Program | HOPATCONG | 7843 | 1 | 5.6 | Residential | Behind the Meter | Yes | Net Metered Residential | Posigen Developer. LLC |  | JCP&L | Accepted | 2024-02-22 | 2024-03-11 | 2025-03-11 | Solar Panels | Silfab | SIL-400 HC+ |  | 0.4 | 2 | 61 | 23 |  | Fixed | Roof
NJADRE1555820438 | Administratively Determined Incentive Program | COLUMBUS | 8022 | 13 | 12.15 | Residential | Behind the Meter | Yes | Net Metered Residential | Trinity Solar |  | PSE&G | Accepted | 2024-02-22 | 2024-03-08 | 2025-03-08 | Inverters | Solar Edge | SE10000H-US | 10 |  | 1 |  |  | 0.97 |  | Outdoor
NJADRE1555820438 | Administratively Determined Incentive Program | COLUMBUS | 8022 | 13 | 12.15 | Residential | Behind the Meter | Yes | Net Metered Residential | Trinity Solar |  | PSE&G | Accepted | 2024-02-22 | 2024-03-08 | 2025-03-08 | Solar Panels | Hanwha | Q.PEAK DUO BLK ML-G10+ 405 |  | 0.405 | 9 | 137 | 34 |  | Fixed | Roof
NJADRE1555820438 | Administratively Determined Incentive Program | COLUMBUS | 8022 | 13 | 12.15 | Residential | Behind the Meter | Yes | Net Metered Residential | Trinity Solar |  | PSE&G | Accepted | 2024-02-22 | 2024-03-08 | 2025-03-08 | Solar Panels | Hanwha | Q.PEAK DUO BLK ML-G10+ 405 |  | 0.405 | 5 | 137 | 34 |  | Fixed | Roof
NJADRE1555820438 | Administratively Determined Incentive Program | COLUMBUS | 8022 | 13 | 12.15 | Residential | Behind the Meter | Yes | Net Metered Residential | Trinity Solar |  | PSE&G | Accepted | 2024-02-22 | 2024-03-08 | 2025-03-08 | Solar Panels | Solar Edge | Q.PEAK DUO BLK ML-G10+ 405 |  | 0.405 | 6 | 224 | 45 |  | Fixed | Roof
NJADRE1555820438 | Administratively Determined Incentive Program | COLUMBUS | 8022 | 13 | 12.15 | Residential | Behind the Meter | Yes | Net Metered Residential | Trinity Solar |  | PSE&G | Accepted | 2024-02-22 | 2024-03-08 | 2025-03-08 | Solar Panels | Hanwha | Q.PEAK DUO BLK ML-G10+ 405 |  | 0.405 | 6 | 227 | 34 |  | Fixed | Roof
NJADRE1555820438 | Administratively Determined Incentive Program | COLUMBUS | 8022 | 13 | 12.15 | Residential | Behind the Meter | Yes | Net Metered Residential | Trinity Solar |  | PSE&G | Accepted | 2024-02-22 | 2024-03-08 | 2025-03-08 | Solar Panels | Hanwha | Q.PEAK DUO BLK ML-G10+ 405 |  | 0.405 | 2 | 224 | 45 |  | Fixed | Roof
NJADRE1555820438 | Administratively Determined Incentive Program | COLUMBUS | 8022 | 13 | 12.15 | Residential | Behind the Meter | Yes | Net Metered Residential | Trinity Solar |  | PSE&G | Accepted | 2024-02-22 | 2024-03-08 | 2025-03-08 | Solar Panels | Hanwha | Q.PEAK DUO BLK ML-G10+ 405 |  | 0.405 | 2 | 137 | 34 |  | Fixed | Roof
NJADRE1555820473 | Administratively Determined Incentive Program | SWEDESBORO | 8085 | 15 | 7.7 | Residential | Behind the Meter | Yes | Net Metered Residential | Trinity Solar |  | AC Electric | Accepted | 2024-02-22 | 2024-03-08 | 2025-03-08 | Inverters | Solar Edge | SE6000H-US | 6000 |  | 1 |  |  | 0.97 |  | Outdoor
NJADRE1555820473 | Administratively Determined Incentive Program | SWEDESBORO | 8085 | 15 | 7.7 | Residential | Behind the Meter | Yes | Net Metered Residential | Trinity Solar |  | AC Electric | Accepted | 2024-02-22 | 2024-03-08 | 2025-03-08 | Solar Panels | HANWHA | (Q.PEAK DUO BLK ML-G10+ 405) |  | 0.405 | 11 | 241 | 27 |  | Fixed | Roof
NJADRE1555820473 | Administratively Determined Incentive Program | SWEDESBORO | 8085 | 15 | 7.7 | Residential | Behind the Meter | Yes | Net Metered Residential | Trinity Solar |  | AC Electric | Accepted | 2024-02-22 | 2024-03-08 | 2025-03-08 | Solar Panels | HANWHA | (Q.PEAK DUO BLK ML-G10+ 405) |  | 0.405 | 6 | 241 | 27 |  | Fixed | Roof
NJADRE1555820473 | Administratively Determined Incentive Program | SWEDESBORO | 8085 | 15 | 7.7 | Residential | Behind the Meter | Yes | Net Metered Residential | Trinity Solar |  | AC Electric | Accepted | 2024-02-22 | 2024-03-08 | 2025-03-08 | Solar Panels | HANWHA | (Q.PEAK DUO BLK ML-G10+ 405) |  | 0.405 | 2 | 241 | 27 |  | Fixed | Roof
NJADRE1555820476 | Administratively Determined Incentive Program | BELLEVILLE | 7109 | 9 | 4.4 | Residential | Behind the Meter | Yes | Net Metered Residential | Sunrun Installation Services, Inc. |  | PSE&G | Accepted | 2024-02-22 | 2024-03-11 | 2025-03-11 | Inverters | SolarEdge Technologies | SE3800H-USMN | 3800 |  | 1 |  |  | 0.99 |  | Outdoor | Next to meter
NJADRE1555820476 | Administratively Determined Incentive Program | BELLEVILLE | 7109 | 9 | 4.4 | Residential | Behind the Meter | Yes | Net Metered Residential | Sunrun Installation Services, Inc. |  | PSE&G | Accepted | 2024-02-22 | 2024-03-11 | 2025-03-11 | Solar Panels | Hanwha Q Cells | Q.PEAK DUO BLK ML-G10+/T 400 |  | 0.4 | 2 | 294 | 21 |  | Fixed | Roof
NJADRE1555820476 | Administratively Determined Incentive Program | BELLEVILLE | 7109 | 9 | 4.4 | Residential | Behind the Meter | Yes | Net Metered Residential | Sunrun Installation Services, Inc. |  | PSE&G | Accepted | 2024-02-22 | 2024-03-11 | 2025-03-11 | Solar Panels | Hanwha Q Cells | Q.PEAK DUO BLK ML-G10+/T 400 |  | 0.4 | 9 | 114 | 21 |  | Fixed | Roof
NJADRE1555820493 | Administratively Determined Incentive Program | ELIZABETH | 7208 | 10 | 8 | Residential | Behind the Meter | Yes | Net Metered Residential | Posigen Developer. LLC |  | PSE&G | Accepted | 2024-02-22 | 2024-03-14 | 2025-03-14 | Inverters | SolarEdge | SE6000H-US | 6000 |  | 1 |  |  | 0.99 |  | Outdoor | within ten feet of meter
NJADRE1555820493 | Administratively Determined Incentive Program | ELIZABETH | 7208 | 10 | 8 | Residential | Behind the Meter | Yes | Net Metered Residential | Posigen Developer. LLC |  | PSE&G | Accepted | 2024-02-22 | 2024-03-14 | 2025-03-14 | Solar Panels | Silfab | SIL-400 HC+ |  | 0.4 | 11 | 260 | 18 |  | Fixed | Roof
NJADRE1555820493 | Administratively Determined Incentive Program | ELIZABETH | 7208 | 10 | 8 | Residential | Behind the Meter | Yes | Net Metered Residential | Posigen Developer. LLC |  | PSE&G | Accepted | 2024-02-22 | 2024-03-14 | 2025-03-14 | Solar Panels | Silfab | SIL-400 HC+ |  | 0.4 | 9 | 80 | 18 |  | Fixed | Roof
NJADRE1555820531 | Administratively Determined Incentive Program | BOUND BROOK | 8805 | 5 | 5.27 | Residential | Behind the Meter | Yes | Net Metered Residential | Sunny Mac LLC |  | PSE&G | Accepted | 2024-02-22 | 2024-03-11 | 2025-03-11 | Solar Panels | Q.PEAK DUO BLK ML-G10+ 405W | HANWHA |  | 0.405 | 13 | 267 | 24 |  | Fixed | Roof
NJADRE1555820531 | Administratively Determined Incentive Program | BOUND BROOK | 8805 | 5 | 5.27 | Residential | Behind the Meter | Yes | Net Metered Residential | Sunny Mac LLC |  | PSE&G | Accepted | 2024-02-22 | 2024-03-11 | 2025-03-11 | Inverters | SE3800H-US | SOLAREDGE | 3800 |  | 1 |  |  | 0.1 |  | Outdoor | next to meter
NJADRE1555820534 | Administratively Determined Incentive Program | WHITING | 8759 | 18 | 10.3 | Residential | Behind the Meter | No | Net Metered Residential | Solar Energy World |  | JCP&L | Accepted | 2024-02-22 | 2024-03-11 | 2025-03-11 | Solar Panels | Longi | LR4-60-HPB-355M |  | 0.355 | 16 | 283 | 15 |  | Fixed | Roof
NJADRE1555820534 | Administratively Determined Incentive Program | WHITING | 8759 | 18 | 10.3 | Residential | Behind the Meter | No | Net Metered Residential | Solar Energy World |  | JCP&L | Accepted | 2024-02-22 | 2024-03-11 | 2025-03-11 | Solar Panels | Longi | LR4-60-HPB-355M |  | 0.355 | 13 | 103 | 15 |  | Fixed | Roof
NJADRE1555820534 | Administratively Determined Incentive Program | WHITING | 8759 | 18 | 10.3 | Residential | Behind the Meter | No | Net Metered Residential | Solar Energy World |  | JCP&L | Accepted | 2024-02-22 | 2024-03-11 | 2025-03-11 | Inverters | Enphase | IQ8-60-2-US | 290 |  | 29 |  |  | 0 |  | Outdoor
NJADRE1555820545 | Administratively Determined Incentive Program | TRENTON | 8638 | 12 | 5.53 | Residential | Behind the Meter | Yes | Net Metered Residential | Big Solar Energy, LLC |  | PSE&G | Accepted | 2024-02-22 | 2024-03-11 | 2025-03-11 | Inverters | SolarEdge | SE5000H-US | 5000 |  | 1 |  |  | 0.992 |  | Outdoor
NJADRE1555820545 | Administratively Determined Incentive Program | TRENTON | 8638 | 12 | 5.53 | Residential | Behind the Meter | Yes | Net Metered Residential | Big Solar Energy, LLC |  | PSE&G | Accepted | 2024-02-22 | 2024-03-11 | 2025-03-11 | Solar Panels | JA Solar | JAM72S09-395 |  | 0.395 | 14 | 55 | 6 |  | Fixed | Roof
NJADRE1555820547 | Administratively Determined Incentive Program | WHITING | 8759 | 18 | 8.69 | Residential | Behind the Meter | Yes | Net Metered Residential | Big Wave Roofing and Solar LLC |  | JCP&L | Accepted | 2024-02-22 | 2024-03-11 | 2025-03-11 | Inverters | Enphase Energy Inc | IQ7PLUS-72-2-US | 290 |  | 22 |  |  | 0.98 |  | Outside
NJADRE1555820547 | Administratively Determined Incentive Program | WHITING | 8759 | 18 | 8.69 | Residential | Behind the Meter | Yes | Net Metered Residential | Big Wave Roofing and Solar LLC |  | JCP&L | Accepted | 2024-02-22 | 2024-03-11 | 2025-03-11 | Solar Panels | Canadian Solar | CS6R-395MS-HL |  | 0.395 | 18 | 192 | 26 |  | Fixed | Roof
NJADRE1555820547 | Administratively Determined Incentive Program | WHITING | 8759 | 18 | 8.69 | Residential | Behind the Meter | Yes | Net Metered Residential | Big Wave Roofing and Solar LLC |  | JCP&L | Accepted | 2024-02-22 | 2024-03-11 | 2025-03-11 | Solar Panels | Canadian Solar | CS6R-395MS-HL |  | 0.395 | 4 | 192 | 26 |  | Fixed | Roof
NJADRE1555820550 | Administratively Determined Incentive Program | JACKSON | 8527 | 18 | 13.53 | Residential | Behind the Meter | No | Net Metered Residential | Powerlutions |  | JCP&L | Accepted | 2024-02-22 | 2024-03-11 | 2025-03-11 | Solar Panels | SEG | SEG-410-BMD-HV |  | 0.41 | 21 | 156 | 28 |  | Fixed | Roof
NJADRE1555820550 | Administratively Determined Incentive Program | JACKSON | 8527 | 18 | 13.53 | Residential | Behind the Meter | No | Net Metered Residential | Powerlutions |  | JCP&L | Accepted | 2024-02-22 | 2024-03-11 | 2025-03-11 | Solar Panels | SEG | SEG-410-BMD-HV |  | 0.41 | 5 | 246 | 36 |  | Fixed | Roof
NJADRE1555820550 | Administratively Determined Incentive Program | JACKSON | 8527 | 18 | 13.53 | Residential | Behind the Meter | No | Net Metered Residential | Powerlutions |  | JCP&L | Accepted | 2024-02-22 | 2024-03-11 | 2025-03-11 | Solar Panels | SEG | SEG-410-BMD-HV |  | 0.41 | 7 | 246 | 39 |  | Fixed | Roof
NJADRE1555820550 | Administratively Determined Incentive Program | JACKSON | 8527 | 18 | 13.53 | Residential | Behind the Meter | No | Net Metered Residential | Powerlutions |  | JCP&L | Accepted | 2024-02-22 | 2024-03-11 | 2025-03-11 | Inverters | Enphase | IQ7PLUS-72-2-US | 290 |  | 33 |  |  | 0.98 |  | Outdoor
NJADRE1555820554 | Administratively Determined Incentive Program | CARTERET | 7008 | 11 | 6 | Residential | Behind the Meter | Yes | Net Metered Residential | Sunrun Installation Services, Inc. |  | PSE&G | Accepted | 2024-02-22 | 2024-03-11 | 2025-03-11 | Inverters | SolarEdge Technologies | SE7600H-USSN | 7600 |  | 1 |  |  | 0.99 |  | Outdoor | Next to meter
NJADRE1555820554 | Administratively Determined Incentive Program | CARTERET | 7008 | 11 | 6 | Residential | Behind the Meter | Yes | Net Metered Residential | Sunrun Installation Services, Inc. |  | PSE&G | Accepted | 2024-02-22 | 2024-03-11 | 2025-03-11 | Solar Panels | Hanwha Q Cells | Q.PEAK DUO BLK ML-G10+/T 400 |  | 0.4 | 7 | 295 | 13 |  | Fixed | Roof
NJADRE1555820554 | Administratively Determined Incentive Program | CARTERET | 7008 | 11 | 6 | Residential | Behind the Meter | Yes | Net Metered Residential | Sunrun Installation Services, Inc. |  | PSE&G | Accepted | 2024-02-22 | 2024-03-11 | 2025-03-11 | Solar Panels | Hanwha Q Cells | Q.PEAK DUO BLK ML-G10+/T 400 |  | 0.4 | 8 | 115 | 13 |  | Fixed | Roof
NJADRE1555820556 | Administratively Determined Incentive Program | WOODBINE | 8270 | 21 | 4.86 | Residential | Behind the Meter | Yes | Net Metered Residential | Trinity Solar |  | AC Electric | Accepted | 2024-02-22 | 2024-03-11 | 2025-03-11 | Inverters | Solar Edge | SE3800H-US | 3800 |  | 1 |  |  | 0.97 |  | Outdoor
NJADRE1555820556 | Administratively Determined Incentive Program | WOODBINE | 8270 | 21 | 4.86 | Residential | Behind the Meter | Yes | Net Metered Residential | Trinity Solar |  | AC Electric | Accepted | 2024-02-22 | 2024-03-11 | 2025-03-11 | Solar Panels | HANWHA | (Q.PEAK DUO BLK ML-G10+ 405) |  | 0.405 | 12 | 126 | 42 |  | Fixed | Roof
NJADRE1555820574 | Administratively Determined Incentive Program | MANAHAWKIN | 8050 | 18 | 13.43 | Residential | Behind the Meter | Yes | Net Metered Residential | Big Wave Roofing and Solar LLC |  | AC Electric | Accepted | 2024-02-22 | 2024-03-11 | 2025-03-11 | Inverters | Enphase Energy Inc | IQ7PLUS-72-2-US | 290 |  | 34 |  |  | 0.98 |  | Outside
NJADRE1555820574 | Administratively Determined Incentive Program | MANAHAWKIN | 8050 | 18 | 13.43 | Residential | Behind the Meter | Yes | Net Metered Residential | Big Wave Roofing and Solar LLC |  | AC Electric | Accepted | 2024-02-22 | 2024-03-11 | 2025-03-11 | Solar Panels | Canadian Solar | CS6R-395MS-HL |  | 0.395 | 10 | 228 | 30 |  | Fixed | Roof
NJADRE1555820574 | Administratively Determined Incentive Program | MANAHAWKIN | 8050 | 18 | 13.43 | Residential | Behind the Meter | Yes | Net Metered Residential | Big Wave Roofing and Solar LLC |  | AC Electric | Accepted | 2024-02-22 | 2024-03-11 | 2025-03-11 | Solar Panels | Canadian Solar | CS6R-395MS-HL |  | 0.395 | 13 | 48 | 30 |  | Fixed | Roof
NJADRE1555820574 | Administratively Determined Incentive Program | MANAHAWKIN | 8050 | 18 | 13.43 | Residential | Behind the Meter | Yes | Net Metered Residential | Big Wave Roofing and Solar LLC |  | AC Electric | Accepted | 2024-02-22 | 2024-03-11 | 2025-03-11 | Solar Panels | Canadian Solar | CS6R-395MS-HL |  | 0.395 | 4 | 318 | 37 |  | Fixed | Roof
NJADRE1555820574 | Administratively Determined Incentive Program | MANAHAWKIN | 8050 | 18 | 13.43 | Residential | Behind the Meter | Yes | Net Metered Residential | Big Wave Roofing and Solar LLC |  | AC Electric | Accepted | 2024-02-22 | 2024-03-11 | 2025-03-11 | Solar Panels | Canadian Solar | CS6R-395MS-HL |  | 0.395 | 7 | 138 | 37 |  | Fixed | Roof
NJADRE1555820579 | Administratively Determined Incentive Program | PERTH AMBOY | 8861 | 11 | 6.4 | Residential | Behind the Meter | Yes | Net Metered Residential | Posigen Developer, LLC |  | PSE&G | Accepted | 2024-02-22 | 2024-03-14 | 2025-03-14 | Inverters | SolarEdge | SE6000H-US | 6000 |  | 1 |  |  | 0.99 |  | Outdoor | within ten feet of meter
NJADRE1555820579 | Administratively Determined Incentive Program | PERTH AMBOY | 8861 | 11 | 6.4 | Residential | Behind the Meter | Yes | Net Metered Residential | Posigen Developer, LLC |  | PSE&G | Accepted | 2024-02-22 | 2024-03-14 | 2025-03-14 | Solar Panels | Silfab | SIL-400 HC+ |  | 0.4 | 6 | 15 | 40 |  | Fixed | Roof
NJADRE1555820579 | Administratively Determined Incentive Program | PERTH AMBOY | 8861 | 11 | 6.4 | Residential | Behind the Meter | Yes | Net Metered Residential | Posigen Developer, LLC |  | PSE&G | Accepted | 2024-02-22 | 2024-03-14 | 2025-03-14 | Solar Panels | Silfab | SIL-400 HC+ |  | 0.4 | 10 | 195 | 40 |  | Fixed | Roof
NJADRE1555820593 | Administratively Determined Incentive Program | PLEASANTVILLE | 8232 | 19 | 5.14 | Residential | Behind the Meter | Yes | Net Metered Residential | Big Solar Energy, LLC |  | AC Electric | Accepted | 2024-02-22 | 2024-03-11 | 2025-03-11 | Inverters | SolarEdge | SE3800H-US | 3800 |  | 1 |  |  | 0.992 |  | Outdoor
NJADRE1555820593 | Administratively Determined Incentive Program | PLEASANTVILLE | 8232 | 19 | 5.14 | Residential | Behind the Meter | Yes | Net Metered Residential | Big Solar Energy, LLC |  | AC Electric | Accepted | 2024-02-22 | 2024-03-11 | 2025-03-11 | Solar Panels | JA Solar | JAM54S31-395/MR |  | 0.395 | 13 | 295 | 35 |  | Fixed | Roof
NJADRE1555820615 | Administratively Determined Incentive Program | South Brunswick Township | 8512 | 11 | 10.53 | Residential | Behind the Meter | No | Net Metered Residential | Tesla Energy Operations Inc |  | PSE&G | Accepted | 2024-02-22 | 2024-02-26 | 2025-02-26 | Inverters | Tesla | 1538000-45-A | 7600 |  | 1 |  |  | 0.98 |  | Outside
NJADRE1555820615 | Administratively Determined Incentive Program | South Brunswick Township | 8512 | 11 | 10.53 | Residential | Behind the Meter | No | Net Metered Residential | Tesla Energy Operations Inc |  | PSE&G | Accepted | 2024-02-22 | 2024-02-26 | 2025-02-26 | Solar Panels | Hanwha | Q.PEAK DUO BLK ML-G10+/TS 405 |  | 0.405 | 14 | 67 | 18 |  | Fixed | Roof
NJADRE1555820615 | Administratively Determined Incentive Program | South Brunswick Township | 8512 | 11 | 10.53 | Residential | Behind the Meter | No | Net Metered Residential | Tesla Energy Operations Inc |  | PSE&G | Accepted | 2024-02-22 | 2024-02-26 | 2025-02-26 | Solar Panels | Hanwha | Q.PEAK DUO BLK ML-G10+/TS 405 |  | 0.405 | 12 | 247 | 43 |  | Fixed | Roof
NJADRE1555820620 | Administratively Determined Incentive Program | HILLSIDE | 7205 | 10 | 6.4 | Residential | Behind the Meter | Yes | Net Metered Residential | Posigen Developer. LLC |  | PSE&G | Accepted | 2024-02-22 | 2024-03-11 | 2025-03-11 | Inverters | SolarEdge | SE6000H-US | 6000 |  | 1 |  |  | 0.99 |  | Outdoor | within ten feet of meter
NJADRE1555820620 | Administratively Determined Incentive Program | HILLSIDE | 7205 | 10 | 6.4 | Residential | Behind the Meter | Yes | Net Metered Residential | Posigen Developer. LLC |  | PSE&G | Accepted | 2024-02-22 | 2024-03-11 | 2025-03-11 | Solar Panels | Silfab | SIL-400 HC+ |  | 0.4 | 16 | 142 | 28 |  | Fixed | Roof
NJADRE1555820634 | Administratively Determined Incentive Program | JERSEY CITY | 7305 | 8 | 4.98 | Residential | Behind the Meter | Yes | Net Metered Residential | PosiGen Developer, LLC |  | PSE&G | Accepted | 2024-02-22 | 2024-03-11 | 2025-03-11 | Inverters | SOLAREDGE | SE3800H-US | 3800 |  | 1 |  |  | 0.99 |  | Outside | within ten feet of meter
NJADRE1555820634 | Administratively Determined Incentive Program | JERSEY CITY | 7305 | 8 | 4.98 | Residential | Behind the Meter | Yes | Net Metered Residential | PosiGen Developer, LLC |  | PSE&G | Accepted | 2024-02-22 | 2024-03-11 | 2025-03-11 | Solar Panels | CANADIAN SOLAR | CS3N-415MS |  | 0.415 | 12 | 147 | 23 |  | Fixed | Roof
NJADRE1555820663 | Administratively Determined Incentive Program | BAYONNE | 7002 | 8 | 6.4 | Residential | Behind the Meter | Yes | Net Metered Residential | Posigen Developer. LLC |  | PSE&G | Accepted | 2024-02-22 | 2024-03-11 | 2025-03-11 | Inverters | SolarEdge | SE6000H-US | 6000 |  | 1 |  |  | 0.99 |  | Outdoor | within ten feet of meter
NJADRE1555820663 | Administratively Determined Incentive Program | BAYONNE | 7002 | 8 | 6.4 | Residential | Behind the Meter | Yes | Net Metered Residential | Posigen Developer. LLC |  | PSE&G | Accepted | 2024-02-22 | 2024-03-11 | 2025-03-11 | Solar Panels | Silfab | SIL-400 HC+ |  | 0.4 | 11 | 212 | 35 |  | Fixed | Roof
NJADRE1555820663 | Administratively Determined Incentive Program | BAYONNE | 7002 | 8 | 6.4 | Residential | Behind the Meter | Yes | Net Metered Residential | Posigen Developer. LLC |  | PSE&G | Accepted | 2024-02-22 | 2024-03-11 | 2025-03-11 | Solar Panels | Silfab | SIL-400 HC+ |  | 0.4 | 5 | 122 | 23 |  | Fixed | Roof
NJADRE1555820665 | Administratively Determined Incentive Program | FRANKLINVILLE | 8322 | 15 | 12.96 | Residential | Behind the Meter | No | Net Metered Residential | Tesla Energy Operations Inc |  | AC Electric | Accepted | 2024-02-22 | 2024-03-11 | 2025-03-11 | Solar Panels | Hanwha | Q.PEAK DUO BLK ML-G10+/TS 405 |  | 0.405 | 14 | 242 | 26 |  | Fixed | Roof
NJADRE1555820665 | Administratively Determined Incentive Program | FRANKLINVILLE | 8322 | 15 | 12.96 | Residential | Behind the Meter | No | Net Metered Residential | Tesla Energy Operations Inc |  | AC Electric | Accepted | 2024-02-22 | 2024-03-11 | 2025-03-11 | Solar Panels | Hanwha | Q.PEAK DUO BLK ML-G10+/TS 405 |  | 0.405 | 9 | 62 | 27 |  | Fixed | Roof
NJADRE1555820665 | Administratively Determined Incentive Program | FRANKLINVILLE | 8322 | 15 | 12.96 | Residential | Behind the Meter | No | Net Metered Residential | Tesla Energy Operations Inc |  | AC Electric | Accepted | 2024-02-22 | 2024-03-11 | 2025-03-11 | Solar Panels | Hanwha | Q.PEAK DUO BLK ML-G10+/TS 405 |  | 0.405 | 4 | 242 | 27 |  | Fixed | Roof
NJADRE1555820665 | Administratively Determined Incentive Program | FRANKLINVILLE | 8322 | 15 | 12.96 | Residential | Behind the Meter | No | Net Metered Residential | Tesla Energy Operations Inc |  | AC Electric | Accepted | 2024-02-22 | 2024-03-11 | 2025-03-11 | Solar Panels | Hanwha | Q.PEAK DUO BLK ML-G10+/TS 405 |  | 0.405 | 5 | 62 | 27 |  | Fixed | Roof
NJADRE1555820665 | Administratively Determined Incentive Program | FRANKLINVILLE | 8322 | 15 | 12.96 | Residential | Behind the Meter | No | Net Metered Residential | Tesla Energy Operations Inc |  | AC Electric | Accepted | 2024-02-22 | 2024-03-11 | 2025-03-11 | Electric Storage Battery | Tesla | Powerwall 3 |  |  | 2 |  |  |  | Lithium Ion |  | Outside
NJADRE1555820665 | Administratively Determined Incentive Program | FRANKLINVILLE | 8322 | 15 | 12.96 | Residential | Behind the Meter | No | Net Metered Residential | Tesla Energy Operations Inc |  | AC Electric | Accepted | 2024-02-22 | 2024-03-11 | 2025-03-11 | Inverters | Tesla | 1707000-20-G | 11500 |  | 2 |  |  | 0.97 |  | Outside
NJADRE1555820677 | Administratively Determined Incentive Program | VINELAND | 8360 | 20 | 6.4 | Residential | Behind the Meter | Yes | Net Metered Residential | Big Solar Energy, LLC |  | Vineland Muni Electric | Accepted | 2024-02-22 | 2024-03-11 | 2025-03-11 | Inverters | SolarEdge | SE5000H-US | 5000 |  | 1 |  |  | 0.992 |  | Outdoor
NJADRE1555820677 | Administratively Determined Incentive Program | VINELAND | 8360 | 20 | 6.4 | Residential | Behind the Meter | Yes | Net Metered Residential | Big Solar Energy, LLC |  | Vineland Muni Electric | Accepted | 2024-02-22 | 2024-03-11 | 2025-03-11 | Solar Panels | Hanwha | Q.PEAK DUO BLK ML-G10 400 |  | 0.4 | 14 | 260 | 25 |  | Fixed | Roof
NJADRE1555820677 | Administratively Determined Incentive Program | VINELAND | 8360 | 20 | 6.4 | Residential | Behind the Meter | Yes | Net Metered Residential | Big Solar Energy, LLC |  | Vineland Muni Electric | Accepted | 2024-02-22 | 2024-03-11 | 2025-03-11 | Solar Panels | Hanwha | Q.PEAK DUO BLK ML-G10 400 |  | 0.4 | 2 | 80 | 25 |  | Fixed | Roof
NJADRE1555820683 | Administratively Determined Incentive Program | WHITING | 8759 | 18 | 15.27 | Residential | Behind the Meter | No | Net Metered Residential | Solar Energy World |  | JCP&L | Accepted | 2024-02-22 | 2024-03-11 | 2025-03-11 | Solar Panels | Longi | LR4-60-HPB-355M |  | 0.355 | 16 | 265 | 15 |  | Fixed | Roof
NJADRE1555820683 | Administratively Determined Incentive Program | WHITING | 8759 | 18 | 15.27 | Residential | Behind the Meter | No | Net Metered Residential | Solar Energy World |  | JCP&L | Accepted | 2024-02-22 | 2024-03-11 | 2025-03-11 | Solar Panels | Longi | LR4-60-HPB-355M |  | 0.355 | 7 | 265 | 15 |  | Fixed | Roof
NJADRE1555820683 | Administratively Determined Incentive Program | WHITING | 8759 | 18 | 15.27 | Residential | Behind the Meter | No | Net Metered Residential | Solar Energy World |  | JCP&L | Accepted | 2024-02-22 | 2024-03-11 | 2025-03-11 | Solar Panels | Longi | LR4-60-HPB-355M |  | 0.355 | 15 | 85 | 17 |  | Fixed | Roof
NJADRE1555820683 | Administratively Determined Incentive Program | WHITING | 8759 | 18 | 15.27 | Residential | Behind the Meter | No | Net Metered Residential | Solar Energy World |  | JCP&L | Accepted | 2024-02-22 | 2024-03-11 | 2025-03-11 | Solar Panels | Longi | LR4-60-HPB-355M |  | 0.355 | 5 | 85 | 17 |  | Fixed | Roof
NJADRE1555820683 | Administratively Determined Incentive Program | WHITING | 8759 | 18 | 15.27 | Residential | Behind the Meter | No | Net Metered Residential | Solar Energy World |  | JCP&L | Accepted | 2024-02-22 | 2024-03-11 | 2025-03-11 | Inverters | Enphase | IQ8-60-2-US | 290 |  | 43 |  |  | 0 |  | Outdoor
NJADRE1555820779 | Administratively Determined Incentive Program | TUCKERTON | 8087 | 18 | 8.09 | Residential | Behind the Meter | Yes | Net Metered Residential | Reliable Power and Solar |  | AC Electric | Accepted | 2024-02-22 | 2024-03-11 | 2025-03-11 | Inverters | Enphase | IQ8 plus | 290 |  | 21 |  |  | 0.97 |  | Outdoor
NJADRE1555820779 | Administratively Determined Incentive Program | TUCKERTON | 8087 | 18 | 8.09 | Residential | Behind the Meter | Yes | Net Metered Residential | Reliable Power and Solar |  | AC Electric | Accepted | 2024-02-22 | 2024-03-11 | 2025-03-11 | Solar Panels | JA solar | JAM72S09385 |  | 0.385 | 11 | 168 | 22 |  | Fixed | Roof
NJADRE1555820779 | Administratively Determined Incentive Program | TUCKERTON | 8087 | 18 | 8.09 | Residential | Behind the Meter | Yes | Net Metered Residential | Reliable Power and Solar |  | AC Electric | Accepted | 2024-02-22 | 2024-03-11 | 2025-03-11 | Solar Panels | JA solar | JAM72S09385 |  | 0.385 | 10 | 168 | 22 |  | Fixed | Roof
NJADRE1555822636 | Administratively Determined Incentive Program | PENNSVILLE | 8070 | 16 | 4.8 | Residential | Behind the Meter | Yes | Net Metered Residential | Posigen Developer. LLC |  | AC Electric | Accepted | 2024-02-22 | 2024-03-11 | 2025-03-11 | Inverters | SolarEdge | SE6000H-US | 6000 |  | 1 |  |  | 0.99 |  | Outdoor | within ten feet of meter
NJADRE1555822636 | Administratively Determined Incentive Program | PENNSVILLE | 8070 | 16 | 4.8 | Residential | Behind the Meter | Yes | Net Metered Residential | Posigen Developer. LLC |  | AC Electric | Accepted | 2024-02-22 | 2024-03-11 | 2025-03-11 | Solar Panels | Silfab | SIL-400 HC+ |  | 0.4 | 12 | 166 | 32 |  | Fixed | Roof
NJADRE1555823265 | Administratively Determined Incentive Program | CHERRY HILL | 8002 | 14 | 9.02 | Residential | Behind the Meter | Yes | Net Metered Residential | Pro Custom Solar dba Momentum Solar |  | PSE&G | Accepted | 2024-02-22 | 2024-03-11 | 2025-03-11 | Solar Panels | Q. PEAK DUO BLK ML-G10+410 | hawnha |  | 0.41 | 22 | 195 | 20 |  | Fixed | Roof
NJADRE1555823265 | Administratively Determined Incentive Program | CHERRY HILL | 8002 | 14 | 9.02 | Residential | Behind the Meter | Yes | Net Metered Residential | Pro Custom Solar dba Momentum Solar |  | PSE&G | Accepted | 2024-02-22 | 2024-03-11 | 2025-03-11 | Inverters | IQ8PLUS-72-2-US | Enphase | 290 |  | 22 |  |  | 0.97 |  | Outdoor
NJADRE1555823539 | Administratively Determined Incentive Program | MANCHESTER | 8759 | 18 | 14.76 | Residential | Behind the Meter | No | Net Metered Residential | Powerlutions |  | JCP&L | Accepted | 2024-02-22 | 2024-03-11 | 2025-03-11 | Solar Panels | SEG | SEG-410-BMD-HV |  | 0.41 | 12 | 123 | 34 |  | Fixed | Roof
NJADRE1555823539 | Administratively Determined Incentive Program | MANCHESTER | 8759 | 18 | 14.76 | Residential | Behind the Meter | No | Net Metered Residential | Powerlutions |  | JCP&L | Accepted | 2024-02-22 | 2024-03-11 | 2025-03-11 | Solar Panels | SEG | SEG-410-BMD-HV |  | 0.41 | 5 | 123 | 34 |  | Fixed | Roof
NJADRE1555823539 | Administratively Determined Incentive Program | MANCHESTER | 8759 | 18 | 14.76 | Residential | Behind the Meter | No | Net Metered Residential | Powerlutions |  | JCP&L | Accepted | 2024-02-22 | 2024-03-11 | 2025-03-11 | Solar Panels | SEG | SEG-410-BMD-HV |  | 0.41 | 4 | 123 | 34 |  | Fixed | Roof
NJADRE1555823539 | Administratively Determined Incentive Program | MANCHESTER | 8759 | 18 | 14.76 | Residential | Behind the Meter | No | Net Metered Residential | Powerlutions |  | JCP&L | Accepted | 2024-02-22 | 2024-03-11 | 2025-03-11 | Solar Panels | SEG | SEG-410-BMD-HV |  | 0.41 | 15 | 303 | 34 |  | Fixed | Roof
NJADRE1555823539 | Administratively Determined Incentive Program | MANCHESTER | 8759 | 18 | 14.76 | Residential | Behind the Meter | No | Net Metered Residential | Powerlutions |  | JCP&L | Accepted | 2024-02-22 | 2024-03-11 | 2025-03-11 | Inverters | Enphase | IQ7PLUS-72-2-US | 290 |  | 36 |  |  | 0.98 |  | Outdoor
NJADRE1555825759 | Administratively Determined Incentive Program | SOMERSET | 8873 | 5 | 11.89 | Residential | Behind the Meter | Yes | Net Metered Residential | Pro Custom Solar dba Momentum Solar |  | PSE&G | Accepted | 2024-02-22 | 2024-03-11 | 2025-03-11 | Solar Panels | Q. PEAK DUO BLK ML-G10+410 | hawnha |  | 0.41 | 8 | 163 | 33 |  | Fixed | Roof
NJADRE1555825759 | Administratively Determined Incentive Program | SOMERSET | 8873 | 5 | 11.89 | Residential | Behind the Meter | Yes | Net Metered Residential | Pro Custom Solar dba Momentum Solar |  | PSE&G | Accepted | 2024-02-22 | 2024-03-11 | 2025-03-11 | Solar Panels | Q. PEAK DUO BLK ML-G10+410 | hawnha |  | 0.41 | 5 | 163 | 33 |  | Fixed | Roof
NJADRE1555825759 | Administratively Determined Incentive Program | SOMERSET | 8873 | 5 | 11.89 | Residential | Behind the Meter | Yes | Net Metered Residential | Pro Custom Solar dba Momentum Solar |  | PSE&G | Accepted | 2024-02-22 | 2024-03-11 | 2025-03-11 | Solar Panels | Q. PEAK DUO BLK ML-G10+410 | hawnha |  | 0.41 | 5 | 253 | 38 |  | Fixed | Roof
NJADRE1555825759 | Administratively Determined Incentive Program | SOMERSET | 8873 | 5 | 11.89 | Residential | Behind the Meter | Yes | Net Metered Residential | Pro Custom Solar dba Momentum Solar |  | PSE&G | Accepted | 2024-02-22 | 2024-03-11 | 2025-03-11 | Solar Panels | Q. PEAK DUO BLK ML-G10+410 | hawnha |  | 0.41 | 8 | 343 | 33 |  | Fixed | Roof
NJADRE1555825759 | Administratively Determined Incentive Program | SOMERSET | 8873 | 5 | 11.89 | Residential | Behind the Meter | Yes | Net Metered Residential | Pro Custom Solar dba Momentum Solar |  | PSE&G | Accepted | 2024-02-22 | 2024-03-11 | 2025-03-11 | Solar Panels | Q. PEAK DUO BLK ML-G10+410 | hawnha |  | 0.41 | 3 | 73 | 39 |  | Fixed | Roof
NJADRE1555825759 | Administratively Determined Incentive Program | SOMERSET | 8873 | 5 | 11.89 | Residential | Behind the Meter | Yes | Net Metered Residential | Pro Custom Solar dba Momentum Solar |  | PSE&G | Accepted | 2024-02-22 | 2024-03-11 | 2025-03-11 | Inverters | IQ8PLUS-72-2-US | Enphase | 290 |  | 29 |  |  | 0.97 |  | Outdoor
NJADRE1555825766 | Administratively Determined Incentive Program | ABSECON | 8201 | 19 | 10 | Residential | Behind the Meter | Yes | Net Metered Residential | Sunrun Installation Services, Inc. |  | AC Electric | Accepted | 2024-02-22 | 2024-03-11 | 2025-03-11 | Inverters | SolarEdge Technologies | SE7600H-USSN | 7600 |  | 1 |  |  | 0.99 |  | Outside | Next to meter
NJADRE1555825766 | Administratively Determined Incentive Program | ABSECON | 8201 | 19 | 10 | Residential | Behind the Meter | Yes | Net Metered Residential | Sunrun Installation Services, Inc. |  | AC Electric | Accepted | 2024-02-22 | 2024-03-11 | 2025-03-11 | Solar Panels | Hanwha Q Cells | Q.PEAK DUO BLK ML-G10+/t 400 |  | 0.4 | 20 | 355 | 21 |  | Fixed | Roof
NJADRE1555825766 | Administratively Determined Incentive Program | ABSECON | 8201 | 19 | 10 | Residential | Behind the Meter | Yes | Net Metered Residential | Sunrun Installation Services, Inc. |  | AC Electric | Accepted | 2024-02-22 | 2024-03-11 | 2025-03-11 | Solar Panels | Hanwha Q Cells | Q.PEAK DUO BLK ML-G10+/t 400 |  | 0.4 | 5 | 85 | 21 |  | Fixed | Roof
NJADRE1555825770 | Administratively Determined Incentive Program | TOTOWA | 7512 | 6 | 6.21 | Residential | Behind the Meter | No | Net Metered Residential | Power Home Remodeling |  | PSE&G | Accepted | 2024-02-22 | 2024-03-11 | 2025-03-11 | Inverters | SolarEdge | SE5000H-US | 5000 |  | 1 |  |  | 0.99 |  | Outdoor
NJADRE1555825770 | Administratively Determined Incentive Program | TOTOWA | 7512 | 6 | 6.21 | Residential | Behind the Meter | No | Net Metered Residential | Power Home Remodeling |  | PSE&G | Accepted | 2024-02-22 | 2024-03-11 | 2025-03-11 | Meters | SolarEdge | Revenue Grade Data Ansi C12.20 |  |  | 1 |  |  |  | Yes | Outdoor
NJADRE1555825770 | Administratively Determined Incentive Program | TOTOWA | 7512 | 6 | 6.21 | Residential | Behind the Meter | No | Net Metered Residential | Power Home Remodeling |  | PSE&G | Accepted | 2024-02-22 | 2024-03-11 | 2025-03-11 | Solar Panels | QCell | Q.PEAK DUO BLK-G10+ 365 |  | 0.365 | 3 | 212 | 42 |  | Fixed | Roof
NJADRE1555825770 | Administratively Determined Incentive Program | TOTOWA | 7512 | 6 | 6.21 | Residential | Behind the Meter | No | Net Metered Residential | Power Home Remodeling |  | PSE&G | Accepted | 2024-02-22 | 2024-03-11 | 2025-03-11 | Solar Panels | QCell | Q.PEAK DUO BLK-G10+ 365 |  | 0.365 | 4 | 212 | 22 |  | Fixed | Roof
NJADRE1555825770 | Administratively Determined Incentive Program | TOTOWA | 7512 | 6 | 6.21 | Residential | Behind the Meter | No | Net Metered Residential | Power Home Remodeling |  | PSE&G | Accepted | 2024-02-22 | 2024-03-11 | 2025-03-11 | Solar Panels | QCell | Q.PEAK DUO BLK-G10+ 365 |  | 0.365 | 6 | 122 | 22 |  | Fixed | Roof
NJADRE1555825770 | Administratively Determined Incentive Program | TOTOWA | 7512 | 6 | 6.21 | Residential | Behind the Meter | No | Net Metered Residential | Power Home Remodeling |  | PSE&G | Accepted | 2024-02-22 | 2024-03-11 | 2025-03-11 | Solar Panels | QCell | Q.PEAK DUO BLK-G10+ 365 |  | 0.365 | 2 | 212 | 39 |  | Fixed | Roof
NJADRE1555825770 | Administratively Determined Incentive Program | TOTOWA | 7512 | 6 | 6.21 | Residential | Behind the Meter | No | Net Metered Residential | Power Home Remodeling |  | PSE&G | Accepted | 2024-02-22 | 2024-03-11 | 2025-03-11 | Solar Panels | QCell | Q.PEAK DUO BLK-G10+ 365 |  | 0.365 | 2 | 122 | 41 |  | Fixed | Roof
NJADRE1555825775 | Administratively Determined Incentive Program | MAYS LANDING | 8330 | 19 | 9.2 | Residential | Behind the Meter | Yes | Net Metered Residential | Big Solar Energy, LLC |  | AC Electric | Accepted | 2024-02-22 | 2024-03-12 | 2025-03-12 | Inverters | SolarEdge | SE6000H-US [240V] | 6000 |  | 1 |  |  | 0.992 |  | Outdoor
NJADRE1555825775 | Administratively Determined Incentive Program | MAYS LANDING | 8330 | 19 | 9.2 | Residential | Behind the Meter | Yes | Net Metered Residential | Big Solar Energy, LLC |  | AC Electric | Accepted | 2024-02-22 | 2024-03-12 | 2025-03-12 | Solar Panels | JA SOLAR | JAM54S31-400/MR |  | 0.4 | 2 | 293 | 38 |  | Fixed | Roof
NJADRE1555825775 | Administratively Determined Incentive Program | MAYS LANDING | 8330 | 19 | 9.2 | Residential | Behind the Meter | Yes | Net Metered Residential | Big Solar Energy, LLC |  | AC Electric | Accepted | 2024-02-22 | 2024-03-12 | 2025-03-12 | Solar Panels | JA SOLAR | JAM54S31-400/MR |  | 0.4 | 3 | 293 | 20 |  | Fixed | Roof
NJADRE1555825775 | Administratively Determined Incentive Program | MAYS LANDING | 8330 | 19 | 9.2 | Residential | Behind the Meter | Yes | Net Metered Residential | Big Solar Energy, LLC |  | AC Electric | Accepted | 2024-02-22 | 2024-03-12 | 2025-03-12 | Solar Panels | JA SOLAR | JAM54S31-400/MR |  | 0.4 | 3 | 113 | 20 |  | Fixed | Roof
NJADRE1555825775 | Administratively Determined Incentive Program | MAYS LANDING | 8330 | 19 | 9.2 | Residential | Behind the Meter | Yes | Net Metered Residential | Big Solar Energy, LLC |  | AC Electric | Accepted | 2024-02-22 | 2024-03-12 | 2025-03-12 | Solar Panels | JA SOLAR | JAM54S31-400/MR |  | 0.4 | 2 | 113 | 38 |  | Fixed | Roof
NJADRE1555825775 | Administratively Determined Incentive Program | MAYS LANDING | 8330 | 19 | 9.2 | Residential | Behind the Meter | Yes | Net Metered Residential | Big Solar Energy, LLC |  | AC Electric | Accepted | 2024-02-22 | 2024-03-12 | 2025-03-12 | Solar Panels | JA SOLAR | JAM54S31-400/MR |  | 0.4 | 3 | 293 | 22 |  | Fixed | Roof
NJADRE1555825775 | Administratively Determined Incentive Program | MAYS LANDING | 8330 | 19 | 9.2 | Residential | Behind the Meter | Yes | Net Metered Residential | Big Solar Energy, LLC |  | AC Electric | Accepted | 2024-02-22 | 2024-03-12 | 2025-03-12 | Solar Panels | JA SOLAR | JAM54S31-400/MR |  | 0.4 | 3 | 113 | 23 |  | Fixed | Roof
NJADRE1555825775 | Administratively Determined Incentive Program | MAYS LANDING | 8330 | 19 | 9.2 | Residential | Behind the Meter | Yes | Net Metered Residential | Big Solar Energy, LLC |  | AC Electric | Accepted | 2024-02-22 | 2024-03-12 | 2025-03-12 | Solar Panels | JA SOLAR | JAM54S31-400/MR |  | 0.4 | 4 | 113 | 21 |  | Fixed | Roof
NJADRE1555825775 | Administratively Determined Incentive Program | MAYS LANDING | 8330 | 19 | 9.2 | Residential | Behind the Meter | Yes | Net Metered Residential | Big Solar Energy, LLC |  | AC Electric | Accepted | 2024-02-22 | 2024-03-12 | 2025-03-12 | Solar Panels | JA SOLAR | JAM54S31-400/MR |  | 0.4 | 3 | 293 | 20 |  | Fixed | Roof
NJADRE1555825781 | Administratively Determined Incentive Program | PATERSON | 7503 | 6 | 12.96 | Residential | Behind the Meter | Yes | Net Metered Residential | Trinity Solar |  | PSE&G | Accepted | 2024-02-22 | 2024-03-11 | 2025-03-11 | Inverters | Solar Edge | SE10000H-US | 10000 |  | 1 |  |  | 0.97 |  | Outdoor
NJADRE1555825781 | Administratively Determined Incentive Program | PATERSON | 7503 | 6 | 12.96 | Residential | Behind the Meter | Yes | Net Metered Residential | Trinity Solar |  | PSE&G | Accepted | 2024-02-22 | 2024-03-11 | 2025-03-11 | Solar Panels | HANWHA | (Q.PEAK DUO BLK ML-G10+ 405) |  | 0.405 | 14 | 77 | 43 |  | Fixed | Roof
NJADRE1555825781 | Administratively Determined Incentive Program | PATERSON | 7503 | 6 | 12.96 | Residential | Behind the Meter | Yes | Net Metered Residential | Trinity Solar |  | PSE&G | Accepted | 2024-02-22 | 2024-03-11 | 2025-03-11 | Solar Panels | HANWHA | (Q.PEAK DUO BLK ML-G10+ 405) |  | 0.405 | 9 | 257 | 10 |  | Fixed | Roof
NJADRE1555825781 | Administratively Determined Incentive Program | PATERSON | 7503 | 6 | 12.96 | Residential | Behind the Meter | Yes | Net Metered Residential | Trinity Solar |  | PSE&G | Accepted | 2024-02-22 | 2024-03-11 | 2025-03-11 | Solar Panels | HANWHA | (Q.PEAK DUO BLK ML-G10+ 405) |  | 0.405 | 9 | 167 | 10 |  | Fixed | Roof
NJADRE1555825801 | Administratively Determined Incentive Program | IRVINGTON | 7111 | 9 | 4.8 | Residential | Behind the Meter | Yes | Net Metered Residential | Posigen Developer, LLC |  | PSE&G | Accepted | 2024-02-22 | 2024-03-14 | 2025-03-14 | Inverters | SolarEdge | SE3800H-US | 3800 |  | 1 |  |  | 0.99 |  | Outdoor | within ten feet of meter
NJADRE1555825801 | Administratively Determined Incentive Program | IRVINGTON | 7111 | 9 | 4.8 | Residential | Behind the Meter | Yes | Net Metered Residential | Posigen Developer, LLC |  | PSE&G | Accepted | 2024-02-22 | 2024-03-14 | 2025-03-14 | Solar Panels | Silfab | SIL-400 HC+ |  | 0.4 | 8 | 217 | 45 |  | Fixed | Roof
NJADRE1555825801 | Administratively Determined Incentive Program | IRVINGTON | 7111 | 9 | 4.8 | Residential | Behind the Meter | Yes | Net Metered Residential | Posigen Developer, LLC |  | PSE&G | Accepted | 2024-02-22 | 2024-03-14 | 2025-03-14 | Solar Panels | Silfab | SIL-400 HC+ |  | 0.4 | 4 | 37 | 45 |  | Fixed | Roof
NJADRE1555825803 | Administratively Determined Incentive Program | GLENDORA | 8029 | 14 | 4.4 | Residential | Behind the Meter | Yes | Net Metered Residential | Sunrun Installation Services, Inc. |  | PSE&G | Accepted | 2024-02-22 | 2024-03-11 | 2025-03-11 | Inverters | SolarEdge Technologies | SE3800H-USMN | 3800 |  | 1 |  |  | 0.99 |  | Outdoor | Next to meter
NJADRE1555825803 | Administratively Determined Incentive Program | GLENDORA | 8029 | 14 | 4.4 | Residential | Behind the Meter | Yes | Net Metered Residential | Sunrun Installation Services, Inc. |  | PSE&G | Accepted | 2024-02-22 | 2024-03-11 | 2025-03-11 | Solar Panels | Hanwha Q Cells | Q.PEAK DUO BLK ML-G10+/t 400 |  | 0.4 | 11 | 90 | 33 |  | Fixed | Roof
NJADRE1555825815 | Administratively Determined Incentive Program | Paterson | 7503 | 6 | 2.03 | Residential | Behind the Meter | Yes | Net Metered Residential | Trinity Solar |  | PSE&G | Accepted | 2024-02-22 | 2024-03-11 | 2025-03-11 | Inverters | Enphase | IQ8PLUS-72-2-US | 290 |  | 5 |  |  | 0.97 |  | Outdoor
NJADRE1555825815 | Administratively Determined Incentive Program | Paterson | 7503 | 6 | 2.03 | Residential | Behind the Meter | Yes | Net Metered Residential | Trinity Solar |  | PSE&G | Accepted | 2024-02-22 | 2024-03-11 | 2025-03-11 | Solar Panels | HANWHA | (Q.PEAK DUO BLK ML-G10+ 405) |  | 0.405 | 5 | 257 | 43 |  | Fixed | Roof
NJADRE1555825831 | Administratively Determined Incentive Program | OLD BRIDGE | 8857 | 11 | 5.6 | Residential | Behind the Meter | Yes | Net Metered Residential | Sunrun Installation Services, Inc. |  | JCP&L | Accepted | 2024-02-22 | 2024-03-11 | 2025-03-11 | Inverters | SolarEdge Technologies | SE3800H-USMN | 3800 |  | 1 |  |  | 0.975 |  | Outside | Next To Meter
NJADRE1555825831 | Administratively Determined Incentive Program | OLD BRIDGE | 8857 | 11 | 5.6 | Residential | Behind the Meter | Yes | Net Metered Residential | Sunrun Installation Services, Inc. |  | JCP&L | Accepted | 2024-02-22 | 2024-03-11 | 2025-03-11 | Electric Storage Battery | Tesla | Powerwall 2 AC |  |  | 1 |  |  |  | Lithium Ion |  | Outside
NJADRE1555825831 | Administratively Determined Incentive Program | OLD BRIDGE | 8857 | 11 | 5.6 | Residential | Behind the Meter | Yes | Net Metered Residential | Sunrun Installation Services, Inc. |  | JCP&L | Accepted | 2024-02-22 | 2024-03-11 | 2025-03-11 | Solar Panels | Hanwha Q-Cells | Q.PEAK DUO BLK ML-G10+/T 400 |  | 0.4 | 6 | 195 | 20 |  | Fixed | Roof
NJADRE1555825831 | Administratively Determined Incentive Program | OLD BRIDGE | 8857 | 11 | 5.6 | Residential | Behind the Meter | Yes | Net Metered Residential | Sunrun Installation Services, Inc. |  | JCP&L | Accepted | 2024-02-22 | 2024-03-11 | 2025-03-11 | Solar Panels | Hanwha Q-Cells | Q.PEAK DUO BLK ML-G10+/T 400 |  | 0.4 | 8 | 285 | 20 |  | Fixed | Roof
NJADRE1555825837 | Administratively Determined Incentive Program | WHITING | 8759 | 18 | 10.25 | Residential | Behind the Meter | Yes | Net Metered Residential | Pro Custom Solar dba Momentum Solar |  | JCP&L | Accepted | 2024-02-22 | 2024-03-11 | 2025-03-11 | Solar Panels | Q. PEAK DUO BLK ML-G10+410 | hawnha |  | 0.41 | 13 | 163 | 16 |  | Fixed | Roof
NJADRE1555825837 | Administratively Determined Incentive Program | WHITING | 8759 | 18 | 10.25 | Residential | Behind the Meter | Yes | Net Metered Residential | Pro Custom Solar dba Momentum Solar |  | JCP&L | Accepted | 2024-02-22 | 2024-03-11 | 2025-03-11 | Solar Panels | Q. PEAK DUO BLK ML-G10+410 | hawnha |  | 0.41 | 12 | 343 | 16 |  | Fixed | Roof
NJADRE1555825837 | Administratively Determined Incentive Program | WHITING | 8759 | 18 | 10.25 | Residential | Behind the Meter | Yes | Net Metered Residential | Pro Custom Solar dba Momentum Solar |  | JCP&L | Accepted | 2024-02-22 | 2024-03-11 | 2025-03-11 | Inverters | IQ8PLUS-72-2-US | Enphase | 290 |  | 25 |  |  | 0.97 |  | Outdoor
NJADRE1555825844 | Administratively Determined Incentive Program | HAMMONTON | 8037 | 19 | 6.4 | Residential | Behind the Meter | Yes | Net Metered Residential | Posigen Developer. LLC |  | AC Electric | Accepted | 2024-02-22 | 2024-03-11 | 2025-03-11 | Inverters | SolarEdge | SE6000H-US | 6000 |  | 1 |  |  | 0.99 |  | Outdoor | within ten feet of meter
NJADRE1555825844 | Administratively Determined Incentive Program | HAMMONTON | 8037 | 19 | 6.4 | Residential | Behind the Meter | Yes | Net Metered Residential | Posigen Developer. LLC |  | AC Electric | Accepted | 2024-02-22 | 2024-03-11 | 2025-03-11 | Solar Panels | Silfab | SIL-400 HC+ |  | 0.4 | 16 | 222 | 30 |  | Fixed | Roof
NJADRE1555825848 | Administratively Determined Incentive Program | SEWELL | 8080 | 15 | 13.37 | Residential | Behind the Meter | Yes | Net Metered Residential | SunnyMac LLC |  | AC Electric | Accepted | 2024-02-22 | 2024-03-11 | 2025-03-11 | Solar Panels | Q.PEAK DUO BLK ML-G10+ 405W | HANWHA |  | 0.405 | 13 | 122 | 32 |  | Fixed | Roof
NJADRE1555825848 | Administratively Determined Incentive Program | SEWELL | 8080 | 15 | 13.37 | Residential | Behind the Meter | Yes | Net Metered Residential | SunnyMac LLC |  | AC Electric | Accepted | 2024-02-22 | 2024-03-11 | 2025-03-11 | Solar Panels | Q.PEAK DUO BLK ML-G10+ 405W | HANWHA |  | 0.405 | 7 | 212 | 41 |  | Fixed | Roof
NJADRE1555825848 | Administratively Determined Incentive Program | SEWELL | 8080 | 15 | 13.37 | Residential | Behind the Meter | Yes | Net Metered Residential | SunnyMac LLC |  | AC Electric | Accepted | 2024-02-22 | 2024-03-11 | 2025-03-11 | Solar Panels | Q.PEAK DUO BLK ML-G10+ 405W | HANWHA |  | 0.405 | 13 | 302 | 32 |  | Fixed | Roof
NJADRE1555825848 | Administratively Determined Incentive Program | SEWELL | 8080 | 15 | 13.37 | Residential | Behind the Meter | Yes | Net Metered Residential | SunnyMac LLC |  | AC Electric | Accepted | 2024-02-22 | 2024-03-11 | 2025-03-11 | Inverters | SE10000H-US | SOLAREDGE | 10000 |  | 1 |  |  | 0.1 |  | Outdoor | next to meter
NJADRE1555825851 | Administratively Determined Incentive Program | OAK RIDGE | 7438 | 6 | 9.32 | Residential | Behind the Meter | Yes | Net Metered Residential | Trinity Solar |  | JCP&L | Accepted | 2024-02-22 | 2024-03-11 | 2025-03-11 | Inverters | Solar Edge | SE7600H-US | 7600 |  | 1 |  |  | 0.97 |  | Outside
NJADRE1555825851 | Administratively Determined Incentive Program | OAK RIDGE | 7438 | 6 | 9.32 | Residential | Behind the Meter | Yes | Net Metered Residential | Trinity Solar |  | JCP&L | Accepted | 2024-02-22 | 2024-03-11 | 2025-03-11 | Solar Panels | HANWHA | Q.PEAK DUO BLK ML-G10+ 405 |  | 0.405 | 11 | 92 | 39 |  | Fixed | Roof
NJADRE1555825851 | Administratively Determined Incentive Program | OAK RIDGE | 7438 | 6 | 9.32 | Residential | Behind the Meter | Yes | Net Metered Residential | Trinity Solar |  | JCP&L | Accepted | 2024-02-22 | 2024-03-11 | 2025-03-11 | Solar Panels | HANWHA | Q.PEAK DUO BLK ML-G10+ 405 |  | 0.405 | 12 | 272 | 39 |  | Fixed | Roof
NJADRE1555825855 | Administratively Determined Incentive Program | UNION | 7083 | 10 | 3.95 | Residential | Behind the Meter | Yes | Net Metered Residential | Big Wave Roofing and Solar LLC |  | PSE&G | Accepted | 2024-02-22 | 2024-03-11 | 2025-03-11 | Inverters | Enphase Energy Inc | IQ7PLUS-72-2-US | 290 |  | 10 |  |  | 0.98 |  | Outside
NJADRE1555825855 | Administratively Determined Incentive Program | UNION | 7083 | 10 | 3.95 | Residential | Behind the Meter | Yes | Net Metered Residential | Big Wave Roofing and Solar LLC |  | PSE&G | Accepted | 2024-02-22 | 2024-03-11 | 2025-03-11 | Solar Panels | Canadian Solar | CS6R-395MS-HL |  | 0.395 | 7 | 169 | 34 |  | Fixed | Roof
NJADRE1555825855 | Administratively Determined Incentive Program | UNION | 7083 | 10 | 3.95 | Residential | Behind the Meter | Yes | Net Metered Residential | Big Wave Roofing and Solar LLC |  | PSE&G | Accepted | 2024-02-22 | 2024-03-11 | 2025-03-11 | Solar Panels | Canadian Solar | CS6R-395MS-HL |  | 0.395 | 3 | 169 | 24 |  | Fixed | Roof
NJADRE1555825861 | Administratively Determined Incentive Program | TURNERSVILLE | 8012 | 14 | 4.8 | Residential | Behind the Meter | Yes | Net Metered Residential | Sunrun Installation Services, Inc. |  | AC Electric | Accepted | 2024-02-22 | 2024-03-11 | 2025-03-11 | Inverters | SolarEdge Technologies | SE3800H-USMN | 3800 |  | 1 |  |  | 0.99 |  | Outside | Next to meter
NJADRE1555825861 | Administratively Determined Incentive Program | TURNERSVILLE | 8012 | 14 | 4.8 | Residential | Behind the Meter | Yes | Net Metered Residential | Sunrun Installation Services, Inc. |  | AC Electric | Accepted | 2024-02-22 | 2024-03-11 | 2025-03-11 | Solar Panels | Hanwha Q Cells | Q.PEAK DUO BLK ML-G10+/t 400 |  | 0.4 | 12 | 73 | 18 |  | Fixed | Roof
NJADRE1555825866 | Administratively Determined Incentive Program | Bayville | 8721 | 18 | 5.67 | Residential | Behind the Meter | Yes | Net Metered Residential | Sunny Mac LLC |  | JCP&L | Accepted | 2024-02-22 | 2024-03-11 | 2025-03-11 | Solar Panels | Q.PEAK DUO BLK ML-G10+ 405W | HANWHA |  | 0.405 | 14 | 154 | 41 |  | Fixed | Roof
NJADRE1555825866 | Administratively Determined Incentive Program | Bayville | 8721 | 18 | 5.67 | Residential | Behind the Meter | Yes | Net Metered Residential | Sunny Mac LLC |  | JCP&L | Accepted | 2024-02-22 | 2024-03-11 | 2025-03-11 | Inverters | SE5000H-US | SOLAREDGE | 5000 |  | 1 |  |  | 0.1 |  | Outdoor | next to meter
NJADRE1555825872 | Administratively Determined Incentive Program | STOCKHOLM | 7460 | 1 | 10.4 | Residential | Behind the Meter | Yes | Net Metered Residential | Posigen Developer, LLC |  | JCP&L | Accepted | 2024-02-22 | 2024-03-14 | 2025-03-14 | Inverters | SolarEdge | SE10000H-US | 10000 |  | 1 |  |  | 0.99 |  | Outdoor | within ten feet of meter
NJADRE1555825872 | Administratively Determined Incentive Program | STOCKHOLM | 7460 | 1 | 10.4 | Residential | Behind the Meter | Yes | Net Metered Residential | Posigen Developer, LLC |  | JCP&L | Accepted | 2024-02-22 | 2024-03-14 | 2025-03-14 | Solar Panels | Silfab | SIL-400 HC+ |  | 0.4 | 17 | 232 | 40 |  | Fixed | Roof
NJADRE1555825872 | Administratively Determined Incentive Program | STOCKHOLM | 7460 | 1 | 10.4 | Residential | Behind the Meter | Yes | Net Metered Residential | Posigen Developer, LLC |  | JCP&L | Accepted | 2024-02-22 | 2024-03-14 | 2025-03-14 | Solar Panels | Silfab | SIL-400 HC+ |  | 0.4 | 9 | 142 | 40 |  | Fixed | Roof
NJADRE1555825873 | Administratively Determined Incentive Program | ELIZABETH | 7202 | 10 | 3.95 | Residential | Behind the Meter | No | Net Metered Residential | Seapoint Solar Energy LLC |  | PSE&G | Accepted | 2024-02-22 | 2024-03-12 | 2025-03-12 | Solar Panels | Canadian Solar | CS6R-395MS-HL |  | 0.395 | 10 | 163 | 15 |  | Fixed | Roof
NJADRE1555825873 | Administratively Determined Incentive Program | ELIZABETH | 7202 | 10 | 3.95 | Residential | Behind the Meter | No | Net Metered Residential | Seapoint Solar Energy LLC |  | PSE&G | Accepted | 2024-02-22 | 2024-03-12 | 2025-03-12 | Inverters | ENPHASE IQ8PLUS | IQ8PLUS-72-2-US | 290 |  | 10 |  |  | 0.97 |  | Outdoor
NJADRE1555825876 | Administratively Determined Incentive Program | IRVINGTON | 7111 | 9 | 6.4 | Residential | Behind the Meter | Yes | Net Metered Residential | PosiGen Developer, LLC |  | PSE&G | Accepted | 2024-02-22 | 2024-03-11 | 2025-03-11 | Inverters | S | SE6000H-US | 6000 |  | 1 |  |  | 0.99 |  | Outside | WITHIN TEN FEET OF METER
NJADRE1555825876 | Administratively Determined Incentive Program | IRVINGTON | 7111 | 9 | 6.4 | Residential | Behind the Meter | Yes | Net Metered Residential | PosiGen Developer, LLC |  | PSE&G | Accepted | 2024-02-22 | 2024-03-11 | 2025-03-11 | Solar Panels | SILFAB | SIL400HC+ |  | 0.4 | 4 | 191 | 31 |  | Fixed | Roof
NJADRE1555825876 | Administratively Determined Incentive Program | IRVINGTON | 7111 | 9 | 6.4 | Residential | Behind the Meter | Yes | Net Metered Residential | PosiGen Developer, LLC |  | PSE&G | Accepted | 2024-02-22 | 2024-03-11 | 2025-03-11 | Solar Panels | SILFAB | SIL400HC+ |  | 0.4 | 4 | 191 | 37 |  | Fixed | Roof
NJADRE1555825876 | Administratively Determined Incentive Program | IRVINGTON | 7111 | 9 | 6.4 | Residential | Behind the Meter | Yes | Net Metered Residential | PosiGen Developer, LLC |  | PSE&G | Accepted | 2024-02-22 | 2024-03-11 | 2025-03-11 | Solar Panels | SILFAB | SIL400HC+ |  | 0.4 | 5 | 11 | 37 |  | Fixed | Roof
NJADRE1555825876 | Administratively Determined Incentive Program | IRVINGTON | 7111 | 9 | 6.4 | Residential | Behind the Meter | Yes | Net Metered Residential | PosiGen Developer, LLC |  | PSE&G | Accepted | 2024-02-22 | 2024-03-11 | 2025-03-11 | Solar Panels | SILFAB | SIL400HC+ |  | 0.4 | 3 | 191 | 23 |  | Fixed | Roof
NJADRE1555825877 | Administratively Determined Incentive Program | DOVER | 7801 | 3 | 7.7 | Residential | Behind the Meter | Yes | Net Metered Residential | Sunny Mac LLC |  | JCP&L | Accepted | 2024-02-22 | 2024-03-13 | 2025-03-13 | Solar Panels | Q.PEAK DUO BLK ML-G10+ 405W | HANWHA |  | 0.405 | 10 | 112 | 17 |  | Fixed | Roof
NJADRE1555825877 | Administratively Determined Incentive Program | DOVER | 7801 | 3 | 7.7 | Residential | Behind the Meter | Yes | Net Metered Residential | Sunny Mac LLC |  | JCP&L | Accepted | 2024-02-22 | 2024-03-13 | 2025-03-13 | Solar Panels | Q.PEAK DUO BLK ML-G10+ 405W | HANWHA |  | 0.405 | 9 | 292 | 17 |  | Fixed | Roof
NJADRE1555825877 | Administratively Determined Incentive Program | DOVER | 7801 | 3 | 7.7 | Residential | Behind the Meter | Yes | Net Metered Residential | Sunny Mac LLC |  | JCP&L | Accepted | 2024-02-22 | 2024-03-13 | 2025-03-13 | Inverters | IQ8PLUS-72-2-US | ENPHASE | 290 |  | 19 |  |  | 0.1 |  | Outdoor | next to meter
NJADRE1555825879 | Administratively Determined Incentive Program | IRVINGTON | 7111 | 9 | 5.53 | Residential | Behind the Meter | Yes | Small Net-Metered Non-Residential located on Rooftop, Carport, Canopy and Floating Solar | Big Wave Roofing and Solar LLC |  | PSE&G | Accepted | 2024-02-22 | 2024-03-11 | 2025-03-11 | Inverters | Enphase Energy Inc | IQ7PLUS-72-2-US | 290 |  | 14 |  |  | 0.98 |  | Outside
NJADRE1555825879 | Administratively Determined Incentive Program | IRVINGTON | 7111 | 9 | 5.53 | Residential | Behind the Meter | Yes | Small Net-Metered Non-Residential located on Rooftop, Carport, Canopy and Floating Solar | Big Wave Roofing and Solar LLC |  | PSE&G | Accepted | 2024-02-22 | 2024-03-11 | 2025-03-11 | Solar Panels | Canadian Solar | CS6R-395MS-HL |  | 0.395 | 14 | 298 | 22 |  | Fixed | Roof
NJADRE1555825882 | Administratively Determined Incentive Program | GLOUCESTER CITY | 8030 | 14 | 4.05 | Residential | Behind the Meter | Yes | Net Metered Residential | Trinity Solar |  | PSE&G | Accepted | 2024-02-22 | 2024-03-11 | 2025-03-11 | Inverters | Solar Edge | SE3800H-US | 3800 |  | 1 |  |  | 0.97 |  | Outdoor
NJADRE1555825882 | Administratively Determined Incentive Program | GLOUCESTER CITY | 8030 | 14 | 4.05 | Residential | Behind the Meter | Yes | Net Metered Residential | Trinity Solar |  | PSE&G | Accepted | 2024-02-22 | 2024-03-11 | 2025-03-11 | Solar Panels | Hanwha | HANWHA 405 (Q.PEAK DUO BLK ML-G10+ 405) |  | 0.405 | 10 | 59 | 10 |  | Fixed | Roof
NJADRE1555825883 | Administratively Determined Incentive Program | ELIZABETH | 7202 | 10 | 3.95 | Residential | Behind the Meter | No | Net Metered Residential | Seapoint Solar Energy LLC |  | PSE&G | Accepted | 2024-02-22 | 2024-03-12 | 2025-03-12 | Solar Panels | Canadian Solar | CS6R-395MS-HL |  | 0.395 | 10 | 163 | 15 |  | Fixed | Roof
NJADRE1555825883 | Administratively Determined Incentive Program | ELIZABETH | 7202 | 10 | 3.95 | Residential | Behind the Meter | No | Net Metered Residential | Seapoint Solar Energy LLC |  | PSE&G | Accepted | 2024-02-22 | 2024-03-12 | 2025-03-12 | Inverters | ENPHASE IQ8PLUS | IQ8PLUS-72-2-US | 290 |  | 10 |  |  | 0.97 |  | Outdoor
NJADRE1555825886 | Administratively Determined Incentive Program | EDISON | 8817 | 11 | 8 | Residential | Behind the Meter | Yes | Net Metered Residential | Sunrun Installation Services, Inc. |  | PSE&G | Accepted | 2024-02-22 | 2024-03-11 | 2025-03-11 | Inverters | SolarEdge Technologies | SE6000H-USSN | 6000 |  | 1 |  |  | 0.99 |  | Outside | Next To Meter
NJADRE1555825886 | Administratively Determined Incentive Program | EDISON | 8817 | 11 | 8 | Residential | Behind the Meter | Yes | Net Metered Residential | Sunrun Installation Services, Inc. |  | PSE&G | Accepted | 2024-02-22 | 2024-03-11 | 2025-03-11 | Solar Panels | Hanwha Q-Cells | Q.PEAK DUO BLK ML-G10+/T 400 |  | 0.4 | 5 | 265 | 33 |  | Fixed | Roof
NJADRE1555825886 | Administratively Determined Incentive Program | EDISON | 8817 | 11 | 8 | Residential | Behind the Meter | Yes | Net Metered Residential | Sunrun Installation Services, Inc. |  | PSE&G | Accepted | 2024-02-22 | 2024-03-11 | 2025-03-11 | Solar Panels | Hanwha Q-Cells | Q.PEAK DUO BLK ML-G10+/T 400 |  | 0.4 | 6 | 85 | 34 |  | Fixed | Roof
NJADRE1555825886 | Administratively Determined Incentive Program | EDISON | 8817 | 11 | 8 | Residential | Behind the Meter | Yes | Net Metered Residential | Sunrun Installation Services, Inc. |  | PSE&G | Accepted | 2024-02-22 | 2024-03-11 | 2025-03-11 | Solar Panels | Hanwha Q-Cells | Q.PEAK DUO BLK ML-G10+/T 400 |  | 0.4 | 9 | 85 | 14 |  | Fixed | Roof
NJADRE1555825890 | Administratively Determined Incentive Program | HILLSBOROUGH | 8844 | 5 | 8.51 | Residential | Behind the Meter | No | Net Metered Residential | EMT RENEWABLES LLC |  | PSE&G | Accepted | 2024-02-22 | 2024-03-11 | 2025-03-11 | Inverters | ENPHASE | IQ8+ | 290 |  | 21 |  |  | 0.98 |  | Other | UNDER EACH PANEL
NJADRE1555825890 | Administratively Determined Incentive Program | HILLSBOROUGH | 8844 | 5 | 8.51 | Residential | Behind the Meter | No | Net Metered Residential | EMT RENEWABLES LLC |  | PSE&G | Accepted | 2024-02-22 | 2024-03-11 | 2025-03-11 | Solar Panels | Q.CELLS | Q.PEAK DUO |  | 0.405 | 12 | 95 | 23 |  | Fixed | Roof
NJADRE1555825890 | Administratively Determined Incentive Program | HILLSBOROUGH | 8844 | 5 | 8.51 | Residential | Behind the Meter | No | Net Metered Residential | EMT RENEWABLES LLC |  | PSE&G | Accepted | 2024-02-22 | 2024-03-11 | 2025-03-11 | Solar Panels | Q.CELLS | Q.PEAK DUO |  | 0.405 | 9 | 275 | 23 |  | Fixed | Roof
NJADRE1555825902 | Administratively Determined Incentive Program | MOUNT LAUREL | 8054 | 13 | 12.96 | Residential | Behind the Meter | Yes | Net Metered Residential | Sunny Mac LLC |  | PSE&G | Accepted | 2024-02-22 | 2024-03-13 | 2025-03-13 | Solar Panels | Q.PEAK DUO BLK ML-G10+ 405W | HANWHA |  | 0.405 | 6 | 244 | 30 |  | Fixed | Roof
NJADRE1555825902 | Administratively Determined Incentive Program | MOUNT LAUREL | 8054 | 13 | 12.96 | Residential | Behind the Meter | Yes | Net Metered Residential | Sunny Mac LLC |  | PSE&G | Accepted | 2024-02-22 | 2024-03-13 | 2025-03-13 | Solar Panels | Q.PEAK DUO BLK ML-G10+ 405W | HANWHA |  | 0.405 | 11 | 244 | 30 |  | Fixed | Roof
NJADRE1555825902 | Administratively Determined Incentive Program | MOUNT LAUREL | 8054 | 13 | 12.96 | Residential | Behind the Meter | Yes | Net Metered Residential | Sunny Mac LLC |  | PSE&G | Accepted | 2024-02-22 | 2024-03-13 | 2025-03-13 | Solar Panels | Q.PEAK DUO BLK ML-G10+ 405W | HANWHA |  | 0.405 | 3 | 154 | 22 |  | Fixed | Roof
NJADRE1555825902 | Administratively Determined Incentive Program | MOUNT LAUREL | 8054 | 13 | 12.96 | Residential | Behind the Meter | Yes | Net Metered Residential | Sunny Mac LLC |  | PSE&G | Accepted | 2024-02-22 | 2024-03-13 | 2025-03-13 | Solar Panels | Q.PEAK DUO BLK ML-G10+ 405W | HANWHA |  | 0.405 | 12 | 64 | 30 |  | Fixed | Roof
NJADRE1555825902 | Administratively Determined Incentive Program | MOUNT LAUREL | 8054 | 13 | 12.96 | Residential | Behind the Meter | Yes | Net Metered Residential | Sunny Mac LLC |  | PSE&G | Accepted | 2024-02-22 | 2024-03-13 | 2025-03-13 | Inverters | SE10000H-US | Solaredge | 10000 |  | 1 |  |  | 0.1 |  | Outdoor | next to meter
NJADRE1555825907 | Administratively Determined Incentive Program | EWING | 8638 | 12 | 8.1 | Residential | Behind the Meter | Yes | Net Metered Residential | Trinity Solar |  | PSE&G | Accepted | 2024-02-22 | 2024-03-11 | 2025-03-11 | Inverters | Solar Edge | SE6000H-US | 6000 |  | 1 |  |  | 0.97 |  | Outside
NJADRE1555825907 | Administratively Determined Incentive Program | EWING | 8638 | 12 | 8.1 | Residential | Behind the Meter | Yes | Net Metered Residential | Trinity Solar |  | PSE&G | Accepted | 2024-02-22 | 2024-03-11 | 2025-03-11 | Solar Panels | HANWHA | Q.PEAK DUO BLK ML-G10+ 405 |  | 0.405 | 14 | 215 | 37 |  | Fixed | Roof
NJADRE1555825907 | Administratively Determined Incentive Program | EWING | 8638 | 12 | 8.1 | Residential | Behind the Meter | Yes | Net Metered Residential | Trinity Solar |  | PSE&G | Accepted | 2024-02-22 | 2024-03-11 | 2025-03-11 | Solar Panels | HANWHA | Q.PEAK DUO BLK ML-G10+ 405 |  | 0.405 | 6 | 35 | 37 |  | Fixed | Roof
NJADRE1555825924 | Administratively Determined Incentive Program | FRENCHTOWN | 8825 | 4 | 12.78 | Residential | Behind the Meter | No | Net Metered Residential | Solar Energy World |  | JCP&L | Accepted | 2024-02-22 | 2024-03-14 | 2025-03-14 | Solar Panels | LONGi Green Technology | LR4-60HPB-355M |  | 0.355 | 14 | 81 | 22 |  | Fixed | Roof
NJADRE1555825924 | Administratively Determined Incentive Program | FRENCHTOWN | 8825 | 4 | 12.78 | Residential | Behind the Meter | No | Net Metered Residential | Solar Energy World |  | JCP&L | Accepted | 2024-02-22 | 2024-03-14 | 2025-03-14 | Solar Panels | LONGi Green Technology | LR4-60HPB-355M |  | 0.355 | 22 | 261 | 22 |  | Fixed | Roof
NJADRE1555825924 | Administratively Determined Incentive Program | FRENCHTOWN | 8825 | 4 | 12.78 | Residential | Behind the Meter | No | Net Metered Residential | Solar Energy World |  | JCP&L | Accepted | 2024-02-22 | 2024-03-14 | 2025-03-14 | Inverters | Enphase | IQ8-60-2-US | 240 |  | 36 |  |  | 0.97 |  | Outside
NJADRE1555825935 | Administratively Determined Incentive Program | LINDENWOLD | 8021 | 14 | 5.67 | Residential | Behind the Meter | Yes | Net Metered Residential | SunnyMac LLC |  | AC Electric | Accepted | 2024-02-22 | 2024-03-12 | 2025-03-12 | Solar Panels | Q.PEAK DUO BLK ML-G10+ 405W | HANWHA |  | 0.405 | 8 | 214 | 25 |  | Fixed | Roof
NJADRE1555825935 | Administratively Determined Incentive Program | LINDENWOLD | 8021 | 14 | 5.67 | Residential | Behind the Meter | Yes | Net Metered Residential | SunnyMac LLC |  | AC Electric | Accepted | 2024-02-22 | 2024-03-12 | 2025-03-12 | Solar Panels | Q.PEAK DUO BLK ML-G10+ 405W | HANWHA |  | 0.405 | 3 | 214 | 16 |  | Fixed | Roof
NJADRE1555825935 | Administratively Determined Incentive Program | LINDENWOLD | 8021 | 14 | 5.67 | Residential | Behind the Meter | Yes | Net Metered Residential | SunnyMac LLC |  | AC Electric | Accepted | 2024-02-22 | 2024-03-12 | 2025-03-12 | Solar Panels | Q.PEAK DUO BLK ML-G10+ 405W | HANWHA |  | 0.405 | 3 | 214 | 25 |  | Fixed | Roof
NJADRE1555825935 | Administratively Determined Incentive Program | LINDENWOLD | 8021 | 14 | 5.67 | Residential | Behind the Meter | Yes | Net Metered Residential | SunnyMac LLC |  | AC Electric | Accepted | 2024-02-22 | 2024-03-12 | 2025-03-12 | Inverters | SE5000H-US | Solaredge | 5000 |  | 1 |  |  | 0.1 |  | Outdoor | next to meter
NJADRE1555825937 | Administratively Determined Incentive Program | PARLIN | 8859 | 11 | 6.8 | Residential | Behind the Meter | Yes | Net Metered Residential | Sunrun Installation Services, Inc. |  | JCP&L | Accepted | 2024-02-22 | 2024-03-11 | 2025-03-11 | Inverters | SolarEdge Technologies | SE6000H-USSN | 6000 |  | 1 |  |  | 0.99 |  | Outside | Next To Meter
NJADRE1555825937 | Administratively Determined Incentive Program | PARLIN | 8859 | 11 | 6.8 | Residential | Behind the Meter | Yes | Net Metered Residential | Sunrun Installation Services, Inc. |  | JCP&L | Accepted | 2024-02-22 | 2024-03-11 | 2025-03-11 | Solar Panels | Hanwha Q-Cells | Q.PEAK DUO BLK ML-G10+/T 400 |  | 0.4 | 17 | 68 | 18 |  | Fixed | Roof
NJADRE1555825941 | Administratively Determined Incentive Program | HILLSDALE | 7642 | 7 | 6.48 | Residential | Behind the Meter | No | Net Metered Residential | EMT RENEWABLES LLC |  | PSE&G | Accepted | 2024-02-22 | 2024-03-11 | 2025-03-11 | Inverters | ENPHASE | IQ8+ | 290 |  | 16 |  |  | 0.98 |  | Other | UNDER EACH PANEL
NJADRE1555825941 | Administratively Determined Incentive Program | HILLSDALE | 7642 | 7 | 6.48 | Residential | Behind the Meter | No | Net Metered Residential | EMT RENEWABLES LLC |  | PSE&G | Accepted | 2024-02-22 | 2024-03-11 | 2025-03-11 | Solar Panels | Q.CELLS | Q.PEAK DUO |  | 0.405 | 16 | 220 | 26 |  | Fixed | Roof
NJADRE1555825957 | Administratively Determined Incentive Program | NEWARK | 7112 | 9 | 6.4 | Residential | Behind the Meter | Yes | Net Metered Residential | PosiGen Developer, LLC |  | PSE&G | Accepted | 2024-02-22 | 2024-03-21 | 2025-03-21 | Inverters | SOLAREDGE | SE6000H-US | 6000 |  | 1 |  |  | 0.99 |  | Outside | within ten feet of meter
NJADRE1555825957 | Administratively Determined Incentive Program | NEWARK | 7112 | 9 | 6.4 | Residential | Behind the Meter | Yes | Net Metered Residential | PosiGen Developer, LLC |  | PSE&G | Accepted | 2024-02-22 | 2024-03-21 | 2025-03-21 | Solar Panels | SILFAB | SIL-400 HC+ |  | 0.4 | 14 | 216 | 34 |  | Fixed | Roof
NJADRE1555825957 | Administratively Determined Incentive Program | NEWARK | 7112 | 9 | 6.4 | Residential | Behind the Meter | Yes | Net Metered Residential | PosiGen Developer, LLC |  | PSE&G | Accepted | 2024-02-22 | 2024-03-21 | 2025-03-21 | Solar Panels | SILFAB | SIL-400 HC+ |  | 0.4 | 2 | 36 | 34 |  | Fixed | Roof
NJADRE1555825968 | Administratively Determined Incentive Program | UNION | 7083 | 10 | 3.24 | Residential | Behind the Meter | Yes | Net Metered Residential | Trinity Solar |  | PSE&G | Accepted | 2024-02-22 | 2024-03-11 | 2025-03-11 | Inverters | Solar Edge | SE3000H-US | 3 |  | 1 |  |  | 0.97 |  | Outdoor
NJADRE1555825968 | Administratively Determined Incentive Program | UNION | 7083 | 10 | 3.24 | Residential | Behind the Meter | Yes | Net Metered Residential | Trinity Solar |  | PSE&G | Accepted | 2024-02-22 | 2024-03-11 | 2025-03-11 | Solar Panels | Hanwha | Q.PEAK DUO BLK ML-G10+ 405 |  | 0.405 | 8 | 169 | 30 |  | Fixed | Roof
NJADRE1555827993 | Administratively Determined Incentive Program | GLOUCESTER CITY | 8030 | 14 | 12.4 | Residential | Behind the Meter | Yes | Net Metered Residential | Sunrun Installation Services, Inc. |  | PSE&G | Accepted | 2024-02-22 | 2024-03-12 | 2025-03-12 | Inverters | SolarEdge Technologies | SE10000H-USSN | 10000 |  | 1 |  |  | 0.99 |  | Outside | Next To Meter
NJADRE1555827993 | Administratively Determined Incentive Program | GLOUCESTER CITY | 8030 | 14 | 12.4 | Residential | Behind the Meter | Yes | Net Metered Residential | Sunrun Installation Services, Inc. |  | PSE&G | Accepted | 2024-02-22 | 2024-03-12 | 2025-03-12 | Solar Panels | Hanwha Q-Cells | Q.PEAK DUO BLK ML-G10+/t 400 |  | 0.4 | 13 | 219 | 26 |  | Fixed | Roof
NJADRE1555827993 | Administratively Determined Incentive Program | GLOUCESTER CITY | 8030 | 14 | 12.4 | Residential | Behind the Meter | Yes | Net Metered Residential | Sunrun Installation Services, Inc. |  | PSE&G | Accepted | 2024-02-22 | 2024-03-12 | 2025-03-12 | Solar Panels | Hanwha Q-Cells | Q.PEAK DUO BLK ML-G10+/t 400 |  | 0.4 | 18 | 39 | 27 |  | Fixed | Roof
NJADRE1555828010 | Administratively Determined Incentive Program | IRVINGTON | 7111 | 9 | 4.8 | Residential | Behind the Meter | Yes | Net Metered Residential | PosiGen Developer, LLC |  | PSE&G | Accepted | 2024-02-22 | 2024-03-19 | 2025-03-19 | Inverters | SOLAREDGE | SE3800H-US | 3800 |  | 1 |  |  | 0.99 |  | Outside | WITHIN TEN FEET OF METER
NJADRE1555828010 | Administratively Determined Incentive Program | IRVINGTON | 7111 | 9 | 4.8 | Residential | Behind the Meter | Yes | Net Metered Residential | PosiGen Developer, LLC |  | PSE&G | Accepted | 2024-02-22 | 2024-03-19 | 2025-03-19 | Solar Panels | SILFAB | SIL400HC+ |  | 0.4 | 6 | 306 | 34 |  | Fixed | Roof
NJADRE1555828010 | Administratively Determined Incentive Program | IRVINGTON | 7111 | 9 | 4.8 | Residential | Behind the Meter | Yes | Net Metered Residential | PosiGen Developer, LLC |  | PSE&G | Accepted | 2024-02-22 | 2024-03-19 | 2025-03-19 | Solar Panels | SILFAB | SIL400HC+ |  | 0.4 | 6 | 126 | 34 |  | Fixed | Roof
NJADRE1555828051 | Administratively Determined Incentive Program | PATERSON CITY | 7513 | 6 | 11.34 | Residential | Behind the Meter | No | Net Metered Residential | Harvest Power LLC |  | PSE&G | Accepted | 2024-02-26 | 2024-03-14 | 2025-03-14 | Inverters | Enphase | IQ7X-96-2-US | 315 |  | 27 |  |  | 0.975 |  | Other | Microinverter
NJADRE1555828051 | Administratively Determined Incentive Program | PATERSON CITY | 7513 | 6 | 11.34 | Residential | Behind the Meter | No | Net Metered Residential | Harvest Power LLC |  | PSE&G | Accepted | 2024-02-26 | 2024-03-14 | 2025-03-14 | Meters | Enphase | Combiner Box |  |  | 1 |  |  |  | Yes
NJADRE1555828051 | Administratively Determined Incentive Program | PATERSON CITY | 7513 | 6 | 11.34 | Residential | Behind the Meter | No | Net Metered Residential | Harvest Power LLC |  | PSE&G | Accepted | 2024-02-26 | 2024-03-14 | 2025-03-14 | Solar Panels | REC | REC420AA |  | 0.42 | 27 | 279 | 45 |  | Fixed | Roof
NJADRE1555828074 | Administratively Determined Incentive Program | Millville | 8332 | 20 | 8.4 | Residential | Behind the Meter | Yes | Net Metered Residential | Big Solar Energy, LLC |  | AC Electric | Accepted | 2024-02-22 | 2024-03-12 | 2025-03-12 | Inverters | SolarEdge | SE6000H-US [240V] | 6000 |  | 1 |  |  | 0.992 |  | Outdoor
NJADRE1555828074 | Administratively Determined Incentive Program | Millville | 8332 | 20 | 8.4 | Residential | Behind the Meter | Yes | Net Metered Residential | Big Solar Energy, LLC |  | AC Electric | Accepted | 2024-02-22 | 2024-03-12 | 2025-03-12 | Solar Panels | CANADIAN SOLAR | CS6R-400MS-HL |  | 0.4 | 12 | 192 | 23 |  | Fixed | Roof
NJADRE1555828074 | Administratively Determined Incentive Program | Millville | 8332 | 20 | 8.4 | Residential | Behind the Meter | Yes | Net Metered Residential | Big Solar Energy, LLC |  | AC Electric | Accepted | 2024-02-22 | 2024-03-12 | 2025-03-12 | Solar Panels | CANADIAN SOLAR | CS6R-400MS-HL |  | 0.4 | 9 | 192 | 23 |  | Fixed | Roof
NJADRE1555828081 | Administratively Determined Incentive Program | WOODBURY | 8096 | 15 | 8 | Residential | Behind the Meter | Yes | Net Metered Residential | PosiGen Developer, LLC |  | PSE&G | Accepted | 2024-02-22 | 2024-03-19 | 2025-03-19 | Inverters | SOLAREDGE | SE6000H-US | 6000 |  | 1 |  |  | 0.99 |  | Outside | WITHIN TEN FEET OF METER
NJADRE1555828081 | Administratively Determined Incentive Program | WOODBURY | 8096 | 15 | 8 | Residential | Behind the Meter | Yes | Net Metered Residential | PosiGen Developer, LLC |  | PSE&G | Accepted | 2024-02-22 | 2024-03-19 | 2025-03-19 | Solar Panels | SILFAB | SIL400HC+ |  | 0.4 | 12 | 200 | 40 |  | Fixed | Roof
NJADRE1555828081 | Administratively Determined Incentive Program | WOODBURY | 8096 | 15 | 8 | Residential | Behind the Meter | Yes | Net Metered Residential | PosiGen Developer, LLC |  | PSE&G | Accepted | 2024-02-22 | 2024-03-19 | 2025-03-19 | Solar Panels | SILFAB | SIL400HC+ |  | 0.4 | 8 | 20 | 40 |  | Fixed | Roof
NJADRE1555828083 | Administratively Determined Incentive Program | TURNERSVILLE | 8012 | 14 | 13.94 | Residential | Behind the Meter | No | Net Metered Residential | Pro Custom Solar dba Momentum Solar |  | AC Electric | Accepted | 2024-02-22 | 2024-03-12 | 2025-03-12 | Solar Panels | Q. PEAK DUO BLK ML-G10+410 | hawnha |  | 0.41 | 16 | 172 | 19 |  | Fixed | Roof
NJADRE1555828083 | Administratively Determined Incentive Program | TURNERSVILLE | 8012 | 14 | 13.94 | Residential | Behind the Meter | No | Net Metered Residential | Pro Custom Solar dba Momentum Solar |  | AC Electric | Accepted | 2024-02-22 | 2024-03-12 | 2025-03-12 | Solar Panels | Q. PEAK DUO BLK ML-G10+410 | hawnha |  | 0.41 | 18 | 352 | 19 |  | Fixed | Roof
NJADRE1555828083 | Administratively Determined Incentive Program | TURNERSVILLE | 8012 | 14 | 13.94 | Residential | Behind the Meter | No | Net Metered Residential | Pro Custom Solar dba Momentum Solar |  | AC Electric | Accepted | 2024-02-22 | 2024-03-12 | 2025-03-12 | Inverters | IQ8PLUS-72-2-US | Enphase | 290 |  | 34 |  |  | 0.97 |  | Outdoor
NJADRE1555828087 | Administratively Determined Incentive Program | LINDEN | 7036 | 10 | 9.02 | Residential | Behind the Meter | No | Net Metered Residential | EMT RENEWABLES LLC |  | PSE&G | Accepted | 2024-02-22 | 2024-03-12 | 2025-03-12 | Inverters | ENPHASE | IQ8+ | 290 |  | 22 |  |  | 0.98 |  | Other | UNDER EACH PANEL
NJADRE1555828087 | Administratively Determined Incentive Program | LINDEN | 7036 | 10 | 9.02 | Residential | Behind the Meter | No | Net Metered Residential | EMT RENEWABLES LLC |  | PSE&G | Accepted | 2024-02-22 | 2024-03-12 | 2025-03-12 | Solar Panels | Q.CELLS | Q.PEAK DUO |  | 0.41 | 22 | 313 | 2 |  | Fixed | Roof
NJADRE1555828096 | Administratively Determined Incentive Program | PENNSVILLE | 8070 | 16 | 4.1 | Residential | Behind the Meter | Yes | Net Metered Residential | Pro Custom Solar dba Momentum Solar |  | AC Electric | Accepted | 2024-02-22 | 2024-03-12 | 2025-03-12 | Solar Panels | Q. PEAK DUO BLK ML-G10+410 | hawnha |  | 0.41 | 10 | 218 | 28 |  | Fixed | Roof
NJADRE1555828096 | Administratively Determined Incentive Program | PENNSVILLE | 8070 | 16 | 4.1 | Residential | Behind the Meter | Yes | Net Metered Residential | Pro Custom Solar dba Momentum Solar |  | AC Electric | Accepted | 2024-02-22 | 2024-03-12 | 2025-03-12 | Inverters | IQ8PLUS-72-2-US | Enphase | 290 |  | 10 |  |  | 0.97 |  | Outdoor
NJADRE1555828107 | Administratively Determined Incentive Program | Millville | 8332 | 20 | 5.6 | Residential | Behind the Meter | Yes | Small Net-Metered Non-Residential located on Rooftop, Carport, Canopy and Floating Solar | Big Solar Energy, LLC |  | AC Electric | Accepted | 2024-02-22 | 2024-03-13 | 2025-03-13 | Inverters | SolarEdge | SE3800H-US [240V] | 3800 |  | 1 |  |  | 0.992 |  | Outdoor
NJADRE1555828107 | Administratively Determined Incentive Program | Millville | 8332 | 20 | 5.6 | Residential | Behind the Meter | Yes | Small Net-Metered Non-Residential located on Rooftop, Carport, Canopy and Floating Solar | Big Solar Energy, LLC |  | AC Electric | Accepted | 2024-02-22 | 2024-03-13 | 2025-03-13 | Solar Panels | Canadian Solar | CS6R-400MS-HL |  | 0.4 | 14 | 193 | 20 |  | Fixed | Roof
NJADRE1555828115 | Administratively Determined Incentive Program | ISELIN | 8830 | 11 | 5.74 | Residential | Behind the Meter | Yes | Net Metered Residential | Pro Custom Solar dba Momentum Solar |  | PSE&G | Accepted | 2024-02-22 | 2024-03-12 | 2025-03-12 | Solar Panels | Q. PEAK DUO BLK ML-G10+410 | hawnha |  | 0.41 | 14 | 39 | 37 |  | Fixed | Roof
NJADRE1555828115 | Administratively Determined Incentive Program | ISELIN | 8830 | 11 | 5.74 | Residential | Behind the Meter | Yes | Net Metered Residential | Pro Custom Solar dba Momentum Solar |  | PSE&G | Accepted | 2024-02-22 | 2024-03-12 | 2025-03-12 | Inverters | IQ8PLUS-72-2-US | Enphase | 290 |  | 14 |  |  | 0.97 |  | Outdoor
NJADRE1555828129 | Administratively Determined Incentive Program | PATERSON CITY | 7513 | 6 | 5.88 | Residential | Behind the Meter | No | Net Metered Residential | Harvest Power LLC |  | PSE&G | Accepted | 2024-02-26 | 2024-03-14 | 2025-03-14 | Inverters | Enphase | IQ7X-96-2-US | 315 |  | 14 |  |  | 0.975 |  | Other | Microinverter
NJADRE1555828129 | Administratively Determined Incentive Program | PATERSON CITY | 7513 | 6 | 5.88 | Residential | Behind the Meter | No | Net Metered Residential | Harvest Power LLC |  | PSE&G | Accepted | 2024-02-26 | 2024-03-14 | 2025-03-14 | Meters | Enphase | Combiner Box |  |  | 1 |  |  |  | Yes
NJADRE1555828129 | Administratively Determined Incentive Program | PATERSON CITY | 7513 | 6 | 5.88 | Residential | Behind the Meter | No | Net Metered Residential | Harvest Power LLC |  | PSE&G | Accepted | 2024-02-26 | 2024-03-14 | 2025-03-14 | Solar Panels | REC | REC420AA |  | 0.42 | 9 | 99 | 45 |  | Fixed | Roof
NJADRE1555828129 | Administratively Determined Incentive Program | PATERSON CITY | 7513 | 6 | 5.88 | Residential | Behind the Meter | No | Net Metered Residential | Harvest Power LLC |  | PSE&G | Accepted | 2024-02-26 | 2024-03-14 | 2025-03-14 | Solar Panels | REC | REC420AA |  | 0.42 | 2 | 99 | 20 |  | Fixed | Roof
NJADRE1555828129 | Administratively Determined Incentive Program | PATERSON CITY | 7513 | 6 | 5.88 | Residential | Behind the Meter | No | Net Metered Residential | Harvest Power LLC |  | PSE&G | Accepted | 2024-02-26 | 2024-03-14 | 2025-03-14 | Solar Panels | REC | REC420AA |  | 0.42 | 3 | 279 | 45 |  | Fixed | Roof
NJADRE1555828131 | Administratively Determined Incentive Program | UPPER SADDLE RIVER | 7458 | 7 | 5.6 | Residential | Behind the Meter | Yes | Net Metered Residential | Sunrun Installation Services, Inc. |  | Orange Rockland Electric | Accepted | 2024-02-22 | 2024-03-12 | 2025-03-12 | Inverters | SolarEdge Technologies | SE3800H-USMN | 3800 |  | 1 |  |  | 0.99 |  | Indoor | Next to meter
NJADRE1555828131 | Administratively Determined Incentive Program | UPPER SADDLE RIVER | 7458 | 7 | 5.6 | Residential | Behind the Meter | Yes | Net Metered Residential | Sunrun Installation Services, Inc. |  | Orange Rockland Electric | Accepted | 2024-02-22 | 2024-03-12 | 2025-03-12 | Solar Panels | Hanwha Q Cells | Q.PEAK DUO BLK ML-G10+/t 400 |  | 0.4 | 4 | 198 | 18 |  | Fixed | Roof
NJADRE1555828131 | Administratively Determined Incentive Program | UPPER SADDLE RIVER | 7458 | 7 | 5.6 | Residential | Behind the Meter | Yes | Net Metered Residential | Sunrun Installation Services, Inc. |  | Orange Rockland Electric | Accepted | 2024-02-22 | 2024-03-12 | 2025-03-12 | Solar Panels | Hanwha Q Cells | Q.PEAK DUO BLK ML-G10+/t 400 |  | 0.4 | 4 | 289 | 16 |  | Fixed | Roof
NJADRE1555828131 | Administratively Determined Incentive Program | UPPER SADDLE RIVER | 7458 | 7 | 5.6 | Residential | Behind the Meter | Yes | Net Metered Residential | Sunrun Installation Services, Inc. |  | Orange Rockland Electric | Accepted | 2024-02-22 | 2024-03-12 | 2025-03-12 | Solar Panels | Hanwha Q Cells | Q.PEAK DUO BLK ML-G10+/t 400 |  | 0.4 | 6 | 198 | 36 |  | Fixed | Roof
NJADRE1555828131 | Administratively Determined Incentive Program | UPPER SADDLE RIVER | 7458 | 7 | 5.6 | Residential | Behind the Meter | Yes | Net Metered Residential | Sunrun Installation Services, Inc. |  | Orange Rockland Electric | Accepted | 2024-02-22 | 2024-03-12 | 2025-03-12 | Electric Storage Battery | Tesla | Powerwall |  |  | 1 |  |  |  | Lithium Ion |  | INSIDE
NJADRE1555828137 | Administratively Determined Incentive Program | WILLIAMSTOWN | 8094 | 15 | 12.71 | Residential | Behind the Meter | Yes | Net Metered Residential | Skyline Solar LLC |  | AC Electric | Accepted | 2024-02-22 | 2024-03-13 | 2025-03-13 | Solar Panels | Hanwha Solar | Q.PEAK Duo BLK- ML-G10+ 410 |  | 0.41 | 15 | 196 | 26 |  | Fixed | Roof
NJADRE1555828137 | Administratively Determined Incentive Program | WILLIAMSTOWN | 8094 | 15 | 12.71 | Residential | Behind the Meter | Yes | Net Metered Residential | Skyline Solar LLC |  | AC Electric | Accepted | 2024-02-22 | 2024-03-13 | 2025-03-13 | Solar Panels | Hanwha Solar | Q.PEAK Duo BLK- ML-G10+ 410 |  | 0.41 | 5 | 196 | 13 |  | Fixed | Roof
NJADRE1555828137 | Administratively Determined Incentive Program | WILLIAMSTOWN | 8094 | 15 | 12.71 | Residential | Behind the Meter | Yes | Net Metered Residential | Skyline Solar LLC |  | AC Electric | Accepted | 2024-02-22 | 2024-03-13 | 2025-03-13 | Solar Panels | Hanwha Solar | Q.PEAK Duo BLK- ML-G10+ 410 |  | 0.41 | 6 | 106 | 23 |  | Fixed | Roof
NJADRE1555828137 | Administratively Determined Incentive Program | WILLIAMSTOWN | 8094 | 15 | 12.71 | Residential | Behind the Meter | Yes | Net Metered Residential | Skyline Solar LLC |  | AC Electric | Accepted | 2024-02-22 | 2024-03-13 | 2025-03-13 | Solar Panels | Hanwha Solar | Q.PEAK Duo BLK- ML-G10+ 410 |  | 0.41 | 5 | 286 | 23 |  | Fixed | Roof
NJADRE1555828137 | Administratively Determined Incentive Program | WILLIAMSTOWN | 8094 | 15 | 12.71 | Residential | Behind the Meter | Yes | Net Metered Residential | Skyline Solar LLC |  | AC Electric | Accepted | 2024-02-22 | 2024-03-13 | 2025-03-13 | Inverters | Enphase | IQ 8+ | 290 |  | 31 |  |  | 0.976 |  | Outside
NJADRE1555828138 | Administratively Determined Incentive Program | NEPTUNE | 7753 | 17 | 11.34 | Residential | Behind the Meter | No | Net Metered Residential | EMT RENEWABLES |  | JCP&L | Accepted | 2024-02-22 | 2024-03-12 | 2025-03-12 | Inverters | ENPHASE | IQ8+ | 290 |  | 28 |  |  | 0.98 |  | Other | UNDER EACH PANEL
NJADRE1555828138 | Administratively Determined Incentive Program | NEPTUNE | 7753 | 17 | 11.34 | Residential | Behind the Meter | No | Net Metered Residential | EMT RENEWABLES |  | JCP&L | Accepted | 2024-02-22 | 2024-03-12 | 2025-03-12 | Solar Panels | Q.CELLS | Q.PEAK DUO |  | 0.405 | 14 | 283 | 23 |  | Fixed | Roof
NJADRE1555828138 | Administratively Determined Incentive Program | NEPTUNE | 7753 | 17 | 11.34 | Residential | Behind the Meter | No | Net Metered Residential | EMT RENEWABLES |  | JCP&L | Accepted | 2024-02-22 | 2024-03-12 | 2025-03-12 | Solar Panels | Q.CELLS | Q.PEAK DUO |  | 0.405 | 14 | 103 | 23 |  | Fixed | Roof
NJADRE1555828142 | Administratively Determined Incentive Program | PATERSON CITY | 7513 | 6 | 5.88 | Residential | Behind the Meter | No | Net Metered Residential | Harvest Power LLC |  | PSE&G | Accepted | 2024-02-26 | 2024-03-15 | 2025-03-15 | Inverters | Enphase | IQ7X-96-2-US | 315 |  | 14 |  |  | 0.975 |  | Other | Microinverter
NJADRE1555828142 | Administratively Determined Incentive Program | PATERSON CITY | 7513 | 6 | 5.88 | Residential | Behind the Meter | No | Net Metered Residential | Harvest Power LLC |  | PSE&G | Accepted | 2024-02-26 | 2024-03-15 | 2025-03-15 | Meters | Enphase | Combiner Box |  |  | 1 |  |  |  | Yes
NJADRE1555828142 | Administratively Determined Incentive Program | PATERSON CITY | 7513 | 6 | 5.88 | Residential | Behind the Meter | No | Net Metered Residential | Harvest Power LLC |  | PSE&G | Accepted | 2024-02-26 | 2024-03-15 | 2025-03-15 | Solar Panels | REC | REC420AA |  | 0.42 | 10 | 99 | 45 |  | Fixed | Roof
NJADRE1555828142 | Administratively Determined Incentive Program | PATERSON CITY | 7513 | 6 | 5.88 | Residential | Behind the Meter | No | Net Metered Residential | Harvest Power LLC |  | PSE&G | Accepted | 2024-02-26 | 2024-03-15 | 2025-03-15 | Solar Panels | REC | REC420AA |  | 0.42 | 4 | 99 | 20 |  | Fixed | Roof
NJADRE1555828144 | Administratively Determined Incentive Program | BOUND BROOK | 8805 | 5 | 8 | Residential | Behind the Meter | Yes | Net Metered Residential | PosiGen Developer, LLC |  | PSE&G | Accepted | 2024-02-22 | 2024-03-12 | 2025-03-12 | Inverters | SOLAREDGE | SE6000H-US | 6000 |  | 1 |  |  | 0.99 |  | Outside | WITHIN TEN FEET OF METER
NJADRE1555828144 | Administratively Determined Incentive Program | BOUND BROOK | 8805 | 5 | 8 | Residential | Behind the Meter | Yes | Net Metered Residential | PosiGen Developer, LLC |  | PSE&G | Accepted | 2024-02-22 | 2024-03-12 | 2025-03-12 | Solar Panels | SILFAB | SIL400HC+ |  | 0.4 | 12 | 172 | 23 |  | Fixed | Roof
NJADRE1555828144 | Administratively Determined Incentive Program | BOUND BROOK | 8805 | 5 | 8 | Residential | Behind the Meter | Yes | Net Metered Residential | PosiGen Developer, LLC |  | PSE&G | Accepted | 2024-02-22 | 2024-03-12 | 2025-03-12 | Solar Panels | SILFAB | SIL400HC+ |  | 0.4 | 8 | 352 | 23 |  | Fixed | Roof
NJADRE1555828172 | Administratively Determined Incentive Program | BLACKWOOD | 8012 | 14 | 6.4 | Residential | Behind the Meter | Yes | Net Metered Residential | PosiGen Developer, LLC |  | AC Electric | Accepted | 2024-02-22 | 2024-03-12 | 2025-03-12 | Inverters | SOLAREDGE | SE6000H-US | 6000 |  | 1 |  |  | 0.99 |  | Outside | WITHIN TEN FEET OF METER
NJADRE1555828172 | Administratively Determined Incentive Program | BLACKWOOD | 8012 | 14 | 6.4 | Residential | Behind the Meter | Yes | Net Metered Residential | PosiGen Developer, LLC |  | AC Electric | Accepted | 2024-02-22 | 2024-03-12 | 2025-03-12 | Solar Panels | SILFAB | SIL400HC+ |  | 0.4 | 9 | 159 | 27 |  | Fixed | Roof
NJADRE1555828172 | Administratively Determined Incentive Program | BLACKWOOD | 8012 | 14 | 6.4 | Residential | Behind the Meter | Yes | Net Metered Residential | PosiGen Developer, LLC |  | AC Electric | Accepted | 2024-02-22 | 2024-03-12 | 2025-03-12 | Solar Panels | SILFAB | SIL400HC+ |  | 0.4 | 7 | 339 | 27 |  | Fixed | Roof
NJADRE1555828183 | Administratively Determined Incentive Program | MILLVILLE | 8332 | 20 | 8.51 | Residential | Behind the Meter | No | Net Metered Residential | EMT RENEWABLES LLC |  | AC Electric | Accepted | 2024-02-22 | 2024-03-12 | 2025-03-12 | Inverters | ENPHASE | IQ8+ | 290 |  | 21 |  |  | 0.98 |  | Other | UNDER EACH PANEL
NJADRE1555828183 | Administratively Determined Incentive Program | MILLVILLE | 8332 | 20 | 8.51 | Residential | Behind the Meter | No | Net Metered Residential | EMT RENEWABLES LLC |  | AC Electric | Accepted | 2024-02-22 | 2024-03-12 | 2025-03-12 | Solar Panels | Q.CELLS | Q.PEAK DUO |  | 0.405 | 10 | 269 | 26 |  | Fixed | Roof
NJADRE1555828183 | Administratively Determined Incentive Program | MILLVILLE | 8332 | 20 | 8.51 | Residential | Behind the Meter | No | Net Metered Residential | EMT RENEWABLES LLC |  | AC Electric | Accepted | 2024-02-22 | 2024-03-12 | 2025-03-12 | Solar Panels | Q.CELLS | Q.PEAK DUO |  | 0.405 | 11 | 89 | 26 |  | Fixed | Roof
NJADRE1555828193 | Administratively Determined Incentive Program | EAST ORANGE | 7017 | 9 | 4.8 | Residential | Behind the Meter | Yes | Net Metered Residential | PosiGen Developer, LLC |  | PSE&G | Accepted | 2024-02-22 | 2024-02-23 | 2025-02-23 | Inverters | SOLAREDGE | SE3800H-US | 3800 |  | 1 |  |  | 0.99 |  | Outside | WITHIN TEN FEET OF METER
NJADRE1555828193 | Administratively Determined Incentive Program | EAST ORANGE | 7017 | 9 | 4.8 | Residential | Behind the Meter | Yes | Net Metered Residential | PosiGen Developer, LLC |  | PSE&G | Accepted | 2024-02-22 | 2024-02-23 | 2025-02-23 | Solar Panels | SILFAB | SIL400HC+ |  | 0.4 | 12 | 203 | 43 |  | Fixed | Roof
NJADRE1555831300 | Administratively Determined Incentive Program | TOMS RIVER | 8753 | 18 | 4.81 | Residential | Behind the Meter | Yes | Net Metered Residential | Brilliant Solar |  | JCP&L | Accepted | 2024-02-22 | 2024-03-12 | 2025-03-12 | Inverters | Enphase | IQ8Plus-72-2-US | 240 |  | 13 |  |  | 0.98 |  | Outside
NJADRE1555831300 | Administratively Determined Incentive Program | TOMS RIVER | 8753 | 18 | 4.81 | Residential | Behind the Meter | Yes | Net Metered Residential | Brilliant Solar |  | JCP&L | Accepted | 2024-02-22 | 2024-03-12 | 2025-03-12 | Solar Panels | Aptos Solar | DNA-120-MF26 |  | 0.37 | 6 | 126 | 14 |  | Fixed | Roof
NJADRE1555831300 | Administratively Determined Incentive Program | TOMS RIVER | 8753 | 18 | 4.81 | Residential | Behind the Meter | Yes | Net Metered Residential | Brilliant Solar |  | JCP&L | Accepted | 2024-02-22 | 2024-03-12 | 2025-03-12 | Solar Panels | Aptos Solar | DNA-120-MF26 |  | 0.37 | 3 | 216 | 14 |  | Fixed | Roof
NJADRE1555831300 | Administratively Determined Incentive Program | TOMS RIVER | 8753 | 18 | 4.81 | Residential | Behind the Meter | Yes | Net Metered Residential | Brilliant Solar |  | JCP&L | Accepted | 2024-02-22 | 2024-03-12 | 2025-03-12 | Solar Panels | Aptos Solar | DNA-120-MF26 |  | 0.37 | 4 | 126 | 25 |  | Fixed | Roof
NJADRE1555831333 | Administratively Determined Incentive Program | MONROE | 8831 | 11 | 136.4 | Commercial | Behind the Meter | No | Small Net-Metered Non-Residential located on Rooftop, Carport, Canopy and Floating Solar | Solar Mite Solutions |  | JCP&L | Accepted | 2024-02-22 | 2024-03-14 | 2025-03-14 | Inverters | Solar Edge | se50kus | 289 |  | 2 |  |  | 0.98 |  | Outdoor
NJADRE1555831333 | Administratively Determined Incentive Program | MONROE | 8831 | 11 | 136.4 | Commercial | Behind the Meter | No | Small Net-Metered Non-Residential located on Rooftop, Carport, Canopy and Floating Solar | Solar Mite Solutions |  | JCP&L | Accepted | 2024-02-22 | 2024-03-14 | 2025-03-14 | Solar Panels | JA Solar | 54S31 |  | 0.4 | 109 | 268 | 40 |  | Fixed | Roof | Array 1
NJADRE1555831333 | Administratively Determined Incentive Program | MONROE | 8831 | 11 | 136.4 | Commercial | Behind the Meter | No | Small Net-Metered Non-Residential located on Rooftop, Carport, Canopy and Floating Solar | Solar Mite Solutions |  | JCP&L | Accepted | 2024-02-22 | 2024-03-14 | 2025-03-14 | Solar Panels | JA Solar | 54S31 |  | 0.4 | 139 | 178 | 40 |  | Fixed | Roof | Array 2
NJADRE1555831333 | Administratively Determined Incentive Program | MONROE | 8831 | 11 | 136.4 | Commercial | Behind the Meter | No | Small Net-Metered Non-Residential located on Rooftop, Carport, Canopy and Floating Solar | Solar Mite Solutions |  | JCP&L | Accepted | 2024-02-22 | 2024-03-14 | 2025-03-14 | Solar Panels | JA Solar | 54S31 |  | 0.4 | 93 | 88 | 40 |  | Fixed | Roof | Array 3
NJADRE1555831334 | Administratively Determined Incentive Program | WILLINGBORO | 8046 | 13 | 8.1 | Residential | Behind the Meter | Yes | Net Metered Residential | Brilliant Solar |  | PSE&G | Accepted | 2024-02-22 | 2024-03-13 | 2025-03-13 | Inverters | Enphase Energy | IQ8PLUS-72-2-US | 290 |  | 20 |  |  | 0.97 |  | Outdoor
NJADRE1555831334 | Administratively Determined Incentive Program | WILLINGBORO | 8046 | 13 | 8.1 | Residential | Behind the Meter | Yes | Net Metered Residential | Brilliant Solar |  | PSE&G | Accepted | 2024-02-22 | 2024-03-13 | 2025-03-13 | Solar Panels | Hanwha QCells | Q.PEAK DUO BLK ML-G10.a+ 405W |  | 0.405 | 20 | 72 | 49 |  | Fixed | Roof
NJADRE1555831337 | Administratively Determined Incentive Program | LITTLE EGG HARBOR TWP | 8087 | 18 | 2.22 | Residential | Behind the Meter | Yes | Net Metered Residential | Brilliant Installations Inc. |  | AC Electric | Accepted | 2024-02-22 | 2024-03-13 | 2025-03-13 | Inverters | Enphase | IQ8Plus-72-2-US | 240 |  | 6 |  |  | 0.98 |  | Outside
NJADRE1555831337 | Administratively Determined Incentive Program | LITTLE EGG HARBOR TWP | 8087 | 18 | 2.22 | Residential | Behind the Meter | Yes | Net Metered Residential | Brilliant Installations Inc. |  | AC Electric | Accepted | 2024-02-22 | 2024-03-13 | 2025-03-13 | Solar Panels | Aptos Solar | DNA-120-MF26 |  | 0.37 | 6 | 199 | 18 |  | Fixed | Roof
NJADRE1555831339 | Administratively Determined Incentive Program | BRICK | 8724 | 18 | 15.54 | Residential | Behind the Meter | Yes | Net Metered Residential | Brilliant Installations Inc. |  | JCP&L | Accepted | 2024-02-22 | 2024-03-12 | 2025-03-12 | Inverters | Enphase Energy | IQ8PLUS-72-2-US | 290 |  | 42 |  |  | 0.97 |  | Outdoor
NJADRE1555831339 | Administratively Determined Incentive Program | BRICK | 8724 | 18 | 15.54 | Residential | Behind the Meter | Yes | Net Metered Residential | Brilliant Installations Inc. |  | JCP&L | Accepted | 2024-02-22 | 2024-03-12 | 2025-03-12 | Solar Panels | Aptos Solar | DNA-120-MF26 370W |  | 0.37 | 17 | 82 | 26 |  | Fixed | Roof
NJADRE1555831339 | Administratively Determined Incentive Program | BRICK | 8724 | 18 | 15.54 | Residential | Behind the Meter | Yes | Net Metered Residential | Brilliant Installations Inc. |  | JCP&L | Accepted | 2024-02-22 | 2024-03-12 | 2025-03-12 | Solar Panels | Aptos Solar | DNA-120-MF26 370W |  | 0.37 | 6 | 172 | 26 |  | Fixed | Roof
NJADRE1555831339 | Administratively Determined Incentive Program | BRICK | 8724 | 18 | 15.54 | Residential | Behind the Meter | Yes | Net Metered Residential | Brilliant Installations Inc. |  | JCP&L | Accepted | 2024-02-22 | 2024-03-12 | 2025-03-12 | Solar Panels | Aptos Solar | DNA-120-MF26 370W |  | 0.37 | 4 | 172 | 26 |  | Fixed | Roof
NJADRE1555831339 | Administratively Determined Incentive Program | BRICK | 8724 | 18 | 15.54 | Residential | Behind the Meter | Yes | Net Metered Residential | Brilliant Installations Inc. |  | JCP&L | Accepted | 2024-02-22 | 2024-03-12 | 2025-03-12 | Solar Panels | Aptos Solar | DNA-120-MF26 370W |  | 0.37 | 7 | 262 | 26 |  | Fixed | Roof
NJADRE1555831339 | Administratively Determined Incentive Program | BRICK | 8724 | 18 | 15.54 | Residential | Behind the Meter | Yes | Net Metered Residential | Brilliant Installations Inc. |  | JCP&L | Accepted | 2024-02-22 | 2024-03-12 | 2025-03-12 | Solar Panels | Aptos Solar | DNA-120-MF26 370W |  | 0.37 | 8 | 262 | 26 |  | Fixed | Roof
NJADRE1555843622 | Administratively Determined Incentive Program | LONG BRANCH | 7740 | 17 | 8.1 | Residential | Behind the Meter | Yes | Net Metered Residential | Sunrun Installation Services, Inc. |  | JCP&L | Accepted | 2024-02-23 | 2024-03-12 | 2025-03-12 | Inverters | SolarEdge Technologies | SE6000H-USSN | 6000 |  | 1 |  |  | 0.99 |  | Outdoor
NJADRE1555843622 | Administratively Determined Incentive Program | LONG BRANCH | 7740 | 17 | 8.1 | Residential | Behind the Meter | Yes | Net Metered Residential | Sunrun Installation Services, Inc. |  | JCP&L | Accepted | 2024-02-23 | 2024-03-12 | 2025-03-12 | Solar Panels | Hanwha Q Cells | Q.PEAK DUO BLK ML-G10+ 405 |  | 0.405 | 10 | 351 | 40 |  | Fixed | Roof
NJADRE1555843622 | Administratively Determined Incentive Program | LONG BRANCH | 7740 | 17 | 8.1 | Residential | Behind the Meter | Yes | Net Metered Residential | Sunrun Installation Services, Inc. |  | JCP&L | Accepted | 2024-02-23 | 2024-03-12 | 2025-03-12 | Solar Panels | Hanwha Q Cells | Q.PEAK DUO BLK ML-G10+ 405 |  | 0.405 | 2 | 171 | 39 |  | Fixed | Roof
NJADRE1555843622 | Administratively Determined Incentive Program | LONG BRANCH | 7740 | 17 | 8.1 | Residential | Behind the Meter | Yes | Net Metered Residential | Sunrun Installation Services, Inc. |  | JCP&L | Accepted | 2024-02-23 | 2024-03-12 | 2025-03-12 | Solar Panels | Hanwha Q Cells | Q.PEAK DUO BLK ML-G10+ 405 |  | 0.405 | 8 | 171 | 39 |  | Fixed | Roof
NJADRE1555843627 | Administratively Determined Incentive Program | HILLSIDE | 7205 | 10 | 13.37 | Residential | Behind the Meter | Yes | Net Metered Residential | Sunrun Installation Services, Inc. |  | PSE&G | Accepted | 2024-02-23 | 2024-03-12 | 2025-03-12 | Inverters | SolarEdge Technologies | SE10000H-USSN | 10000 |  | 1 |  |  | 0.99 |  | Outdoor
NJADRE1555843627 | Administratively Determined Incentive Program | HILLSIDE | 7205 | 10 | 13.37 | Residential | Behind the Meter | Yes | Net Metered Residential | Sunrun Installation Services, Inc. |  | PSE&G | Accepted | 2024-02-23 | 2024-03-12 | 2025-03-12 | Solar Panels | Hanwha Q Cells | Q.PEAK DUO BLK ML-G10+ 405 |  | 0.405 | 8 | 39 | 27 |  | Fixed | Roof
NJADRE1555843627 | Administratively Determined Incentive Program | HILLSIDE | 7205 | 10 | 13.37 | Residential | Behind the Meter | Yes | Net Metered Residential | Sunrun Installation Services, Inc. |  | PSE&G | Accepted | 2024-02-23 | 2024-03-12 | 2025-03-12 | Solar Panels | Hanwha Q Cells | Q.PEAK DUO BLK ML-G10+ 405 |  | 0.405 | 13 | 39 | 7 |  | Fixed | Roof
NJADRE1555843627 | Administratively Determined Incentive Program | HILLSIDE | 7205 | 10 | 13.37 | Residential | Behind the Meter | Yes | Net Metered Residential | Sunrun Installation Services, Inc. |  | PSE&G | Accepted | 2024-02-23 | 2024-03-12 | 2025-03-12 | Solar Panels | Hanwha Q Cells | Q.PEAK DUO BLK ML-G10+ 405 |  | 0.405 | 12 | 219 | 27 |  | Fixed | Roof
NJADRE1555843630 | Administratively Determined Incentive Program | SHILOH | 8353 | 20 | 13.09 | Residential | Behind the Meter | Yes | Net Metered Residential | RCL Enterprises Inc |  | AC Electric | Accepted | 2024-02-23 | 2024-03-12 | 2025-03-12 | Inverters | Enphase | IQ8plus | 290 |  | 34 |  |  | 0.97 |  | Outdoor
NJADRE1555843630 | Administratively Determined Incentive Program | SHILOH | 8353 | 20 | 13.09 | Residential | Behind the Meter | Yes | Net Metered Residential | RCL Enterprises Inc |  | AC Electric | Accepted | 2024-02-23 | 2024-03-12 | 2025-03-12 | Solar Panels | JA Solar | JAM54S31 |  | 0.385 | 26 | 155 | 25 |  | Fixed | Roof
NJADRE1555843630 | Administratively Determined Incentive Program | SHILOH | 8353 | 20 | 13.09 | Residential | Behind the Meter | Yes | Net Metered Residential | RCL Enterprises Inc |  | AC Electric | Accepted | 2024-02-23 | 2024-03-12 | 2025-03-12 | Solar Panels | JA Solar | JAM54S31 |  | 0.385 | 8 | 76 | 18 |  | Fixed | Roof
NJADRE1555843632 | Administratively Determined Incentive Program | BRIDGETON | 8302 | 20 | 36.19 | Commercial | Behind the Meter | Yes | Small Net-Metered Non-Residential located on Rooftop, Carport, Canopy and Floating Solar-PUBLIC | RCL Enterprises Inc |  | AC Electric | Accepted | 2024-02-23 | 2024-03-13 | 2025-03-13 | Inverters | Enphase | IQ8plus | 290 |  | 94 |  |  | 0.97 |  | Outdoor
NJADRE1555843632 | Administratively Determined Incentive Program | BRIDGETON | 8302 | 20 | 36.19 | Commercial | Behind the Meter | Yes | Small Net-Metered Non-Residential located on Rooftop, Carport, Canopy and Floating Solar-PUBLIC | RCL Enterprises Inc |  | AC Electric | Accepted | 2024-02-23 | 2024-03-13 | 2025-03-13 | Solar Panels | JA Solar | JAM54S31 |  | 0.385 | 16 | 85 | 18 |  | Fixed | Roof
NJADRE1555843632 | Administratively Determined Incentive Program | BRIDGETON | 8302 | 20 | 36.19 | Commercial | Behind the Meter | Yes | Small Net-Metered Non-Residential located on Rooftop, Carport, Canopy and Floating Solar-PUBLIC | RCL Enterprises Inc |  | AC Electric | Accepted | 2024-02-23 | 2024-03-13 | 2025-03-13 | Solar Panels | JA Solar | JAM54S31 |  | 0.385 | 40 | 85 | 11 |  | Fixed | Roof
NJADRE1555843632 | Administratively Determined Incentive Program | BRIDGETON | 8302 | 20 | 36.19 | Commercial | Behind the Meter | Yes | Small Net-Metered Non-Residential located on Rooftop, Carport, Canopy and Floating Solar-PUBLIC | RCL Enterprises Inc |  | AC Electric | Accepted | 2024-02-23 | 2024-03-13 | 2025-03-13 | Solar Panels | JA Solar | JAM54S31 |  | 0.385 | 14 | 265 | 18 |  | Fixed | Roof
NJADRE1555843632 | Administratively Determined Incentive Program | BRIDGETON | 8302 | 20 | 36.19 | Commercial | Behind the Meter | Yes | Small Net-Metered Non-Residential located on Rooftop, Carport, Canopy and Floating Solar-PUBLIC | RCL Enterprises Inc |  | AC Electric | Accepted | 2024-02-23 | 2024-03-13 | 2025-03-13 | Solar Panels | JA Solar | JAM54S31 |  | 0.385 | 24 | 265 | 11 |  | Fixed | Roof
NJADRE1555843637 | Administratively Determined Incentive Program | BORDENTWN TWP | 8620 | 12 | 4 | Residential | Behind the Meter | Yes | Net Metered Residential | Sunrun Installation Services, Inc. |  | PSE&G | Accepted | 2024-02-23 | 2024-03-12 | 2025-03-12 | Inverters | Delta Electronics | E4-TL-US | 3840 |  | 1 |  |  | 0.975 |  | Outdoor | next to meter
NJADRE1555843637 | Administratively Determined Incentive Program | BORDENTWN TWP | 8620 | 12 | 4 | Residential | Behind the Meter | Yes | Net Metered Residential | Sunrun Installation Services, Inc. |  | PSE&G | Accepted | 2024-02-23 | 2024-03-12 | 2025-03-12 | Solar Panels | Hanwha Q Cells | Q.PEAK DUO BLK ML-G10+/t 400 |  | 0.4 | 10 | 184 | 30 |  | Fixed | Roof
NJADRE1555843638 | Administratively Determined Incentive Program | WASHINGTON TOWNSHIP | 8012 | 14 | 10.13 | Residential | Behind the Meter | Yes | Net Metered Residential | SunnyMac LLC |  | AC Electric | Accepted | 2024-02-23 | 2024-03-12 | 2025-03-12 | Solar Panels | Q.PEAK DUO BLK ML-G10+ 405W | HANWHA |  | 0.405 | 20 | 146 | 19 |  | Fixed | Roof
NJADRE1555843638 | Administratively Determined Incentive Program | WASHINGTON TOWNSHIP | 8012 | 14 | 10.13 | Residential | Behind the Meter | Yes | Net Metered Residential | SunnyMac LLC |  | AC Electric | Accepted | 2024-02-23 | 2024-03-12 | 2025-03-12 | Solar Panels | Q.PEAK DUO BLK ML-G10+ 405W | HANWHA |  | 0.405 | 5 | 326 | 19 |  | Fixed | Roof
NJADRE1555843638 | Administratively Determined Incentive Program | WASHINGTON TOWNSHIP | 8012 | 14 | 10.13 | Residential | Behind the Meter | Yes | Net Metered Residential | SunnyMac LLC |  | AC Electric | Accepted | 2024-02-23 | 2024-03-12 | 2025-03-12 | Inverters | SE7600H-US | SOLAREDGE | 7600 |  | 1 |  |  | 0.1 |  | Outdoor | next to meter
NJADRE1555843640 | Administratively Determined Incentive Program | CARTERET | 7008 | 11 | 5.27 | Residential | Behind the Meter | Yes | Net Metered Residential | SunnyMac LLC |  | PSE&G | Accepted | 2024-02-23 | 2024-03-12 | 2025-03-12 | Solar Panels | Q.PEAK DUO BLK ML-G10+ 405W | HANWHA |  | 0.405 | 13 | 169 | 21 |  | Fixed | Roof
NJADRE1555843640 | Administratively Determined Incentive Program | CARTERET | 7008 | 11 | 5.27 | Residential | Behind the Meter | Yes | Net Metered Residential | SunnyMac LLC |  | PSE&G | Accepted | 2024-02-23 | 2024-03-12 | 2025-03-12 | Inverters | SE5000H-US | Solaredge | 5000 |  | 1 |  |  | 0.1 |  | Outdoor | next to meter
NJADRE1555843641 | Administratively Determined Incentive Program | PENNSVILLE | 8070 | 16 | 6.16 | Residential | Behind the Meter | Yes | Net Metered Residential | RCL Enterprises Inc |  | AC Electric | Accepted | 2024-02-23 | 2024-03-12 | 2025-03-12 | Inverters | Enphase | IQ8plus | 290 |  | 16 |  |  | 0.97 |  | Outdoor
NJADRE1555843641 | Administratively Determined Incentive Program | PENNSVILLE | 8070 | 16 | 6.16 | Residential | Behind the Meter | Yes | Net Metered Residential | RCL Enterprises Inc |  | AC Electric | Accepted | 2024-02-23 | 2024-03-12 | 2025-03-12 | Solar Panels | JA Solar | JAM54S31 |  | 0.385 | 10 | 152 | 20 |  | Fixed | Roof
NJADRE1555843641 | Administratively Determined Incentive Program | PENNSVILLE | 8070 | 16 | 6.16 | Residential | Behind the Meter | Yes | Net Metered Residential | RCL Enterprises Inc |  | AC Electric | Accepted | 2024-02-23 | 2024-03-12 | 2025-03-12 | Solar Panels | JA Solar | JAM54S31 |  | 0.385 | 6 | 152 | 45 |  | Fixed | Roof
NJADRE1555843644 | Administratively Determined Incentive Program | BROWNS MILLS | 8015 | 13 | 7.7 | Residential | Behind the Meter | Yes | Net Metered Residential | SunnyMac LLC |  | JCP&L | Accepted | 2024-02-23 | 2024-03-12 | 2025-03-12 | Solar Panels | Q.PEAK DUO BLK ML-G10+ 405W | HANWHA |  | 0.405 | 16 | 107 | 23 |  | Fixed | Roof
NJADRE1555843644 | Administratively Determined Incentive Program | BROWNS MILLS | 8015 | 13 | 7.7 | Residential | Behind the Meter | Yes | Net Metered Residential | SunnyMac LLC |  | JCP&L | Accepted | 2024-02-23 | 2024-03-12 | 2025-03-12 | Solar Panels | Q.PEAK DUO BLK ML-G10+ 405W | HANWHA |  | 0.405 | 3 | 197 | 23 |  | Fixed | Roof
NJADRE1555843644 | Administratively Determined Incentive Program | BROWNS MILLS | 8015 | 13 | 7.7 | Residential | Behind the Meter | Yes | Net Metered Residential | SunnyMac LLC |  | JCP&L | Accepted | 2024-02-23 | 2024-03-12 | 2025-03-12 | Inverters | SE6000H-US | SOLAREDGE | 6000 |  | 1 |  |  | 0.1 |  | Outdoor | next to meter
NJADRE1555843646 | Administratively Determined Incentive Program | WILLINGBORO | 8046 | 13 | 8.4 | Residential | Behind the Meter | Yes | Net Metered Residential | Power Energy Solutions |  | PSE&G | Accepted | 2024-02-23 | 2024-03-12 | 2025-03-12 | Inverters | SolarEdge | SE6000H-US | 6000 |  | 1 |  |  | 0.97 |  | Outdoor
NJADRE1555843646 | Administratively Determined Incentive Program | WILLINGBORO | 8046 | 13 | 8.4 | Residential | Behind the Meter | Yes | Net Metered Residential | Power Energy Solutions |  | PSE&G | Accepted | 2024-02-23 | 2024-03-12 | 2025-03-12 | Solar Panels | Canadian Solar | CS6R-400MS-HL HIKU6 BLACK MONO |  | 0.4 | 7 | 257 | 16 |  | Fixed | Roof
NJADRE1555843646 | Administratively Determined Incentive Program | WILLINGBORO | 8046 | 13 | 8.4 | Residential | Behind the Meter | Yes | Net Metered Residential | Power Energy Solutions |  | PSE&G | Accepted | 2024-02-23 | 2024-03-12 | 2025-03-12 | Solar Panels | Canadian Solar | CS6R-400MS-HL HIKU6 BLACK MONO |  | 0.4 | 7 | 257 | 41 |  | Fixed | Roof
NJADRE1555843646 | Administratively Determined Incentive Program | WILLINGBORO | 8046 | 13 | 8.4 | Residential | Behind the Meter | Yes | Net Metered Residential | Power Energy Solutions |  | PSE&G | Accepted | 2024-02-23 | 2024-03-12 | 2025-03-12 | Solar Panels | Canadian Solar | CS6R-400MS-HL HIKU6 BLACK MONO |  | 0.4 | 4 | 77 | 16 |  | Fixed | Roof
NJADRE1555843646 | Administratively Determined Incentive Program | WILLINGBORO | 8046 | 13 | 8.4 | Residential | Behind the Meter | Yes | Net Metered Residential | Power Energy Solutions |  | PSE&G | Accepted | 2024-02-23 | 2024-03-12 | 2025-03-12 | Solar Panels | Canadian Solar | CS6R-400MS-HL HIKU6 BLACK MONO |  | 0.4 | 3 | 257 | 41 |  | Fixed | Roof
NJADRE1555843647 | Administratively Determined Incentive Program | CLAYTON | 8312 | 15 | 10.01 | Residential | Behind the Meter | Yes | Net Metered Residential | RCL Enterprises Inc |  | AC Electric | Accepted | 2024-02-23 | 2024-03-12 | 2025-03-12 | Inverters | Enphase | IQ8plus | 290 |  | 26 |  |  | 0.97 |  | Outdoor
NJADRE1555843647 | Administratively Determined Incentive Program | CLAYTON | 8312 | 15 | 10.01 | Residential | Behind the Meter | Yes | Net Metered Residential | RCL Enterprises Inc |  | AC Electric | Accepted | 2024-02-23 | 2024-03-12 | 2025-03-12 | Solar Panels | JA Solar | JAM54S31 |  | 0.385 | 15 | 172 | 11 |  | Fixed | Roof
NJADRE1555843647 | Administratively Determined Incentive Program | CLAYTON | 8312 | 15 | 10.01 | Residential | Behind the Meter | Yes | Net Metered Residential | RCL Enterprises Inc |  | AC Electric | Accepted | 2024-02-23 | 2024-03-12 | 2025-03-12 | Solar Panels | JA Solar | JAM54S31 |  | 0.385 | 9 | 172 | 24 |  | Fixed | Roof
NJADRE1555843647 | Administratively Determined Incentive Program | CLAYTON | 8312 | 15 | 10.01 | Residential | Behind the Meter | Yes | Net Metered Residential | RCL Enterprises Inc |  | AC Electric | Accepted | 2024-02-23 | 2024-03-12 | 2025-03-12 | Solar Panels | JA Solar | JAM54S31 |  | 0.385 | 2 | 262 | 24 |  | Fixed | Roof
NJADRE1555843653 | Administratively Determined Incentive Program | FORT LEE | 7024 | 7 | 8.4 | Residential | Behind the Meter | Yes | Net Metered Residential | Sunrun Installation Services, Inc. |  | PSE&G | Accepted | 2024-02-23 | 2024-03-12 | 2025-03-12 | Electric Storage Battery | Tesla | Powerwall |  |  | 1 |  |  |  | Lithium Ion |  | Inside
NJADRE1555843653 | Administratively Determined Incentive Program | FORT LEE | 7024 | 7 | 8.4 | Residential | Behind the Meter | Yes | Net Metered Residential | Sunrun Installation Services, Inc. |  | PSE&G | Accepted | 2024-02-23 | 2024-03-12 | 2025-03-12 | Inverters | SolarEdge Technologies | SE6000H-USSN | 6000 |  | 1 |  |  | 0.99 |  | Outdoor | Next to meter
NJADRE1555843653 | Administratively Determined Incentive Program | FORT LEE | 7024 | 7 | 8.4 | Residential | Behind the Meter | Yes | Net Metered Residential | Sunrun Installation Services, Inc. |  | PSE&G | Accepted | 2024-02-23 | 2024-03-12 | 2025-03-12 | Solar Panels | Hanwha Q Cells | Q.PEAK DUO BLK ML-G10+/t 400 |  | 0.4 | 21 | 199 | 42 |  | Fixed | Roof
NJADRE1555843655 | Administratively Determined Incentive Program | SOUTH AMBOY | 8879 | 11 | 7.2 | Residential | Behind the Meter | Yes | Net Metered Residential | Maier Solar Engineering dba Solar Me |  | JCP&L | Accepted | 2024-02-26 | 2024-03-13 | 2025-03-13 | Solar Panels | Canadian Solar | CS3N-400W |  | 0.4 | 18 | 149 | 43 |  | Fixed | Roof
NJADRE1555843655 | Administratively Determined Incentive Program | SOUTH AMBOY | 8879 | 11 | 7.2 | Residential | Behind the Meter | Yes | Net Metered Residential | Maier Solar Engineering dba Solar Me |  | JCP&L | Accepted | 2024-02-26 | 2024-03-13 | 2025-03-13 | Inverters | Enphase | IQ7+ | 290 |  | 18 |  |  | 0.96 |  | Outdoor | Next to meter
NJADRE1555843673 | Administratively Determined Incentive Program | BRIDGETON | 8302 | 20 | 14.58 | Residential | Behind the Meter | Yes | Net Metered Residential | RCL Enterprises Inc |  | AC Electric | Accepted | 2024-02-23 | 2024-03-12 | 2025-03-12 | Inverters | Enphase | IQ8plus | 290 |  | 36 |  |  | 0.97 |  | Outdoor
NJADRE1555843673 | Administratively Determined Incentive Program | BRIDGETON | 8302 | 20 | 14.58 | Residential | Behind the Meter | Yes | Net Metered Residential | RCL Enterprises Inc |  | AC Electric | Accepted | 2024-02-23 | 2024-03-12 | 2025-03-12 | Solar Panels | JA Solar | JAM72S10 |  | 0.405 | 36 | 160 | 25 |  | Fixed | Ground
NJADRE1555843694 | Administratively Determined Incentive Program | BRIDGETON | 8302 | 20 | 17.33 | Residential | Behind the Meter | Yes | Net Metered Residential | RCL Enterprises Inc |  | AC Electric | Accepted | 2024-02-23 | 2024-03-12 | 2025-03-12 | Inverters | Enphase | IQ8plus | 290 |  | 45 |  |  | 0.97 |  | Outdoor
NJADRE1555843694 | Administratively Determined Incentive Program | BRIDGETON | 8302 | 20 | 17.33 | Residential | Behind the Meter | Yes | Net Metered Residential | RCL Enterprises Inc |  | AC Electric | Accepted | 2024-02-23 | 2024-03-12 | 2025-03-12 | Solar Panels | JA Solar | JAM54S31 |  | 0.385 | 35 | 252 | 18 |  | Fixed | Roof
NJADRE1555843694 | Administratively Determined Incentive Program | BRIDGETON | 8302 | 20 | 17.33 | Residential | Behind the Meter | Yes | Net Metered Residential | RCL Enterprises Inc |  | AC Electric | Accepted | 2024-02-23 | 2024-03-12 | 2025-03-12 | Solar Panels | JA Solar | JAM54S31 |  | 0.385 | 10 | 72 | 18 |  | Fixed | Roof
NJADRE1555843695 | Administratively Determined Incentive Program | CLIFTON | 7012 | 6 | 5.6 | Residential | Behind the Meter | Yes | Net Metered Residential | Sunrun Installation Services, Inc. |  | PSE&G | Accepted | 2024-02-23 | 2024-03-12 | 2025-03-12 | Inverters | SolarEdge Technologies | SE3800H-USMN | 3800 |  | 1 |  |  | 0.99 |  | Outside | Next to meter
NJADRE1555843695 | Administratively Determined Incentive Program | CLIFTON | 7012 | 6 | 5.6 | Residential | Behind the Meter | Yes | Net Metered Residential | Sunrun Installation Services, Inc. |  | PSE&G | Accepted | 2024-02-23 | 2024-03-12 | 2025-03-12 | Solar Panels | Hanwha Q Cells | Q.PEAK DUO BLK ML-G10+/t 400 |  | 0.4 | 11 | 222 | 23 |  | Fixed | Roof
NJADRE1555843695 | Administratively Determined Incentive Program | CLIFTON | 7012 | 6 | 5.6 | Residential | Behind the Meter | Yes | Net Metered Residential | Sunrun Installation Services, Inc. |  | PSE&G | Accepted | 2024-02-23 | 2024-03-12 | 2025-03-12 | Solar Panels | Hanwha Q Cells | Q.PEAK DUO BLK ML-G10+/t 400 |  | 0.4 | 3 | 222 | 23 |  | Fixed | Roof
NJADRE1555843702 | Administratively Determined Incentive Program | WILLIAMSTOWN | 8094 | 15 | 6.08 | Residential | Behind the Meter | Yes | Net Metered Residential | SunnyMac LLC |  | AC Electric | Accepted | 2024-02-23 | 2024-03-14 | 2025-03-14 | Solar Panels | Q.PEAK DUO BLK ML-G10+ 405W | HANWHA |  | 0.405 | 12 | 269 | 19 |  | Fixed | Roof
NJADRE1555843702 | Administratively Determined Incentive Program | WILLIAMSTOWN | 8094 | 15 | 6.08 | Residential | Behind the Meter | Yes | Net Metered Residential | SunnyMac LLC |  | AC Electric | Accepted | 2024-02-23 | 2024-03-14 | 2025-03-14 | Solar Panels | Q.PEAK DUO BLK ML-G10+ 405W | HANWHA |  | 0.405 | 3 | 89 | 19 |  | Fixed | Roof
NJADRE1555843702 | Administratively Determined Incentive Program | WILLIAMSTOWN | 8094 | 15 | 6.08 | Residential | Behind the Meter | Yes | Net Metered Residential | SunnyMac LLC |  | AC Electric | Accepted | 2024-02-23 | 2024-03-14 | 2025-03-14 | Inverters | SE5000H-US | Solaredge | 5000 |  | 1 |  |  | 0.1 |  | Outdoor | next to meter
NJADRE1555843714 | Administratively Determined Incentive Program | MAPLEWOOD | 7040 | 9 | 9.2 | Residential | Behind the Meter | Yes | Net Metered Residential | Sunrun Installation Services, Inc. |  | PSE&G | Accepted | 2024-02-23 | 2024-03-12 | 2025-03-12 | Inverters | SolarEdge Technologies | SE7600H-USSN | 7600 |  | 1 |  |  | 0.99 |  | Outside | Next to meter
NJADRE1555843714 | Administratively Determined Incentive Program | MAPLEWOOD | 7040 | 9 | 9.2 | Residential | Behind the Meter | Yes | Net Metered Residential | Sunrun Installation Services, Inc. |  | PSE&G | Accepted | 2024-02-23 | 2024-03-12 | 2025-03-12 | Solar Panels | Hanwha Q Cells | Q.PEAK DUO BLK ML-G10+/t 400 |  | 0.4 | 12 | 131 | 31 |  | Fixed | Roof
NJADRE1555843714 | Administratively Determined Incentive Program | MAPLEWOOD | 7040 | 9 | 9.2 | Residential | Behind the Meter | Yes | Net Metered Residential | Sunrun Installation Services, Inc. |  | PSE&G | Accepted | 2024-02-23 | 2024-03-12 | 2025-03-12 | Solar Panels | Hanwha Q Cells | Q.PEAK DUO BLK ML-G10+/t 400 |  | 0.4 | 11 | 311 | 31 |  | Fixed | Roof
NJADRE1555843714 | Administratively Determined Incentive Program | MAPLEWOOD | 7040 | 9 | 9.2 | Residential | Behind the Meter | Yes | Net Metered Residential | Sunrun Installation Services, Inc. |  | PSE&G | Accepted | 2024-02-23 | 2024-03-12 | 2025-03-12 | Electric Storage Battery | Tesla | Powerwall |  |  | 1 |  |  |  | Lithium Ion |  | OUTSIDE?
NJADRE1555843725 | Administratively Determined Incentive Program | WASHINGTON | 7882 | 2 | 10.73 | Residential | Behind the Meter | Yes | Net Metered Residential | Brilliant Solar |  | JCP&L | Accepted | 2024-02-23 | 2024-03-12 | 2025-03-12 | Inverters | Enphase | IQ8Plus-72-2-US | 240 |  | 29 |  |  | 0.98 |  | Outside
NJADRE1555843725 | Administratively Determined Incentive Program | WASHINGTON | 7882 | 2 | 10.73 | Residential | Behind the Meter | Yes | Net Metered Residential | Brilliant Solar |  | JCP&L | Accepted | 2024-02-23 | 2024-03-12 | 2025-03-12 | Solar Panels | Aptos Solar | DNA-120-MF26 |  | 0.37 | 10 | 246 | 40 |  | Fixed | Roof
NJADRE1555843725 | Administratively Determined Incentive Program | WASHINGTON | 7882 | 2 | 10.73 | Residential | Behind the Meter | Yes | Net Metered Residential | Brilliant Solar |  | JCP&L | Accepted | 2024-02-23 | 2024-03-12 | 2025-03-12 | Solar Panels | Aptos Solar | DNA-120-MF26 |  | 0.37 | 19 | 56 | 40 |  | Fixed | Roof
NJADRE1555843726 | Administratively Determined Incentive Program | SEWELL | 8080 | 15 | 8.61 | Residential | Behind the Meter | Yes | Net Metered Residential | Pro Custom Solar dba Momentum Solar |  | AC Electric | Accepted | 2024-02-23 | 2024-03-12 | 2025-03-12 | Solar Panels | Q. PEAK DUO BLK ML-G10+410 | hawnha |  | 0.41 | 17 | 140 | 19 |  | Fixed | Roof
NJADRE1555843726 | Administratively Determined Incentive Program | SEWELL | 8080 | 15 | 8.61 | Residential | Behind the Meter | Yes | Net Metered Residential | Pro Custom Solar dba Momentum Solar |  | AC Electric | Accepted | 2024-02-23 | 2024-03-12 | 2025-03-12 | Solar Panels | Q. PEAK DUO BLK ML-G10+410 | hawnha |  | 0.41 | 4 | 320 | 19 |  | Fixed | Roof
NJADRE1555843726 | Administratively Determined Incentive Program | SEWELL | 8080 | 15 | 8.61 | Residential | Behind the Meter | Yes | Net Metered Residential | Pro Custom Solar dba Momentum Solar |  | AC Electric | Accepted | 2024-02-23 | 2024-03-12 | 2025-03-12 | Inverters | IQ8PLUS-72-2-US | Enphase | 290 |  | 21 |  |  | 0.97 |  | Outdoor
NJADRE1555843731 | Administratively Determined Incentive Program | LAWRENCE TWP | 8648 | 12 | 14.58 | Residential | Behind the Meter | No | Net Metered Residential | Green Power Energy |  | PSE&G | Accepted | 2024-02-23 | 2024-03-12 | 2025-03-12 | Electric Storage Battery | Enphase Energy | IQBATTERY-5P-1P-NA |  |  | 4 |  |  |  | Lithium Ion |  | Inside
NJADRE1555843731 | Administratively Determined Incentive Program | LAWRENCE TWP | 8648 | 12 | 14.58 | Residential | Behind the Meter | No | Net Metered Residential | Green Power Energy |  | PSE&G | Accepted | 2024-02-23 | 2024-03-12 | 2025-03-12 | Inverters | Enphase Energy | IQ8PLUS-72-2-US [240V] | 290 |  | 36 |  |  | 0.975 |  | Outdoor | Roof
NJADRE1555843731 | Administratively Determined Incentive Program | LAWRENCE TWP | 8648 | 12 | 14.58 | Residential | Behind the Meter | No | Net Metered Residential | Green Power Energy |  | PSE&G | Accepted | 2024-02-23 | 2024-03-12 | 2025-03-12 | Solar Panels | Hanwha Q-Cells | Q.PEAK DUO BLK ML-G10+ 405 |  | 0.405 | 8 | 322 | 27 |  | Fixed | Roof
NJADRE1555843731 | Administratively Determined Incentive Program | LAWRENCE TWP | 8648 | 12 | 14.58 | Residential | Behind the Meter | No | Net Metered Residential | Green Power Energy |  | PSE&G | Accepted | 2024-02-23 | 2024-03-12 | 2025-03-12 | Solar Panels | Hanwha Q-Cells | Q.PEAK DUO BLK ML-G10+ 405 |  | 0.405 | 2 | 232 | 49 |  | Fixed | Roof
NJADRE1555843731 | Administratively Determined Incentive Program | LAWRENCE TWP | 8648 | 12 | 14.58 | Residential | Behind the Meter | No | Net Metered Residential | Green Power Energy |  | PSE&G | Accepted | 2024-02-23 | 2024-03-12 | 2025-03-12 | Solar Panels | Hanwha Q-Cells | Q.PEAK DUO BLK ML-G10+ 405 |  | 0.405 | 7 | 141 | 23 |  | Fixed | Roof
NJADRE1555843731 | Administratively Determined Incentive Program | LAWRENCE TWP | 8648 | 12 | 14.58 | Residential | Behind the Meter | No | Net Metered Residential | Green Power Energy |  | PSE&G | Accepted | 2024-02-23 | 2024-03-12 | 2025-03-12 | Solar Panels | Hanwha Q-Cells | Q.PEAK DUO BLK ML-G10+ 405 |  | 0.405 | 19 | 142 | 27 |  | Fixed | Roof
NJADRE1555843742 | Administratively Determined Incentive Program | PATERSON | 7514 | 6 | 12.3 | Residential | Behind the Meter | Yes | Net Metered Residential | Pro Custom Solar dba Momentum Solar |  | PSE&G | Accepted | 2024-02-23 | 2024-03-12 | 2025-03-12 | Solar Panels | Q. PEAK DUO BLK ML-G10+410 | hawnha |  | 0.41 | 11 | 194 | 43 |  | Fixed | Roof
NJADRE1555843742 | Administratively Determined Incentive Program | PATERSON | 7514 | 6 | 12.3 | Residential | Behind the Meter | Yes | Net Metered Residential | Pro Custom Solar dba Momentum Solar |  | PSE&G | Accepted | 2024-02-23 | 2024-03-12 | 2025-03-12 | Solar Panels | Q. PEAK DUO BLK ML-G10+410 | hawnha |  | 0.41 | 19 | 14 | 43 |  | Fixed | Roof
NJADRE1555843742 | Administratively Determined Incentive Program | PATERSON | 7514 | 6 | 12.3 | Residential | Behind the Meter | Yes | Net Metered Residential | Pro Custom Solar dba Momentum Solar |  | PSE&G | Accepted | 2024-02-23 | 2024-03-12 | 2025-03-12 | Inverters | IQ8PLUS-72-2-US | Enphase | 290 |  | 30 |  |  | 0.97 |  | Outdoor
NJADRE1555843772 | Administratively Determined Incentive Program | BRICK | 8724 | 18 | 10.4 | Residential | Behind the Meter | Yes | Net Metered Residential | PosiGen Developer, LLC |  | JCP&L | Accepted | 2024-02-23 | 2024-03-19 | 2025-03-19 | Inverters | SOLAREDGE | SE10000H-US | 10000 |  | 1 |  |  | 0.99 |  | Outside | WITHIN TEN FEET OF METER
NJADRE1555843772 | Administratively Determined Incentive Program | BRICK | 8724 | 18 | 10.4 | Residential | Behind the Meter | Yes | Net Metered Residential | PosiGen Developer, LLC |  | JCP&L | Accepted | 2024-02-23 | 2024-03-19 | 2025-03-19 | Solar Panels | SILFAB | SIL400HC+ |  | 0.4 | 12 | 215 | 23 |  | Fixed | Roof
NJADRE1555843772 | Administratively Determined Incentive Program | BRICK | 8724 | 18 | 10.4 | Residential | Behind the Meter | Yes | Net Metered Residential | PosiGen Developer, LLC |  | JCP&L | Accepted | 2024-02-23 | 2024-03-19 | 2025-03-19 | Solar Panels | SILFAB | SIL400HC+ |  | 0.4 | 10 | 215 | 23 |  | Fixed | Roof
NJADRE1555843772 | Administratively Determined Incentive Program | BRICK | 8724 | 18 | 10.4 | Residential | Behind the Meter | Yes | Net Metered Residential | PosiGen Developer, LLC |  | JCP&L | Accepted | 2024-02-23 | 2024-03-19 | 2025-03-19 | Solar Panels | SILFAB | SIL400HC+ |  | 0.4 | 4 | 35 | 23 |  | Fixed | Roof
NJADRE1555843776 | Administratively Determined Incentive Program | UNION CITY | 7087 | 8 | 11.07 | Residential | Behind the Meter | Yes | Net Metered Residential | Pro Custom Solar dba Momentum Solar |  | PSE&G | Accepted | 2024-02-23 | 2024-03-12 | 2025-03-12 | Solar Panels | Q. PEAK DUO BLK ML-G10+410 | hawnha |  | 0.41 | 18 | 206 | 4 |  | Fixed | Roof
NJADRE1555843776 | Administratively Determined Incentive Program | UNION CITY | 7087 | 8 | 11.07 | Residential | Behind the Meter | Yes | Net Metered Residential | Pro Custom Solar dba Momentum Solar |  | PSE&G | Accepted | 2024-02-23 | 2024-03-12 | 2025-03-12 | Solar Panels | Q. PEAK DUO BLK ML-G10+410 | HANWHA |  | 0.41 | 9 | 26 | 4 |  | Fixed | Roof
NJADRE1555843776 | Administratively Determined Incentive Program | UNION CITY | 7087 | 8 | 11.07 | Residential | Behind the Meter | Yes | Net Metered Residential | Pro Custom Solar dba Momentum Solar |  | PSE&G | Accepted | 2024-02-23 | 2024-03-12 | 2025-03-12 | Inverters | IQ8PLUS-72-2-US | ENPHASE | 290 |  | 27 |  |  | 0.97 |  | Outdoor
NJADRE1555843779 | Administratively Determined Incentive Program | FRANKLINVILLE | 8322 | 15 | 7.7 | Residential | Behind the Meter | Yes | Net Metered Residential | Trinity Solar |  | AC Electric | Accepted | 2024-02-23 | 2024-03-12 | 2025-03-12 | Inverters | Solar Edge | SE6000H-US | 6000 |  | 1 |  |  | 0.97 |  | Outdoor
NJADRE1555843779 | Administratively Determined Incentive Program | FRANKLINVILLE | 8322 | 15 | 7.7 | Residential | Behind the Meter | Yes | Net Metered Residential | Trinity Solar |  | AC Electric | Accepted | 2024-02-23 | 2024-03-12 | 2025-03-12 | Solar Panels | HANWHA | (Q.PEAK DUO BLK ML-G10+ 405) |  | 0.405 | 17 | 119 | 23 |  | Fixed | Roof
NJADRE1555843779 | Administratively Determined Incentive Program | FRANKLINVILLE | 8322 | 15 | 7.7 | Residential | Behind the Meter | Yes | Net Metered Residential | Trinity Solar |  | AC Electric | Accepted | 2024-02-23 | 2024-03-12 | 2025-03-12 | Solar Panels | HANWHA | (Q.PEAK DUO BLK ML-G10+ 405) |  | 0.405 | 2 | 299 | 23 |  | Fixed | Roof
NJADRE1555843780 | Administratively Determined Incentive Program | EAST ORANGE CITY | 7017 | 9 | 3.2 | Residential | Behind the Meter | Yes | Net Metered Residential | Sunrun Installation Services, Inc. |  | PSE&G | Accepted | 2024-02-23 | 2024-03-12 | 2025-03-12 | Inverters | SolarEdge Technologies | SE3800H-USMN | 3800 |  | 1 |  |  | 0.99 |  | Outside | Next to meter
NJADRE1555843780 | Administratively Determined Incentive Program | EAST ORANGE CITY | 7017 | 9 | 3.2 | Residential | Behind the Meter | Yes | Net Metered Residential | Sunrun Installation Services, Inc. |  | PSE&G | Accepted | 2024-02-23 | 2024-03-12 | 2025-03-12 | Solar Panels | Hanwha Q Cells | Q.PEAK DUO BLK ML-G10+/t 400 |  | 0.4 | 8 | 216 | 43 |  | Fixed | Roof
NJADRE1555843783 | Administratively Determined Incentive Program | OCEAN CITY | 8226 | 21 | 3.28 | Residential | Behind the Meter | Yes | Net Metered Residential | Define Solar LLC |  | AC Electric | Accepted | 2024-02-23 | 2024-03-13 | 2025-03-13 | Inverters | Enphase | IQ8PLUS-72-2-US | 290 |  | 3 |  |  | 0.976 |  | Outside | Under each pv panel
NJADRE1555843783 | Administratively Determined Incentive Program | OCEAN CITY | 8226 | 21 | 3.28 | Residential | Behind the Meter | Yes | Net Metered Residential | Define Solar LLC |  | AC Electric | Accepted | 2024-02-23 | 2024-03-13 | 2025-03-13 | Inverters | Enphase | IQ8PLUS-72-2-US | 290 |  | 5 |  |  | 0.976 |  | Outside
NJADRE1555843783 | Administratively Determined Incentive Program | OCEAN CITY | 8226 | 21 | 3.28 | Residential | Behind the Meter | Yes | Net Metered Residential | Define Solar LLC |  | AC Electric | Accepted | 2024-02-23 | 2024-03-13 | 2025-03-13 | Solar Panels | Znshine | ZXM7-SH108 410W |  | 0.41 | 5 | 183 | 32 |  | Fixed | Roof
NJADRE1555843783 | Administratively Determined Incentive Program | OCEAN CITY | 8226 | 21 | 3.28 | Residential | Behind the Meter | Yes | Net Metered Residential | Define Solar LLC |  | AC Electric | Accepted | 2024-02-23 | 2024-03-13 | 2025-03-13 | Solar Panels | Znshine | ZXM7-SH108 410W |  | 0.41 | 3 | 273 | 32 |  | Fixed | Roof
NJADRE1555843786 | Administratively Determined Incentive Program | MILLVILLE | 8332 | 20 | 2.03 | Residential | Behind the Meter | Yes | Net Metered Residential | Trinity Solar |  | AC Electric | Accepted | 2024-02-23 | 2024-03-12 | 2025-03-12 | Inverters | Enphase | ENPHASE IQ COMBINER (X-IQ-AM1-240-4C) | 290 |  | 5 |  |  | 0.97 |  | Outdoor
NJADRE1555843786 | Administratively Determined Incentive Program | MILLVILLE | 8332 | 20 | 2.03 | Residential | Behind the Meter | Yes | Net Metered Residential | Trinity Solar |  | AC Electric | Accepted | 2024-02-23 | 2024-03-12 | 2025-03-12 | Solar Panels | Solar Edge | HANWHA 405 (Q.PEAK DUO BLK ML-G10+ 405) |  | 0.405 | 5 | 89 | 27 |  | Fixed | Roof
NJADRE1555843795 | Administratively Determined Incentive Program | EAST HANOVER | 7936 | 3 | 10.66 | Residential | Behind the Meter | Yes | Net Metered Residential | Pro Custom Solar dba Momentum Solar |  | JCP&L | Accepted | 2024-02-23 | 2024-03-12 | 2025-03-12 | Solar Panels | Q. PEAK DUO BLK ML-G10+410 | HANWHA |  | 0.41 | 10 | 230 | 23 |  | Fixed | Roof
NJADRE1555843795 | Administratively Determined Incentive Program | EAST HANOVER | 7936 | 3 | 10.66 | Residential | Behind the Meter | Yes | Net Metered Residential | Pro Custom Solar dba Momentum Solar |  | JCP&L | Accepted | 2024-02-23 | 2024-03-12 | 2025-03-12 | Solar Panels | Q. PEAK DUO BLK ML-G10+410 | HANWHA |  | 0.41 | 8 | 230 | 23 |  | Fixed | Roof
NJADRE1555843795 | Administratively Determined Incentive Program | EAST HANOVER | 7936 | 3 | 10.66 | Residential | Behind the Meter | Yes | Net Metered Residential | Pro Custom Solar dba Momentum Solar |  | JCP&L | Accepted | 2024-02-23 | 2024-03-12 | 2025-03-12 | Solar Panels | Q. PEAK DUO BLK ML-G10+410 | HANWHA |  | 0.41 | 8 | 50 | 23 |  | Fixed | Roof
NJADRE1555843795 | Administratively Determined Incentive Program | EAST HANOVER | 7936 | 3 | 10.66 | Residential | Behind the Meter | Yes | Net Metered Residential | Pro Custom Solar dba Momentum Solar |  | JCP&L | Accepted | 2024-02-23 | 2024-03-12 | 2025-03-12 | Inverters | IQ8PLUS-72-2-US | ENPHASE | 290 |  | 26 |  |  | 0.97 |  | Outdoor
NJADRE1555843811 | Administratively Determined Incentive Program | NEWARK | 7106 | 9 | 4.8 | Residential | Behind the Meter | Yes | Net Metered Residential | PosiGen Developer, LLC |  | PSE&G | Accepted | 2024-02-23 | 2024-03-21 | 2025-03-21 | Inverters | SOLAREDGE | SE3800H-US | 3800 |  | 1 |  |  | 0.99 |  | Outside | WITHIN TEN FEET OF METER
NJADRE1555843811 | Administratively Determined Incentive Program | NEWARK | 7106 | 9 | 4.8 | Residential | Behind the Meter | Yes | Net Metered Residential | PosiGen Developer, LLC |  | PSE&G | Accepted | 2024-02-23 | 2024-03-21 | 2025-03-21 | Solar Panels | SILFAB | SIL400HC+ |  | 0.4 | 12 | 107 | 20 |  | Fixed | Roof
NJADRE1555843820 | Administratively Determined Incentive Program | COLTS NECK | 7722 | 17 | 6.4 | Residential | Behind the Meter | Yes | Net Metered Residential | Pro Custom Solar dba Momentum Solar |  | JCP&L | Accepted | 2024-02-23 | 2024-03-13 | 2025-03-13 | Solar Panels | Q. PEAK DUO BLK ML-G10+410 | HANWHA |  | 0.4 | 16 | 153 | 27 |  | Fixed | Roof
NJADRE1555843820 | Administratively Determined Incentive Program | COLTS NECK | 7722 | 17 | 6.4 | Residential | Behind the Meter | Yes | Net Metered Residential | Pro Custom Solar dba Momentum Solar |  | JCP&L | Accepted | 2024-02-23 | 2024-03-13 | 2025-03-13 | Inverters | IQ8PLUS-72-2-US | ENPHASE | 290 |  | 16 |  |  | 0.97 |  | Outdoor
NJADRE1555843825 | Administratively Determined Incentive Program | UNION | 7083 | 10 | 4.4 | Residential | Behind the Meter | Yes | Net Metered Residential | Sunrun Installation Services, Inc. |  | PSE&G | Accepted | 2024-02-23 | 2024-03-12 | 2025-03-12 | Inverters | SolarEdge Technologies | SE3800H-USMN | 3800 |  | 1 |  |  | 0.99 |  | Outdoor | Next to meter
NJADRE1555843825 | Administratively Determined Incentive Program | UNION | 7083 | 10 | 4.4 | Residential | Behind the Meter | Yes | Net Metered Residential | Sunrun Installation Services, Inc. |  | PSE&G | Accepted | 2024-02-23 | 2024-03-12 | 2025-03-12 | Solar Panels | Hanwha Q Cells | Q.PEAK DUO BLK ML-G10+/t 400 |  | 0.4 | 11 | 195 | 17 |  | Fixed | Roof
NJADRE1555843832 | Administratively Determined Incentive Program | IRVINGTON | 7111 | 9 | 7.6 | Residential | Behind the Meter | Yes | Net Metered Residential | Sunrun Installation Services, Inc. |  | PSE&G | Accepted | 2024-02-23 | 2024-03-13 | 2025-03-13 | Solar Panels | Hanwha Q Cells | Q.PEAK DUO BLK ML-G10+/t 400 |  | 0.4 | 19 | 113 | 47 |  | Fixed | Roof
NJADRE1555843832 | Administratively Determined Incentive Program | IRVINGTON | 7111 | 9 | 7.6 | Residential | Behind the Meter | Yes | Net Metered Residential | Sunrun Installation Services, Inc. |  | PSE&G | Accepted | 2024-02-23 | 2024-03-13 | 2025-03-13 | Inverters | SolarEdge Technologies | SE6000H-USSN | 6000 |  | 1 |  |  | 0.99 |  | Outside
NJADRE1555843839 | Administratively Determined Incentive Program | HAMMONTON | 8037 | 19 | 10.8 | Residential | Behind the Meter | No | Net Metered Residential | Posigen Developer. LLC |  | AC Electric | Accepted | 2024-02-23 | 2024-03-12 | 2025-03-12 | Inverters | SolarEdge | SE610000H-US | 10000 |  | 1 |  |  | 0.99 |  | Outdoor | within ten feet of meter
NJADRE1555843839 | Administratively Determined Incentive Program | HAMMONTON | 8037 | 19 | 10.8 | Residential | Behind the Meter | No | Net Metered Residential | Posigen Developer. LLC |  | AC Electric | Accepted | 2024-02-23 | 2024-03-12 | 2025-03-12 | Solar Panels | SOLARIA | POWERXT-360R-PD |  | 0.36 | 16 | 173 | 27 |  | Fixed | Roof
NJADRE1555843839 | Administratively Determined Incentive Program | HAMMONTON | 8037 | 19 | 10.8 | Residential | Behind the Meter | No | Net Metered Residential | Posigen Developer. LLC |  | AC Electric | Accepted | 2024-02-23 | 2024-03-12 | 2025-03-12 | Solar Panels | SOLARIA | POWERXT-360R-PD |  | 0.36 | 12 | 83 | 26 |  | Fixed | Roof
NJADRE1555843839 | Administratively Determined Incentive Program | HAMMONTON | 8037 | 19 | 10.8 | Residential | Behind the Meter | No | Net Metered Residential | Posigen Developer. LLC |  | AC Electric | Accepted | 2024-02-23 | 2024-03-12 | 2025-03-12 | Solar Panels | SOLARIA | POWERXT-360R-PD |  | 0.36 | 2 | 353 | 27 |  | Fixed | Roof
NJADRE1555843843 | Administratively Determined Incentive Program | PATERSON | 7514 | 6 | 14.4 | Residential | Behind the Meter | Yes | Net Metered Residential | Sunrun Installation Services, Inc. |  | PSE&G | Accepted | 2024-02-23 | 2024-03-12 | 2025-03-12 | Inverters | SolarEdge Technologies | SE10000H-USSN | 10000 |  | 1 |  |  | 0.99 |  | Outside | Next To Meter
NJADRE1555843843 | Administratively Determined Incentive Program | PATERSON | 7514 | 6 | 14.4 | Residential | Behind the Meter | Yes | Net Metered Residential | Sunrun Installation Services, Inc. |  | PSE&G | Accepted | 2024-02-23 | 2024-03-12 | 2025-03-12 | Solar Panels | Hanwha Q-Cells | Q.PEAK DUO BLK ML-G10+/t 400 |  | 0.4 | 20 | 10 | 42 |  | Fixed | Roof
NJADRE1555843843 | Administratively Determined Incentive Program | PATERSON | 7514 | 6 | 14.4 | Residential | Behind the Meter | Yes | Net Metered Residential | Sunrun Installation Services, Inc. |  | PSE&G | Accepted | 2024-02-23 | 2024-03-12 | 2025-03-12 | Solar Panels | Hanwha Q-Cells | Q.PEAK DUO BLK ML-G10+/t 400 |  | 0.4 | 4 | 190 | 15 |  | Fixed | Roof
NJADRE1555843843 | Administratively Determined Incentive Program | PATERSON | 7514 | 6 | 14.4 | Residential | Behind the Meter | Yes | Net Metered Residential | Sunrun Installation Services, Inc. |  | PSE&G | Accepted | 2024-02-23 | 2024-03-12 | 2025-03-12 | Solar Panels | Hanwha Q-Cells | Q.PEAK DUO BLK ML-G10+/t 400 |  | 0.4 | 6 | 190 | 41 |  | Fixed | Roof
NJADRE1555843843 | Administratively Determined Incentive Program | PATERSON | 7514 | 6 | 14.4 | Residential | Behind the Meter | Yes | Net Metered Residential | Sunrun Installation Services, Inc. |  | PSE&G | Accepted | 2024-02-23 | 2024-03-12 | 2025-03-12 | Solar Panels | Hanwha Q-Cells | Q.PEAK DUO BLK ML-G10+/t 400 |  | 0.4 | 6 | 190 | 42 |  | Fixed | Roof
NJADRE1555843846 | Administratively Determined Incentive Program | Newark | 7107 | 9 | 10.4 | Residential | Behind the Meter | Yes | Net Metered Residential | PosiGen Developer, LLC |  | PSE&G | Accepted | 2024-02-23 | 2024-03-12 | 2025-03-12 | Inverters | SOLAREDGE | SE10000H-US | 10000 |  | 1 |  |  | 0.99 |  | Outside | within ten feet of meter
NJADRE1555843846 | Administratively Determined Incentive Program | Newark | 7107 | 9 | 10.4 | Residential | Behind the Meter | Yes | Net Metered Residential | PosiGen Developer, LLC |  | PSE&G | Accepted | 2024-02-23 | 2024-03-12 | 2025-03-12 | Solar Panels | SILFAB | SIL-400 HC+ |  | 0.4 | 13 | 201 | 31 |  | Fixed | Roof
NJADRE1555843846 | Administratively Determined Incentive Program | Newark | 7107 | 9 | 10.4 | Residential | Behind the Meter | Yes | Net Metered Residential | PosiGen Developer, LLC |  | PSE&G | Accepted | 2024-02-23 | 2024-03-12 | 2025-03-12 | Solar Panels | SILFAB | SIL-400 HC+ |  | 0.4 | 5 | 111 | 33 |  | Fixed | Roof
NJADRE1555843846 | Administratively Determined Incentive Program | Newark | 7107 | 9 | 10.4 | Residential | Behind the Meter | Yes | Net Metered Residential | PosiGen Developer, LLC |  | PSE&G | Accepted | 2024-02-23 | 2024-03-12 | 2025-03-12 | Solar Panels | SILFAB | SIL-400 HC+ |  | 0.4 | 8 | 21 | 30 |  | Fixed | Roof
NJADRE1555843854 | Administratively Determined Incentive Program | LODI | 7644 | 7 | 5.27 | Residential | Behind the Meter | No | Net Metered Residential | Trinity Solar Inc. |  | PSE&G | Accepted | 2024-02-23 | 2024-03-12 | 2025-03-12 | Solar Panels | Solar Edge | (Q.PEAK DUO BLK ML-G10+ 405) |  | 0.405 | 13 | 127 | 40 |  | Fixed | Roof
NJADRE1555843854 | Administratively Determined Incentive Program | LODI | 7644 | 7 | 5.27 | Residential | Behind the Meter | No | Net Metered Residential | Trinity Solar Inc. |  | PSE&G | Accepted | 2024-02-23 | 2024-03-12 | 2025-03-12 | Inverters | Solar Edge | SE5000H-US | 5000 |  | 1 |  |  | 0.97 |  | Outdoor
NJADRE1555843856 | Administratively Determined Incentive Program | EDISON | 8817 | 11 | 7.29 | Residential | Behind the Meter | No | Net Metered Residential | Powur, PBC |  | PSE&G | Accepted | 2024-02-28 | 2024-03-19 | 2025-03-19 | Solar Panels | Hanwha | Q.PEAK DUO BLK ML-G10+ 405 |  | 0.405 | 18 | 108 | 29 |  | Fixed | Roof
NJADRE1555843856 | Administratively Determined Incentive Program | EDISON | 8817 | 11 | 7.29 | Residential | Behind the Meter | No | Net Metered Residential | Powur, PBC |  | PSE&G | Accepted | 2024-02-28 | 2024-03-19 | 2025-03-19 | Inverters | Enphase | IQ8PLUS-72-2-US | 290 |  | 18 |  |  | 0.99 |  | Outside
NJADRE1555843857 | Administratively Determined Incentive Program | FLORENCE | 8518 | 13 | 16.2 | Residential | Behind the Meter | Yes | Net Metered Residential | Trinity Solar |  | PSE&G | Accepted | 2024-02-23 | 2024-03-12 | 2025-03-12 | Inverters | Solar Edge | SE6000H-US | 6000 |  | 2 |  |  | 0.97 |  | Outdoor
NJADRE1555843857 | Administratively Determined Incentive Program | FLORENCE | 8518 | 13 | 16.2 | Residential | Behind the Meter | Yes | Net Metered Residential | Trinity Solar |  | PSE&G | Accepted | 2024-02-23 | 2024-03-12 | 2025-03-12 | Solar Panels | Hanwha | Q.PEAK DUO BLK ML-G10+ 405 |  | 0.405 | 17 | 248 | 23 |  | Fixed | Roof
NJADRE1555843857 | Administratively Determined Incentive Program | FLORENCE | 8518 | 13 | 16.2 | Residential | Behind the Meter | Yes | Net Metered Residential | Trinity Solar |  | PSE&G | Accepted | 2024-02-23 | 2024-03-12 | 2025-03-12 | Solar Panels | Hanwha | Q.PEAK DUO BLK ML-G10+ 405 |  | 0.405 | 23 | 68 | 23 |  | Fixed | Roof
NJADRE1555843858 | Administratively Determined Incentive Program | CLIFTON | 7013 | 6 | 4.51 | Residential | Behind the Meter | Yes | Net Metered Residential | Pro Custom Solar dba Momentum Solar |  | PSE&G | Accepted | 2024-02-23 | 2024-03-13 | 2025-03-13 | Solar Panels | Q. PEAK DUO BLK ML-G10+410 | HANWHA |  | 0.41 | 5 | 127 | 17 |  | Fixed | Roof
NJADRE1555843858 | Administratively Determined Incentive Program | CLIFTON | 7013 | 6 | 4.51 | Residential | Behind the Meter | Yes | Net Metered Residential | Pro Custom Solar dba Momentum Solar |  | PSE&G | Accepted | 2024-02-23 | 2024-03-13 | 2025-03-13 | Solar Panels | Q. PEAK DUO BLK ML-G10+410 | HANWHA |  | 0.41 | 6 | 307 | 17 |  | Fixed | Roof
NJADRE1555843858 | Administratively Determined Incentive Program | CLIFTON | 7013 | 6 | 4.51 | Residential | Behind the Meter | Yes | Net Metered Residential | Pro Custom Solar dba Momentum Solar |  | PSE&G | Accepted | 2024-02-23 | 2024-03-13 | 2025-03-13 | Inverters | IQ8PLUS-72-2-US | ENPHASE | 290 |  | 11 |  |  | 0.97 |  | Outdoor
NJADRE1555843859 | Administratively Determined Incentive Program | DENVILLE | 7834 | 3 | 4.05 | Residential | Behind the Meter | Yes | Net Metered Residential | Trinity Solar |  | JCP&L | Accepted | 2024-02-23 | 2024-03-12 | 2025-03-12 | Inverters | Solar Edge | SE3000H-US | 3000 |  | 1 |  |  | 0.97 |  | Outdoor
NJADRE1555843859 | Administratively Determined Incentive Program | DENVILLE | 7834 | 3 | 4.05 | Residential | Behind the Meter | Yes | Net Metered Residential | Trinity Solar |  | JCP&L | Accepted | 2024-02-23 | 2024-03-12 | 2025-03-12 | Solar Panels | HANWHA | (Q.PEAK DUO BLK ML-G10+ 405) |  | 0.405 | 10 | 210 | 37 |  | Fixed | Roof
NJADRE1555843861 | Administratively Determined Incentive Program | LITTLE EGG HARBOR TWP | 8087 | 18 | 6.89 | Residential | Behind the Meter | Yes | Net Metered Residential | Trinity Solar |  | AC Electric | Accepted | 2024-02-23 | 2024-03-12 | 2025-03-12 | Inverters | Enphase | ENPHASE IQ COMBINER (X-IQ-AM1-240-4C) | 290 |  | 17 |  |  | 0.97 |  | Outdoor
NJADRE1555843861 | Administratively Determined Incentive Program | LITTLE EGG HARBOR TWP | 8087 | 18 | 6.89 | Residential | Behind the Meter | Yes | Net Metered Residential | Trinity Solar |  | AC Electric | Accepted | 2024-02-23 | 2024-03-12 | 2025-03-12 | Solar Panels | HANWHA | HANWHA 405 (Q.PEAK DUO BLK ML-G10+ 405) |  | 0.405 | 17 | 207 | 34 |  | Fixed | Roof
NJADRE1555843862 | Administratively Determined Incentive Program | PORT READING | 7064 | 11 | 4.8 | Residential | Behind the Meter | Yes | Net Metered Residential | PosiGen Developer, LLC |  | PSE&G | Accepted | 2024-02-23 | 2024-03-29 | 2025-03-29 | Inverters | SOLAREDGE | SE3800H-US | 3800 |  | 1 |  |  | 0.99 |  | Outside | WITHIN TEN FEET OF METER
NJADRE1555843862 | Administratively Determined Incentive Program | PORT READING | 7064 | 11 | 4.8 | Residential | Behind the Meter | Yes | Net Metered Residential | PosiGen Developer, LLC |  | PSE&G | Accepted | 2024-02-23 | 2024-03-29 | 2025-03-29 | Solar Panels | SILFAB | SIL400HC+ |  | 0.4 | 12 | 195 | 18 |  | Fixed | Roof
NJADRE1555843879 | Administratively Determined Incentive Program | ABSECON | 8201 | 19 | 21.2 | Residential | Behind the Meter | Yes | Net Metered Residential | Power Energy Solutions |  | AC Electric | Accepted | 2024-02-23 | 2024-03-12 | 2025-03-12 | Inverters | SolarEdge | SE7600H-US | 8 |  | 2 |  |  | 0.97 |  | Outdoor
NJADRE1555843879 | Administratively Determined Incentive Program | ABSECON | 8201 | 19 | 21.2 | Residential | Behind the Meter | Yes | Net Metered Residential | Power Energy Solutions |  | AC Electric | Accepted | 2024-02-23 | 2024-03-12 | 2025-03-12 | Solar Panels | Canadian Solar | CS6R-400MS-HL HIKU6 BLACK MONO |  | 0.4 | 48 | 139 | 16 |  | Fixed | Roof
NJADRE1555843879 | Administratively Determined Incentive Program | ABSECON | 8201 | 19 | 21.2 | Residential | Behind the Meter | Yes | Net Metered Residential | Power Energy Solutions |  | AC Electric | Accepted | 2024-02-23 | 2024-03-12 | 2025-03-12 | Solar Panels | Canadian Solar | CS6R-400MS-HL HIKU6 BLACK MONO |  | 0.4 | 5 | 319 | 26 |  | Fixed | Roof
NJADRE1555845275 | Administratively Determined Incentive Program | CHERRY HILL | 8034 | 14 | 14.18 | Residential | Behind the Meter | Yes | Net Metered Residential | SunnyMac LLC |  | PSE&G | Accepted | 2024-02-23 | 2024-03-12 | 2025-03-12 | Solar Panels | Q.PEAK DUO BLK ML-G10+ 405W | HANWHA |  | 0.405 | 12 | 231 | 22 |  | Fixed | Roof
NJADRE1555845275 | Administratively Determined Incentive Program | CHERRY HILL | 8034 | 14 | 14.18 | Residential | Behind the Meter | Yes | Net Metered Residential | SunnyMac LLC |  | PSE&G | Accepted | 2024-02-23 | 2024-03-12 | 2025-03-12 | Solar Panels | Q.PEAK DUO BLK ML-G10+ 405W | HANWHA |  | 0.405 | 6 | 231 | 15 |  | Fixed | Roof
NJADRE1555845275 | Administratively Determined Incentive Program | CHERRY HILL | 8034 | 14 | 14.18 | Residential | Behind the Meter | Yes | Net Metered Residential | SunnyMac LLC |  | PSE&G | Accepted | 2024-02-23 | 2024-03-12 | 2025-03-12 | Solar Panels | Q.PEAK DUO BLK ML-G10+ 405W | HANWHA |  | 0.405 | 9 | 141 | 23 |  | Fixed | Roof
NJADRE1555845275 | Administratively Determined Incentive Program | CHERRY HILL | 8034 | 14 | 14.18 | Residential | Behind the Meter | Yes | Net Metered Residential | SunnyMac LLC |  | PSE&G | Accepted | 2024-02-23 | 2024-03-12 | 2025-03-12 | Solar Panels | Q.PEAK DUO BLK ML-G10+ 405W | HANWHA |  | 0.405 | 8 | 321 | 23 |  | Fixed | Roof
NJADRE1555845275 | Administratively Determined Incentive Program | CHERRY HILL | 8034 | 14 | 14.18 | Residential | Behind the Meter | Yes | Net Metered Residential | SunnyMac LLC |  | PSE&G | Accepted | 2024-02-23 | 2024-03-12 | 2025-03-12 | Inverters | SE10000H-US | SOLAREDGE | 10000 |  | 1 |  |  | 0.1 |  | Outdoor | next to meter
NJADRE1555845755 | Administratively Determined Incentive Program | Ave | 8098 | 16 | 4.8 | Residential | Behind the Meter | Yes | Net Metered Residential | PosiGen Developer, LLC |  | AC Electric | Accepted | 2024-02-23 | 2024-03-12 | 2025-03-12 | Inverters | SOLAREDGE | SE3800H-US | 3800 |  | 1 |  |  | 0.99 |  | Outside | within ten feet of meter
NJADRE1555845755 | Administratively Determined Incentive Program | Ave | 8098 | 16 | 4.8 | Residential | Behind the Meter | Yes | Net Metered Residential | PosiGen Developer, LLC |  | AC Electric | Accepted | 2024-02-23 | 2024-03-12 | 2025-03-12 | Solar Panels | SILFAB | SIL-400 HC+ |  | 0.4 | 12 | 168 | 9 |  | Fixed | Roof
NJADRE1555847171 | Administratively Determined Incentive Program | LITTLE FALLS TWP | 7424 | 6 | 8.4 | Residential | Behind the Meter | Yes | Net Metered Residential | Sunrun Installation Services, Inc. |  | PSE&G | Accepted | 2024-02-23 | 2024-03-12 | 2025-03-12 | Inverters | Delta Electronics | E6-TL-US | 5760 |  | 1 |  |  | 0.975 |  | Outside | Next To Meter
NJADRE1555847171 | Administratively Determined Incentive Program | LITTLE FALLS TWP | 7424 | 6 | 8.4 | Residential | Behind the Meter | Yes | Net Metered Residential | Sunrun Installation Services, Inc. |  | PSE&G | Accepted | 2024-02-23 | 2024-03-12 | 2025-03-12 | Solar Panels | Hanwha Q-Cells | Q.PEAK DUO BLK ML-G10+/t 400 |  | 0.4 | 5 | 256 | 23 |  | Fixed | Roof
NJADRE1555847171 | Administratively Determined Incentive Program | LITTLE FALLS TWP | 7424 | 6 | 8.4 | Residential | Behind the Meter | Yes | Net Metered Residential | Sunrun Installation Services, Inc. |  | PSE&G | Accepted | 2024-02-23 | 2024-03-12 | 2025-03-12 | Solar Panels | Hanwha Q-Cells | Q.PEAK DUO BLK ML-G10+/t 400 |  | 0.4 | 16 | 166 | 23 |  | Fixed | Roof
NJADRE1555848422 | Administratively Determined Incentive Program | OAKLAND | 7436 | 7 | 19.75 | Residential | Behind the Meter | No | Net Metered Residential | US Clean Energy Construction Inc. |  | Orange Rockland Electric | Accepted | 2024-02-23 | 2024-03-12 | 2025-03-12 | Meters | VISION METERING | Cat VM-2E2A1P |  |  | 1 |  |  |  | Yes | Outdoor
NJADRE1555848422 | Administratively Determined Incentive Program | OAKLAND | 7436 | 7 | 19.75 | Residential | Behind the Meter | No | Net Metered Residential | US Clean Energy Construction Inc. |  | Orange Rockland Electric | Accepted | 2024-02-23 | 2024-03-12 | 2025-03-12 | Inverters | SMA AMERICA | SMA SB-7.7-US | 7700 |  | 2 |  |  | 0.98 |  | Outdoor
NJADRE1555848422 | Administratively Determined Incentive Program | OAKLAND | 7436 | 7 | 19.75 | Residential | Behind the Meter | No | Net Metered Residential | US Clean Energy Construction Inc. |  | Orange Rockland Electric | Accepted | 2024-02-23 | 2024-03-12 | 2025-03-12 | Solar Panels | Trina Solar | Trina 395W |  | 0.395 | 26 | 81 | 40 |  | Fixed | Roof
NJADRE1555848422 | Administratively Determined Incentive Program | OAKLAND | 7436 | 7 | 19.75 | Residential | Behind the Meter | No | Net Metered Residential | US Clean Energy Construction Inc. |  | Orange Rockland Electric | Accepted | 2024-02-23 | 2024-03-12 | 2025-03-12 | Solar Panels | Trina Solar | Trina 395W |  | 0.395 | 14 | 261 | 40 |  | Fixed | Roof
NJADRE1555848422 | Administratively Determined Incentive Program | OAKLAND | 7436 | 7 | 19.75 | Residential | Behind the Meter | No | Net Metered Residential | US Clean Energy Construction Inc. |  | Orange Rockland Electric | Accepted | 2024-02-23 | 2024-03-12 | 2025-03-12 | Solar Panels | Trina Solar | Trina 395W |  | 0.395 | 10 | 171 | 40 |  | Fixed | Roof
NJADRE1555853037 | Administratively Determined Incentive Program | ELMER | 8318 | 16 | 6.4 | Residential | Behind the Meter | Yes | Net Metered Residential | PosiGen Developer, LLC |  | AC Electric | Accepted | 2024-02-23 | 2024-03-21 | 2025-03-21 | Inverters | SOLAREDGE | SE6000H-US | 6000 |  | 1 |  |  | 0.99 |  | Outside | within ten feet of meter
NJADRE1555853037 | Administratively Determined Incentive Program | ELMER | 8318 | 16 | 6.4 | Residential | Behind the Meter | Yes | Net Metered Residential | PosiGen Developer, LLC |  | AC Electric | Accepted | 2024-02-23 | 2024-03-21 | 2025-03-21 | Solar Panels | SILFAB | SIL-400 HC+ |  | 0.4 | 8 | 174 | 32 |  | Fixed | Roof
NJADRE1555853037 | Administratively Determined Incentive Program | ELMER | 8318 | 16 | 6.4 | Residential | Behind the Meter | Yes | Net Metered Residential | PosiGen Developer, LLC |  | AC Electric | Accepted | 2024-02-23 | 2024-03-21 | 2025-03-21 | Solar Panels | SILFAB | SIL-400 HC+ |  | 0.4 | 8 | 354 | 12 |  | Fixed | Roof
NJADRE1555854573 | Administratively Determined Incentive Program | SHAMONG | 8088 | 13 | 3.85 | Residential | Behind the Meter | Yes | Net Metered Residential | Freedom Forever New Jersey LLC |  | AC Electric | Accepted | 2024-02-23 | 2024-03-13 | 2025-03-13 | Inverters | Solar Edge | SE3800H-USRGM [SI1 | 3800 |  | 1 |  |  | 0.99 |  | Outside
NJADRE1555854573 | Administratively Determined Incentive Program | SHAMONG | 8088 | 13 | 3.85 | Residential | Behind the Meter | Yes | Net Metered Residential | Freedom Forever New Jersey LLC |  | AC Electric | Accepted | 2024-02-23 | 2024-03-13 | 2025-03-13 | Solar Panels | JINKO SOLAR | JKM385M-6RL3-B |  | 0.385 | 10 | 140 | 27 |  | Fixed | Roof
NJADRE1555854660 | Administratively Determined Incentive Program | CLIFTON | 7013 | 6 | 6.48 | Residential | Behind the Meter | Yes | Net Metered Residential | Trinity Solar Inc. |  | PSE&G | Accepted | 2024-02-23 | 2024-03-12 | 2025-03-12 | Inverters | Solar Edge | SE5000H-US | 5000 |  | 1 |  |  | 0.97 |  | Outdoor
NJADRE1555854660 | Administratively Determined Incentive Program | CLIFTON | 7013 | 6 | 6.48 | Residential | Behind the Meter | Yes | Net Metered Residential | Trinity Solar Inc. |  | PSE&G | Accepted | 2024-02-23 | 2024-03-12 | 2025-03-12 | Solar Panels | HANWHA | (Q.PEAK DUO BLK ML-G10+ 405) |  | 0.405 | 6 | 135 | 40 |  | Fixed | Roof
NJADRE1555854660 | Administratively Determined Incentive Program | CLIFTON | 7013 | 6 | 6.48 | Residential | Behind the Meter | Yes | Net Metered Residential | Trinity Solar Inc. |  | PSE&G | Accepted | 2024-02-23 | 2024-03-12 | 2025-03-12 | Solar Panels | HANWHA | (Q.PEAK DUO BLK ML-G10+ 405) |  | 0.405 | 4 | 225 | 39 |  | Fixed | Roof
NJADRE1555854660 | Administratively Determined Incentive Program | CLIFTON | 7013 | 6 | 6.48 | Residential | Behind the Meter | Yes | Net Metered Residential | Trinity Solar Inc. |  | PSE&G | Accepted | 2024-02-23 | 2024-03-12 | 2025-03-12 | Solar Panels | HANWHA | (Q.PEAK DUO BLK ML-G10+ 405) |  | 0.405 | 3 | 45 | 39 |  | Fixed | Roof
NJADRE1555854660 | Administratively Determined Incentive Program | CLIFTON | 7013 | 6 | 6.48 | Residential | Behind the Meter | Yes | Net Metered Residential | Trinity Solar Inc. |  | PSE&G | Accepted | 2024-02-23 | 2024-03-12 | 2025-03-12 | Solar Panels | HANWHA | (Q.PEAK DUO BLK ML-G10+ 405) |  | 0.405 | 3 | 315 | 17 |  | Fixed | Roof
NJADRE1555855137 | Administratively Determined Incentive Program | BLOOMFIELD | 7003 | 9 | 4.8 | Residential | Behind the Meter | Yes | Net Metered Residential | Sunrun Installation Services, Inc. |  | PSE&G | Accepted | 2024-02-23 | 2024-03-12 | 2025-03-12 | Inverters | SolarEdge Technologies | SE3800H-USMN | 3800 |  | 1 |  |  | 0.99 |  | Outdoor | Next to meter
NJADRE1555855137 | Administratively Determined Incentive Program | BLOOMFIELD | 7003 | 9 | 4.8 | Residential | Behind the Meter | Yes | Net Metered Residential | Sunrun Installation Services, Inc. |  | PSE&G | Accepted | 2024-02-23 | 2024-03-12 | 2025-03-12 | Solar Panels | Hanwha Q Cells | Q.PEAK DUO BLK ML-G10+/t 400 |  | 0.4 | 12 | 172 | 27 |  | Fixed | Roof
NJADRE1555856670 | Administratively Determined Incentive Program | SECAUCUS | 7094 | 8 | 8.51 | Residential | Behind the Meter | Yes | Net Metered Residential | Trinity Solar |  | PSE&G | Accepted | 2024-02-23 | 2024-03-13 | 2025-03-13 | Inverters | Solar Edge | SE7600H-US | 6000 |  | 1 |  |  | 0.97 |  | Outdoor
NJADRE1555856670 | Administratively Determined Incentive Program | SECAUCUS | 7094 | 8 | 8.51 | Residential | Behind the Meter | Yes | Net Metered Residential | Trinity Solar |  | PSE&G | Accepted | 2024-02-23 | 2024-03-13 | 2025-03-13 | Solar Panels | Hanwha | HANWHA 405 (Q.PEAK DUO BLK ML-G10+ 405) |  | 0.405 | 13 | 128 | 23 |  | Fixed | Roof
NJADRE1555856670 | Administratively Determined Incentive Program | SECAUCUS | 7094 | 8 | 8.51 | Residential | Behind the Meter | Yes | Net Metered Residential | Trinity Solar |  | PSE&G | Accepted | 2024-02-23 | 2024-03-13 | 2025-03-13 | Solar Panels | Hanwha | HANWHA 405 (Q.PEAK DUO BLK ML-G10+ 405) |  | 0.405 | 8 | 218 | 27 |  | Fixed | Roof
NJADRE1555864229 | Administratively Determined Incentive Program | PENNSAUKEN TOWNSHIP | 8109 | 14 | 4.62 | Residential | Behind the Meter | Yes | Net Metered Residential | Freedom Forever New Jersey LLC |  | PSE&G | Accepted | 2024-02-23 | 2024-03-12 | 2025-03-12 | Inverters | Solar Edge | SE3800H-USRGM [SI1] | 3800 |  | 1 |  |  | 0.99 |  | Outdoor
NJADRE1555864229 | Administratively Determined Incentive Program | PENNSAUKEN TOWNSHIP | 8109 | 14 | 4.62 | Residential | Behind the Meter | Yes | Net Metered Residential | Freedom Forever New Jersey LLC |  | PSE&G | Accepted | 2024-02-23 | 2024-03-12 | 2025-03-12 | Solar Panels | JINKO SOLAR | JKM385M-6RL3-B |  | 0.385 | 10 | 237 | 27 |  | Fixed | Roof
NJADRE1555864229 | Administratively Determined Incentive Program | PENNSAUKEN TOWNSHIP | 8109 | 14 | 4.62 | Residential | Behind the Meter | Yes | Net Metered Residential | Freedom Forever New Jersey LLC |  | PSE&G | Accepted | 2024-02-23 | 2024-03-12 | 2025-03-12 | Solar Panels | JINKO SOLAR | JKM385M-6RL3-B |  | 0.385 | 2 | 57 | 27 |  | Fixed | Roof
NJADRE1555864235 | Administratively Determined Incentive Program | Paterson | 7514 | 6 | 8.51 | Residential | Behind the Meter | Yes | Net Metered Residential | Trinity Solar |  | PSE&G | Accepted | 2024-02-23 | 2024-03-12 | 2025-03-12 | Inverters | Solar Edge | SE7600H-US | 7600 |  | 1 |  |  | 0.97 |  | Outdoor
NJADRE1555864235 | Administratively Determined Incentive Program | Paterson | 7514 | 6 | 8.51 | Residential | Behind the Meter | Yes | Net Metered Residential | Trinity Solar |  | PSE&G | Accepted | 2024-02-23 | 2024-03-12 | 2025-03-12 | Solar Panels | HANWHA | (Q.PEAK DUO BLK ML-G10+ 405) |  | 0.405 | 12 | 13 | 45 |  | Fixed | Roof
NJADRE1555864235 | Administratively Determined Incentive Program | Paterson | 7514 | 6 | 8.51 | Residential | Behind the Meter | Yes | Net Metered Residential | Trinity Solar |  | PSE&G | Accepted | 2024-02-23 | 2024-03-12 | 2025-03-12 | Solar Panels | HANWHA | (Q.PEAK DUO BLK ML-G10+ 405) |  | 0.405 | 5 | 193 | 45 |  | Fixed | Roof
NJADRE1555864235 | Administratively Determined Incentive Program | Paterson | 7514 | 6 | 8.51 | Residential | Behind the Meter | Yes | Net Metered Residential | Trinity Solar |  | PSE&G | Accepted | 2024-02-23 | 2024-03-12 | 2025-03-12 | Solar Panels | HANWHA | (Q.PEAK DUO BLK ML-G10+ 405) |  | 0.405 | 4 | 283 | 10 |  | Fixed | Roof
NJADRE1555864246 | Administratively Determined Incentive Program | BRIDGETON | 8302 | 20 | 5.33 | Residential | Behind the Meter | Yes | Net Metered Residential | Define Solar |  | AC Electric | Accepted | 2024-02-29 | 2024-03-20 | 2025-03-20 | Inverters | Enphase | IQ8PLUS-72-2-US | 290 |  | 6 |  |  | 0.976 |  | Outside | Under each pv panel
NJADRE1555864246 | Administratively Determined Incentive Program | BRIDGETON | 8302 | 20 | 5.33 | Residential | Behind the Meter | Yes | Net Metered Residential | Define Solar |  | AC Electric | Accepted | 2024-02-29 | 2024-03-20 | 2025-03-20 | Inverters | Enphase | IQ8PLUS-72-2-US | 290 |  | 7 |  |  | 0.976 |  | Outside | Under each pv panel
NJADRE1555864246 | Administratively Determined Incentive Program | BRIDGETON | 8302 | 20 | 5.33 | Residential | Behind the Meter | Yes | Net Metered Residential | Define Solar |  | AC Electric | Accepted | 2024-02-29 | 2024-03-20 | 2025-03-20 | Solar Panels | Znshine | ZXM7-SH108 410W |  | 0.41 | 6 | 186 | 29 |  | Fixed | Roof
NJADRE1555864246 | Administratively Determined Incentive Program | BRIDGETON | 8302 | 20 | 5.33 | Residential | Behind the Meter | Yes | Net Metered Residential | Define Solar |  | AC Electric | Accepted | 2024-02-29 | 2024-03-20 | 2025-03-20 | Solar Panels | Znshine | ZXM7-SH108 410W |  | 0.41 | 7 | 29 | 6 |  | Fixed | Roof
NJADRE1555864247 | Administratively Determined Incentive Program | BLACKWOOD | 8012 | 14 | 6.4 | Residential | Behind the Meter | Yes | Net Metered Residential | Sunrun Installation Services, Inc. |  | PSE&G | Accepted | 2024-02-23 | 2024-03-27 | 2025-03-27 | Inverters | SolarEdge Technologies | SE6000H-USSN | 6000 |  | 1 |  |  | 0.99 |  | Outdoor | Next to meter
NJADRE1555864247 | Administratively Determined Incentive Program | BLACKWOOD | 8012 | 14 | 6.4 | Residential | Behind the Meter | Yes | Net Metered Residential | Sunrun Installation Services, Inc. |  | PSE&G | Accepted | 2024-02-23 | 2024-03-27 | 2025-03-27 | Solar Panels | Hanwha Q Cells | Q.PEAK DUO BLK ML-G10+/t 400 |  | 0.4 | 16 | 255 | 34 |  | Fixed | Roof
NJADRE1555864256 | Administratively Determined Incentive Program | BRIDGETON | 8302 | 20 | 7.79 | Residential | Behind the Meter | Yes | Net Metered Residential | Define Solar |  | AC Electric | Accepted | 2024-02-29 | 2024-03-20 | 2025-03-20 | Inverters | Enphase | IQ8PLUS-72-2-US | 290 |  | 19 |  |  | 0.976 |  | Outside | Under each pv panel
NJADRE1555864256 | Administratively Determined Incentive Program | BRIDGETON | 8302 | 20 | 7.79 | Residential | Behind the Meter | Yes | Net Metered Residential | Define Solar |  | AC Electric | Accepted | 2024-02-29 | 2024-03-20 | 2025-03-20 | Solar Panels | Znshine | ZXM7-SH108 410W |  | 0.41 | 19 | 1449 | 28 |  | Fixed | Roof
NJADRE1555864263 | Administratively Determined Incentive Program | WESTAMPTON | 8060 | 13 | 10 | Residential | Behind the Meter | Yes | Net Metered Residential | Power Energy Solutions |  | PSE&G | Accepted | 2024-02-23 | 2024-03-13 | 2025-03-13 | Inverters | SolarEdge | SE7600H-US | 8 |  | 1 |  |  | 0.97 |  | Outdoor
NJADRE1555864263 | Administratively Determined Incentive Program | WESTAMPTON | 8060 | 13 | 10 | Residential | Behind the Meter | Yes | Net Metered Residential | Power Energy Solutions |  | PSE&G | Accepted | 2024-02-23 | 2024-03-13 | 2025-03-13 | Solar Panels | Canadian Solar | CS6R-400MS-HL HIKU6 BLACK MONO |  | 0.4 | 13 | 231 | 25 |  | Fixed | Roof
NJADRE1555864263 | Administratively Determined Incentive Program | WESTAMPTON | 8060 | 13 | 10 | Residential | Behind the Meter | Yes | Net Metered Residential | Power Energy Solutions |  | PSE&G | Accepted | 2024-02-23 | 2024-03-13 | 2025-03-13 | Solar Panels | Canadian Solar | CS6R-400MS-HL HIKU6 BLACK MONO |  | 0.4 | 12 | 51 | 25 |  | Fixed | Roof
NJADRE1555864271 | Administratively Determined Incentive Program | SICKLERVILLE | 8081 | 14 | 4.1 | Residential | Behind the Meter | Yes | Net Metered Residential | Define Solar |  | AC Electric | Accepted | 2024-02-26 | 2024-03-14 | 2025-03-14 | Inverters | Enphase | IQ8PLUS-72-2-US | 290 |  | 10 |  |  | 0.976 |  | Outside | Under each pv panel
NJADRE1555864271 | Administratively Determined Incentive Program | SICKLERVILLE | 8081 | 14 | 4.1 | Residential | Behind the Meter | Yes | Net Metered Residential | Define Solar |  | AC Electric | Accepted | 2024-02-26 | 2024-03-14 | 2025-03-14 | Solar Panels | Znshine | ZXM7-SH108 410W |  | 0.41 | 10 | 187 | 23 |  | Fixed | Roof
NJADRE1555864294 | Administratively Determined Incentive Program | GLASSBORO | 8028 | 15 | 5.6 | Residential | Behind the Meter | Yes | Net Metered Residential | Sunrun Installation Services, Inc. |  | AC Electric | Accepted | 2024-02-23 | 2024-03-13 | 2025-03-13 | Inverters | Delta Electronics | E4-TL-US | 4000 |  | 1 |  |  | 0.975 |  | Outside | next to meter
NJADRE1555864294 | Administratively Determined Incentive Program | GLASSBORO | 8028 | 15 | 5.6 | Residential | Behind the Meter | Yes | Net Metered Residential | Sunrun Installation Services, Inc. |  | AC Electric | Accepted | 2024-02-23 | 2024-03-13 | 2025-03-13 | Solar Panels | Hanwha Q Cells | Q.PEAK DUO BLK ML-G10+/t 400 |  | 0.4 | 14 | 128 | 22 |  | Fixed | Roof
NJADRE1555864321 | Administratively Determined Incentive Program | MEDFORD | 8055 | 13 | 22.91 | Residential | Behind the Meter | No | Net Metered Residential | Raynor Electric |  | AC Electric | Accepted | 2024-02-23 | 2024-03-01 | 2025-03-01 | Inverters | Solaredge | SE7600HDUS | 7600 |  | 2 |  |  | 0.98 |  | Outdoor
NJADRE1555864321 | Administratively Determined Incentive Program | MEDFORD | 8055 | 13 | 22.91 | Residential | Behind the Meter | No | Net Metered Residential | Raynor Electric |  | AC Electric | Accepted | 2024-02-23 | 2024-03-01 | 2025-03-01 | Solar Panels | Canadian Solar | CSR-395 |  | 0.395 | 26 | 225 | 30 |  | Fixed | Roof
NJADRE1555864321 | Administratively Determined Incentive Program | MEDFORD | 8055 | 13 | 22.91 | Residential | Behind the Meter | No | Net Metered Residential | Raynor Electric |  | AC Electric | Accepted | 2024-02-23 | 2024-03-01 | 2025-03-01 | Solar Panels | Canadian Solar | CSR-395 |  | 0.395 | 32 | 135 | 25 |  | Fixed | Roof
NJADRE1555864321 | Administratively Determined Incentive Program | MEDFORD | 8055 | 13 | 22.91 | Residential | Behind the Meter | No | Net Metered Residential | Raynor Electric |  | AC Electric | Accepted | 2024-02-23 | 2024-03-01 | 2025-03-01 | Meters | Solaredge | SE7600HDUS |  |  | 2 |  |  |  | Yes | Outdoor
NJADRE1555864323 | Administratively Determined Incentive Program | DOVER | 7801 | 3 | 8 | Residential | Behind the Meter | Yes | Net Metered Residential | Sunrun Installation Services, Inc. |  | JCP&L | Accepted | 2024-02-23 | 2024-03-13 | 2025-03-13 | Inverters | SolarEdge Technologies | SE6000H-USSN | 6000 |  | 1 |  |  | 0.99 |  | Outside | Next To Meter
NJADRE1555864323 | Administratively Determined Incentive Program | DOVER | 7801 | 3 | 8 | Residential | Behind the Meter | Yes | Net Metered Residential | Sunrun Installation Services, Inc. |  | JCP&L | Accepted | 2024-02-23 | 2024-03-13 | 2025-03-13 | Solar Panels | Hanwha Q-Cells | Q.PEAK DUO BLK ML-G10+/t 400 |  | 0.4 | 14 | 224 | 20 |  | Fixed | Roof
NJADRE1555864323 | Administratively Determined Incentive Program | DOVER | 7801 | 3 | 8 | Residential | Behind the Meter | Yes | Net Metered Residential | Sunrun Installation Services, Inc. |  | JCP&L | Accepted | 2024-02-23 | 2024-03-13 | 2025-03-13 | Solar Panels | Hanwha Q-Cells | Q.PEAK DUO BLK ML-G10+/t 400 |  | 0.4 | 6 | 226 | 20 |  | Fixed | Roof
NJADRE1555864339 | Administratively Determined Incentive Program | ELIZABETH | 7208 | 10 | 8.1 | Residential | Behind the Meter | Yes | Net Metered Residential | SunnyMac LLC |  | PSE&G | Accepted | 2024-02-23 | 2024-03-14 | 2025-03-14 | Solar Panels | Q.PEAK DUO BLK ML-G10+ 405W | HANWHA |  | 0.405 | 14 | 217 | 15 |  | Fixed | Roof
NJADRE1555864339 | Administratively Determined Incentive Program | ELIZABETH | 7208 | 10 | 8.1 | Residential | Behind the Meter | Yes | Net Metered Residential | SunnyMac LLC |  | PSE&G | Accepted | 2024-02-23 | 2024-03-14 | 2025-03-14 | Solar Panels | Q.PEAK DUO BLK ML-G10+ 405W | HANWHA |  | 0.405 | 6 | 37 | 15 |  | Fixed | Roof
NJADRE1555864339 | Administratively Determined Incentive Program | ELIZABETH | 7208 | 10 | 8.1 | Residential | Behind the Meter | Yes | Net Metered Residential | SunnyMac LLC |  | PSE&G | Accepted | 2024-02-23 | 2024-03-14 | 2025-03-14 | Inverters | SE6000H-US | SOLAREDGE | 6000 |  | 1 |  |  | 0.1 |  | Outdoor | next to meter
NJADRE1555864356 | Administratively Determined Incentive Program | BERLIN TOWNSHIP | 8091 | 14 | 4.51 | Residential | Behind the Meter | Yes | Net Metered Residential | Venture Home Solar, LLC |  | AC Electric | Accepted | 2024-02-23 | 2024-03-13 | 2025-03-13 | Inverters | EnPhase | IQ8PLUS-72-2-US (240V) | 290 |  | 11 |  |  | 0.96667 |  | Outside
NJADRE1555864356 | Administratively Determined Incentive Program | BERLIN TOWNSHIP | 8091 | 14 | 4.51 | Residential | Behind the Meter | Yes | Net Metered Residential | Venture Home Solar, LLC |  | AC Electric | Accepted | 2024-02-23 | 2024-03-13 | 2025-03-13 | Solar Panels | Hanwha | Q.PEAK DUO BLK ML-G10+ 410 |  | 0.41 | 11 | 218 | 26 |  | Fixed | Roof
NJADRE1555864358 | Administratively Determined Incentive Program | HILLSIDE | 7205 | 10 | 10.78 | Residential | Behind the Meter | Yes | Net Metered Residential | Freedom Forever New Jersey LLC |  | PSE&G | Accepted | 2024-02-23 | 2024-03-18 | 2025-03-18 | Inverters | Solar Edge | SE10000H-USRGM [SI1 | 10000 |  | 1 |  |  | 0.99 |  | Outside
NJADRE1555864358 | Administratively Determined Incentive Program | HILLSIDE | 7205 | 10 | 10.78 | Residential | Behind the Meter | Yes | Net Metered Residential | Freedom Forever New Jersey LLC |  | PSE&G | Accepted | 2024-02-23 | 2024-03-18 | 2025-03-18 | Solar Panels | JINKO SOLAR | JKM385M-6RL3-B |  | 0.385 | 15 | 302 | 28 |  | Fixed | Roof
NJADRE1555864358 | Administratively Determined Incentive Program | HILLSIDE | 7205 | 10 | 10.78 | Residential | Behind the Meter | Yes | Net Metered Residential | Freedom Forever New Jersey LLC |  | PSE&G | Accepted | 2024-02-23 | 2024-03-18 | 2025-03-18 | Solar Panels | JINKO SOLAR | JKM385M-6RL3-B |  | 0.385 | 9 | 122 | 28 |  | Fixed | Roof
NJADRE1555864358 | Administratively Determined Incentive Program | HILLSIDE | 7205 | 10 | 10.78 | Residential | Behind the Meter | Yes | Net Metered Residential | Freedom Forever New Jersey LLC |  | PSE&G | Accepted | 2024-02-23 | 2024-03-18 | 2025-03-18 | Solar Panels | JINKO SOLAR | JKM385M-6RL3-B |  | 0.385 | 2 | 212 | 24 |  | Fixed | Roof
NJADRE1555864358 | Administratively Determined Incentive Program | HILLSIDE | 7205 | 10 | 10.78 | Residential | Behind the Meter | Yes | Net Metered Residential | Freedom Forever New Jersey LLC |  | PSE&G | Accepted | 2024-02-23 | 2024-03-18 | 2025-03-18 | Solar Panels | JINKO SOLAR | JKM385M-6RL3-B |  | 0.385 | 2 | 32 | 24 |  | Fixed | Roof
NJADRE1555864522 | Administratively Determined Incentive Program | WAYNE | 7470 | 6 | 12.8 | Residential | Behind the Meter | Yes | Net Metered Residential | Sunrun Installation Services, Inc. |  | PSE&G | Accepted | 2024-02-23 | 2024-03-13 | 2025-03-13 | Inverters | SolarEdge Technologies | SE10000H-USSN | 10000 |  | 1 |  |  | 0.99 |  | Outside
NJADRE1555864522 | Administratively Determined Incentive Program | WAYNE | 7470 | 6 | 12.8 | Residential | Behind the Meter | Yes | Net Metered Residential | Sunrun Installation Services, Inc. |  | PSE&G | Accepted | 2024-02-23 | 2024-03-13 | 2025-03-13 | Solar Panels | Hanwha Q Cells | Q.PEAK DUO BLK ML-G10+/t 400 |  | 0.4 | 11 | 63 | 29 |  | Fixed | Roof
NJADRE1555864522 | Administratively Determined Incentive Program | WAYNE | 7470 | 6 | 12.8 | Residential | Behind the Meter | Yes | Net Metered Residential | Sunrun Installation Services, Inc. |  | PSE&G | Accepted | 2024-02-23 | 2024-03-13 | 2025-03-13 | Solar Panels | Hanwha Q Cells | Q.PEAK DUO BLK ML-G10+/t 400 |  | 0.4 | 9 | 242 | 38 |  | Fixed | Roof
NJADRE1555864522 | Administratively Determined Incentive Program | WAYNE | 7470 | 6 | 12.8 | Residential | Behind the Meter | Yes | Net Metered Residential | Sunrun Installation Services, Inc. |  | PSE&G | Accepted | 2024-02-23 | 2024-03-13 | 2025-03-13 | Solar Panels | Hanwha Q Cells | Q.PEAK DUO BLK ML-G10+/t 400 |  | 0.4 | 12 | 243 | 25 |  | Fixed | Roof
NJADRE1555864652 | Administratively Determined Incentive Program | ORANGE | 7050 | 9 | 6.93 | Residential | Behind the Meter | Yes | Net Metered Residential | Freedom Forever New Jersey LLC |  | PSE&G | Accepted | 2024-02-23 | 2024-03-13 | 2025-03-13 | Inverters | Solar Edge | SE6000H-USRGM [SI1 | 6000 |  | 1 |  |  | 0.99 |  | Outside
NJADRE1555864652 | Administratively Determined Incentive Program | ORANGE | 7050 | 9 | 6.93 | Residential | Behind the Meter | Yes | Net Metered Residential | Freedom Forever New Jersey LLC |  | PSE&G | Accepted | 2024-02-23 | 2024-03-13 | 2025-03-13 | Solar Panels | JINKO SOLAR | JKM385M-6RL3-B |  | 0.385 | 5 | 126 | 35 |  | Fixed | Roof
NJADRE1555864652 | Administratively Determined Incentive Program | ORANGE | 7050 | 9 | 6.93 | Residential | Behind the Meter | Yes | Net Metered Residential | Freedom Forever New Jersey LLC |  | PSE&G | Accepted | 2024-02-23 | 2024-03-13 | 2025-03-13 | Solar Panels | JINKO SOLAR | JKM385M-6RL3-B |  | 0.385 | 13 | 306 | 35 |  | Fixed | Roof
NJADRE1555864756 | Administratively Determined Incentive Program | TRENTON | 8610 | 12 | 10.13 | Residential | Behind the Meter | No | Net Metered Residential | Voltaic Solaire LLC |  | PSE&G | Accepted | 2024-02-23 | 2024-03-13 | 2025-03-13 | Solar Panels | HYUNDAI | HiS-S405YH(BK) |  | 0.405 | 11 | 130 | 34 |  | Fixed | Roof | Roof under panels
NJADRE1555864756 | Administratively Determined Incentive Program | TRENTON | 8610 | 12 | 10.13 | Residential | Behind the Meter | No | Net Metered Residential | Voltaic Solaire LLC |  | PSE&G | Accepted | 2024-02-23 | 2024-03-13 | 2025-03-13 | Solar Panels | HYUNDAI | HiS-S405YH(BK) |  | 0.405 | 6 | 220 | 33 |  | Fixed | Roof | Roof under panels
NJADRE1555864756 | Administratively Determined Incentive Program | TRENTON | 8610 | 12 | 10.13 | Residential | Behind the Meter | No | Net Metered Residential | Voltaic Solaire LLC |  | PSE&G | Accepted | 2024-02-23 | 2024-03-13 | 2025-03-13 | Solar Panels | HYUNDAI | HiS-S405YH(BK) |  | 0.405 | 8 | 220 | 15 |  | Fixed | Roof | Roof under panels
NJADRE1555864756 | Administratively Determined Incentive Program | TRENTON | 8610 | 12 | 10.13 | Residential | Behind the Meter | No | Net Metered Residential | Voltaic Solaire LLC |  | PSE&G | Accepted | 2024-02-23 | 2024-03-13 | 2025-03-13 | Inverters | SOLAR EDGE | SE10000H-US | 10000 |  | 1 |  |  | 0.99 |  | Outside | Adjacent to meter
NJADRE1555864907 | Administratively Determined Incentive Program | EGG HARBOR TOWNSHIP | 8234 | 19 | 4.4 | Residential | Behind the Meter | Yes | Net Metered Residential | Sunrun Installation Services, Inc. |  | AC Electric | Accepted | 2024-02-23 | 2024-03-13 | 2025-03-13 | Inverters | Delta Electronics | E4-TL-US | 3840 |  | 1 |  |  | 0.97 |  | Outside
NJADRE1555864907 | Administratively Determined Incentive Program | EGG HARBOR TOWNSHIP | 8234 | 19 | 4.4 | Residential | Behind the Meter | Yes | Net Metered Residential | Sunrun Installation Services, Inc. |  | AC Electric | Accepted | 2024-02-23 | 2024-03-13 | 2025-03-13 | Solar Panels | Hanwha Q Cells | Q.PEAK DUO BLK ML-G10+/t 400 |  | 0.4 | 11 | 203 | 26 |  | Fixed | Roof
NJADRE1555864924 | Administratively Determined Incentive Program | NATIONAL PARK | 8063 | 15 | 11.48 | Residential | Behind the Meter | Yes | Net Metered Residential | Pro Custom Solar dba Momentum Solar |  | PSE&G | Accepted | 2024-02-23 | 2024-03-13 | 2025-03-13 | Solar Panels | Q. PEAK DUO BLK ML-G10+410 | HANWHA |  | 0.41 | 13 | 113 | 30 |  | Fixed | Roof
NJADRE1555864924 | Administratively Determined Incentive Program | NATIONAL PARK | 8063 | 15 | 11.48 | Residential | Behind the Meter | Yes | Net Metered Residential | Pro Custom Solar dba Momentum Solar |  | PSE&G | Accepted | 2024-02-23 | 2024-03-13 | 2025-03-13 | Solar Panels | Q. PEAK DUO BLK ML-G10+410 | HANWHA |  | 0.41 | 13 | 293 | 21 |  | Fixed | Roof
NJADRE1555864924 | Administratively Determined Incentive Program | NATIONAL PARK | 8063 | 15 | 11.48 | Residential | Behind the Meter | Yes | Net Metered Residential | Pro Custom Solar dba Momentum Solar |  | PSE&G | Accepted | 2024-02-23 | 2024-03-13 | 2025-03-13 | Solar Panels | Q. PEAK DUO BLK ML-G10+410 | HANWHA |  | 0.41 | 2 | 293 | 30 |  | Fixed | Roof
NJADRE1555864924 | Administratively Determined Incentive Program | NATIONAL PARK | 8063 | 15 | 11.48 | Residential | Behind the Meter | Yes | Net Metered Residential | Pro Custom Solar dba Momentum Solar |  | PSE&G | Accepted | 2024-02-23 | 2024-03-13 | 2025-03-13 | Inverters | IQ8PLUS-72-2-US | ENPHASE | 290 |  | 28 |  |  | 0.97 |  | Outdoor
NJADRE1555864926 | Administratively Determined Incentive Program | NEWARK | 7114 | 9 | 5.39 | Residential | Behind the Meter | Yes | Net Metered Residential | Freedom Forever New Jersey LLC |  | PSE&G | Accepted | 2024-02-23 | 2024-03-13 | 2025-03-13 | Solar Panels | JINKO SOLAR | JKM385M-6RL3-B |  | 0.385 | 14 | 114 | 26 |  | Fixed | Roof
NJADRE1555864926 | Administratively Determined Incentive Program | NEWARK | 7114 | 9 | 5.39 | Residential | Behind the Meter | Yes | Net Metered Residential | Freedom Forever New Jersey LLC |  | PSE&G | Accepted | 2024-02-23 | 2024-03-13 | 2025-03-13 | Inverters | Solar Edge | SE5000H-USRGM [SI1 | 5000 |  | 1 |  |  | 0.99 |  | Outside
NJADRE1555864939 | Administratively Determined Incentive Program | HIGH BRIDGE | 8829 | 4 | 6.4 | Residential | Behind the Meter | Yes | Net Metered Residential | PosiGen Developer, LLC |  | JCP&L | Accepted | 2024-02-23 | 2024-03-13 | 2025-03-13 | Inverters | SOLAREDGE | SE6000H-US | 6000 |  | 1 |  |  | 0.99 |  | Outside | within ten feet of meter
NJADRE1555864939 | Administratively Determined Incentive Program | HIGH BRIDGE | 8829 | 4 | 6.4 | Residential | Behind the Meter | Yes | Net Metered Residential | PosiGen Developer, LLC |  | JCP&L | Accepted | 2024-02-23 | 2024-03-13 | 2025-03-13 | Solar Panels | SILFAB | SIL-400 HC+ |  | 0.4 | 16 | 200 | 35 |  | Fixed | Roof
NJADRE1555864956 | Administratively Determined Incentive Program | NEWTON | 7860 | 1 | 3.2 | Residential | Behind the Meter | Yes | Net Metered Residential | Sunrun Installation Services, Inc. |  | JCP&L | Accepted | 2024-02-23 | 2024-03-26 | 2025-03-26 | Inverters | SolarEdge Technologies | SE3800H-USMN | 3800 |  | 1 |  |  | 0.99 |  | Outside | Next to meter
NJADRE1555864956 | Administratively Determined Incentive Program | NEWTON | 7860 | 1 | 3.2 | Residential | Behind the Meter | Yes | Net Metered Residential | Sunrun Installation Services, Inc. |  | JCP&L | Accepted | 2024-02-23 | 2024-03-26 | 2025-03-26 | Solar Panels | Hanwha Q Cells | Q.PEAK DUO BLK ML-G10+/t 400 |  | 0.4 | 3 | 137 | 30 |  | Fixed | Roof
NJADRE1555864956 | Administratively Determined Incentive Program | NEWTON | 7860 | 1 | 3.2 | Residential | Behind the Meter | Yes | Net Metered Residential | Sunrun Installation Services, Inc. |  | JCP&L | Accepted | 2024-02-23 | 2024-03-26 | 2025-03-26 | Solar Panels | Hanwha Q Cells | Q.PEAK DUO BLK ML-G10+/t 400 |  | 0.4 | 5 | 317 | 30 |  | Fixed | Roof
NJADRE1555864979 | Administratively Determined Incentive Program | BRIDGETON | 8302 | 20 | 6.56 | Residential | Behind the Meter | Yes | Net Metered Residential | Pro Custom Solar dba Momentum Solar |  | AC Electric | Accepted | 2024-02-23 | 2024-03-13 | 2025-03-13 | Solar Panels | Q. PEAK DUO BLK ML-G10+410 | HANWHA |  | 0.41 | 12 | 202 | 41 |  | Fixed | Roof
NJADRE1555864979 | Administratively Determined Incentive Program | BRIDGETON | 8302 | 20 | 6.56 | Residential | Behind the Meter | Yes | Net Metered Residential | Pro Custom Solar dba Momentum Solar |  | AC Electric | Accepted | 2024-02-23 | 2024-03-13 | 2025-03-13 | Solar Panels | Q. PEAK DUO BLK ML-G10+410 | HANWHA |  | 0.41 | 4 | 22 | 41 |  | Fixed | Roof
NJADRE1555864979 | Administratively Determined Incentive Program | BRIDGETON | 8302 | 20 | 6.56 | Residential | Behind the Meter | Yes | Net Metered Residential | Pro Custom Solar dba Momentum Solar |  | AC Electric | Accepted | 2024-02-23 | 2024-03-13 | 2025-03-13 | Inverters | IQ8PLUS-72-2-US | ENPHASE | 290 |  | 16 |  |  | 0.97 |  | Outdoor
NJADRE1555864983 | Administratively Determined Incentive Program | HARRISON | 7029 | 8 | 4.24 | Residential | Behind the Meter | Yes | Net Metered Residential | Freedom Forever New Jersey LLC |  | PSE&G | Accepted | 2024-02-23 | 2024-03-13 | 2025-03-13 | Inverters | JINKO SOLAR | SE3800H-USRGM [SI1 | 3800 |  | 1 |  |  | 0.99 |  | Outside
NJADRE1555864983 | Administratively Determined Incentive Program | HARRISON | 7029 | 8 | 4.24 | Residential | Behind the Meter | Yes | Net Metered Residential | Freedom Forever New Jersey LLC |  | PSE&G | Accepted | 2024-02-23 | 2024-03-13 | 2025-03-13 | Solar Panels | JINKO SOLAR | JKM385M-6RL3-B |  | 0.385 | 11 | 178 | 1 |  | Fixed | Roof
NJADRE1555865002 | Administratively Determined Incentive Program | FAIR LAWN | 7410 | 7 | 6.93 | Residential | Behind the Meter | Yes | Net Metered Residential | Freedom Forever New Jersey LLC |  | PSE&G | Accepted | 2024-02-23 | 2024-03-13 | 2025-03-13 | Inverters | Enphase | IQ8PLUS-72-2-US | 290 |  | 18 |  |  | 0.99 |  | Outside
NJADRE1555865002 | Administratively Determined Incentive Program | FAIR LAWN | 7410 | 7 | 6.93 | Residential | Behind the Meter | Yes | Net Metered Residential | Freedom Forever New Jersey LLC |  | PSE&G | Accepted | 2024-02-23 | 2024-03-13 | 2025-03-13 | Solar Panels | JINKO SOLAR | JKM385M-6RL3-B |  | 0.385 | 18 | 71 | 20 |  | Fixed | Roof
NJADRE1555865015 | Administratively Determined Incentive Program | PLAINSBORO | 8536 | 11 | 5.39 | Residential | Behind the Meter | Yes | Net Metered Residential | Freedom Forever New Jersey LLC |  | PSE&G | Accepted | 2024-02-23 | 2024-03-13 | 2025-03-13 | Inverters | Solar Edge | SE5000H-USRGM [SI1] | 5000 |  | 1 |  |  | 0.99 |  | Outside
NJADRE1555865015 | Administratively Determined Incentive Program | PLAINSBORO | 8536 | 11 | 5.39 | Residential | Behind the Meter | Yes | Net Metered Residential | Freedom Forever New Jersey LLC |  | PSE&G | Accepted | 2024-02-23 | 2024-03-13 | 2025-03-13 | Solar Panels | JINKO SOLAR | JKM385M-6RL3-B |  | 0.385 | 14 | 213 | 34 |  | Fixed | Roof
NJADRE1555879713 | Administratively Determined Incentive Program | Hopewell | 8560 | 12 | 6 | Residential | Behind the Meter | Yes | Net Metered Residential | Sunrun Installation Services, Inc. |  | PSE&G | Accepted | 2024-02-23 | 2024-03-13 | 2025-03-13 | Electric Storage Battery | Tesla | Powerwall 2 AC |  |  | 1 |  |  |  | Lithium Ion |  | Inside
NJADRE1555879713 | Administratively Determined Incentive Program | Hopewell | 8560 | 12 | 6 | Residential | Behind the Meter | Yes | Net Metered Residential | Sunrun Installation Services, Inc. |  | PSE&G | Accepted | 2024-02-23 | 2024-03-13 | 2025-03-13 | Inverters | Delta Electronics | E6-TL-US | 5760 |  | 1 |  |  | 0.97 |  | Indoor
NJADRE1555879713 | Administratively Determined Incentive Program | Hopewell | 8560 | 12 | 6 | Residential | Behind the Meter | Yes | Net Metered Residential | Sunrun Installation Services, Inc. |  | PSE&G | Accepted | 2024-02-23 | 2024-03-13 | 2025-03-13 | Solar Panels | Hanwha Q Cells | Q.PEAK DUO BLK ML-G10+/t 400 |  | 0.4 | 15 | 183 | 19 |  | Fixed | Roof
NJADRE1555881466 | Administratively Determined Incentive Program | PERTH AMBOY | 8861 | 11 | 11.85 | Residential | Behind the Meter | No | Net Metered Residential | Solar Mite Solutions |  | PSE&G | Accepted | 2024-02-24 | 2024-03-13 | 2025-03-13 | Inverters | Enphase | IQ8PLUS-72-2 | 290 |  | 30 |  |  | 0.98 |  | Outdoor
NJADRE1555881466 | Administratively Determined Incentive Program | PERTH AMBOY | 8861 | 11 | 11.85 | Residential | Behind the Meter | No | Net Metered Residential | Solar Mite Solutions |  | PSE&G | Accepted | 2024-02-24 | 2024-03-13 | 2025-03-13 | Solar Panels | Canadian Solar | CS6R |  | 0.395 | 30 | 199 | 10 |  | Fixed | Roof | Array 1
NJADRE1555883274 | Administratively Determined Incentive Program | EDISON | 8820 | 11 | 8 | Residential | Behind the Meter | No | Net Metered Residential | NuWatt Energy LLC |  | PSE&G | Accepted | 2024-03-11 | 2024-03-29 | 2025-03-29 | Solar Panels | Panasonic | EVPV400HK |  | 0.4 | 6 | 168 | 47 |  | Fixed | Roof
NJADRE1555883274 | Administratively Determined Incentive Program | EDISON | 8820 | 11 | 8 | Residential | Behind the Meter | No | Net Metered Residential | NuWatt Energy LLC |  | PSE&G | Accepted | 2024-03-11 | 2024-03-29 | 2025-03-29 | Solar Panels | Panasonic | EVPV400HK |  | 0.4 | 2 | 168 | 41 |  | Fixed | Roof
NJADRE1555883274 | Administratively Determined Incentive Program | EDISON | 8820 | 11 | 8 | Residential | Behind the Meter | No | Net Metered Residential | NuWatt Energy LLC |  | PSE&G | Accepted | 2024-03-11 | 2024-03-29 | 2025-03-29 | Solar Panels | Panasonic | EVPV400HK |  | 0.4 | 2 | 168 | 47 |  | Fixed | Roof
NJADRE1555883274 | Administratively Determined Incentive Program | EDISON | 8820 | 11 | 8 | Residential | Behind the Meter | No | Net Metered Residential | NuWatt Energy LLC |  | PSE&G | Accepted | 2024-03-11 | 2024-03-29 | 2025-03-29 | Solar Panels | Panasonic | EVPV400HK |  | 0.4 | 10 | 258 | 32 |  | Fixed | Roof
NJADRE1555883274 | Administratively Determined Incentive Program | EDISON | 8820 | 11 | 8 | Residential | Behind the Meter | No | Net Metered Residential | NuWatt Energy LLC |  | PSE&G | Accepted | 2024-03-11 | 2024-03-29 | 2025-03-29 | Inverters | EnPhase Energy | IQ8M-72-2-US [240V] | 325 |  | 20 |  |  | 0.975 |  | Outdoor | Mounted under PV Modules with rails on the roof
NJADRE1555883281 | Administratively Determined Incentive Program | OLD BRIDGE | 8857 | 11 | 5.6 | Residential | Behind the Meter | Yes | Net Metered Residential | Sunrun Installation Services, Inc. |  | JCP&L | Accepted | 2024-02-26 | 2024-03-13 | 2025-03-13 | Inverters | SolarEdge Technologies | SE3800H-USMN | 3800 |  | 1 |  |  | 0.99 |  | Outdoor | Next to meter
NJADRE1555883281 | Administratively Determined Incentive Program | OLD BRIDGE | 8857 | 11 | 5.6 | Residential | Behind the Meter | Yes | Net Metered Residential | Sunrun Installation Services, Inc. |  | JCP&L | Accepted | 2024-02-26 | 2024-03-13 | 2025-03-13 | Solar Panels | Hanwha Q Cells | Q.PEAK DUO BLKML-G10+/T 400 |  | 0.4 | 14 | 84 | 32 |  | Fixed | Roof
NJADRE1555883287 | Administratively Determined Incentive Program | LINDEN | 7036 | 10 | 6.4 | Residential | Behind the Meter | Yes | Net Metered Residential | Sunrun Installation Services, Inc. |  | PSE&G | Accepted | 2024-02-26 | 2024-03-13 | 2025-03-13 | Inverters | SolarEdge Technologies | SE6000H-USSN | 6000 |  | 1 |  |  | 0.99 |  | Outdoor | Next to meter
NJADRE1555883287 | Administratively Determined Incentive Program | LINDEN | 7036 | 10 | 6.4 | Residential | Behind the Meter | Yes | Net Metered Residential | Sunrun Installation Services, Inc. |  | PSE&G | Accepted | 2024-02-26 | 2024-03-13 | 2025-03-13 | Solar Panels | Hanwha Q Cells | Q.PEAK DUO BLKML-G10+/T 400 |  | 0.4 | 4 | 309 | 18 |  | Fixed | Roof
NJADRE1555883287 | Administratively Determined Incentive Program | LINDEN | 7036 | 10 | 6.4 | Residential | Behind the Meter | Yes | Net Metered Residential | Sunrun Installation Services, Inc. |  | PSE&G | Accepted | 2024-02-26 | 2024-03-13 | 2025-03-13 | Solar Panels | Hanwha Q Cells | Q.PEAK DUO BLKML-G10+/T 400 |  | 0.4 | 12 | 129 | 35 |  | Fixed | Roof
NJADRE1555883304 | Administratively Determined Incentive Program | CLIFTON | 7012 | 6 | 4.8 | Residential | Behind the Meter | Yes | Net Metered Residential | Sunrun Installation Services, Inc. |  | PSE&G | Accepted | 2024-02-26 | 2024-03-13 | 2025-03-13 | Inverters | SolarEdge Technologies | SE3800H-USMN | 3800 |  | 1 |  |  | 0.99 |  | Outdoor | Next to meter
NJADRE1555883304 | Administratively Determined Incentive Program | CLIFTON | 7012 | 6 | 4.8 | Residential | Behind the Meter | Yes | Net Metered Residential | Sunrun Installation Services, Inc. |  | PSE&G | Accepted | 2024-02-26 | 2024-03-13 | 2025-03-13 | Solar Panels | Hanwha Q Cells | Q.PEAK DUO BLK ML-G10+/t 400 |  | 0.4 | 3 | 121 | 23 |  | Fixed | Roof
NJADRE1555883304 | Administratively Determined Incentive Program | CLIFTON | 7012 | 6 | 4.8 | Residential | Behind the Meter | Yes | Net Metered Residential | Sunrun Installation Services, Inc. |  | PSE&G | Accepted | 2024-02-26 | 2024-03-13 | 2025-03-13 | Solar Panels | Hanwha Q Cells | Q.PEAK DUO BLK ML-G10+/t 400 |  | 0.4 | 9 | 121 | 40 |  | Fixed | Roof
NJADRE1555883309 | Administratively Determined Incentive Program | SICKLERVILLE | 8081 | 14 | 3.6 | Residential | Behind the Meter | No | Net Metered Residential | Sunrun Installation Services, Inc. |  | AC Electric | Accepted | 2024-02-26 | 2024-03-13 | 2025-03-13 | Inverters | Delta Electronics | E4-TL-US | 4000 |  | 1 |  |  | 0.975 |  | Outside | next to meter
NJADRE1555883309 | Administratively Determined Incentive Program | SICKLERVILLE | 8081 | 14 | 3.6 | Residential | Behind the Meter | No | Net Metered Residential | Sunrun Installation Services, Inc. |  | AC Electric | Accepted | 2024-02-26 | 2024-03-13 | 2025-03-13 | Solar Panels | Hanwha Q-Cells | Q.PEAK DUO BLK ML-G10+/t 400 |  | 0.4 | 9 | 327 | 28 |  | Fixed | Roof
NJADRE1555883313 | Administratively Determined Incentive Program | WASHINGTON TWP | 8691 | 12 | 10.53 | Residential | Behind the Meter | No | Net Metered Residential | Tesla Inc. |  | PSE&G | Accepted | 2024-02-26 | 2024-03-20 | 2025-03-20 | Solar Panels | Hanwha | Q.PEAK DUO BLK ML-G10+/TS 405 |  | 0.405 | 12 | 210 | 32 |  | Fixed | Roof
NJADRE1555883313 | Administratively Determined Incentive Program | WASHINGTON TWP | 8691 | 12 | 10.53 | Residential | Behind the Meter | No | Net Metered Residential | Tesla Inc. |  | PSE&G | Accepted | 2024-02-26 | 2024-03-20 | 2025-03-20 | Solar Panels | Hanwha | Q.PEAK DUO BLK ML-G10+/TS 405 |  | 0.405 | 3 | 120 | 31 |  | Fixed | Roof
NJADRE1555883313 | Administratively Determined Incentive Program | WASHINGTON TWP | 8691 | 12 | 10.53 | Residential | Behind the Meter | No | Net Metered Residential | Tesla Inc. |  | PSE&G | Accepted | 2024-02-26 | 2024-03-20 | 2025-03-20 | Solar Panels | Hanwha | Q.PEAK DUO BLK ML-G10+/TS 405 |  | 0.405 | 2 | 300 | 27 |  | Fixed | Roof
NJADRE1555883313 | Administratively Determined Incentive Program | WASHINGTON TWP | 8691 | 12 | 10.53 | Residential | Behind the Meter | No | Net Metered Residential | Tesla Inc. |  | PSE&G | Accepted | 2024-02-26 | 2024-03-20 | 2025-03-20 | Solar Panels | Hanwha | Q.PEAK DUO BLK ML-G10+/TS 405 |  | 0.405 | 9 | 30 | 32 |  | Fixed | Roof
NJADRE1555883313 | Administratively Determined Incentive Program | WASHINGTON TWP | 8691 | 12 | 10.53 | Residential | Behind the Meter | No | Net Metered Residential | Tesla Inc. |  | PSE&G | Accepted | 2024-02-26 | 2024-03-20 | 2025-03-20 | Inverters | Tesla | 1538000-45-A | 3800 |  | 1 |  |  | 0.98 |  | Outdoor
NJADRE1555883313 | Administratively Determined Incentive Program | WASHINGTON TWP | 8691 | 12 | 10.53 | Residential | Behind the Meter | No | Net Metered Residential | Tesla Inc. |  | PSE&G | Accepted | 2024-02-26 | 2024-03-20 | 2025-03-20 | Inverters | Tesla | 1538000-45-A | 7600 |  | 1 |  |  | 0.98 |  | Outdoor
NJADRE1555883334 | Administratively Determined Incentive Program | WATERFORD WORKS | 8089 | 14 | 12.4 | Residential | Behind the Meter | Yes | Net Metered Residential | Power Energy Solutions |  | AC Electric | Accepted | 2024-02-26 | 2024-03-13 | 2025-03-13 | Inverters | SolarEdge | SE10000H-US | 10000 |  | 1 |  |  | 0.97 |  | Outdoor
NJADRE1555883334 | Administratively Determined Incentive Program | WATERFORD WORKS | 8089 | 14 | 12.4 | Residential | Behind the Meter | Yes | Net Metered Residential | Power Energy Solutions |  | AC Electric | Accepted | 2024-02-26 | 2024-03-13 | 2025-03-13 | Solar Panels | Canadian Solar | CS6R-400MS-HL HIKU6 BLACK MONO |  | 0.4 | 10 | 150 | 25 |  | Fixed | Roof
NJADRE1555883334 | Administratively Determined Incentive Program | WATERFORD WORKS | 8089 | 14 | 12.4 | Residential | Behind the Meter | Yes | Net Metered Residential | Power Energy Solutions |  | AC Electric | Accepted | 2024-02-26 | 2024-03-13 | 2025-03-13 | Solar Panels | Canadian Solar | CS6R-400MS-HL HIKU6 BLACK MONO |  | 0.4 | 8 | 150 | 23 |  | Fixed | Roof
NJADRE1555883334 | Administratively Determined Incentive Program | WATERFORD WORKS | 8089 | 14 | 12.4 | Residential | Behind the Meter | Yes | Net Metered Residential | Power Energy Solutions |  | AC Electric | Accepted | 2024-02-26 | 2024-03-13 | 2025-03-13 | Solar Panels | Canadian Solar | CS6R-400MS-HL HIKU6 BLACK MONO |  | 0.4 | 10 | 330 | 25 |  | Fixed | Roof
NJADRE1555883334 | Administratively Determined Incentive Program | WATERFORD WORKS | 8089 | 14 | 12.4 | Residential | Behind the Meter | Yes | Net Metered Residential | Power Energy Solutions |  | AC Electric | Accepted | 2024-02-26 | 2024-03-13 | 2025-03-13 | Solar Panels | Canadian Solar | CS6R-400MS-HL HIKU6 BLACK MONO |  | 0.4 | 3 | 330 | 23 |  | Fixed | Roof
NJADRE1555883342 | Administratively Determined Incentive Program | OLD BRIDGE | 8857 | 11 | 6.8 | Residential | Behind the Meter | Yes | Net Metered Residential | Sunrun Installation Services, Inc. |  | JCP&L | Accepted | 2024-02-26 | 2024-03-21 | 2025-03-21 | Inverters | SolarEdge Technologies | SE6000H-USSN | 6000 |  | 1 |  |  | 0.99 |  | Outdoor | Next to meter
NJADRE1555883342 | Administratively Determined Incentive Program | OLD BRIDGE | 8857 | 11 | 6.8 | Residential | Behind the Meter | Yes | Net Metered Residential | Sunrun Installation Services, Inc. |  | JCP&L | Accepted | 2024-02-26 | 2024-03-21 | 2025-03-21 | Solar Panels | Hanwha Q Cells | Q.PEAK DUO BLKML-G10+/T 400 |  | 0.4 | 17 | 239 | 22 |  | Fixed | Roof
NJADRE1555883346 | Administratively Determined Incentive Program | JACKSON | 8527 | 18 | 22.41 | Residential | Behind the Meter | No | Net Metered Residential | Ecological Systems LLC |  | JCP&L | Accepted | 2024-02-26 | 2024-03-14 | 2025-03-14 | Inverters | Solar Edge | SE7600H | 7600 |  | 1 |  |  | 0.992 |  | Outside
NJADRE1555883346 | Administratively Determined Incentive Program | JACKSON | 8527 | 18 | 22.41 | Residential | Behind the Meter | No | Net Metered Residential | Ecological Systems LLC |  | JCP&L | Accepted | 2024-02-26 | 2024-03-14 | 2025-03-14 | Inverters | Solar Edge | SE10000H | 10000 |  | 1 |  |  | 0.992 |  | Outside
NJADRE1555883346 | Administratively Determined Incentive Program | JACKSON | 8527 | 18 | 22.41 | Residential | Behind the Meter | No | Net Metered Residential | Ecological Systems LLC |  | JCP&L | Accepted | 2024-02-26 | 2024-03-14 | 2025-03-14 | Solar Panels | Bluesun | BSM415 |  | 0.415 | 54 | 180 | 25 |  | Fixed | Roof
NJADRE1555883346 | Administratively Determined Incentive Program | JACKSON | 8527 | 18 | 22.41 | Residential | Behind the Meter | No | Net Metered Residential | Ecological Systems LLC |  | JCP&L | Accepted | 2024-02-26 | 2024-03-14 | 2025-03-14 | Meters | Solar Edge | RGM |  |  | 2 |  |  |  | Yes | Outdoor
NJADRE1555883357 | Administratively Determined Incentive Program | OAK RIDGE | 7438 | 6 | 13.53 | Residential | Behind the Meter | Yes | Net Metered Residential | Pro Custom Solar dba Momentum Solar |  | JCP&L | Accepted | 2024-02-26 | 2024-03-13 | 2025-03-13 | Solar Panels | Q. PEAK DUO BLK ML-G10+410 | HANWHA |  | 0.41 | 4 | 116 | 18 |  | Fixed | Roof
NJADRE1555883357 | Administratively Determined Incentive Program | OAK RIDGE | 7438 | 6 | 13.53 | Residential | Behind the Meter | Yes | Net Metered Residential | Pro Custom Solar dba Momentum Solar |  | JCP&L | Accepted | 2024-02-26 | 2024-03-13 | 2025-03-13 | Solar Panels | Q. PEAK DUO BLK ML-G10+410 | HANWHA |  | 0.41 | 4 | 296 | 18 |  | Fixed | Roof
NJADRE1555883357 | Administratively Determined Incentive Program | OAK RIDGE | 7438 | 6 | 13.53 | Residential | Behind the Meter | Yes | Net Metered Residential | Pro Custom Solar dba Momentum Solar |  | JCP&L | Accepted | 2024-02-26 | 2024-03-13 | 2025-03-13 | Solar Panels | Q. PEAK DUO BLK ML-G10+410 | HANWHA |  | 0.41 | 25 | 206 | 19 |  | Fixed | Roof
NJADRE1555883357 | Administratively Determined Incentive Program | OAK RIDGE | 7438 | 6 | 13.53 | Residential | Behind the Meter | Yes | Net Metered Residential | Pro Custom Solar dba Momentum Solar |  | JCP&L | Accepted | 2024-02-26 | 2024-03-13 | 2025-03-13 | Inverters | IQ8PLUS-72-2-US | ENPHASE | 290 |  | 33 |  |  | 0.97 |  | Outdoor
NJADRE1555883372 | Administratively Determined Incentive Program | CAMDEN | 8103 | 14 | 7.2 | Residential | Behind the Meter | Yes | Net Metered Residential | Power Energy Solutions |  | PSE&G | Accepted | 2024-02-26 | 2024-03-13 | 2025-03-13 | Inverters | SolarEdge | SE6000H-US | 6000 |  | 1 |  |  | 0.97 |  | Outdoor
NJADRE1555883372 | Administratively Determined Incentive Program | CAMDEN | 8103 | 14 | 7.2 | Residential | Behind the Meter | Yes | Net Metered Residential | Power Energy Solutions |  | PSE&G | Accepted | 2024-02-26 | 2024-03-13 | 2025-03-13 | Solar Panels | Canadian Solar | CS6R-400MS-HL HIKU6 BLACK MONO |  | 0.4 | 18 | 39 | 1 |  | Fixed | Roof
NJADRE1555883383 | Administratively Determined Incentive Program | DELRAN | 8075 | 13 | 9.02 | Residential | Behind the Meter | Yes | Net Metered Residential | Pro Custom Solar dba Momentum Solar |  | PSE&G | Accepted | 2024-02-26 | 2024-03-13 | 2025-03-13 | Solar Panels | Q. PEAK DUO BLK ML-G10+410 | HANWHA |  | 0.41 | 10 | 171 | 17 |  | Fixed | Roof
NJADRE1555883383 | Administratively Determined Incentive Program | DELRAN | 8075 | 13 | 9.02 | Residential | Behind the Meter | Yes | Net Metered Residential | Pro Custom Solar dba Momentum Solar |  | PSE&G | Accepted | 2024-02-26 | 2024-03-13 | 2025-03-13 | Solar Panels | Q. PEAK DUO BLK ML-G10+410 | HANWHA |  | 0.41 | 8 | 352 | 20 |  | Fixed | Roof
NJADRE1555883383 | Administratively Determined Incentive Program | DELRAN | 8075 | 13 | 9.02 | Residential | Behind the Meter | Yes | Net Metered Residential | Pro Custom Solar dba Momentum Solar |  | PSE&G | Accepted | 2024-02-26 | 2024-03-13 | 2025-03-13 | Solar Panels | Q. PEAK DUO BLK ML-G10+410 | HANWHA |  | 0.41 | 4 | 172 | 19 |  | Fixed | Roof
NJADRE1555883383 | Administratively Determined Incentive Program | DELRAN | 8075 | 13 | 9.02 | Residential | Behind the Meter | Yes | Net Metered Residential | Pro Custom Solar dba Momentum Solar |  | PSE&G | Accepted | 2024-02-26 | 2024-03-13 | 2025-03-13 | Inverters | IQ8PLUS-72-2-US | ENPHASE | 290 |  | 22 |  |  | 0.97 |  | Outdoor
NJADRE1555883405 | Administratively Determined Incentive Program | SOUTH PLAINFIELD | 7080 | 11 | 12.3 | Residential | Behind the Meter | Yes | Net Metered Residential | Pro Custom Solar dba Momentum Solar |  | PSE&G | Accepted | 2024-02-26 | 2024-03-13 | 2025-03-13 | Solar Panels | Q. PEAK DUO BLK ML-G10+410 | HANWHA |  | 0.41 | 15 | 334 | 39 |  | Fixed | Roof
NJADRE1555883405 | Administratively Determined Incentive Program | SOUTH PLAINFIELD | 7080 | 11 | 12.3 | Residential | Behind the Meter | Yes | Net Metered Residential | Pro Custom Solar dba Momentum Solar |  | PSE&G | Accepted | 2024-02-26 | 2024-03-13 | 2025-03-13 | Solar Panels | Q. PEAK DUO BLK ML-G10+410 | HANWHA |  | 0.41 | 6 | 154 | 35 |  | Fixed | Roof
NJADRE1555883405 | Administratively Determined Incentive Program | SOUTH PLAINFIELD | 7080 | 11 | 12.3 | Residential | Behind the Meter | Yes | Net Metered Residential | Pro Custom Solar dba Momentum Solar |  | PSE&G | Accepted | 2024-02-26 | 2024-03-13 | 2025-03-13 | Solar Panels | Q. PEAK DUO BLK ML-G10+410 | HANWHA |  | 0.41 | 9 | 335 | 34 |  | Fixed | Roof
NJADRE1555883405 | Administratively Determined Incentive Program | SOUTH PLAINFIELD | 7080 | 11 | 12.3 | Residential | Behind the Meter | Yes | Net Metered Residential | Pro Custom Solar dba Momentum Solar |  | PSE&G | Accepted | 2024-02-26 | 2024-03-13 | 2025-03-13 | Inverters | IQ8PLUS-72-2-US | ENPHASE | 290 |  | 30 |  |  | 0.97 |  | Outdoor
NJADRE1555883421 | Administratively Determined Incentive Program | CHERRY HILL | 8003 | 14 | 20.83 | Residential | Behind the Meter | No | Net Metered Residential | SunPower Corporation, Systems |  | PSE&G | Accepted | 2024-02-26 | 2024-03-14 | 2025-03-14 | Solar Panels | Sunpower | SPR-M425-H-AC |  | 0.425 | 15 | 229 | 21 |  | Fixed | Roof
NJADRE1555883421 | Administratively Determined Incentive Program | CHERRY HILL | 8003 | 14 | 20.83 | Residential | Behind the Meter | No | Net Metered Residential | SunPower Corporation, Systems |  | PSE&G | Accepted | 2024-02-26 | 2024-03-14 | 2025-03-14 | Solar Panels | Sunpower | SPR-M425-H-AC |  | 0.425 | 12 | 49 | 21 |  | Fixed | Roof
NJADRE1555883421 | Administratively Determined Incentive Program | CHERRY HILL | 8003 | 14 | 20.83 | Residential | Behind the Meter | No | Net Metered Residential | SunPower Corporation, Systems |  | PSE&G | Accepted | 2024-02-26 | 2024-03-14 | 2025-03-14 | Solar Panels | Sunpower | SPR-M425-H-AC |  | 0.425 | 11 | 139 | 23 |  | Fixed | Roof
NJADRE1555883421 | Administratively Determined Incentive Program | CHERRY HILL | 8003 | 14 | 20.83 | Residential | Behind the Meter | No | Net Metered Residential | SunPower Corporation, Systems |  | PSE&G | Accepted | 2024-02-26 | 2024-03-14 | 2025-03-14 | Solar Panels | Sunpower | SPR-M425-H-AC |  | 0.425 | 11 | 319 | 23 |  | Fixed | Roof
NJADRE1555883421 | Administratively Determined Incentive Program | CHERRY HILL | 8003 | 14 | 20.83 | Residential | Behind the Meter | No | Net Metered Residential | SunPower Corporation, Systems |  | PSE&G | Accepted | 2024-02-26 | 2024-03-14 | 2025-03-14 | Inverters | Enphase | IQ7HS-66-ACM-US | 384 |  | 49 |  |  | 0.97 |  | Other | Under Each Panel
NJADRE1555883421 | Administratively Determined Incentive Program | CHERRY HILL | 8003 | 14 | 20.83 | Residential | Behind the Meter | No | Net Metered Residential | SunPower Corporation, Systems |  | PSE&G | Accepted | 2024-02-26 | 2024-03-14 | 2025-03-14 | Meters | Sunpower | PVS6 |  |  | 1 |  |  |  | Yes | Outdoor
NJADRE1555883435 | Administratively Determined Incentive Program | LAKEWOOD | 8701 | 18 | 10.67 | Residential | Behind the Meter | Yes | Net Metered Residential | Powerlutions |  | JCP&L | Accepted | 2024-02-26 | 2024-03-13 | 2025-03-13 | Solar Panels | Trina | TSM-395DEC09.07 |  | 0.395 | 27 | 266 | 30 |  | Fixed | Roof
NJADRE1555883435 | Administratively Determined Incentive Program | LAKEWOOD | 8701 | 18 | 10.67 | Residential | Behind the Meter | Yes | Net Metered Residential | Powerlutions |  | JCP&L | Accepted | 2024-02-26 | 2024-03-13 | 2025-03-13 | Inverters | Enphase | IQ7PLUS-72-2-US | 290 |  | 27 |  |  | 0.98 |  | Outdoor
NJADRE1555883440 | Administratively Determined Incentive Program | JACKSON | 8527 | 18 | 7.29 | Residential | Behind the Meter | No | Net Metered Residential | EMT RENEWABLES LLC |  | JCP&L | Accepted | 2024-02-26 | 2024-03-13 | 2025-03-13 | Inverters | ENPHASE | IQ8+ | 290 |  | 18 |  |  | 0.98 |  | Other | UNDER EACH PANEL
NJADRE1555883440 | Administratively Determined Incentive Program | JACKSON | 8527 | 18 | 7.29 | Residential | Behind the Meter | No | Net Metered Residential | EMT RENEWABLES LLC |  | JCP&L | Accepted | 2024-02-26 | 2024-03-13 | 2025-03-13 | Solar Panels | Q.CELLS | Q.PEAK DUO |  | 0.405 | 14 | 141 | 30 |  | Fixed | Roof
NJADRE1555883440 | Administratively Determined Incentive Program | JACKSON | 8527 | 18 | 7.29 | Residential | Behind the Meter | No | Net Metered Residential | EMT RENEWABLES LLC |  | JCP&L | Accepted | 2024-02-26 | 2024-03-13 | 2025-03-13 | Solar Panels | Q.CELLS | Q.PEAK DUO |  | 0.405 | 4 | 231 | 26 |  | Fixed | Roof
NJADRE1555883447 | Administratively Determined Incentive Program | BAYONNE | 7002 | 8 | 1.64 | Residential | Behind the Meter | Yes | Net Metered Residential | Pro Custom Solar dba Momentum Solar |  | PSE&G | Accepted | 2024-02-26 | 2024-03-13 | 2025-03-13 | Solar Panels | Q. PEAK DUO BLK ML-G10+410 | HANWHA |  | 0.41 | 4 | 122 | 44 |  | Fixed | Roof
NJADRE1555883447 | Administratively Determined Incentive Program | BAYONNE | 7002 | 8 | 1.64 | Residential | Behind the Meter | Yes | Net Metered Residential | Pro Custom Solar dba Momentum Solar |  | PSE&G | Accepted | 2024-02-26 | 2024-03-13 | 2025-03-13 | Inverters | IQ8PLUS-72-2-US | ENPHASE | 290 |  | 4 |  |  | 0.97 |  | Outdoor
NJADRE1555883460 | Administratively Determined Incentive Program | PARLIN | 8859 | 11 | 8.5 | Residential | Behind the Meter | Yes | Net Metered Residential | Venture Home Solar, LLC |  | JCP&L | Accepted | 2024-02-26 | 2024-03-13 | 2025-03-13 | Inverters | EnPhase | IQ8PLUS-72-2-US (240V) | 300 |  | 20 |  |  | 0.96667 |  | Outside
NJADRE1555883460 | Administratively Determined Incentive Program | PARLIN | 8859 | 11 | 8.5 | Residential | Behind the Meter | Yes | Net Metered Residential | Venture Home Solar, LLC |  | JCP&L | Accepted | 2024-02-26 | 2024-03-13 | 2025-03-13 | Solar Panels | Hanwha | Q.TRON BLK M-G2+ 425W |  | 0.425 | 3 | 240 | 27 |  | Fixed | Roof
NJADRE1555883460 | Administratively Determined Incentive Program | PARLIN | 8859 | 11 | 8.5 | Residential | Behind the Meter | Yes | Net Metered Residential | Venture Home Solar, LLC |  | JCP&L | Accepted | 2024-02-26 | 2024-03-13 | 2025-03-13 | Solar Panels | Hanwha | Q.TRON BLK M-G2+ 425W |  | 0.425 | 17 | 240 | 27 |  | Fixed | Roof
NJADRE1555883474 | Administratively Determined Incentive Program | WEST WINDSOR | 8550 | 12 | 11.34 | Residential | Behind the Meter | No | Net Metered Residential | Tesla Inc. |  | PSE&G | Accepted | 2024-02-26 | 2024-03-22 | 2025-03-22 | Solar Panels | Hanwha | Q.PEAK DUO BLK ML-G10+/TS 405 |  | 0.405 | 6 | 30 | 5 |  | Fixed | Roof
NJADRE1555883474 | Administratively Determined Incentive Program | WEST WINDSOR | 8550 | 12 | 11.34 | Residential | Behind the Meter | No | Net Metered Residential | Tesla Inc. |  | PSE&G | Accepted | 2024-02-26 | 2024-03-22 | 2025-03-22 | Solar Panels | Hanwha | Q.PEAK DUO BLK ML-G10+/TS 405 |  | 0.405 | 2 | 95 | 23 |  | Fixed | Roof
NJADRE1555883474 | Administratively Determined Incentive Program | WEST WINDSOR | 8550 | 12 | 11.34 | Residential | Behind the Meter | No | Net Metered Residential | Tesla Inc. |  | PSE&G | Accepted | 2024-02-26 | 2024-03-22 | 2025-03-22 | Solar Panels | Hanwha | Q.PEAK DUO BLK ML-G10+/TS 405 |  | 0.405 | 9 | 95 | 30 |  | Fixed | Roof
NJADRE1555883474 | Administratively Determined Incentive Program | WEST WINDSOR | 8550 | 12 | 11.34 | Residential | Behind the Meter | No | Net Metered Residential | Tesla Inc. |  | PSE&G | Accepted | 2024-02-26 | 2024-03-22 | 2025-03-22 | Solar Panels | Hanwha | Q.PEAK DUO BLK ML-G10+/TS 405 |  | 0.405 | 6 | 275 | 30 |  | Fixed | Roof
NJADRE1555883474 | Administratively Determined Incentive Program | WEST WINDSOR | 8550 | 12 | 11.34 | Residential | Behind the Meter | No | Net Metered Residential | Tesla Inc. |  | PSE&G | Accepted | 2024-02-26 | 2024-03-22 | 2025-03-22 | Solar Panels | Hanwha | Q.PEAK DUO BLK ML-G10+/TS 405 |  | 0.405 | 3 | 275 | 30 |  | Fixed | Roof
NJADRE1555883474 | Administratively Determined Incentive Program | WEST WINDSOR | 8550 | 12 | 11.34 | Residential | Behind the Meter | No | Net Metered Residential | Tesla Inc. |  | PSE&G | Accepted | 2024-02-26 | 2024-03-22 | 2025-03-22 | Solar Panels | Hanwha | Q.PEAK DUO BLK ML-G10+/TS 405 |  | 0.405 | 2 | 275 | 30 |  | Fixed | Roof
NJADRE1555883474 | Administratively Determined Incentive Program | WEST WINDSOR | 8550 | 12 | 11.34 | Residential | Behind the Meter | No | Net Metered Residential | Tesla Inc. |  | PSE&G | Accepted | 2024-02-26 | 2024-03-22 | 2025-03-22 | Inverters | Tesla | 1538000-45-A | 5000 |  | 2 |  |  | 0.98 |  | Outdoor
NJADRE1555883476 | Administratively Determined Incentive Program | IRVINGTON | 7111 | 9 | 4.62 | Residential | Behind the Meter | Yes | Net Metered Residential | Freedom Forever New Jersey LLC |  | PSE&G | Accepted | 2024-02-26 | 2024-03-13 | 2025-03-13 | Inverters | Solar Edge | SE3800H-USRGM [SI1 | 3800 |  | 1 |  |  | 0.99 |  | Outdoor
NJADRE1555883476 | Administratively Determined Incentive Program | IRVINGTON | 7111 | 9 | 4.62 | Residential | Behind the Meter | Yes | Net Metered Residential | Freedom Forever New Jersey LLC |  | PSE&G | Accepted | 2024-02-26 | 2024-03-13 | 2025-03-13 | Solar Panels | JINKO SOLAR | JKM385M-6RL3-B |  | 0.385 | 12 | 315 | 12 |  | Fixed | Roof
NJADRE1555883494 | Administratively Determined Incentive Program | BAYONNE | 7002 | 8 | 3.28 | Residential | Behind the Meter | Yes | Net Metered Residential | Pro Custom Solar dba Momentum Solar |  | PSE&G | Accepted | 2024-02-26 | 2024-03-13 | 2025-03-13 | Solar Panels | Q. PEAK DUO BLK ML-G10+410 | HANWHA |  | 0.41 | 8 | 122 | 44 |  | Fixed | Roof
NJADRE1555883494 | Administratively Determined Incentive Program | BAYONNE | 7002 | 8 | 3.28 | Residential | Behind the Meter | Yes | Net Metered Residential | Pro Custom Solar dba Momentum Solar |  | PSE&G | Accepted | 2024-02-26 | 2024-03-13 | 2025-03-13 | Inverters | IQ8PLUS-72-2-US | ENPHASE | 290 |  | 8 |  |  | 0.97 |  | Outdoor
NJADRE1555883504 | Administratively Determined Incentive Program | WILLINGBORO | 8046 | 13 | 6.56 | Residential | Behind the Meter | Yes | Net Metered Residential | Define Solar |  | PSE&G | Accepted | 2024-02-29 | 2024-03-20 | 2025-03-20 | Inverters | Enphase | IQ8PLUS-72-2-US | 290 |  | 16 |  |  | 0.976 |  | Outside | Under each pv panel
NJADRE1555883504 | Administratively Determined Incentive Program | WILLINGBORO | 8046 | 13 | 6.56 | Residential | Behind the Meter | Yes | Net Metered Residential | Define Solar |  | PSE&G | Accepted | 2024-02-29 | 2024-03-20 | 2025-03-20 | Solar Panels | Znshine | ZXM7-SH108 410W |  | 0.41 | 16 | 253 | 42 |  | Fixed | Roof
NJADRE1555883511 | Administratively Determined Incentive Program | STEWARTSVILLE | 8886 | 2 | 19.92 | Residential | Behind the Meter | No | Net Metered Residential | Ecological Systems |  | JCP&L | Accepted | 2024-02-27 | 2024-03-18 | 2025-03-18 | Inverters | Enphase | IQ8M | 325 |  | 48 |  |  | 0.975 |  | Outside | Roof Top
NJADRE1555883511 | Administratively Determined Incentive Program | STEWARTSVILLE | 8886 | 2 | 19.92 | Residential | Behind the Meter | No | Net Metered Residential | Ecological Systems |  | JCP&L | Accepted | 2024-02-27 | 2024-03-18 | 2025-03-18 | Meters | Enphase | Envoy |  |  | 1 |  |  |  | Yes | Outdoor
NJADRE1555883511 | Administratively Determined Incentive Program | STEWARTSVILLE | 8886 | 2 | 19.92 | Residential | Behind the Meter | No | Net Metered Residential | Ecological Systems |  | JCP&L | Accepted | 2024-02-27 | 2024-03-18 | 2025-03-18 | Solar Panels | Bluesun | BSM415 |  | 0.415 | 48 | 180 | 25 |  | Fixed | Roof
NJADRE1555883512 | Administratively Determined Incentive Program | LAKEWOOD | 8701 | 18 | 16.28 | Residential | Behind the Meter | Yes | Net Metered Residential | Kamtech Solar |  | JCP&L | Accepted | 2024-02-26 | 2024-03-21 | 2025-03-21 | Inverters | ENPHASE | IQ7HS-66-M-US | 384 |  | 37 |  |  | 0 |  | Outdoor | ROOFTOP
NJADRE1555883512 | Administratively Determined Incentive Program | LAKEWOOD | 8701 | 18 | 16.28 | Residential | Behind the Meter | Yes | Net Metered Residential | Kamtech Solar |  | JCP&L | Accepted | 2024-02-26 | 2024-03-21 | 2025-03-21 | Solar Panels | SUNPOWER | SPR-M440-H-AC |  | 0.44 | 3 | 187 | 29 |  | Fixed | Roof
NJADRE1555883512 | Administratively Determined Incentive Program | LAKEWOOD | 8701 | 18 | 16.28 | Residential | Behind the Meter | Yes | Net Metered Residential | Kamtech Solar |  | JCP&L | Accepted | 2024-02-26 | 2024-03-21 | 2025-03-21 | Solar Panels | SUNPOWER | SPR-M440-H-AC |  | 0.44 | 22 | 97 | 19 |  | Fixed | Roof
NJADRE1555883512 | Administratively Determined Incentive Program | LAKEWOOD | 8701 | 18 | 16.28 | Residential | Behind the Meter | Yes | Net Metered Residential | Kamtech Solar |  | JCP&L | Accepted | 2024-02-26 | 2024-03-21 | 2025-03-21 | Solar Panels | SUNPOWER | SPR-M440-H-AC |  | 0.44 | 12 | 277 | 20 |  | Fixed | Roof
NJADRE1555883519 | Administratively Determined Incentive Program | LANOKA HARBOR | 8734 | 18 | 5.68 | Residential | Behind the Meter | No | Net Metered Residential | Solar Energy World |  | JCP&L | Accepted | 2024-02-26 | 2024-03-14 | 2025-03-14 | Solar Panels | LONGi Green Technology | LR4-60HPB-355M |  | 0.355 | 10 | 93 | 35 |  | Fixed | Roof
NJADRE1555883519 | Administratively Determined Incentive Program | LANOKA HARBOR | 8734 | 18 | 5.68 | Residential | Behind the Meter | No | Net Metered Residential | Solar Energy World |  | JCP&L | Accepted | 2024-02-26 | 2024-03-14 | 2025-03-14 | Solar Panels | LONGi Green Technology | LR4-60HPB-355M |  | 0.355 | 6 | 183 | 46 |  | Fixed | Roof
NJADRE1555883519 | Administratively Determined Incentive Program | LANOKA HARBOR | 8734 | 18 | 5.68 | Residential | Behind the Meter | No | Net Metered Residential | Solar Energy World |  | JCP&L | Accepted | 2024-02-26 | 2024-03-14 | 2025-03-14 | Inverters | Enphase | IQ8-60-2-US | 240 |  | 16 |  |  | 0.97 |  | Outside
NJADRE1555883534 | Administratively Determined Incentive Program | NEWARK | 7108 | 9 | 4.51 | Residential | Behind the Meter | Yes | Net Metered Residential | Define Solar, LLC |  | PSE&G | Accepted | 2024-02-28 | 2024-03-18 | 2025-03-18 | Solar Panels | Znshine | ZXM7-SH108 410W |  | 0.41 | 5 | 112 | 46 |  | Fixed | Roof
NJADRE1555883534 | Administratively Determined Incentive Program | NEWARK | 7108 | 9 | 4.51 | Residential | Behind the Meter | Yes | Net Metered Residential | Define Solar, LLC |  | PSE&G | Accepted | 2024-02-28 | 2024-03-18 | 2025-03-18 | Solar Panels | Znshine | ZXM7-SH108 410W |  | 0.41 | 1 | 202 | 47 |  | Fixed | Roof
NJADRE1555883534 | Administratively Determined Incentive Program | NEWARK | 7108 | 9 | 4.51 | Residential | Behind the Meter | Yes | Net Metered Residential | Define Solar, LLC |  | PSE&G | Accepted | 2024-02-28 | 2024-03-18 | 2025-03-18 | Solar Panels | Znshine | ZXM7-SH108 410W |  | 0.41 | 1 | 22 | 10 |  | Fixed | Roof
NJADRE1555883534 | Administratively Determined Incentive Program | NEWARK | 7108 | 9 | 4.51 | Residential | Behind the Meter | Yes | Net Metered Residential | Define Solar, LLC |  | PSE&G | Accepted | 2024-02-28 | 2024-03-18 | 2025-03-18 | Solar Panels | Znshine | ZXM7-SH108 410W |  | 0.41 | 2 | 292 | 46 |  | Fixed | Roof
NJADRE1555883534 | Administratively Determined Incentive Program | NEWARK | 7108 | 9 | 4.51 | Residential | Behind the Meter | Yes | Net Metered Residential | Define Solar, LLC |  | PSE&G | Accepted | 2024-02-28 | 2024-03-18 | 2025-03-18 | Solar Panels | Znshine | ZXM7-SH108 410W |  | 0.41 | 2 | 202 | 18 |  | Fixed | Roof
NJADRE1555883534 | Administratively Determined Incentive Program | NEWARK | 7108 | 9 | 4.51 | Residential | Behind the Meter | Yes | Net Metered Residential | Define Solar, LLC |  | PSE&G | Accepted | 2024-02-28 | 2024-03-18 | 2025-03-18 | Inverters | Enphase | IQ8PLUS-72-2-US | 290 |  | 5 |  |  | 0.976 |  | Outside | Under each pv panel
NJADRE1555883534 | Administratively Determined Incentive Program | NEWARK | 7108 | 9 | 4.51 | Residential | Behind the Meter | Yes | Net Metered Residential | Define Solar, LLC |  | PSE&G | Accepted | 2024-02-28 | 2024-03-18 | 2025-03-18 | Inverters | Enphase | IQ8PLUS-72-2-US | 290 |  | 1 |  |  | 0.976 |  | Outside | Under each pv panel
NJADRE1555883534 | Administratively Determined Incentive Program | NEWARK | 7108 | 9 | 4.51 | Residential | Behind the Meter | Yes | Net Metered Residential | Define Solar, LLC |  | PSE&G | Accepted | 2024-02-28 | 2024-03-18 | 2025-03-18 | Inverters | Enphase | IQ8PLUS-72-2-US | 290 |  | 1 |  |  | 0.976 |  | Outside | Under each pv panel
NJADRE1555883534 | Administratively Determined Incentive Program | NEWARK | 7108 | 9 | 4.51 | Residential | Behind the Meter | Yes | Net Metered Residential | Define Solar, LLC |  | PSE&G | Accepted | 2024-02-28 | 2024-03-18 | 2025-03-18 | Inverters | Enphase | IQ8PLUS-72-2-US | 290 |  | 2 |  |  | 0.976 |  | Outside | Under each pv panel
NJADRE1555883534 | Administratively Determined Incentive Program | NEWARK | 7108 | 9 | 4.51 | Residential | Behind the Meter | Yes | Net Metered Residential | Define Solar, LLC |  | PSE&G | Accepted | 2024-02-28 | 2024-03-18 | 2025-03-18 | Inverters | Enphase | IQ8PLUS-72-2-US | 290 |  | 2 |  |  | 0.976 |  | Outside | Under each pv panel
NJADRE1555883541 | Administratively Determined Incentive Program | TRENTON | 8610 | 12 | 9.6 | Residential | Behind the Meter | Yes | Net Metered Residential | Power Energy Solutions |  | PSE&G | Accepted | 2024-02-26 | 2024-03-14 | 2025-03-14 | Inverters | SolarEdge | SE7600H-US | 8 |  | 1 |  |  | 0.97 |  | Outdoor
NJADRE1555883541 | Administratively Determined Incentive Program | TRENTON | 8610 | 12 | 9.6 | Residential | Behind the Meter | Yes | Net Metered Residential | Power Energy Solutions |  | PSE&G | Accepted | 2024-02-26 | 2024-03-14 | 2025-03-14 | Solar Panels | Canadian Solar | CS6R-400MS-HL HIKU6 BLACK MONO |  | 0.4 | 15 | 208 | 20 |  | Fixed | Roof
NJADRE1555883541 | Administratively Determined Incentive Program | TRENTON | 8610 | 12 | 9.6 | Residential | Behind the Meter | Yes | Net Metered Residential | Power Energy Solutions |  | PSE&G | Accepted | 2024-02-26 | 2024-03-14 | 2025-03-14 | Solar Panels | Canadian Solar | CS6R-400MS-HL HIKU6 BLACK MONO |  | 0.4 | 9 | 28 | 20 |  | Fixed | Roof
NJADRE1555883544 | Administratively Determined Incentive Program | WEST ORANGE | 7052 | 9 | 7.79 | Residential | Behind the Meter | Yes | Net Metered Residential | Pro Custom Solar dba Momentum Solar |  | PSE&G | Accepted | 2024-02-26 | 2024-03-14 | 2025-03-14 | Solar Panels | Q. PEAK DUO BLK ML-G10+410 | HANWHA |  | 0.41 | 8 | 296 | 26 |  | Fixed | Roof
NJADRE1555883544 | Administratively Determined Incentive Program | WEST ORANGE | 7052 | 9 | 7.79 | Residential | Behind the Meter | Yes | Net Metered Residential | Pro Custom Solar dba Momentum Solar |  | PSE&G | Accepted | 2024-02-26 | 2024-03-14 | 2025-03-14 | Solar Panels | Q. PEAK DUO BLK ML-G10+410 | HANWHA |  | 0.41 | 5 | 116 | 26 |  | Fixed | Roof
NJADRE1555883544 | Administratively Determined Incentive Program | WEST ORANGE | 7052 | 9 | 7.79 | Residential | Behind the Meter | Yes | Net Metered Residential | Pro Custom Solar dba Momentum Solar |  | PSE&G | Accepted | 2024-02-26 | 2024-03-14 | 2025-03-14 | Solar Panels | Q. PEAK DUO BLK ML-G10+410 | HANWHA |  | 0.41 | 6 | 207 | 21 |  | Fixed | Roof
NJADRE1555883544 | Administratively Determined Incentive Program | WEST ORANGE | 7052 | 9 | 7.79 | Residential | Behind the Meter | Yes | Net Metered Residential | Pro Custom Solar dba Momentum Solar |  | PSE&G | Accepted | 2024-02-26 | 2024-03-14 | 2025-03-14 | Inverters | IQ8PLUS-72-2-US | ENPHASE | 290 |  | 19 |  |  | 0.97 |  | Outdoor
NJADRE1555883551 | Administratively Determined Incentive Program | FRANKLINVILLE | 8322 | 15 | 14.76 | Residential | Behind the Meter | Yes | Net Metered Residential | Define Solar |  | AC Electric | Accepted | 2024-02-29 | 2024-03-20 | 2025-03-20 | Inverters | Enphase | IQ8PLUS-72-2-US | 290 |  | 10 |  |  | 0.976 |  | Outside | Under each pv panel
NJADRE1555883551 | Administratively Determined Incentive Program | FRANKLINVILLE | 8322 | 15 | 14.76 | Residential | Behind the Meter | Yes | Net Metered Residential | Define Solar |  | AC Electric | Accepted | 2024-02-29 | 2024-03-20 | 2025-03-20 | Inverters | Enphase | IQ8PLUS-72-2-US | 290 |  | 12 |  |  | 0.976 |  | Outside | Under each pv panel
NJADRE1555883551 | Administratively Determined Incentive Program | FRANKLINVILLE | 8322 | 15 | 14.76 | Residential | Behind the Meter | Yes | Net Metered Residential | Define Solar |  | AC Electric | Accepted | 2024-02-29 | 2024-03-20 | 2025-03-20 | Inverters | Enphase | IQ8PLUS-72-2-US | 290 |  | 14 |  |  | 0.976 |  | Outside | Under each pv panel
NJADRE1555883551 | Administratively Determined Incentive Program | FRANKLINVILLE | 8322 | 15 | 14.76 | Residential | Behind the Meter | Yes | Net Metered Residential | Define Solar |  | AC Electric | Accepted | 2024-02-29 | 2024-03-20 | 2025-03-20 | Solar Panels | Znshine | ZXM7-SH108 410W |  | 0.41 | 10 | 175 | 20 |  | Fixed | Roof
NJADRE1555883551 | Administratively Determined Incentive Program | FRANKLINVILLE | 8322 | 15 | 14.76 | Residential | Behind the Meter | Yes | Net Metered Residential | Define Solar |  | AC Electric | Accepted | 2024-02-29 | 2024-03-20 | 2025-03-20 | Solar Panels | Znshine | ZXM7-SH108 410W |  | 0.41 | 14 | 175 | 15 |  | Fixed | Roof
NJADRE1555883551 | Administratively Determined Incentive Program | FRANKLINVILLE | 8322 | 15 | 14.76 | Residential | Behind the Meter | Yes | Net Metered Residential | Define Solar |  | AC Electric | Accepted | 2024-02-29 | 2024-03-20 | 2025-03-20 | Solar Panels | Znshine | ZXM7-SH108 410W |  | 0.41 | 12 | 355 | 20 |  | Fixed | Roof
NJADRE1555883559 | Administratively Determined Incentive Program | BLOOMFIELD | 7003 | 9 | 2.8 | Residential | Behind the Meter | Yes | Net Metered Residential | Sunrun Installation Services, Inc. |  | PSE&G | Accepted | 2024-02-26 | 2024-03-14 | 2025-03-14 | Inverters | DELTA ELECTRONICS | E4-TL-US | 4000 |  | 1 |  |  | 0.975 |  | Outdoor | Next to meter
NJADRE1555883559 | Administratively Determined Incentive Program | BLOOMFIELD | 7003 | 9 | 2.8 | Residential | Behind the Meter | Yes | Net Metered Residential | Sunrun Installation Services, Inc. |  | PSE&G | Accepted | 2024-02-26 | 2024-03-14 | 2025-03-14 | Solar Panels | Hanwha Q Cells | Q.PEAK DUO BLKML-G10+/T 400 |  | 0.4 | 7 | 203 | 27 |  | Fixed | Roof
NJADRE1555883560 | Administratively Determined Incentive Program | EAST ORANGE | 7017 | 9 | 5.2 | Residential | Behind the Meter | Yes | Net Metered Residential | Sunrun Installation Services, Inc. |  | PSE&G | Accepted | 2024-02-26 | 2024-03-14 | 2025-03-14 | Inverters | SolarEdge Technologies | SE3800H-USMN | 3800 |  | 1 |  |  | 0.99 |  | Outside | next to meter
NJADRE1555883560 | Administratively Determined Incentive Program | EAST ORANGE | 7017 | 9 | 5.2 | Residential | Behind the Meter | Yes | Net Metered Residential | Sunrun Installation Services, Inc. |  | PSE&G | Accepted | 2024-02-26 | 2024-03-14 | 2025-03-14 | Solar Panels | Hanwha Q-Cells | Q.PEAK DUO BLK ML-G10+/t 400 |  | 0.4 | 5 | 281 | 6 |  | Fixed | Roof
NJADRE1555883560 | Administratively Determined Incentive Program | EAST ORANGE | 7017 | 9 | 5.2 | Residential | Behind the Meter | Yes | Net Metered Residential | Sunrun Installation Services, Inc. |  | PSE&G | Accepted | 2024-02-26 | 2024-03-14 | 2025-03-14 | Solar Panels | Hanwha Q-Cells | Q.PEAK DUO BLK ML-G10+/t 400 |  | 0.4 | 3 | 191 | 29 |  | Fixed | Roof
NJADRE1555883560 | Administratively Determined Incentive Program | EAST ORANGE | 7017 | 9 | 5.2 | Residential | Behind the Meter | Yes | Net Metered Residential | Sunrun Installation Services, Inc. |  | PSE&G | Accepted | 2024-02-26 | 2024-03-14 | 2025-03-14 | Solar Panels | Hanwha Q-Cells | Q.PEAK DUO BLK ML-G10+/t 400 |  | 0.4 | 5 | 191 | 45 |  | Fixed | Roof
NJADRE1555883561 | Administratively Determined Incentive Program | MOUNT LAUREL | 8054 | 13 | 9.02 | Residential | Behind the Meter | Yes | Net Metered Residential | Define Solar |  | PSE&G | Accepted | 2024-02-28 | 2024-03-18 | 2025-03-18 | Inverters | Enphase | IQ8PLUS-72-2-US | 290 |  | 10 |  |  | 0.976 |  | Outside | Under each pv panel
NJADRE1555883561 | Administratively Determined Incentive Program | MOUNT LAUREL | 8054 | 13 | 9.02 | Residential | Behind the Meter | Yes | Net Metered Residential | Define Solar |  | PSE&G | Accepted | 2024-02-28 | 2024-03-18 | 2025-03-18 | Inverters | Enphase | IQ8PLUS-72-2-US | 290 |  | 6 |  |  | 0.976 |  | Outside | Under each pv panel
NJADRE1555883561 | Administratively Determined Incentive Program | MOUNT LAUREL | 8054 | 13 | 9.02 | Residential | Behind the Meter | Yes | Net Metered Residential | Define Solar |  | PSE&G | Accepted | 2024-02-28 | 2024-03-18 | 2025-03-18 | Inverters | Enphase | IQ8PLUS-72-2-US | 290 |  | 6 |  |  | 0.976 |  | Outside | Under each pv panel
NJADRE1555883561 | Administratively Determined Incentive Program | MOUNT LAUREL | 8054 | 13 | 9.02 | Residential | Behind the Meter | Yes | Net Metered Residential | Define Solar |  | PSE&G | Accepted | 2024-02-28 | 2024-03-18 | 2025-03-18 | Solar Panels | Znshine | ZXM7-SH108 410W |  | 0.41 | 10 | 150 | 34 |  | Fixed | Roof
NJADRE1555883561 | Administratively Determined Incentive Program | MOUNT LAUREL | 8054 | 13 | 9.02 | Residential | Behind the Meter | Yes | Net Metered Residential | Define Solar |  | PSE&G | Accepted | 2024-02-28 | 2024-03-18 | 2025-03-18 | Solar Panels | Znshine | ZXM7-SH108 410W |  | 0.41 | 6 | 150 | 34 |  | Fixed | Roof
NJADRE1555883561 | Administratively Determined Incentive Program | MOUNT LAUREL | 8054 | 13 | 9.02 | Residential | Behind the Meter | Yes | Net Metered Residential | Define Solar |  | PSE&G | Accepted | 2024-02-28 | 2024-03-18 | 2025-03-18 | Solar Panels | Znshine | ZXM7-SH108 410W |  | 0.41 | 6 | 240 | 45 |  | Fixed | Roof
NJADRE1555883572 | Administratively Determined Incentive Program | GREEN BROOK | 8812 | 11 | 9.24 | Residential | Behind the Meter | Yes | Net Metered Residential | Freedom Forever New Jersey LLC |  | PSE&G | Accepted | 2024-02-26 | 2024-03-14 | 2025-03-14 | Inverters | Solar Edge | SE7600H-USRGM [SI1 | 7600 |  | 1 |  |  | 0.99 |  | Outside
NJADRE1555883572 | Administratively Determined Incentive Program | GREEN BROOK | 8812 | 11 | 9.24 | Residential | Behind the Meter | Yes | Net Metered Residential | Freedom Forever New Jersey LLC |  | PSE&G | Accepted | 2024-02-26 | 2024-03-14 | 2025-03-14 | Solar Panels | JINKO SOLAR | JKM385M-6RL3-B |  | 0.385 | 24 | 150 | 30 |  | Fixed | Roof
NJADRE1555883590 | Administratively Determined Incentive Program | LINDENWOLD | 8021 | 14 | 10.4 | Residential | Behind the Meter | Yes | Net Metered Residential | Sunrun Installation Services, Inc. |  | AC Electric | Accepted | 2024-02-26 | 2024-03-14 | 2025-03-14 | Inverters | SolarEdge Technologies | SE7600H-USSN | 7600 |  | 1 |  |  | 0.99 |  | Outside | Next to meter
NJADRE1555883590 | Administratively Determined Incentive Program | LINDENWOLD | 8021 | 14 | 10.4 | Residential | Behind the Meter | Yes | Net Metered Residential | Sunrun Installation Services, Inc. |  | AC Electric | Accepted | 2024-02-26 | 2024-03-14 | 2025-03-14 | Solar Panels | Hanwha Q Cells | Q.PEAK DUO BLK ML-G10+/t 400 |  | 0.4 | 18 | 213 | 27 |  | Fixed | Roof
NJADRE1555883590 | Administratively Determined Incentive Program | LINDENWOLD | 8021 | 14 | 10.4 | Residential | Behind the Meter | Yes | Net Metered Residential | Sunrun Installation Services, Inc. |  | AC Electric | Accepted | 2024-02-26 | 2024-03-14 | 2025-03-14 | Solar Panels | Hanwha Q Cells | Q.PEAK DUO BLK ML-G10+/t 400 |  | 0.4 | 8 | 33 | 12 |  | Fixed | Roof
NJADRE1555883614 | Administratively Determined Incentive Program | FREEHOLD | 7728 | 17 | 6.08 | Residential | Behind the Meter | No | Net Metered Residential | Tesla Energy Operations Inc. |  | JCP&L | Accepted | 2024-02-26 | 2024-03-18 | 2025-03-18 | Solar Panels | Hanwha | Q.PEAK DUO BLK ML-G10+/TS 405 |  | 0.405 | 5 | 243 | 27 |  | Fixed | Roof
NJADRE1555883614 | Administratively Determined Incentive Program | FREEHOLD | 7728 | 17 | 6.08 | Residential | Behind the Meter | No | Net Metered Residential | Tesla Energy Operations Inc. |  | JCP&L | Accepted | 2024-02-26 | 2024-03-18 | 2025-03-18 | Solar Panels | Hanwha | Q.PEAK DUO BLK ML-G10+/TS 405 |  | 0.405 | 6 | 63 | 27 |  | Fixed | Roof
NJADRE1555883614 | Administratively Determined Incentive Program | FREEHOLD | 7728 | 17 | 6.08 | Residential | Behind the Meter | No | Net Metered Residential | Tesla Energy Operations Inc. |  | JCP&L | Accepted | 2024-02-26 | 2024-03-18 | 2025-03-18 | Solar Panels | Hanwha | Q.PEAK DUO BLK ML-G10+/TS 405 |  | 0.405 | 4 | 63 | 27 |  | Fixed | Roof
NJADRE1555883614 | Administratively Determined Incentive Program | FREEHOLD | 7728 | 17 | 6.08 | Residential | Behind the Meter | No | Net Metered Residential | Tesla Energy Operations Inc. |  | JCP&L | Accepted | 2024-02-26 | 2024-03-18 | 2025-03-18 | Inverters | Hanwha | 1538000-45-A | 5700 |  | 1 |  |  | 0.98 |  | Outdoor
NJADRE1555883625 | Administratively Determined Incentive Program | HAMILTON TWP | 8610 | 12 | 4.8 | Residential | Behind the Meter | Yes | Net Metered Residential | Sunrun Installation Services, Inc. |  | PSE&G | Accepted | 2024-02-26 | 2024-03-14 | 2025-03-14 | Inverters | DELTA ELECTRONICS | E4-TL-US | 4000 |  | 1 |  |  | 0.975 |  | Outdoor | Next to meter
NJADRE1555883625 | Administratively Determined Incentive Program | HAMILTON TWP | 8610 | 12 | 4.8 | Residential | Behind the Meter | Yes | Net Metered Residential | Sunrun Installation Services, Inc. |  | PSE&G | Accepted | 2024-02-26 | 2024-03-14 | 2025-03-14 | Solar Panels | Hanwha Q Cells | Q.PEAK DUO BLKML-G10+/T 400 |  | 0.4 | 12 | 208 | 24 |  | Fixed | Roof
NJADRE1555883641 | Administratively Determined Incentive Program | NORTHFIELD | 8225 | 19 | 8.1 | Residential | Behind the Meter | No | Net Metered Residential | Tesla Inc. |  | AC Electric | Accepted | 2024-02-26 | 2024-03-18 | 2025-03-18 | Solar Panels | Hanwha | Q.PEAK DUO BLK ML-G10+/TS 405 |  | 0.405 | 18 | 193 | 22 |  | Fixed | Roof
NJADRE1555883641 | Administratively Determined Incentive Program | NORTHFIELD | 8225 | 19 | 8.1 | Residential | Behind the Meter | No | Net Metered Residential | Tesla Inc. |  | AC Electric | Accepted | 2024-02-26 | 2024-03-18 | 2025-03-18 | Solar Panels | Hanwha | Q.PEAK DUO BLK ML-G10+/TS 405 |  | 0.405 | 2 | 193 | 22 |  | Fixed | Roof
NJADRE1555883641 | Administratively Determined Incentive Program | NORTHFIELD | 8225 | 19 | 8.1 | Residential | Behind the Meter | No | Net Metered Residential | Tesla Inc. |  | AC Electric | Accepted | 2024-02-26 | 2024-03-18 | 2025-03-18 | Inverters | Tesla | 1538000-45-A | 7600 |  | 1 |  |  | 0.98 |  | Outdoor
NJADRE1555883642 | Administratively Determined Incentive Program | NORTH BRUNSWICK TOWNSHIP | 8902 | 11 | 9.2 | Residential | Behind the Meter | Yes | Net Metered Residential | Sunrun Installation Services, Inc. |  | PSE&G | Accepted | 2024-02-26 | 2024-03-14 | 2025-03-14 | Inverters | SolarEdge Technologies | SE7600H-USSN | 7600 |  | 1 |  |  | 0.99 |  | Outside | next to meter
NJADRE1555883642 | Administratively Determined Incentive Program | NORTH BRUNSWICK TOWNSHIP | 8902 | 11 | 9.2 | Residential | Behind the Meter | Yes | Net Metered Residential | Sunrun Installation Services, Inc. |  | PSE&G | Accepted | 2024-02-26 | 2024-03-14 | 2025-03-14 | Solar Panels | Hanwha Q-Cells | Q.PEAK DUO BLK ML-G10+/t 400 |  | 0.4 | 23 | 128 | 21 |  | Fixed | Roof
NJADRE1555883665 | Administratively Determined Incentive Program | FRANKLINVILLE | 8322 | 15 | 13.09 | Residential | Behind the Meter | Yes | Net Metered Residential | RCL Enterprises Inc |  | AC Electric | Accepted | 2024-02-26 | 2024-03-14 | 2025-03-14 | Inverters | Enphase | IQ8plus | 290 |  | 34 |  |  | 0.97 |  | Outdoor
NJADRE1555883665 | Administratively Determined Incentive Program | FRANKLINVILLE | 8322 | 15 | 13.09 | Residential | Behind the Meter | Yes | Net Metered Residential | RCL Enterprises Inc |  | AC Electric | Accepted | 2024-02-26 | 2024-03-14 | 2025-03-14 | Solar Panels | JA Solar | JAM54S31 |  | 0.385 | 11 | 180 | 22 |  | Fixed | Roof
NJADRE1555883665 | Administratively Determined Incentive Program | FRANKLINVILLE | 8322 | 15 | 13.09 | Residential | Behind the Meter | Yes | Net Metered Residential | RCL Enterprises Inc |  | AC Electric | Accepted | 2024-02-26 | 2024-03-14 | 2025-03-14 | Solar Panels | JA Solar | JAM54S31 |  | 0.385 | 13 | 180 | 26 |  | Fixed | Roof
NJADRE1555883665 | Administratively Determined Incentive Program | FRANKLINVILLE | 8322 | 15 | 13.09 | Residential | Behind the Meter | Yes | Net Metered Residential | RCL Enterprises Inc |  | AC Electric | Accepted | 2024-02-26 | 2024-03-14 | 2025-03-14 | Solar Panels | JA Solar | JAM54S31 |  | 0.385 | 10 | 90 | 19 |  | Fixed | Roof
NJADRE1555883695 | Administratively Determined Incentive Program | VOORHEES | 8043 | 14 | 7.23 | Residential | Behind the Meter | Yes | Net Metered Residential | Venture Home Solar, LLC |  | PSE&G | Accepted | 2024-02-26 | 2024-03-14 | 2025-03-14 | Inverters | EnPhase | IQ8PLUS-72-2-US (240V) | 300 |  | 17 |  |  | 0.96667 |  | Outside
NJADRE1555883695 | Administratively Determined Incentive Program | VOORHEES | 8043 | 14 | 7.23 | Residential | Behind the Meter | Yes | Net Metered Residential | Venture Home Solar, LLC |  | PSE&G | Accepted | 2024-02-26 | 2024-03-14 | 2025-03-14 | Solar Panels | Hanwha | Q.TRON BLK M-G2+ 425W |  | 0.425 | 5 | 167 | 33 |  | Fixed | Roof
NJADRE1555883695 | Administratively Determined Incentive Program | VOORHEES | 8043 | 14 | 7.23 | Residential | Behind the Meter | Yes | Net Metered Residential | Venture Home Solar, LLC |  | PSE&G | Accepted | 2024-02-26 | 2024-03-14 | 2025-03-14 | Solar Panels | Hanwha | Q.TRON BLK M-G2+ 425W |  | 0.425 | 12 | 167 | 33 |  | Fixed | Roof
NJADRE1555883702 | Administratively Determined Incentive Program | TOMS RIVER | 8753 | 18 | 14.18 | Residential | Behind the Meter | Yes | Net Metered Residential | Sunrun Installation Services, Inc |  | JCP&L | Accepted | 2024-02-26 | 2024-03-14 | 2025-03-14 | Inverters | SOLAREDGE TECHNOLOGIES | SE3800H-USMN | 3800 |  | 1 |  |  | 0.99 |  | Outside | Next To Meter
NJADRE1555883702 | Administratively Determined Incentive Program | TOMS RIVER | 8753 | 18 | 14.18 | Residential | Behind the Meter | Yes | Net Metered Residential | Sunrun Installation Services, Inc |  | JCP&L | Accepted | 2024-02-26 | 2024-03-14 | 2025-03-14 | Inverters | SOLAREDGE TECHNOLOGIES | SE6000H-USSN | 6000 |  | 1 |  |  | 0.99 |  | Outside | Next To Meter
NJADRE1555883702 | Administratively Determined Incentive Program | TOMS RIVER | 8753 | 18 | 14.18 | Residential | Behind the Meter | Yes | Net Metered Residential | Sunrun Installation Services, Inc |  | JCP&L | Accepted | 2024-02-26 | 2024-03-14 | 2025-03-14 | Solar Panels | HANWHA Q-CELLS | Q.PEAK DUO BLK ML-G10+ 405 |  | 0.405 | 13 | 300 | 27 |  | Fixed | Roof
NJADRE1555883702 | Administratively Determined Incentive Program | TOMS RIVER | 8753 | 18 | 14.18 | Residential | Behind the Meter | Yes | Net Metered Residential | Sunrun Installation Services, Inc |  | JCP&L | Accepted | 2024-02-26 | 2024-03-14 | 2025-03-14 | Solar Panels | HANWHA Q-CELLS | Q.PEAK DUO BLK ML-G10+ 405 |  | 0.405 | 8 | 60 | 27 |  | Fixed | Roof
NJADRE1555883702 | Administratively Determined Incentive Program | TOMS RIVER | 8753 | 18 | 14.18 | Residential | Behind the Meter | Yes | Net Metered Residential | Sunrun Installation Services, Inc |  | JCP&L | Accepted | 2024-02-26 | 2024-03-14 | 2025-03-14 | Solar Panels | HANWHA Q-CELLS | Q.PEAK DUO BLK ML-G10+ 405 |  | 0.405 | 6 | 180 | 26 |  | Fixed | Roof
NJADRE1555883702 | Administratively Determined Incentive Program | TOMS RIVER | 8753 | 18 | 14.18 | Residential | Behind the Meter | Yes | Net Metered Residential | Sunrun Installation Services, Inc |  | JCP&L | Accepted | 2024-02-26 | 2024-03-14 | 2025-03-14 | Solar Panels | HANWHA Q-CELLS | Q.PEAK DUO BLK ML-G10+ 405 |  | 0.405 | 8 | 179 | 26 |  | Fixed | Roof
NJADRE1555883702 | Administratively Determined Incentive Program | TOMS RIVER | 8753 | 18 | 14.18 | Residential | Behind the Meter | Yes | Net Metered Residential | Sunrun Installation Services, Inc |  | JCP&L | Accepted | 2024-02-26 | 2024-03-14 | 2025-03-14 | Electric Storage Battery | TESLA | POWERWALL |  |  | 1 |  |  |  | Lithium Ion |  | OUTSIDE?
NJADRE1555883715 | Administratively Determined Incentive Program | RIVERSIDE | 8075 | 13 | 12.3 | Residential | Behind the Meter | Yes | Net Metered Residential | Pro Custom Solar dba Momentum Solar |  | PSE&G | Accepted | 2024-02-26 | 2024-03-14 | 2025-03-14 | Solar Panels | Q. PEAK DUO BLK ML-G10+410 | HANWHA |  | 0.41 | 12 | 37 | 31 |  | Fixed | Roof
NJADRE1555883715 | Administratively Determined Incentive Program | RIVERSIDE | 8075 | 13 | 12.3 | Residential | Behind the Meter | Yes | Net Metered Residential | Pro Custom Solar dba Momentum Solar |  | PSE&G | Accepted | 2024-02-26 | 2024-03-14 | 2025-03-14 | Solar Panels | Q. PEAK DUO BLK ML-G10+410 | HANWHA |  | 0.41 | 18 | 217 | 32 |  | Fixed | Roof
NJADRE1555883715 | Administratively Determined Incentive Program | RIVERSIDE | 8075 | 13 | 12.3 | Residential | Behind the Meter | Yes | Net Metered Residential | Pro Custom Solar dba Momentum Solar |  | PSE&G | Accepted | 2024-02-26 | 2024-03-14 | 2025-03-14 | Inverters | IQ8PLUS-72-2-US | ENPHASE | 290 |  | 30 |  |  | 0.97 |  | Outdoor
NJADRE1555883717 | Administratively Determined Incentive Program | HOLMDEL | 7733 | 17 | 15.39 | Residential | Behind the Meter | No | Net Metered Residential | Trinity Solar |  | JCP&L | Accepted | 2024-02-28 | 2024-03-18 | 2025-03-18 | Inverters | Solar Edge | SE11400H-US | 11400 |  | 1 |  |  | 0.97 |  | Outdoor
NJADRE1555883717 | Administratively Determined Incentive Program | HOLMDEL | 7733 | 17 | 15.39 | Residential | Behind the Meter | No | Net Metered Residential | Trinity Solar |  | JCP&L | Accepted | 2024-02-28 | 2024-03-18 | 2025-03-18 | Solar Panels | Hanwha | HANWHA 405 (Q.PEAK DUO BLK ML-G10+ 405) |  | 0.405 | 26 | 172 | 27 |  | Fixed | Roof
NJADRE1555883717 | Administratively Determined Incentive Program | HOLMDEL | 7733 | 17 | 15.39 | Residential | Behind the Meter | No | Net Metered Residential | Trinity Solar |  | JCP&L | Accepted | 2024-02-28 | 2024-03-18 | 2025-03-18 | Solar Panels | Hanwha | HANWHA 405 (Q.PEAK DUO BLK ML-G10+ 405) |  | 0.405 | 12 | 172 | 30 |  | Fixed | Roof
NJADRE1555883732 | Administratively Determined Incentive Program | NORTH BERGEN | 7047 | 8 | 1.32 | Residential | Behind the Meter | No | Net Metered Residential | Kamtech Solar |  | PSE&G | Accepted | 2024-02-27 | 2024-03-15 | 2025-03-15 | Inverters | ENPHASE | IQ7HS-66-M-US | 384 |  | 3 |  |  | 0 |  | Outdoor | ROOFTOP
NJADRE1555883732 | Administratively Determined Incentive Program | NORTH BERGEN | 7047 | 8 | 1.32 | Residential | Behind the Meter | No | Net Metered Residential | Kamtech Solar |  | PSE&G | Accepted | 2024-02-27 | 2024-03-15 | 2025-03-15 | Solar Panels | SUNPOWER | SPR-M440-H-AC |  | 0.44 | 3 | 208 | 14 |  | Fixed | Roof
NJADRE1555883739 | Administratively Determined Incentive Program | BORDENTOWN | 8505 | 13 | 8.2 | Residential | Behind the Meter | Yes | Net Metered Residential | Pro Custom Solar dba Momentum Solar |  | PSE&G | Accepted | 2024-02-26 | 2024-03-14 | 2025-03-14 | Solar Panels | Q. PEAK DUO BLK ML-G10+410 | HANWHA |  | 0.41 | 16 | 140 | 34 |  | Fixed | Roof
NJADRE1555883739 | Administratively Determined Incentive Program | BORDENTOWN | 8505 | 13 | 8.2 | Residential | Behind the Meter | Yes | Net Metered Residential | Pro Custom Solar dba Momentum Solar |  | PSE&G | Accepted | 2024-02-26 | 2024-03-14 | 2025-03-14 | Solar Panels | Q. PEAK DUO BLK ML-G10+410 | HANWHA |  | 0.41 | 4 | 51 | 27 |  | Fixed | Roof
NJADRE1555883739 | Administratively Determined Incentive Program | BORDENTOWN | 8505 | 13 | 8.2 | Residential | Behind the Meter | Yes | Net Metered Residential | Pro Custom Solar dba Momentum Solar |  | PSE&G | Accepted | 2024-02-26 | 2024-03-14 | 2025-03-14 | Inverters | IQ8PLUS-72-2-US | ENPHASE | 290 |  | 20 |  |  | 0.97 |  | Outdoor
NJADRE1555883744 | Administratively Determined Incentive Program | TEANECK | 7666 | 7 | 5.6 | Residential | Behind the Meter | Yes | Net Metered Residential | Power Energy Solutions |  | PSE&G | Accepted | 2024-02-26 | 2024-03-14 | 2025-03-14 | Inverters | SolarEdge | SE3800H-US | 4 |  | 1 |  |  | 0.97 |  | Outdoor
NJADRE1555883744 | Administratively Determined Incentive Program | TEANECK | 7666 | 7 | 5.6 | Residential | Behind the Meter | Yes | Net Metered Residential | Power Energy Solutions |  | PSE&G | Accepted | 2024-02-26 | 2024-03-14 | 2025-03-14 | Solar Panels | Canadian Solar | CS6R-400MS-HL HIKU6 BLACK MONO |  | 0.4 | 9 | 194 | 28 |  | Fixed | Roof
NJADRE1555883744 | Administratively Determined Incentive Program | TEANECK | 7666 | 7 | 5.6 | Residential | Behind the Meter | Yes | Net Metered Residential | Power Energy Solutions |  | PSE&G | Accepted | 2024-02-26 | 2024-03-14 | 2025-03-14 | Solar Panels | Canadian Solar | CS6R-400MS-HL HIKU6 BLACK MONO |  | 0.4 | 5 | 14 | 28 |  | Fixed | Roof
NJADRE1555883781 | Administratively Determined Incentive Program | WOODBRIDGE TWP | 8861 | 11 | 6.8 | Residential | Behind the Meter | Yes | Net Metered Residential | Sunrun Installation Services, Inc. |  | PSE&G | Accepted | 2024-02-26 | 2024-03-14 | 2025-03-14 | Inverters | SolarEdge Technologies | SE6000H-USSN | 6000 |  | 1 |  |  | 0.99 |  | Outside | next to meter
NJADRE1555883781 | Administratively Determined Incentive Program | WOODBRIDGE TWP | 8861 | 11 | 6.8 | Residential | Behind the Meter | Yes | Net Metered Residential | Sunrun Installation Services, Inc. |  | PSE&G | Accepted | 2024-02-26 | 2024-03-14 | 2025-03-14 | Solar Panels | Hanwha Q-Cells | Q.PEAK DUO BLK ML-G10+/t 400 |  | 0.4 | 6 | 357 | 31 |  | Fixed | Roof
NJADRE1555883781 | Administratively Determined Incentive Program | WOODBRIDGE TWP | 8861 | 11 | 6.8 | Residential | Behind the Meter | Yes | Net Metered Residential | Sunrun Installation Services, Inc. |  | PSE&G | Accepted | 2024-02-26 | 2024-03-14 | 2025-03-14 | Solar Panels | Hanwha Q-Cells | Q.PEAK DUO BLK ML-G10+/t 400 |  | 0.4 | 11 | 85 | 43 |  | Fixed | Roof
NJADRE1555883787 | Administratively Determined Incentive Program | NORTH BRUNSWICK | 8902 | 11 | 9.13 | Residential | Behind the Meter | No | Net Metered Residential | Power Home Remodeling |  | PSE&G | Accepted | 2024-02-26 | 2024-03-14 | 2025-03-14 | Inverters | Solar Edge | SE6000H-US | 6000 |  | 1 |  |  | 0.99 |  | Outdoor
NJADRE1555883787 | Administratively Determined Incentive Program | NORTH BRUNSWICK | 8902 | 11 | 9.13 | Residential | Behind the Meter | No | Net Metered Residential | Power Home Remodeling |  | PSE&G | Accepted | 2024-02-26 | 2024-03-14 | 2025-03-14 | Meters | SolarEdge | Revenue Grade Data Ansi C12.20 |  |  | 1 |  |  |  | No | Outdoor
NJADRE1555883787 | Administratively Determined Incentive Program | NORTH BRUNSWICK | 8902 | 11 | 9.13 | Residential | Behind the Meter | No | Net Metered Residential | Power Home Remodeling |  | PSE&G | Accepted | 2024-02-26 | 2024-03-14 | 2025-03-14 | Solar Panels | Hyundai | HiS-S365XG(BK) |  | 0.365 | 25 | 223 | 22 |  | Fixed | Roof
NJADRE1555883810 | Administratively Determined Incentive Program | BLOOMFIELD TWP | 7003 | 9 | 3.6 | Residential | Behind the Meter | Yes | Net Metered Residential | Sunrun Installation Services, Inc. |  | PSE&G | Accepted | 2024-02-26 | 2024-03-14 | 2025-03-14 | Inverters | SolarEdge Technologies | SE3800H-USMN | 3800 |  | 1 |  |  | 0.99 |  | Outside | next to meter
NJADRE1555883810 | Administratively Determined Incentive Program | BLOOMFIELD TWP | 7003 | 9 | 3.6 | Residential | Behind the Meter | Yes | Net Metered Residential | Sunrun Installation Services, Inc. |  | PSE&G | Accepted | 2024-02-26 | 2024-03-14 | 2025-03-14 | Solar Panels | Hanwha Q-Cells | Q.PEAK DUO BLK ML-G10+/t 400 |  | 0.4 | 5 | 189 | 22 |  | Fixed | Roof
NJADRE1555883810 | Administratively Determined Incentive Program | BLOOMFIELD TWP | 7003 | 9 | 3.6 | Residential | Behind the Meter | Yes | Net Metered Residential | Sunrun Installation Services, Inc. |  | PSE&G | Accepted | 2024-02-26 | 2024-03-14 | 2025-03-14 | Solar Panels | Hanwha Q-Cells | Q.PEAK DUO BLK ML-G10+/t 400 |  | 0.4 | 4 | 189 | 20 |  | Fixed | Roof
NJADRE1555883825 | Administratively Determined Incentive Program | TEANECK | 7666 | 7 | 9.63 | Residential | Behind the Meter | Yes | Net Metered Residential | Freedom Forever New Jersey LLC |  | PSE&G | Accepted | 2024-02-26 | 2024-03-14 | 2025-03-14 | Inverters | Solar Edge | SE7600H-USRGM [SI1 | 7600 |  | 1 |  |  | 0.99 |  | Outdoor
NJADRE1555883825 | Administratively Determined Incentive Program | TEANECK | 7666 | 7 | 9.63 | Residential | Behind the Meter | Yes | Net Metered Residential | Freedom Forever New Jersey LLC |  | PSE&G | Accepted | 2024-02-26 | 2024-03-14 | 2025-03-14 | Solar Panels | JINKO SOLAR | JKM385M-6RL3-B |  | 0.385 | 17 | 205 | 30 |  | Fixed | Roof
NJADRE1555883825 | Administratively Determined Incentive Program | TEANECK | 7666 | 7 | 9.63 | Residential | Behind the Meter | Yes | Net Metered Residential | Freedom Forever New Jersey LLC |  | PSE&G | Accepted | 2024-02-26 | 2024-03-14 | 2025-03-14 | Solar Panels | JINKO SOLAR | JKM385M-6RL3-B |  | 0.385 | 8 | 25 | 30 |  | Fixed | Roof
NJADRE1555883831 | Administratively Determined Incentive Program | MATAWAN | 7747 | 17 | 5.2 | Residential | Behind the Meter | No | Net Metered Residential | Tesla Energy Operations Inc |  | JCP&L | Accepted | 2024-02-26 | 2024-03-18 | 2025-03-18 | Electric Storage Battery | Tesla | AC Powerwall 2.0 |  |  | 1 |  |  |  | Lithium Ion |  | Outside
NJADRE1555883831 | Administratively Determined Incentive Program | MATAWAN | 7747 | 17 | 5.2 | Residential | Behind the Meter | No | Net Metered Residential | Tesla Energy Operations Inc |  | JCP&L | Accepted | 2024-02-26 | 2024-03-18 | 2025-03-18 | Inverters | Tesla | 1538000-25-F | 7600 |  | 1 |  |  | 0.98 |  | Outside
NJADRE1555883831 | Administratively Determined Incentive Program | MATAWAN | 7747 | 17 | 5.2 | Residential | Behind the Meter | No | Net Metered Residential | Tesla Energy Operations Inc |  | JCP&L | Accepted | 2024-02-26 | 2024-03-18 | 2025-03-18 | Solar Panels | Tesla | T400H |  | 0.4 | 4 | 224 | 26 |  | Fixed | Roof
NJADRE1555883831 | Administratively Determined Incentive Program | MATAWAN | 7747 | 17 | 5.2 | Residential | Behind the Meter | No | Net Metered Residential | Tesla Energy Operations Inc |  | JCP&L | Accepted | 2024-02-26 | 2024-03-18 | 2025-03-18 | Solar Panels | Tesla | T400H |  | 0.4 | 2 | 134 | 26 |  | Fixed | Roof
NJADRE1555883831 | Administratively Determined Incentive Program | MATAWAN | 7747 | 17 | 5.2 | Residential | Behind the Meter | No | Net Metered Residential | Tesla Energy Operations Inc |  | JCP&L | Accepted | 2024-02-26 | 2024-03-18 | 2025-03-18 | Solar Panels | Tesla | T400H |  | 0.4 | 4 | 314 | 26 |  | Fixed | Roof
NJADRE1555883831 | Administratively Determined Incentive Program | MATAWAN | 7747 | 17 | 5.2 | Residential | Behind the Meter | No | Net Metered Residential | Tesla Energy Operations Inc |  | JCP&L | Accepted | 2024-02-26 | 2024-03-18 | 2025-03-18 | Solar Panels | Tesla | T400H |  | 0.4 | 3 | 44 | 26 |  | Fixed | Roof
NJADRE1555883852 | Administratively Determined Incentive Program | RAHWAY | 7065 | 10 | 5.01 | Residential | Behind the Meter | Yes | Net Metered Residential | Freedom Forever New Jersey LLC |  | PSE&G | Accepted | 2024-02-26 | 2024-03-14 | 2025-03-14 | Inverters | Solar Edge | SE5000H-USRGM [SI1] | 5000 |  | 1 |  |  | 0.99 |  | Outside
NJADRE1555883852 | Administratively Determined Incentive Program | RAHWAY | 7065 | 10 | 5.01 | Residential | Behind the Meter | Yes | Net Metered Residential | Freedom Forever New Jersey LLC |  | PSE&G | Accepted | 2024-02-26 | 2024-03-14 | 2025-03-14 | Solar Panels | JINKO SOLAR | JKM385M-6RL3-B |  | 0.385 | 13 | 266 | 28 |  | Fixed | Roof
NJADRE1555883977 | Administratively Determined Incentive Program | WALLINGTON | 7057 | 7 | 17.42 | Residential | Behind the Meter | Yes | Net Metered Residential | Sunrun Installation Services, Inc |  | PSE&G | Accepted | 2024-02-26 | 2024-03-14 | 2025-03-14 | Inverters | SOLAREDGE TECHNOLOGIES | SE6000H-USSN | 6000 |  | 2 |  |  | 0.99 |  | Outside | Next To Meter
NJADRE1555883977 | Administratively Determined Incentive Program | WALLINGTON | 7057 | 7 | 17.42 | Residential | Behind the Meter | Yes | Net Metered Residential | Sunrun Installation Services, Inc |  | PSE&G | Accepted | 2024-02-26 | 2024-03-14 | 2025-03-14 | Solar Panels | HANWHA Q-CELLS | Q.PEAK DUO BLK ML-G10+ 405 |  | 0.405 | 10 | 126 | 20 |  | Fixed | Roof
NJADRE1555883977 | Administratively Determined Incentive Program | WALLINGTON | 7057 | 7 | 17.42 | Residential | Behind the Meter | Yes | Net Metered Residential | Sunrun Installation Services, Inc |  | PSE&G | Accepted | 2024-02-26 | 2024-03-14 | 2025-03-14 | Solar Panels | HANWHA Q-CELLS | Q.PEAK DUO BLK ML-G10+ 405 |  | 0.405 | 12 | 306 | 20 |  | Fixed | Roof
NJADRE1555883977 | Administratively Determined Incentive Program | WALLINGTON | 7057 | 7 | 17.42 | Residential | Behind the Meter | Yes | Net Metered Residential | Sunrun Installation Services, Inc |  | PSE&G | Accepted | 2024-02-26 | 2024-03-14 | 2025-03-14 | Solar Panels | HANWHA Q-CELLS | Q.PEAK DUO BLK ML-G10+ 405 |  | 0.405 | 3 | 216 | 20 |  | Fixed | Roof
NJADRE1555883977 | Administratively Determined Incentive Program | WALLINGTON | 7057 | 7 | 17.42 | Residential | Behind the Meter | Yes | Net Metered Residential | Sunrun Installation Services, Inc |  | PSE&G | Accepted | 2024-02-26 | 2024-03-14 | 2025-03-14 | Solar Panels | HANWHA Q-CELLS | Q.PEAK DUO BLK ML-G10+ 405 |  | 0.405 | 6 | 36 | 20 |  | Fixed | Roof
NJADRE1555883977 | Administratively Determined Incentive Program | WALLINGTON | 7057 | 7 | 17.42 | Residential | Behind the Meter | Yes | Net Metered Residential | Sunrun Installation Services, Inc |  | PSE&G | Accepted | 2024-02-26 | 2024-03-14 | 2025-03-14 | Solar Panels | HANWHA Q-CELLS | Q.PEAK DUO BLK ML-G10+ 405 |  | 0.405 | 12 | 217 | 14 |  | Fixed | Roof
NJADRE1555883977 | Administratively Determined Incentive Program | WALLINGTON | 7057 | 7 | 17.42 | Residential | Behind the Meter | Yes | Net Metered Residential | Sunrun Installation Services, Inc |  | PSE&G | Accepted | 2024-02-26 | 2024-03-14 | 2025-03-14 | Electric Storage Battery | TESLA | POWERWALL |  |  | 1 |  |  |  | Lithium Ion |  | OUTSIDE?
NJADRE1555883990 | Administratively Determined Incentive Program | UNION CITY | 7087 | 8 | 3.85 | Residential | Behind the Meter | Yes | Net Metered Residential | Freedom Forever New Jersey LLC |  | PSE&G | Accepted | 2024-02-26 | 2024-03-14 | 2025-03-14 | Inverters | Solar Edge | SE3800H-USRGM [SI1] | 3800 |  | 1 |  |  | 0.99 |  | Outside
NJADRE1555883990 | Administratively Determined Incentive Program | UNION CITY | 7087 | 8 | 3.85 | Residential | Behind the Meter | Yes | Net Metered Residential | Freedom Forever New Jersey LLC |  | PSE&G | Accepted | 2024-02-26 | 2024-03-14 | 2025-03-14 | Solar Panels | JINKO SOLAR | JKM385M-6RL3-B |  | 0.385 | 10 | 31 | 10 |  | Fixed | Roof
NJADRE1555884021 | Administratively Determined Incentive Program | ROCKAWAY | 7866 | 3 | 12.32 | Residential | Behind the Meter | Yes | Net Metered Residential | Freedom Forever New Jersey LLC |  | JCP&L | Accepted | 2024-02-26 | 2024-03-14 | 2025-03-14 | Inverters | Solar Edge | SE10000H-USRGM [SI1 | 10000 |  | 1 |  |  | 0.99 |  | Outdoor
NJADRE1555884021 | Administratively Determined Incentive Program | ROCKAWAY | 7866 | 3 | 12.32 | Residential | Behind the Meter | Yes | Net Metered Residential | Freedom Forever New Jersey LLC |  | JCP&L | Accepted | 2024-02-26 | 2024-03-14 | 2025-03-14 | Solar Panels | JINKO SOLAR | JKM385M-6RL3-B |  | 0.385 | 3 | 178 | 20 |  | Fixed | Roof
NJADRE1555884021 | Administratively Determined Incentive Program | ROCKAWAY | 7866 | 3 | 12.32 | Residential | Behind the Meter | Yes | Net Metered Residential | Freedom Forever New Jersey LLC |  | JCP&L | Accepted | 2024-02-26 | 2024-03-14 | 2025-03-14 | Solar Panels | JINKO SOLAR | JKM385M-6RL3-B |  | 0.385 | 12 | 358 | 20 |  | Fixed | Roof
NJADRE1555884021 | Administratively Determined Incentive Program | ROCKAWAY | 7866 | 3 | 12.32 | Residential | Behind the Meter | Yes | Net Metered Residential | Freedom Forever New Jersey LLC |  | JCP&L | Accepted | 2024-02-26 | 2024-03-14 | 2025-03-14 | Solar Panels | JINKO SOLAR | JKM385M-6RL3-B |  | 0.385 | 8 | 268 | 12 |  | Fixed | Roof
NJADRE1555884021 | Administratively Determined Incentive Program | ROCKAWAY | 7866 | 3 | 12.32 | Residential | Behind the Meter | Yes | Net Metered Residential | Freedom Forever New Jersey LLC |  | JCP&L | Accepted | 2024-02-26 | 2024-03-14 | 2025-03-14 | Solar Panels | JINKO SOLAR | JKM385M-6RL3-B |  | 0.385 | 9 | 88 | 12 |  | Fixed | Roof
NJADRE1555884052 | Administratively Determined Incentive Program | PLEASANTVILLE | 8232 | 19 | 9.2 | Residential | Behind the Meter | Yes | Net Metered Residential | Sunrun Installation Services, Inc. |  | AC Electric | Accepted | 2024-02-26 | 2024-03-14 | 2025-03-14 | Inverters | SolarEdge Technologies | SE7600H-USSN | 7600 |  | 1 |  |  | 0.99 |  | Indoor
NJADRE1555884052 | Administratively Determined Incentive Program | PLEASANTVILLE | 8232 | 19 | 9.2 | Residential | Behind the Meter | Yes | Net Metered Residential | Sunrun Installation Services, Inc. |  | AC Electric | Accepted | 2024-02-26 | 2024-03-14 | 2025-03-14 | Electric Storage Battery | Tesla | Powerwall 2 AC |  |  | 1 |  |  |  | Lithium Ion |  | Inside
NJADRE1555884052 | Administratively Determined Incentive Program | PLEASANTVILLE | 8232 | 19 | 9.2 | Residential | Behind the Meter | Yes | Net Metered Residential | Sunrun Installation Services, Inc. |  | AC Electric | Accepted | 2024-02-26 | 2024-03-14 | 2025-03-14 | Solar Panels | Hanwha Q Cells | Q.PEAK DUO BLK ML-G10+/t 400 |  | 0.4 | 8 | 167 | 23 |  | Fixed | Roof
NJADRE1555884052 | Administratively Determined Incentive Program | PLEASANTVILLE | 8232 | 19 | 9.2 | Residential | Behind the Meter | Yes | Net Metered Residential | Sunrun Installation Services, Inc. |  | AC Electric | Accepted | 2024-02-26 | 2024-03-14 | 2025-03-14 | Solar Panels | Hanwha Q Cells | Q.PEAK DUO BLK ML-G10+/t 400 |  | 0.4 | 15 | 347 | 24 |  | Fixed | Roof
NJADRE1555884071 | Administratively Determined Incentive Program | BERLIN | 8009 | 14 | 4.35 | Residential | Behind the Meter | No | Net Metered Residential | Big Solar Energy, LLC |  | AC Electric | Accepted | 2024-02-26 | 2024-03-14 | 2025-03-14 | Inverters | SolarEdge | SE3800H-US | 3800 |  | 1 |  |  | 0.992 |  | Outdoor
NJADRE1555884071 | Administratively Determined Incentive Program | BERLIN | 8009 | 14 | 4.35 | Residential | Behind the Meter | No | Net Metered Residential | Big Solar Energy, LLC |  | AC Electric | Accepted | 2024-02-26 | 2024-03-14 | 2025-03-14 | Solar Panels | JA SOLAR | JAM72S09-395 |  | 0.395 | 11 | 235 | 26 |  | Fixed | Roof
NJADRE1555884074 | Administratively Determined Incentive Program | VERONA | 7044 | 9 | 6.56 | Residential | Behind the Meter | No | Net Metered Residential | Green Power Energy, LLC |  | PSE&G | Accepted | 2024-02-26 | 2024-03-14 | 2025-03-14 | Inverters | Enphase Energy | IQ8M-72-2-US [240V] | 325 |  | 16 |  |  | 0.975 |  | Outdoor | Roof
NJADRE1555884074 | Administratively Determined Incentive Program | VERONA | 7044 | 9 | 6.56 | Residential | Behind the Meter | No | Net Metered Residential | Green Power Energy, LLC |  | PSE&G | Accepted | 2024-02-26 | 2024-03-14 | 2025-03-14 | Solar Panels | Hanwha Q-Cells | Q.PEAK DUO BLK ML-G10+ 410 |  | 0.41 | 6 | 207 | 28 |  | Fixed | Roof
NJADRE1555884074 | Administratively Determined Incentive Program | VERONA | 7044 | 9 | 6.56 | Residential | Behind the Meter | No | Net Metered Residential | Green Power Energy, LLC |  | PSE&G | Accepted | 2024-02-26 | 2024-03-14 | 2025-03-14 | Solar Panels | Hanwha Q-Cells | Q.PEAK DUO BLK ML-G10+ 410 |  | 0.41 | 10 | 117 | 28 |  | Fixed | Roof
NJADRE1555884085 | Administratively Determined Incentive Program | DOVER | 7801 | 3 | 11.94 | Residential | Behind the Meter | No | Net Metered Residential | Freedom Forever New Jersey LLC |  | JCP&L | Accepted | 2024-02-26 | 2024-03-14 | 2025-03-14 | Inverters | Solar Edge | SE10000H-USRGM [SI1] | 10000 |  | 1 |  |  | 0.99 |  | Outside
NJADRE1555884085 | Administratively Determined Incentive Program | DOVER | 7801 | 3 | 11.94 | Residential | Behind the Meter | No | Net Metered Residential | Freedom Forever New Jersey LLC |  | JCP&L | Accepted | 2024-02-26 | 2024-03-14 | 2025-03-14 | Solar Panels | JINKO SOLAR | JKM385M-6RL3-B |  | 0.385 | 14 | 86 | 20 |  | Fixed | Roof
NJADRE1555884085 | Administratively Determined Incentive Program | DOVER | 7801 | 3 | 11.94 | Residential | Behind the Meter | No | Net Metered Residential | Freedom Forever New Jersey LLC |  | JCP&L | Accepted | 2024-02-26 | 2024-03-14 | 2025-03-14 | Solar Panels | JINKO SOLAR | JKM385M-6RL3-B |  | 0.385 | 17 | 266 | 20 |  | Fixed | Roof
NJADRE1555884151 | Administratively Determined Incentive Program | MULLICA HILL | 8062 | 15 | 26.4 | Residential | Behind the Meter | No | Net Metered Residential | Wysocki Electric |  | AC Electric | Accepted | 2024-02-29 | 2024-03-25 | 2025-03-25 | Solar Panels | sonali | ss m440 |  | 0.44 | 60 | 170 | 23 |  | Fixed | Roof
NJADRE1555884151 | Administratively Determined Incentive Program | MULLICA HILL | 8062 | 15 | 26.4 | Residential | Behind the Meter | No | Net Metered Residential | Wysocki Electric |  | AC Electric | Accepted | 2024-02-29 | 2024-03-25 | 2025-03-25 | Inverters | enphase | iq7 | 240 |  | 60 |  |  | 0.97 |  | Outside | under panels
NJADRE1555884151 | Administratively Determined Incentive Program | MULLICA HILL | 8062 | 15 | 26.4 | Residential | Behind the Meter | No | Net Metered Residential | Wysocki Electric |  | AC Electric | Accepted | 2024-02-29 | 2024-03-25 | 2025-03-25 | Meters | EKM | I v.3 |  |  | 1 |  |  |  | Yes | Outdoor
NJADRE1555884251 | Administratively Determined Incentive Program | TRENTON | 8611 | 12 | 5.14 | Residential | Behind the Meter | No | Net Metered Residential | Bright Planet Solar |  | PSE&G | Accepted | 2024-02-26 | 2024-03-18 | 2025-03-18 | Inverters | Solar Edge | SE3800H-USRGM | 3800 |  | 1 |  |  | 0.98 |  | Outdoor | OUTSIDE
NJADRE1555884251 | Administratively Determined Incentive Program | TRENTON | 8611 | 12 | 5.14 | Residential | Behind the Meter | No | Net Metered Residential | Bright Planet Solar |  | PSE&G | Accepted | 2024-02-26 | 2024-03-18 | 2025-03-18 | Solar Panels | Canadian Solar | CS3N-395MS |  | 0.395 | 6 | 255 | 23 |  | Fixed | Roof
NJADRE1555884251 | Administratively Determined Incentive Program | TRENTON | 8611 | 12 | 5.14 | Residential | Behind the Meter | No | Net Metered Residential | Bright Planet Solar |  | PSE&G | Accepted | 2024-02-26 | 2024-03-18 | 2025-03-18 | Solar Panels | Canadian Solar | CS3N-395MS |  | 0.395 | 6 | 70 | 27 |  | Fixed | Roof
NJADRE1555884251 | Administratively Determined Incentive Program | TRENTON | 8611 | 12 | 5.14 | Residential | Behind the Meter | No | Net Metered Residential | Bright Planet Solar |  | PSE&G | Accepted | 2024-02-26 | 2024-03-18 | 2025-03-18 | Solar Panels | Canadian Solar | CS3N-395MS |  | 0.395 | 1 | 343 | 18 |  | Fixed | Roof
NJADRE1555886378 | Administratively Determined Incentive Program | SCOTCH PLAINS | 7076 | 10 | 518.4 | Commercial | Behind the Meter | No | Small Net-Metered Non-Residential located on Rooftop, Carport, Canopy and Floating Solar | Amergy Solar Inc |  | PSE&G | Accepted | 2024-02-27 | 2024-03-18 | 2025-03-18 | Inverters | Chint Power System | CPS SCA25KTL | 25000 |  | 13 |  |  | 0.97 |  | Outside | on the wall
NJADRE1555886378 | Administratively Determined Incentive Program | SCOTCH PLAINS | 7076 | 10 | 518.4 | Commercial | Behind the Meter | No | Small Net-Metered Non-Residential located on Rooftop, Carport, Canopy and Floating Solar | Amergy Solar Inc |  | PSE&G | Accepted | 2024-02-27 | 2024-03-18 | 2025-03-18 | Solar Panels | Longi Solar | LR5-72HBD-540M |  | 0.54 | 312 | 165 | 10 |  | Fixed | Roof
NJADRE1555886378 | Administratively Determined Incentive Program | SCOTCH PLAINS | 7076 | 10 | 518.4 | Commercial | Behind the Meter | No | Small Net-Metered Non-Residential located on Rooftop, Carport, Canopy and Floating Solar | Amergy Solar Inc |  | PSE&G | Accepted | 2024-02-27 | 2024-03-18 | 2025-03-18 | Solar Panels | Longi Solar | LR5-72HBD-540M |  | 0.54 | 648 | 181 | 10 |  | Fixed | Roof
NJADRE1555886380 | Administratively Determined Incentive Program | ELIZABETH | 7208 | 10 | 5.6 | Residential | Behind the Meter | Yes | Net Metered Residential | Sunrun Installation Services, Inc. |  | PSE&G | Accepted | 2024-02-27 | 2024-03-14 | 2025-03-14 | Inverters | SolarEdge Technologies | SE3800H-USMN | 3800 |  | 1 |  |  | 0.99 |  | Outdoor
NJADRE1555886380 | Administratively Determined Incentive Program | ELIZABETH | 7208 | 10 | 5.6 | Residential | Behind the Meter | Yes | Net Metered Residential | Sunrun Installation Services, Inc. |  | PSE&G | Accepted | 2024-02-27 | 2024-03-14 | 2025-03-14 | Solar Panels | Hanwha Q Cells | Q.PEAK DUO BLK ML-G10+/T 400 |  | 0.4 | 14 | 278 | 40 |  | Fixed | Roof
NJADRE1555886386 | Administratively Determined Incentive Program | LAKE HIAWATHA | 7034 | 3 | 9.2 | Residential | Behind the Meter | Yes | Net Metered Residential | Sunrun Installation Services, Inc. |  | JCP&L | Accepted | 2024-02-27 | 2024-03-14 | 2025-03-14 | Inverters | SolarEdge Technologies | SE7600H-USSN | 7600 |  | 1 |  |  | 0.99 |  | Outdoor
NJADRE1555886386 | Administratively Determined Incentive Program | LAKE HIAWATHA | 7034 | 3 | 9.2 | Residential | Behind the Meter | Yes | Net Metered Residential | Sunrun Installation Services, Inc. |  | JCP&L | Accepted | 2024-02-27 | 2024-03-14 | 2025-03-14 | Solar Panels | Hanwha Q Cells | Q.PEAK DUO BLK ML-G10+/T 400 |  | 0.4 | 6 | 359 | 22 |  | Fixed | Roof
NJADRE1555886386 | Administratively Determined Incentive Program | LAKE HIAWATHA | 7034 | 3 | 9.2 | Residential | Behind the Meter | Yes | Net Metered Residential | Sunrun Installation Services, Inc. |  | JCP&L | Accepted | 2024-02-27 | 2024-03-14 | 2025-03-14 | Solar Panels | Hanwha Q Cells | Q.PEAK DUO BLK ML-G10+/T 400 |  | 0.4 | 17 | 179 | 25 |  | Fixed | Roof
NJADRE1555886388 | Administratively Determined Incentive Program | PLAINFIELD | 7060 | 10 | 4.4 | Residential | Behind the Meter | Yes | Net Metered Residential | Sunrun Installation Services, Inc. |  | PSE&G | Accepted | 2024-02-27 | 2024-03-14 | 2025-03-14 | Inverters | SolarEdge Technologies | SE3800H-USMN | 3800 |  | 1 |  |  | 0.99 |  | Outdoor | Next to meter
NJADRE1555886388 | Administratively Determined Incentive Program | PLAINFIELD | 7060 | 10 | 4.4 | Residential | Behind the Meter | Yes | Net Metered Residential | Sunrun Installation Services, Inc. |  | PSE&G | Accepted | 2024-02-27 | 2024-03-14 | 2025-03-14 | Solar Panels | Hanwha Q Cells | Q.PEAK DUO BLK ML-G10+/t 400 |  | 0.4 | 11 | 230 | 23 |  | Fixed | Roof
NJADRE1555886394 | Administratively Determined Incentive Program | WATCHUNG BORO | 7069 | 5 | 4 | Residential | Behind the Meter | Yes | Net Metered Residential | Sunrun Installation Services, Inc. |  | PSE&G | Accepted | 2024-02-27 | 2024-03-14 | 2025-03-14 | Inverters | SolarEdge Technologies | SE3800H-USMN | 3800 |  | 1 |  |  | 0.99 |  | Outdoor | Next to meter
NJADRE1555886394 | Administratively Determined Incentive Program | WATCHUNG BORO | 7069 | 5 | 4 | Residential | Behind the Meter | Yes | Net Metered Residential | Sunrun Installation Services, Inc. |  | PSE&G | Accepted | 2024-02-27 | 2024-03-14 | 2025-03-14 | Solar Panels | Hanwha Q Cells | Q.PEAK DUO BLK ML-G10+/t 400 |  | 0.4 | 10 | 231 | 40 |  | Fixed | Roof
NJADRE1555886394 | Administratively Determined Incentive Program | WATCHUNG BORO | 7069 | 5 | 4 | Residential | Behind the Meter | Yes | Net Metered Residential | Sunrun Installation Services, Inc. |  | PSE&G | Accepted | 2024-02-27 | 2024-03-14 | 2025-03-14 | Electric Storage Battery | Tesla | Powerwall |  |  | 3 |  |  |  | Lithium Ion |  | Outside
NJADRE1555886395 | Administratively Determined Incentive Program | LAWNSIDE BORO | 8045 | 14 | 6.4 | Residential | Behind the Meter | Yes | Net Metered Residential | Sunrun Installation Services, Inc. |  | PSE&G | Accepted | 2024-02-27 | 2024-03-14 | 2025-03-14 | Inverters | SolarEdge Technologies | SE6000H-USSN | 6000 |  | 1 |  |  | 0.99 |  | Outdoor | Next to meter
NJADRE1555886395 | Administratively Determined Incentive Program | LAWNSIDE BORO | 8045 | 14 | 6.4 | Residential | Behind the Meter | Yes | Net Metered Residential | Sunrun Installation Services, Inc. |  | PSE&G | Accepted | 2024-02-27 | 2024-03-14 | 2025-03-14 | Solar Panels | Hanwha Q Cells | Q.PEAK DUO BLKML-G10+/T 400 |  | 0.4 | 16 | 264 | 22 |  | Fixed | Roof
NJADRE1555886401 | Administratively Determined Incentive Program | SOUTH BRUNSWICK TWP | 8824 | 11 | 10.27 | Residential | Behind the Meter | No | Net Metered Residential | Whitman Construction LLC |  | PSE&G | Accepted | 2024-02-27 | 2024-03-15 | 2025-03-15 | Solar Panels | JA SOLAR | JAM54S30-395/MR (395W) |  | 0.395 | 20 | fixed | 26 |  | Fixed | Roof
NJADRE1555886401 | Administratively Determined Incentive Program | SOUTH BRUNSWICK TWP | 8824 | 11 | 10.27 | Residential | Behind the Meter | No | Net Metered Residential | Whitman Construction LLC |  | PSE&G | Accepted | 2024-02-27 | 2024-03-15 | 2025-03-15 | Solar Panels | JA SOLAR | JAM54S30-395/MR (395W) |  | 0.395 | 6 | fixed | 27 |  | Fixed | Roof
NJADRE1555886401 | Administratively Determined Incentive Program | SOUTH BRUNSWICK TWP | 8824 | 11 | 10.27 | Residential | Behind the Meter | No | Net Metered Residential | Whitman Construction LLC |  | PSE&G | Accepted | 2024-02-27 | 2024-03-15 | 2025-03-15 | Inverters | Enphase | IQ8PLUS-72-2-US | 290 |  | 26 |  |  | 0.975 |  | Outdoor
NJADRE1555886414 | Administratively Determined Incentive Program | HACKETTSTOWN | 7840 | 2 | 5.6 | Residential | Behind the Meter | Yes | Net Metered Residential | Sunrun Installation Services, Inc. |  | JCP&L | Accepted | 2024-02-27 | 2024-03-14 | 2025-03-14 | Inverters | SolarEdge Technologies | SE3800H-USMN | 3800 |  | 1 |  |  | 0.99 |  | Outdoor | Next to meter
NJADRE1555886414 | Administratively Determined Incentive Program | HACKETTSTOWN | 7840 | 2 | 5.6 | Residential | Behind the Meter | Yes | Net Metered Residential | Sunrun Installation Services, Inc. |  | JCP&L | Accepted | 2024-02-27 | 2024-03-14 | 2025-03-14 | Solar Panels | Hanwha Q Cells | Q.PEAK DUO BLKML-G10+/T 400 |  | 0.4 | 14 | 304 | 18 |  | Fixed | Roof
NJADRE1555886432 | Administratively Determined Incentive Program | LITTLE FALLS | 7424 | 6 | 9.2 | Residential | Behind the Meter | Yes | Net Metered Residential | Sunrun Installation Services, Inc. |  | PSE&G | Accepted | 2024-02-27 | 2024-03-15 | 2025-03-15 | Inverters | SolarEdge Technologies | SE7600H-USSN | 7600 |  | 1 |  |  | 0.99 |  | Outside | next to meter
NJADRE1555886432 | Administratively Determined Incentive Program | LITTLE FALLS | 7424 | 6 | 9.2 | Residential | Behind the Meter | Yes | Net Metered Residential | Sunrun Installation Services, Inc. |  | PSE&G | Accepted | 2024-02-27 | 2024-03-15 | 2025-03-15 | Solar Panels | Hanwha Q-Cells | Q.PEAK DUO BLK ML-G10+/t 400 |  | 0.4 | 10 | 261 | 41 |  | Fixed | Roof
NJADRE1555886432 | Administratively Determined Incentive Program | LITTLE FALLS | 7424 | 6 | 9.2 | Residential | Behind the Meter | Yes | Net Metered Residential | Sunrun Installation Services, Inc. |  | PSE&G | Accepted | 2024-02-27 | 2024-03-15 | 2025-03-15 | Solar Panels | Hanwha Q-Cells | Q.PEAK DUO BLK ML-G10+/t 400 |  | 0.4 | 13 | 81 | 40 |  | Fixed | Roof
NJADRE1555886435 | Administratively Determined Incentive Program | WEST PATERSON BORO | 7424 | 6 | 5.2 | Residential | Behind the Meter | Yes | Net Metered Residential | Sunrun Installation Services, Inc. |  | PSE&G | Accepted | 2024-02-27 | 2024-03-14 | 2025-03-14 | Inverters | SolarEdge Technologies | SE3800H-USMN | 3800 |  | 1 |  |  | 0.99 |  | Outdoor | Next to meter
NJADRE1555886435 | Administratively Determined Incentive Program | WEST PATERSON BORO | 7424 | 6 | 5.2 | Residential | Behind the Meter | Yes | Net Metered Residential | Sunrun Installation Services, Inc. |  | PSE&G | Accepted | 2024-02-27 | 2024-03-14 | 2025-03-14 | Solar Panels | Hanwha Q Cells | Q.PEAK DUO BLKML-G10+/T 400 |  | 0.4 | 13 | 125 | 40 |  | Fixed | Roof
NJADRE1555886450 | Administratively Determined Incentive Program | WOODBRIDGE TWP | 7001 | 11 | 11.2 | Residential | Behind the Meter | Yes | Net Metered Residential | Sunrun Installation Services, Inc. |  | PSE&G | Accepted | 2024-02-27 | 2024-03-15 | 2025-03-15 | Inverters | SolarEdge Technologies | SE7600H-USSN | 7600 |  | 1 |  |  | 0.99 |  | Outside | Next to meter
NJADRE1555886450 | Administratively Determined Incentive Program | WOODBRIDGE TWP | 7001 | 11 | 11.2 | Residential | Behind the Meter | Yes | Net Metered Residential | Sunrun Installation Services, Inc. |  | PSE&G | Accepted | 2024-02-27 | 2024-03-15 | 2025-03-15 | Solar Panels | Hanwha Q Cells | Q.PEAK DUO BLK ML-G10+/t 400 |  | 0.4 | 12 | 30 | 30 |  | Fixed | Roof
NJADRE1555886450 | Administratively Determined Incentive Program | WOODBRIDGE TWP | 7001 | 11 | 11.2 | Residential | Behind the Meter | Yes | Net Metered Residential | Sunrun Installation Services, Inc. |  | PSE&G | Accepted | 2024-02-27 | 2024-03-15 | 2025-03-15 | Solar Panels | Hanwha Q Cells | Q.PEAK DUO BLK ML-G10+/t 400 |  | 0.4 | 3 | 300 | 30 |  | Fixed | Roof
NJADRE1555886450 | Administratively Determined Incentive Program | WOODBRIDGE TWP | 7001 | 11 | 11.2 | Residential | Behind the Meter | Yes | Net Metered Residential | Sunrun Installation Services, Inc. |  | PSE&G | Accepted | 2024-02-27 | 2024-03-15 | 2025-03-15 | Solar Panels | Hanwha Q Cells | Q.PEAK DUO BLK ML-G10+/t 400 |  | 0.4 | 4 | 210 | 30 |  | Fixed | Roof
NJADRE1555886450 | Administratively Determined Incentive Program | WOODBRIDGE TWP | 7001 | 11 | 11.2 | Residential | Behind the Meter | Yes | Net Metered Residential | Sunrun Installation Services, Inc. |  | PSE&G | Accepted | 2024-02-27 | 2024-03-15 | 2025-03-15 | Solar Panels | Hanwha Q Cells | Q.PEAK DUO BLK ML-G10+/t 400 |  | 0.4 | 9 | 210 | 30 |  | Fixed | Roof
NJADRE1555886460 | Administratively Determined Incentive Program | SOUTH PLAINFIELD | 7080 | 11 | 8 | Residential | Behind the Meter | Yes | Net Metered Residential | Sunrun Installation Services, Inc. |  | PSE&G | Accepted | 2024-02-27 | 2024-03-15 | 2025-03-15 | Inverters | SolarEdge Technologies | SE6000H-USSN | 6000 |  | 1 |  |  | 0.99 |  | Outdoor | Next to meter
NJADRE1555886460 | Administratively Determined Incentive Program | SOUTH PLAINFIELD | 7080 | 11 | 8 | Residential | Behind the Meter | Yes | Net Metered Residential | Sunrun Installation Services, Inc. |  | PSE&G | Accepted | 2024-02-27 | 2024-03-15 | 2025-03-15 | Solar Panels | Hanwha Q Cells | Q.PEAK DUO BLKML-G10+/T 400 |  | 0.4 | 9 | 249 | 17 |  | Fixed | Roof
NJADRE1555886460 | Administratively Determined Incentive Program | SOUTH PLAINFIELD | 7080 | 11 | 8 | Residential | Behind the Meter | Yes | Net Metered Residential | Sunrun Installation Services, Inc. |  | PSE&G | Accepted | 2024-02-27 | 2024-03-15 | 2025-03-15 | Solar Panels | Hanwha Q Cells | Q.PEAK DUO BLKML-G10+/T 400 |  | 0.4 | 11 | 69 | 40 |  | Fixed | Roof
NJADRE1555886462 | Administratively Determined Incentive Program | NORTH BERGEN | 7047 | 8 | 1.32 | Residential | Behind the Meter | No | Net Metered Residential | Kamtech Solar |  | PSE&G | Accepted | 2024-02-27 | 2024-03-15 | 2025-03-15 | Inverters | ENPHASE | IQ7HS-66-M-US | 384 |  | 3 |  |  | 0 |  | Outdoor | ROOFTOP
NJADRE1555886462 | Administratively Determined Incentive Program | NORTH BERGEN | 7047 | 8 | 1.32 | Residential | Behind the Meter | No | Net Metered Residential | Kamtech Solar |  | PSE&G | Accepted | 2024-02-27 | 2024-03-15 | 2025-03-15 | Solar Panels | SUNPOWER | SPR-M440-H-AC |  | 0.44 | 3 | 208 | 14 |  | Fixed | Roof
NJADRE1555886470 | Administratively Determined Incentive Program | CAMDEN | 8104 | 14 | 4.4 | Residential | Behind the Meter | Yes | Net Metered Residential | Sunrun Installation Services, Inc. |  | PSE&G | Accepted | 2024-02-27 | 2024-03-15 | 2025-03-15 | Inverters | SolarEdge Technologies | SE3800H-USMN | 3800 |  | 1 |  |  | 0.99 |  | Outside | next to meter
NJADRE1555886470 | Administratively Determined Incentive Program | CAMDEN | 8104 | 14 | 4.4 | Residential | Behind the Meter | Yes | Net Metered Residential | Sunrun Installation Services, Inc. |  | PSE&G | Accepted | 2024-02-27 | 2024-03-15 | 2025-03-15 | Solar Panels | Hanwha Q-Cells | Q.PEAK DUO BLK ML-G10+/t 400 |  | 0.4 | 4 | 307 | 31 |  | Fixed | Roof
NJADRE1555886470 | Administratively Determined Incentive Program | CAMDEN | 8104 | 14 | 4.4 | Residential | Behind the Meter | Yes | Net Metered Residential | Sunrun Installation Services, Inc. |  | PSE&G | Accepted | 2024-02-27 | 2024-03-15 | 2025-03-15 | Solar Panels | Hanwha Q-Cells | Q.PEAK DUO BLK ML-G10+/t 400 |  | 0.4 | 4 | 37 | 31 |  | Fixed | Roof
NJADRE1555886470 | Administratively Determined Incentive Program | CAMDEN | 8104 | 14 | 4.4 | Residential | Behind the Meter | Yes | Net Metered Residential | Sunrun Installation Services, Inc. |  | PSE&G | Accepted | 2024-02-27 | 2024-03-15 | 2025-03-15 | Solar Panels | Hanwha Q-Cells | Q.PEAK DUO BLK ML-G10+/t 400 |  | 0.4 | 3 | 127 | 30 |  | Fixed | Roof
NJADRE1555886472 | Administratively Determined Incentive Program | EDISON | 8220 | 11 | 10.94 | Residential | Behind the Meter | No | Net Metered Residential | Over the Top Solar Solutions |  | PSE&G | Accepted | 2024-02-27 | 2024-03-15 | 2025-03-15 | Inverters | Enphase | IQ8X | 380 |  | 27 |  |  | 0.985 |  | Outdoor
NJADRE1555886472 | Administratively Determined Incentive Program | EDISON | 8220 | 11 | 10.94 | Residential | Behind the Meter | No | Net Metered Residential | Over the Top Solar Solutions |  | PSE&G | Accepted | 2024-02-27 | 2024-03-15 | 2025-03-15 | Meters | Enpahse | x2-iq-am1-240-4 |  |  | 1 |  |  |  | Yes | Outdoor
NJADRE1555886472 | Administratively Determined Incentive Program | EDISON | 8220 | 11 | 10.94 | Residential | Behind the Meter | No | Net Metered Residential | Over the Top Solar Solutions |  | PSE&G | Accepted | 2024-02-27 | 2024-03-15 | 2025-03-15 | Solar Panels | REC Solar | REC405AA |  | 0.405 | 9 | 35 | 36 |  | Fixed | Roof
NJADRE1555886472 | Administratively Determined Incentive Program | EDISON | 8220 | 11 | 10.94 | Residential | Behind the Meter | No | Net Metered Residential | Over the Top Solar Solutions |  | PSE&G | Accepted | 2024-02-27 | 2024-03-15 | 2025-03-15 | Solar Panels | REC SOlar | REC405AA |  | 0.405 | 2 | 125 | 36 |  | Fixed | Roof
NJADRE1555886472 | Administratively Determined Incentive Program | EDISON | 8220 | 11 | 10.94 | Residential | Behind the Meter | No | Net Metered Residential | Over the Top Solar Solutions |  | PSE&G | Accepted | 2024-02-27 | 2024-03-15 | 2025-03-15 | Solar Panels | REC Solar | REC405AA |  | 0.405 | 16 | 215 | 36 |  | Fixed | Roof
NJADRE1555886506 | Administratively Determined Incentive Program | NORTH BERGEN | 7047 | 8 | 2.64 | Residential | Behind the Meter | No | Net Metered Residential | Kamtech Solar Solutions |  | PSE&G | Accepted | 2024-02-27 | 2024-03-15 | 2025-03-15 | Inverters | ENPHASE | IQ7HS-66-M-US | 384 |  | 6 |  |  | 0.97 |  | Outdoor | ROOFTOP
NJADRE1555886506 | Administratively Determined Incentive Program | NORTH BERGEN | 7047 | 8 | 2.64 | Residential | Behind the Meter | No | Net Metered Residential | Kamtech Solar Solutions |  | PSE&G | Accepted | 2024-02-27 | 2024-03-15 | 2025-03-15 | Solar Panels | SUNPOWER | SPR-M440-H-AC |  | 0.44 | 6 | 208 | 13 |  | Fixed | Roof
NJADRE1555886507 | Administratively Determined Incentive Program | SOUTH AMBOY | 8879 | 11 | 5.2 | Residential | Behind the Meter | Yes | Net Metered Residential | Pro Custom Solar dba Momentum Solar |  | JCP&L | Accepted | 2024-02-27 | 2024-03-15 | 2025-03-15 | Solar Panels | Q. PEAK DUO BLK ML-G10+400 | HANWHA |  | 0.4 | 13 | 211 | 23 |  | Fixed | Roof
NJADRE1555886507 | Administratively Determined Incentive Program | SOUTH AMBOY | 8879 | 11 | 5.2 | Residential | Behind the Meter | Yes | Net Metered Residential | Pro Custom Solar dba Momentum Solar |  | JCP&L | Accepted | 2024-02-27 | 2024-03-15 | 2025-03-15 | Inverters | IQ8PLUS-72-2-US | ENPHASE | 290 |  | 13 |  |  | 0.97 |  | Outdoor
NJADRE1555886508 | Administratively Determined Incentive Program | EAST WINDSOR | 8520 | 12 | 6.4 | Residential | Behind the Meter | Yes | Net Metered Residential | Sunrun Installation Services, Inc. |  | JCP&L | Accepted | 2024-02-27 | 2024-03-15 | 2025-03-15 | Inverters | SolarEdge Technologies | SE6000H-USSN | 6000 |  | 1 |  |  | 0.99 |  | Outside | Next to meter
NJADRE1555886508 | Administratively Determined Incentive Program | EAST WINDSOR | 8520 | 12 | 6.4 | Residential | Behind the Meter | Yes | Net Metered Residential | Sunrun Installation Services, Inc. |  | JCP&L | Accepted | 2024-02-27 | 2024-03-15 | 2025-03-15 | Solar Panels | Hanwha Q Cells | Q.PEAK DUO BLK ML-G10+/t 400 |  | 0.4 | 7 | 209 | 22 |  | Fixed | Roof
NJADRE1555886508 | Administratively Determined Incentive Program | EAST WINDSOR | 8520 | 12 | 6.4 | Residential | Behind the Meter | Yes | Net Metered Residential | Sunrun Installation Services, Inc. |  | JCP&L | Accepted | 2024-02-27 | 2024-03-15 | 2025-03-15 | Solar Panels | Hanwha Q Cells | Q.PEAK DUO BLK ML-G10+/t 400 |  | 0.4 | 5 | 29 | 23 |  | Fixed | Roof
NJADRE1555886508 | Administratively Determined Incentive Program | EAST WINDSOR | 8520 | 12 | 6.4 | Residential | Behind the Meter | Yes | Net Metered Residential | Sunrun Installation Services, Inc. |  | JCP&L | Accepted | 2024-02-27 | 2024-03-15 | 2025-03-15 | Solar Panels | Hanwha Q Cells | Q.PEAK DUO BLK ML-G10+/t 400 |  | 0.4 | 4 | 29 | 24 |  | Fixed | Roof
NJADRE1555886518 | Administratively Determined Incentive Program | New Gretna | 8224 | 13 | 5.6 | Residential | Behind the Meter | No | Net Metered Residential | Advanced Renewable Solutions LLC |  | AC Electric | Accepted | 2024-02-27 | 2024-03-18 | 2025-03-18 | Inverters | Enphase | IQ8A-72-US | 349 |  | 14 |  |  | 0.976 |  | Outside
NJADRE1555886518 | Administratively Determined Incentive Program | New Gretna | 8224 | 13 | 5.6 | Residential | Behind the Meter | No | Net Metered Residential | Advanced Renewable Solutions LLC |  | AC Electric | Accepted | 2024-02-27 | 2024-03-18 | 2025-03-18 | Solar Panels | Certainteed | ct400hc11-40 |  | 0.4 | 14 | 195 | 29 |  | Fixed | Roof
NJADRE1555886531 | Administratively Determined Incentive Program | NORTH BERGEN | 7047 | 8 | 4.4 | Residential | Behind the Meter | No | Net Metered Residential | Kamtech Solar |  | PSE&G | Accepted | 2024-02-27 | 2024-03-15 | 2025-03-15 | Inverters | ENPHASE | IQ7HS-66-M-US | 384 |  | 10 |  |  | 0.97 |  | Outdoor | ROOFTOP
NJADRE1555886531 | Administratively Determined Incentive Program | NORTH BERGEN | 7047 | 8 | 4.4 | Residential | Behind the Meter | No | Net Metered Residential | Kamtech Solar |  | PSE&G | Accepted | 2024-02-27 | 2024-03-15 | 2025-03-15 | Solar Panels | SUNPOWER | SPR-M440-H-AC |  | 0.44 | 10 | 208 | 14 |  | Fixed | Roof
NJADRE1555886544 | Administratively Determined Incentive Program | NEWARK | 7112 | 9 | 3.6 | Residential | Behind the Meter | Yes | Net Metered Residential | Pro Custom Solar dba Momentum Solar |  | PSE&G | Accepted | 2024-02-27 | 2024-03-15 | 2025-03-15 | Solar Panels | Q. PEAK DUO BLK ML-G10+400 | HANWHA |  | 0.4 | 6 | 120 | 14 |  | Fixed | Roof
NJADRE1555886544 | Administratively Determined Incentive Program | NEWARK | 7112 | 9 | 3.6 | Residential | Behind the Meter | Yes | Net Metered Residential | Pro Custom Solar dba Momentum Solar |  | PSE&G | Accepted | 2024-02-27 | 2024-03-15 | 2025-03-15 | Solar Panels | Q. PEAK DUO BLK ML-G10+400 | HANWHA |  | 0.4 | 3 | 300 | 16 |  | Fixed | Roof
NJADRE1555886544 | Administratively Determined Incentive Program | NEWARK | 7112 | 9 | 3.6 | Residential | Behind the Meter | Yes | Net Metered Residential | Pro Custom Solar dba Momentum Solar |  | PSE&G | Accepted | 2024-02-27 | 2024-03-15 | 2025-03-15 | Inverters | IQ8PLUS-72-2-US | ENPHASE | 290 |  | 9 |  |  | 0.97 |  | Outdoor
NJADRE1555886555 | Administratively Determined Incentive Program | WOODBURY | 8096 | 15 | 17.42 | Residential | Behind the Meter | Yes | Net Metered Residential | Trinity Solar |  | PSE&G | Accepted | 2024-02-27 | 2024-03-15 | 2025-03-15 | Inverters | Solar Edge | SE7600H-US | 7600 |  | 1 |  |  | 0.97 |  | Outdoor
NJADRE1555886555 | Administratively Determined Incentive Program | WOODBURY | 8096 | 15 | 17.42 | Residential | Behind the Meter | Yes | Net Metered Residential | Trinity Solar |  | PSE&G | Accepted | 2024-02-27 | 2024-03-15 | 2025-03-15 | Inverters | Solar Edge | SE6000H-US | 6000 |  | 1 |  |  | 0.97 |  | Outdoor
NJADRE1555886555 | Administratively Determined Incentive Program | WOODBURY | 8096 | 15 | 17.42 | Residential | Behind the Meter | Yes | Net Metered Residential | Trinity Solar |  | PSE&G | Accepted | 2024-02-27 | 2024-03-15 | 2025-03-15 | Solar Panels | Hanwha | Q.PEAK DUO BLK ML-G10+ 405 |  | 0.405 | 12 | 285 | 27 |  | Fixed | Roof
NJADRE1555886555 | Administratively Determined Incentive Program | WOODBURY | 8096 | 15 | 17.42 | Residential | Behind the Meter | Yes | Net Metered Residential | Trinity Solar |  | PSE&G | Accepted | 2024-02-27 | 2024-03-15 | 2025-03-15 | Solar Panels | Hanwha | Q.PEAK DUO BLK ML-G10+ 405 |  | 0.405 | 6 | 105 | 27 |  | Fixed | Roof
NJADRE1555886555 | Administratively Determined Incentive Program | WOODBURY | 8096 | 15 | 17.42 | Residential | Behind the Meter | Yes | Net Metered Residential | Trinity Solar |  | PSE&G | Accepted | 2024-02-27 | 2024-03-15 | 2025-03-15 | Solar Panels | Hanwha | Q.PEAK DUO BLK ML-G10+ 405 |  | 0.405 | 4 | 15 | 27 |  | Fixed | Roof
NJADRE1555886555 | Administratively Determined Incentive Program | WOODBURY | 8096 | 15 | 17.42 | Residential | Behind the Meter | Yes | Net Metered Residential | Trinity Solar |  | PSE&G | Accepted | 2024-02-27 | 2024-03-15 | 2025-03-15 | Solar Panels | Hanwha | Q.PEAK DUO BLK ML-G10+ 405 |  | 0.405 | 6 | 195 | 24 |  | Fixed | Roof
NJADRE1555886555 | Administratively Determined Incentive Program | WOODBURY | 8096 | 15 | 17.42 | Residential | Behind the Meter | Yes | Net Metered Residential | Trinity Solar |  | PSE&G | Accepted | 2024-02-27 | 2024-03-15 | 2025-03-15 | Solar Panels | Hanwha | Q.PEAK DUO BLK ML-G10+ 405 |  | 0.405 | 6 | 105 | 30 |  | Fixed | Roof
NJADRE1555886555 | Administratively Determined Incentive Program | WOODBURY | 8096 | 15 | 17.42 | Residential | Behind the Meter | Yes | Net Metered Residential | Trinity Solar |  | PSE&G | Accepted | 2024-02-27 | 2024-03-15 | 2025-03-15 | Solar Panels | Hanwha | Q.PEAK DUO BLK ML-G10+ 405 |  | 0.405 | 6 | 285 | 30 |  | Fixed | Roof
NJADRE1555886555 | Administratively Determined Incentive Program | WOODBURY | 8096 | 15 | 17.42 | Residential | Behind the Meter | Yes | Net Metered Residential | Trinity Solar |  | PSE&G | Accepted | 2024-02-27 | 2024-03-15 | 2025-03-15 | Solar Panels | Hanwha | Q.PEAK DUO BLK ML-G10+ 405 |  | 0.405 | 3 | 195 | 30 |  | Fixed | Roof
NJADRE1555886559 | Administratively Determined Incentive Program | Millstone Township | 8535 | 17 | 12.8 | Residential | Behind the Meter | Yes | Net Metered Residential | Sunrun Installation Services, Inc. |  | JCP&L | Accepted | 2024-02-27 | 2024-03-15 | 2025-03-15 | Inverters | SolarEdge Technologies | SE10000H-USSN | 10000 |  | 1 |  |  | 0.99 |  | Outdoor | Next to meter
NJADRE1555886559 | Administratively Determined Incentive Program | Millstone Township | 8535 | 17 | 12.8 | Residential | Behind the Meter | Yes | Net Metered Residential | Sunrun Installation Services, Inc. |  | JCP&L | Accepted | 2024-02-27 | 2024-03-15 | 2025-03-15 | Solar Panels | Hanwha Q Cells | Q.PEAK DUO BLKML-G10+/T 400 |  | 0.4 | 8 | 199 | 42 |  | Fixed | Roof
NJADRE1555886559 | Administratively Determined Incentive Program | Millstone Township | 8535 | 17 | 12.8 | Residential | Behind the Meter | Yes | Net Metered Residential | Sunrun Installation Services, Inc. |  | JCP&L | Accepted | 2024-02-27 | 2024-03-15 | 2025-03-15 | Solar Panels | Hanwha Q Cells | Q.PEAK DUO BLKML-G10+/T 400 |  | 0.4 | 24 | 109 | 33 |  | Fixed | Roof
NJADRE1555886560 | Administratively Determined Incentive Program | GLOUCESTER CITY | 8030 | 14 | 5.6 | Residential | Behind the Meter | Yes | Net Metered Residential | Sunrun Installation Services, Inc. |  | PSE&G | Accepted | 2024-02-27 | 2024-03-15 | 2025-03-15 | Inverters | SolarEdge Technologies | SE3800H-USMN | 3800 |  | 1 |  |  | 0.99 |  | Outside | next to meter
NJADRE1555886560 | Administratively Determined Incentive Program | GLOUCESTER CITY | 8030 | 14 | 5.6 | Residential | Behind the Meter | Yes | Net Metered Residential | Sunrun Installation Services, Inc. |  | PSE&G | Accepted | 2024-02-27 | 2024-03-15 | 2025-03-15 | Solar Panels | Hanwha Q-Cells | Q.PEAK DUO BLK ML-G10+/t 400 |  | 0.4 | 3 | 309 | 34 |  | Fixed | Roof
NJADRE1555886560 | Administratively Determined Incentive Program | GLOUCESTER CITY | 8030 | 14 | 5.6 | Residential | Behind the Meter | Yes | Net Metered Residential | Sunrun Installation Services, Inc. |  | PSE&G | Accepted | 2024-02-27 | 2024-03-15 | 2025-03-15 | Solar Panels | Hanwha Q-Cells | Q.PEAK DUO BLK ML-G10+/t 400 |  | 0.4 | 11 | 129 | 33 |  | Fixed | Roof
NJADRE1555886561 | Administratively Determined Incentive Program | EAST ORANGE | 7018 | 9 | 4.8 | Residential | Behind the Meter | Yes | Net Metered Residential | Posigen Developer, LLC |  | PSE&G | Accepted | 2024-02-27 | 2024-03-18 | 2025-03-18 | Solar Panels | Silfab | SIL-400 HC+ |  | 0.4 | 5 | 307 | 27 |  | Fixed | Roof
NJADRE1555886561 | Administratively Determined Incentive Program | EAST ORANGE | 7018 | 9 | 4.8 | Residential | Behind the Meter | Yes | Net Metered Residential | Posigen Developer, LLC |  | PSE&G | Accepted | 2024-02-27 | 2024-03-18 | 2025-03-18 | Solar Panels | Silfab | SIL-400 HC+ |  | 0.4 | 3 | 127 | 49 |  | Fixed | Roof
NJADRE1555886561 | Administratively Determined Incentive Program | EAST ORANGE | 7018 | 9 | 4.8 | Residential | Behind the Meter | Yes | Net Metered Residential | Posigen Developer, LLC |  | PSE&G | Accepted | 2024-02-27 | 2024-03-18 | 2025-03-18 | Solar Panels | Silfab | SIL-400 HC+ |  | 0.4 | 4 | 127 | 27 |  | Fixed | Roof
NJADRE1555886561 | Administratively Determined Incentive Program | EAST ORANGE | 7018 | 9 | 4.8 | Residential | Behind the Meter | Yes | Net Metered Residential | Posigen Developer, LLC |  | PSE&G | Accepted | 2024-02-27 | 2024-03-18 | 2025-03-18 | Inverters | SolarEdge | SE3800H-US | 3800 |  | 1 |  |  | 0.99 |  | Outdoor | within ten feet of meter
NJADRE1555886564 | Administratively Determined Incentive Program | NORTH BERGEN | 7047 | 8 | 1.32 | Residential | Behind the Meter | No | Small Net-Metered Non-Residential located on Rooftop, Carport, Canopy and Floating Solar | Kamtech Solar Solutions |  | PSE&G | Accepted | 2024-02-27 | 2024-03-15 | 2025-03-15 | Inverters | ENPHASE | IQ7HS-66-M-US | 384 |  | 3 |  |  | 0 |  | Outdoor | ROOFTOP
NJADRE1555886564 | Administratively Determined Incentive Program | NORTH BERGEN | 7047 | 8 | 1.32 | Residential | Behind the Meter | No | Small Net-Metered Non-Residential located on Rooftop, Carport, Canopy and Floating Solar | Kamtech Solar Solutions |  | PSE&G | Accepted | 2024-02-27 | 2024-03-15 | 2025-03-15 | Solar Panels | SUNPOWER | SPR-M440-H-AC |  | 0.44 | 2 | 208 | 14 |  | Fixed | Roof
NJADRE1555886564 | Administratively Determined Incentive Program | NORTH BERGEN | 7047 | 8 | 1.32 | Residential | Behind the Meter | No | Small Net-Metered Non-Residential located on Rooftop, Carport, Canopy and Floating Solar | Kamtech Solar Solutions |  | PSE&G | Accepted | 2024-02-27 | 2024-03-15 | 2025-03-15 | Solar Panels | SUNPOWER | SPR-M440-H-AC |  | 0.44 | 1 | 208 | 14 |  | Fixed | Roof
NJADRE1555886571 | Administratively Determined Incentive Program | BEACHWOOD | 8722 | 18 | 7.29 | Residential | Behind the Meter | Yes | Net Metered Residential | Trinity Solar |  | JCP&L | Accepted | 2024-02-27 | 2024-03-15 | 2025-03-15 | Solar Panels | HANWHA | (Q.PEAK DUO BLK ML-G10+ 405) |  | 0.405 | 14 | 215 | 23 |  | Fixed | Roof
NJADRE1555886571 | Administratively Determined Incentive Program | BEACHWOOD | 8722 | 18 | 7.29 | Residential | Behind the Meter | Yes | Net Metered Residential | Trinity Solar |  | JCP&L | Accepted | 2024-02-27 | 2024-03-15 | 2025-03-15 | Solar Panels | HANWHA | (Q.PEAK DUO BLK ML-G10+ 405) |  | 0.405 | 4 | 215 | 23 |  | Fixed | Roof
NJADRE1555886571 | Administratively Determined Incentive Program | BEACHWOOD | 8722 | 18 | 7.29 | Residential | Behind the Meter | Yes | Net Metered Residential | Trinity Solar |  | JCP&L | Accepted | 2024-02-27 | 2024-03-15 | 2025-03-15 | Inverters | Solar Edge | SE6000H-US | 6000 |  | 1 |  |  | 0.97 |  | Outside
NJADRE1555886593 | Administratively Determined Incentive Program | MONTGOMERY | 8502 | 5 | 15.27 | Residential | Behind the Meter | No | Net Metered Residential | US Clean Energy Construction Inc. |  | PSE&G | Accepted | 2024-02-27 | 2024-03-18 | 2025-03-18 | Inverters | SMA AMERICA | SMA SB-7.7-US | 7700 |  | 1 |  |  | 0.98 |  | Outdoor
NJADRE1555886593 | Administratively Determined Incentive Program | MONTGOMERY | 8502 | 5 | 15.27 | Residential | Behind the Meter | No | Net Metered Residential | US Clean Energy Construction Inc. |  | PSE&G | Accepted | 2024-02-27 | 2024-03-18 | 2025-03-18 | Meters | VISION METERING | Cat VM-2E2A1P |  |  | 1 |  |  |  | Yes | Outdoor
NJADRE1555886593 | Administratively Determined Incentive Program | MONTGOMERY | 8502 | 5 | 15.27 | Residential | Behind the Meter | No | Net Metered Residential | US Clean Energy Construction Inc. |  | PSE&G | Accepted | 2024-02-27 | 2024-03-18 | 2025-03-18 | Solar Panels | REC SOLAR | REC 355W |  | 0.355 | 14 | 105 | 30 |  | Fixed | Roof
NJADRE1555886593 | Administratively Determined Incentive Program | MONTGOMERY | 8502 | 5 | 15.27 | Residential | Behind the Meter | No | Net Metered Residential | US Clean Energy Construction Inc. |  | PSE&G | Accepted | 2024-02-27 | 2024-03-18 | 2025-03-18 | Solar Panels | REC SOLAR | REC 355W |  | 0.355 | 7 | 195 | 30 |  | Fixed | Roof
NJADRE1555886593 | Administratively Determined Incentive Program | MONTGOMERY | 8502 | 5 | 15.27 | Residential | Behind the Meter | No | Net Metered Residential | US Clean Energy Construction Inc. |  | PSE&G | Accepted | 2024-02-27 | 2024-03-18 | 2025-03-18 | Solar Panels | REC SOLAR | REC 355W |  | 0.355 | 22 | 285 | 30 |  | Fixed | Roof
NJADRE1555886595 | Administratively Determined Incentive Program | TOMS RIVER | 8757 | 18 | 4.1 | Residential | Behind the Meter | Yes | Net Metered Residential | Pro Custom Solar dba Momentum Solar |  | PSE&G | Accepted | 2024-02-27 | 2024-03-15 | 2025-03-15 | Solar Panels | Q. PEAK DUO BLK ML-G10+410 | HANWHA |  | 0.41 | 10 | 172 | 23 |  | Fixed | Roof
NJADRE1555886595 | Administratively Determined Incentive Program | TOMS RIVER | 8757 | 18 | 4.1 | Residential | Behind the Meter | Yes | Net Metered Residential | Pro Custom Solar dba Momentum Solar |  | PSE&G | Accepted | 2024-02-27 | 2024-03-15 | 2025-03-15 | Inverters | IQ8PLUS-72-2-US | ENPHASE | 290 |  | 10 |  |  | 0.97 |  | Outdoor
NJADRE1555886602 | Administratively Determined Incentive Program | MANALAPAN | 7726 | 17 | 17.82 | Residential | Behind the Meter | Yes | Net Metered Residential | EMT RENEWABLES LLC |  | JCP&L | Accepted | 2024-02-27 | 2024-03-15 | 2025-03-15 | Inverters | ENPHASE | IQ8+ | 290 |  | 44 |  |  | 0.98 |  | Other | UNDER EACH PANEL
NJADRE1555886602 | Administratively Determined Incentive Program | MANALAPAN | 7726 | 17 | 17.82 | Residential | Behind the Meter | Yes | Net Metered Residential | EMT RENEWABLES LLC |  | JCP&L | Accepted | 2024-02-27 | 2024-03-15 | 2025-03-15 | Solar Panels | Q.CELLS | Q.PEAK DUO |  | 0.405 | 13 | 234 | 19 |  | Fixed | Roof
NJADRE1555886602 | Administratively Determined Incentive Program | MANALAPAN | 7726 | 17 | 17.82 | Residential | Behind the Meter | Yes | Net Metered Residential | EMT RENEWABLES LLC |  | JCP&L | Accepted | 2024-02-27 | 2024-03-15 | 2025-03-15 | Solar Panels | Q.CELLS | Q.PEAK DUO |  | 0.405 | 16 | 144 | 24 |  | Fixed | Roof
NJADRE1555886602 | Administratively Determined Incentive Program | MANALAPAN | 7726 | 17 | 17.82 | Residential | Behind the Meter | Yes | Net Metered Residential | EMT RENEWABLES LLC |  | JCP&L | Accepted | 2024-02-27 | 2024-03-15 | 2025-03-15 | Solar Panels | Q.CELLS | Q.PEAK DUO |  | 0.405 | 4 | 54 | 19 |  | Fixed | Roof
NJADRE1555886602 | Administratively Determined Incentive Program | MANALAPAN | 7726 | 17 | 17.82 | Residential | Behind the Meter | Yes | Net Metered Residential | EMT RENEWABLES LLC |  | JCP&L | Accepted | 2024-02-27 | 2024-03-15 | 2025-03-15 | Solar Panels | Q.CELLS | Q.PEAK DUO |  | 0.405 | 11 | 145 | 24 |  | Fixed | Roof
NJADRE1555886654 | Administratively Determined Incentive Program | EWING | 8638 | 12 | 15.99 | Residential | Behind the Meter | Yes | Net Metered Residential | Pro Custom Solar dba Momentum Solar |  | PSE&G | Accepted | 2024-02-27 | 2024-03-15 | 2025-03-15 | Solar Panels | Q. PEAK DUO BLK ML-G10+410 | HANWHA |  | 0.41 | 13 | 195 | 23 |  | Fixed | Roof
NJADRE1555886654 | Administratively Determined Incentive Program | EWING | 8638 | 12 | 15.99 | Residential | Behind the Meter | Yes | Net Metered Residential | Pro Custom Solar dba Momentum Solar |  | PSE&G | Accepted | 2024-02-27 | 2024-03-15 | 2025-03-15 | Solar Panels | Q. PEAK DUO BLK ML-G10+410 | HANWHA |  | 0.41 | 8 | 195 | 23 |  | Fixed | Roof
NJADRE1555886654 | Administratively Determined Incentive Program | EWING | 8638 | 12 | 15.99 | Residential | Behind the Meter | Yes | Net Metered Residential | Pro Custom Solar dba Momentum Solar |  | PSE&G | Accepted | 2024-02-27 | 2024-03-15 | 2025-03-15 | Solar Panels | Q. PEAK DUO BLK ML-G10+410 | HANWHA |  | 0.41 | 12 | 15 | 23 |  | Fixed | Roof
NJADRE1555886654 | Administratively Determined Incentive Program | EWING | 8638 | 12 | 15.99 | Residential | Behind the Meter | Yes | Net Metered Residential | Pro Custom Solar dba Momentum Solar |  | PSE&G | Accepted | 2024-02-27 | 2024-03-15 | 2025-03-15 | Solar Panels | Q. PEAK DUO BLK ML-G10+410 | HANWHA |  | 0.41 | 6 | 15 | 23 |  | Fixed | Roof
NJADRE1555886654 | Administratively Determined Incentive Program | EWING | 8638 | 12 | 15.99 | Residential | Behind the Meter | Yes | Net Metered Residential | Pro Custom Solar dba Momentum Solar |  | PSE&G | Accepted | 2024-02-27 | 2024-03-15 | 2025-03-15 | Inverters | IQ8PLUS-72-2-US | ENPHASE | 290 |  | 39 |  |  | 0.97 |  | Outdoor
NJADRE1555886657 | Administratively Determined Incentive Program | RIDGEFIELD | 7657 | 7 | 6.4 | Residential | Behind the Meter | Yes | Net Metered Residential | Sunrun Installation Services, Inc. |  | PSE&G | Accepted | 2024-02-27 | 2024-03-18 | 2025-03-18 | Inverters | SolarEdge Technologies | SE6000H-USSN | 6000 |  | 1 |  |  | 0.99 |  | Outdoor | Next to meter
NJADRE1555886657 | Administratively Determined Incentive Program | RIDGEFIELD | 7657 | 7 | 6.4 | Residential | Behind the Meter | Yes | Net Metered Residential | Sunrun Installation Services, Inc. |  | PSE&G | Accepted | 2024-02-27 | 2024-03-18 | 2025-03-18 | Solar Panels | Hanwha Q Cells | Q.PEAK DUO BLKML-G10+/T 400 |  | 0.4 | 7 | 36 | 23 |  | Fixed | Roof
NJADRE1555886657 | Administratively Determined Incentive Program | RIDGEFIELD | 7657 | 7 | 6.4 | Residential | Behind the Meter | Yes | Net Metered Residential | Sunrun Installation Services, Inc. |  | PSE&G | Accepted | 2024-02-27 | 2024-03-18 | 2025-03-18 | Solar Panels | Hanwha Q Cells | Q.PEAK DUO BLKML-G10+/T 400 |  | 0.4 | 9 | 216 | 23 |  | Fixed | Roof
NJADRE1555886840 | Administratively Determined Incentive Program | WILLINGBORO | 8046 | 13 | 9.09 | Residential | Behind the Meter | No | Net Metered Residential | Seapoint Solar Energy LLC |  | PSE&G | Accepted | 2024-02-28 | 2024-03-19 | 2025-03-19 | Solar Panels | Canadian Solar | CS6R-395MS-HL |  | 0.395 | 23 | 86 | 41 |  | Fixed | Roof
NJADRE1555886840 | Administratively Determined Incentive Program | WILLINGBORO | 8046 | 13 | 9.09 | Residential | Behind the Meter | No | Net Metered Residential | Seapoint Solar Energy LLC |  | PSE&G | Accepted | 2024-02-28 | 2024-03-19 | 2025-03-19 | Inverters | ENPHASE IQ8PLUS | IQ8PLUS-72-2-US | 290 |  | 23 |  |  | 0.97 |  | Outdoor
NJADRE1555886852 | Administratively Determined Incentive Program | SCOTCH PLAINS | 7076 | 10 | 8.2 | Residential | Behind the Meter | No | Net Metered Residential | Pro Custom Solar dba Momentum Solar |  | PSE&G | Accepted | 2024-02-27 | 2024-03-15 | 2025-03-15 | Solar Panels | Q. PEAK DUO BLK ML-G10+410 | HANWHA |  | 0.41 | 12 | 129 | 34 |  | Fixed | Roof
NJADRE1555886852 | Administratively Determined Incentive Program | SCOTCH PLAINS | 7076 | 10 | 8.2 | Residential | Behind the Meter | No | Net Metered Residential | Pro Custom Solar dba Momentum Solar |  | PSE&G | Accepted | 2024-02-27 | 2024-03-15 | 2025-03-15 | Solar Panels | Q. PEAK DUO BLK ML-G10+410 | HANWHA |  | 0.41 | 8 | 309 | 11 |  | Fixed | Roof
NJADRE1555886852 | Administratively Determined Incentive Program | SCOTCH PLAINS | 7076 | 10 | 8.2 | Residential | Behind the Meter | No | Net Metered Residential | Pro Custom Solar dba Momentum Solar |  | PSE&G | Accepted | 2024-02-27 | 2024-03-15 | 2025-03-15 | Inverters | IQ8PLUS-72-2-US | ENPHASE | 290 |  | 20 |  |  | 0.97 |  | Outdoor
NJADRE1555886907 | Administratively Determined Incentive Program | PARAMUS | 7652 | 7 | 10.94 | Residential | Behind the Meter | No | Net Metered Residential | EMT RENEWABLES LLC |  | PSE&G | Accepted | 2024-02-27 | 2024-03-15 | 2025-03-15 | Inverters | ENPHASE | IQ8+ | 290 |  | 27 |  |  | 0.98 |  | Other | UNDER EACH PANEL
NJADRE1555886907 | Administratively Determined Incentive Program | PARAMUS | 7652 | 7 | 10.94 | Residential | Behind the Meter | No | Net Metered Residential | EMT RENEWABLES LLC |  | PSE&G | Accepted | 2024-02-27 | 2024-03-15 | 2025-03-15 | Solar Panels | Q.CELLS | Q.PEAK DUO |  | 0.405 | 9 | 209 | 27 |  | Fixed | Roof
NJADRE1555886907 | Administratively Determined Incentive Program | PARAMUS | 7652 | 7 | 10.94 | Residential | Behind the Meter | No | Net Metered Residential | EMT RENEWABLES LLC |  | PSE&G | Accepted | 2024-02-27 | 2024-03-15 | 2025-03-15 | Solar Panels | Q.CELLS | Q.PEAK DUO |  | 0.405 | 6 | 119 | 27 |  | Fixed | Roof
NJADRE1555886907 | Administratively Determined Incentive Program | PARAMUS | 7652 | 7 | 10.94 | Residential | Behind the Meter | No | Net Metered Residential | EMT RENEWABLES LLC |  | PSE&G | Accepted | 2024-02-27 | 2024-03-15 | 2025-03-15 | Solar Panels | Q.CELLS | Q.PEAK DUO |  | 0.405 | 6 | 29 | 27 |  | Fixed | Roof
NJADRE1555886907 | Administratively Determined Incentive Program | PARAMUS | 7652 | 7 | 10.94 | Residential | Behind the Meter | No | Net Metered Residential | EMT RENEWABLES LLC |  | PSE&G | Accepted | 2024-02-27 | 2024-03-15 | 2025-03-15 | Solar Panels | Q.CELLS | Q.PEAK DUO |  | 0.405 | 3 | 29 | 27 |  | Fixed | Roof
NJADRE1555886907 | Administratively Determined Incentive Program | PARAMUS | 7652 | 7 | 10.94 | Residential | Behind the Meter | No | Net Metered Residential | EMT RENEWABLES LLC |  | PSE&G | Accepted | 2024-02-27 | 2024-03-15 | 2025-03-15 | Solar Panels | Q.CELLS | Q.PEAK DUO |  | 0.405 | 3 | 299 | 27 |  | Fixed | Roof
NJADRE1555887002 | Administratively Determined Incentive Program | WILLINGBORO | 8046 | 13 | 3.6 | Residential | Behind the Meter | Yes | Net Metered Residential | Sunrun Installation Services, Inc. |  | PSE&G | Accepted | 2024-02-27 | 2024-03-15 | 2025-03-15 | Inverters | SolarEdge Technologies | SE3800H-USMN | 3800 |  | 1 |  |  | 0.99 |  | Outside | next to meter
NJADRE1555887002 | Administratively Determined Incentive Program | WILLINGBORO | 8046 | 13 | 3.6 | Residential | Behind the Meter | Yes | Net Metered Residential | Sunrun Installation Services, Inc. |  | PSE&G | Accepted | 2024-02-27 | 2024-03-15 | 2025-03-15 | Solar Panels | Hanwha Q-Cells | Q.PEAK DUO BLK ML-G10+/t 400 |  | 0.4 | 9 | 159 | 42 |  | Fixed | Roof
NJADRE1555887009 | Administratively Determined Incentive Program | HOPEWELL | 8525 | 12 | 19.68 | Residential | Behind the Meter | No | Net Metered Residential | Pro Custom Solar dba Momentum Solar |  | PSE&G | Accepted | 2024-02-27 | 2024-03-15 | 2025-03-15 | Solar Panels | Q. PEAK DUO BLK ML-G10+410 | HANWHA |  | 0.41 | 7 | 324 | 22 |  | Fixed | Roof
NJADRE1555887009 | Administratively Determined Incentive Program | HOPEWELL | 8525 | 12 | 19.68 | Residential | Behind the Meter | No | Net Metered Residential | Pro Custom Solar dba Momentum Solar |  | PSE&G | Accepted | 2024-02-27 | 2024-03-15 | 2025-03-15 | Solar Panels | Q. PEAK DUO BLK ML-G10+410 | HANWHA |  | 0.41 | 8 | 144 | 22 |  | Fixed | Roof
NJADRE1555887009 | Administratively Determined Incentive Program | HOPEWELL | 8525 | 12 | 19.68 | Residential | Behind the Meter | No | Net Metered Residential | Pro Custom Solar dba Momentum Solar |  | PSE&G | Accepted | 2024-02-27 | 2024-03-15 | 2025-03-15 | Solar Panels | Q. PEAK DUO BLK ML-G10+410 | HANWHA |  | 0.41 | 16 | 325 | 22 |  | Fixed | Roof
NJADRE1555887009 | Administratively Determined Incentive Program | HOPEWELL | 8525 | 12 | 19.68 | Residential | Behind the Meter | No | Net Metered Residential | Pro Custom Solar dba Momentum Solar |  | PSE&G | Accepted | 2024-02-27 | 2024-03-15 | 2025-03-15 | Solar Panels | Q. PEAK DUO BLK ML-G10+410 | HANWHA |  | 0.41 | 17 | 145 | 22 |  | Fixed | Roof
NJADRE1555887009 | Administratively Determined Incentive Program | HOPEWELL | 8525 | 12 | 19.68 | Residential | Behind the Meter | No | Net Metered Residential | Pro Custom Solar dba Momentum Solar |  | PSE&G | Accepted | 2024-02-27 | 2024-03-15 | 2025-03-15 | Inverters | IQ8PLUS-72-2-US | ENPHASE | 290 |  | 48 |  |  | 0.97 |  | Outdoor
NJADRE1555887016 | Administratively Determined Incentive Program | MONTVILLE | 7045 | 3 | 6.32 | Residential | Behind the Meter | No | Net Metered Residential | Maier Solar Engineering dba Solar Me |  | JCP&L | Accepted | 2024-02-27 | 2024-03-15 | 2025-03-15 | Solar Panels | Canadian | CS3N-395W |  | 0.395 | 8 | 175 | 10 |  | Fixed | Roof
NJADRE1555887016 | Administratively Determined Incentive Program | MONTVILLE | 7045 | 3 | 6.32 | Residential | Behind the Meter | No | Net Metered Residential | Maier Solar Engineering dba Solar Me |  | JCP&L | Accepted | 2024-02-27 | 2024-03-15 | 2025-03-15 | Solar Panels | Canaidan | CS3N-395W |  | 0.395 | 2 | 175 | 34 |  | Fixed | Roof
NJADRE1555887016 | Administratively Determined Incentive Program | MONTVILLE | 7045 | 3 | 6.32 | Residential | Behind the Meter | No | Net Metered Residential | Maier Solar Engineering dba Solar Me |  | JCP&L | Accepted | 2024-02-27 | 2024-03-15 | 2025-03-15 | Solar Panels | Canadian | CS3N-395W |  | 0.395 | 2 | 175 | 34 |  | Fixed | Roof
NJADRE1555887016 | Administratively Determined Incentive Program | MONTVILLE | 7045 | 3 | 6.32 | Residential | Behind the Meter | No | Net Metered Residential | Maier Solar Engineering dba Solar Me |  | JCP&L | Accepted | 2024-02-27 | 2024-03-15 | 2025-03-15 | Solar Panels | Canadian | CS3N-395W |  | 0.395 | 4 | 355 | 10 |  | Fixed | Roof
NJADRE1555887016 | Administratively Determined Incentive Program | MONTVILLE | 7045 | 3 | 6.32 | Residential | Behind the Meter | No | Net Metered Residential | Maier Solar Engineering dba Solar Me |  | JCP&L | Accepted | 2024-02-27 | 2024-03-15 | 2025-03-15 | Inverters | Enphase | IQ8+ | 290 |  | 16 |  |  | 0.96 |  | Outdoor | Next to meter
NJADRE1555887190 | Administratively Determined Incentive Program | PERTH AMBOY | 8861 | 11 | 3.6 | Residential | Behind the Meter | Yes | Net Metered Residential | Sunrun Installation Services, Inc. |  | PSE&G | Accepted | 2024-02-27 | 2024-03-15 | 2025-03-15 | Inverters | SolarEdge Technologies | SE3800H-USMN | 3800 |  | 1 |  |  | 0.99 |  | Indoor | next to meter
NJADRE1555887190 | Administratively Determined Incentive Program | PERTH AMBOY | 8861 | 11 | 3.6 | Residential | Behind the Meter | Yes | Net Metered Residential | Sunrun Installation Services, Inc. |  | PSE&G | Accepted | 2024-02-27 | 2024-03-15 | 2025-03-15 | Solar Panels | Hanwha Q-Cells | Q.PEAK DUO BLK ML-G10+/t 400 |  | 0.4 | 5 | 93 | 26 |  | Fixed | Roof
NJADRE1555887190 | Administratively Determined Incentive Program | PERTH AMBOY | 8861 | 11 | 3.6 | Residential | Behind the Meter | Yes | Net Metered Residential | Sunrun Installation Services, Inc. |  | PSE&G | Accepted | 2024-02-27 | 2024-03-15 | 2025-03-15 | Solar Panels | Hanwha Q-Cells | Q.PEAK DUO BLK ML-G10+/t 400 |  | 0.4 | 4 | 273 | 26 |  | Fixed | Roof
NJADRE1555888741 | Administratively Determined Incentive Program | LAKEWOOD | 8701 | 18 | 9.43 | Residential | Behind the Meter | No | Net Metered Residential | Powerlutions |  | JCP&L | Accepted | 2024-02-27 | 2024-03-19 | 2025-03-19 | Solar Panels | SEG | SEG-410-BMD-HV |  | 0.41 | 20 | 187 | 30 |  | Fixed | Roof
NJADRE1555888741 | Administratively Determined Incentive Program | LAKEWOOD | 8701 | 18 | 9.43 | Residential | Behind the Meter | No | Net Metered Residential | Powerlutions |  | JCP&L | Accepted | 2024-02-27 | 2024-03-19 | 2025-03-19 | Solar Panels | SEG | SEG-410-BMD-HV |  | 0.41 | 3 | 277 | 31 |  | Fixed | Roof
NJADRE1555888741 | Administratively Determined Incentive Program | LAKEWOOD | 8701 | 18 | 9.43 | Residential | Behind the Meter | No | Net Metered Residential | Powerlutions |  | JCP&L | Accepted | 2024-02-27 | 2024-03-19 | 2025-03-19 | Inverters | Enphase | IQ7PLUS-72-2-US | 290 |  | 23 |  |  | 0.98 |  | Outdoor
NJADRE1555889107 | Administratively Determined Incentive Program | FAIRTON | 8320 | 20 | 14.8 | Residential | Behind the Meter | Yes | Net Metered Residential | Sunrun Installation Services, Inc. |  | AC Electric | Accepted | 2024-02-27 | 2024-03-15 | 2025-03-15 | Inverters | SolarEdge Technologies | SE10000H-USSN | 10000 |  | 1 |  |  | 0.99 |  | Outside | Next to meter
NJADRE1555889107 | Administratively Determined Incentive Program | FAIRTON | 8320 | 20 | 14.8 | Residential | Behind the Meter | Yes | Net Metered Residential | Sunrun Installation Services, Inc. |  | AC Electric | Accepted | 2024-02-27 | 2024-03-15 | 2025-03-15 | Solar Panels | Hanwha Q Cells | Q.PEAK DUO BLK ML-G10+/t 400 |  | 0.4 | 14 | 253 | 11 |  | Fixed | Roof
NJADRE1555889107 | Administratively Determined Incentive Program | FAIRTON | 8320 | 20 | 14.8 | Residential | Behind the Meter | Yes | Net Metered Residential | Sunrun Installation Services, Inc. |  | AC Electric | Accepted | 2024-02-27 | 2024-03-15 | 2025-03-15 | Solar Panels | Hanwha Q Cells | Q.PEAK DUO BLK ML-G10+/t 400 |  | 0.4 | 23 | 73 | 37 |  | Fixed | Roof
NJADRE1555889142 | Administratively Determined Incentive Program | BASKING RIDGE | 7920 | 5 | 8.4 | Residential | Behind the Meter | Yes | Net Metered Residential | Sunrun Installation Services, Inc. |  | JCP&L | Accepted | 2024-02-27 | 2024-03-15 | 2025-03-15 | Inverters | SolarEdge Technologies | SE6000H-USSN | 6000 |  | 1 |  |  | 0.99 |  | Outside | next to meter
NJADRE1555889142 | Administratively Determined Incentive Program | BASKING RIDGE | 7920 | 5 | 8.4 | Residential | Behind the Meter | Yes | Net Metered Residential | Sunrun Installation Services, Inc. |  | JCP&L | Accepted | 2024-02-27 | 2024-03-15 | 2025-03-15 | Solar Panels | Hanwha Q-Cells | Q.PEAK DUO BLK ML-G10+/t 400 |  | 0.4 | 4 | 13 | 30 |  | Fixed | Roof
NJADRE1555889142 | Administratively Determined Incentive Program | BASKING RIDGE | 7920 | 5 | 8.4 | Residential | Behind the Meter | Yes | Net Metered Residential | Sunrun Installation Services, Inc. |  | JCP&L | Accepted | 2024-02-27 | 2024-03-15 | 2025-03-15 | Solar Panels | Hanwha Q-Cells | Q.PEAK DUO BLK ML-G10+/t 400 |  | 0.4 | 6 | 192 | 31 |  | Fixed | Roof
NJADRE1555889142 | Administratively Determined Incentive Program | BASKING RIDGE | 7920 | 5 | 8.4 | Residential | Behind the Meter | Yes | Net Metered Residential | Sunrun Installation Services, Inc. |  | JCP&L | Accepted | 2024-02-27 | 2024-03-15 | 2025-03-15 | Solar Panels | Hanwha Q-Cells | Q.PEAK DUO BLK ML-G10+/t 400 |  | 0.4 | 11 | 192 | 31 |  | Fixed | Roof
NJADRE1555889142 | Administratively Determined Incentive Program | BASKING RIDGE | 7920 | 5 | 8.4 | Residential | Behind the Meter | Yes | Net Metered Residential | Sunrun Installation Services, Inc. |  | JCP&L | Accepted | 2024-02-27 | 2024-03-15 | 2025-03-15 | Electric Storage Battery | Tesla | Powerwall 2 AC |  |  | 2 |  |  |  | Lithium Ion |  | Outside
NJADRE1555889150 | Administratively Determined Incentive Program | EGG HARBOR TOWNSHIP | 8234 | 19 | 12.32 | Residential | Behind the Meter | Yes | Net Metered Residential | All Season Solar |  | AC Electric | Accepted | 2024-02-27 | 2024-03-20 | 2025-03-20 | Inverters | Enphase | IQ8Plus | 290 |  | 32 |  |  | 0.97 |  | Outside
NJADRE1555889150 | Administratively Determined Incentive Program | EGG HARBOR TOWNSHIP | 8234 | 19 | 12.32 | Residential | Behind the Meter | Yes | Net Metered Residential | All Season Solar |  | AC Electric | Accepted | 2024-02-27 | 2024-03-20 | 2025-03-20 | Solar Panels | JA Solar | JAM54S31 |  | 0.385 | 16 | 276 | 30 |  | Fixed | Roof
NJADRE1555889150 | Administratively Determined Incentive Program | EGG HARBOR TOWNSHIP | 8234 | 19 | 12.32 | Residential | Behind the Meter | Yes | Net Metered Residential | All Season Solar |  | AC Electric | Accepted | 2024-02-27 | 2024-03-20 | 2025-03-20 | Solar Panels | JA Solar | JAM54S31 |  | 0.385 | 16 | 96 | 30 |  | Fixed | Roof
NJADRE1555889209 | Administratively Determined Incentive Program | SECAUCUS | 7094 | 8 | 5.88 | Residential | Behind the Meter | No | Net Metered Residential | SEA BRIGHT SOLAR, LLC |  | PSE&G | Accepted | 2024-02-29 | 2024-03-21 | 2025-03-21 | Solar Panels | REC | REC420AA Pure-R |  | 0.42 | 14 | 126 | 22 |  | Fixed | Roof
NJADRE1555889209 | Administratively Determined Incentive Program | SECAUCUS | 7094 | 8 | 5.88 | Residential | Behind the Meter | No | Net Metered Residential | SEA BRIGHT SOLAR, LLC |  | PSE&G | Accepted | 2024-02-29 | 2024-03-21 | 2025-03-21 | Inverters | Enphase | IQ 7HS | 384 |  | 14 |  |  | 0.99 |  | Outside
NJADRE1555889239 | Administratively Determined Incentive Program | SWEDESBORO | 8085 | 15 | 13.6 | Residential | Behind the Meter | Yes | Net Metered Residential | Pro Custom Solar dba Momentum Solar |  | AC Electric | Accepted | 2024-02-27 | 2024-03-18 | 2025-03-18 | Solar Panels | Q. PEAK DUO BLK ML-G10+400 | HANWHA |  | 0.4 | 9 | 12 | 34 |  | Fixed | Roof
NJADRE1555889239 | Administratively Determined Incentive Program | SWEDESBORO | 8085 | 15 | 13.6 | Residential | Behind the Meter | Yes | Net Metered Residential | Pro Custom Solar dba Momentum Solar |  | AC Electric | Accepted | 2024-02-27 | 2024-03-18 | 2025-03-18 | Solar Panels | Q. PEAK DUO BLK ML-G10+400 | HANWHA |  | 0.4 | 8 | 192 | 34 |  | Fixed | Roof
NJADRE1555889239 | Administratively Determined Incentive Program | SWEDESBORO | 8085 | 15 | 13.6 | Residential | Behind the Meter | Yes | Net Metered Residential | Pro Custom Solar dba Momentum Solar |  | AC Electric | Accepted | 2024-02-27 | 2024-03-18 | 2025-03-18 | Solar Panels | Q. PEAK DUO BLK ML-G10+400 | HANWHA |  | 0.4 | 8 | 192 | 34 |  | Fixed | Roof
NJADRE1555889239 | Administratively Determined Incentive Program | SWEDESBORO | 8085 | 15 | 13.6 | Residential | Behind the Meter | Yes | Net Metered Residential | Pro Custom Solar dba Momentum Solar |  | AC Electric | Accepted | 2024-02-27 | 2024-03-18 | 2025-03-18 | Solar Panels | Q. PEAK DUO BLK ML-G10+400 | HANWHA |  | 0.4 | 3 | 12 | 34 |  | Fixed | Roof
NJADRE1555889239 | Administratively Determined Incentive Program | SWEDESBORO | 8085 | 15 | 13.6 | Residential | Behind the Meter | Yes | Net Metered Residential | Pro Custom Solar dba Momentum Solar |  | AC Electric | Accepted | 2024-02-27 | 2024-03-18 | 2025-03-18 | Solar Panels | Q. PEAK DUO BLK ML-G10+400 | HANWHA |  | 0.4 | 3 | 192 | 35 |  | Fixed | Roof
NJADRE1555889239 | Administratively Determined Incentive Program | SWEDESBORO | 8085 | 15 | 13.6 | Residential | Behind the Meter | Yes | Net Metered Residential | Pro Custom Solar dba Momentum Solar |  | AC Electric | Accepted | 2024-02-27 | 2024-03-18 | 2025-03-18 | Solar Panels | Q. PEAK DUO BLK ML-G10+400 | HANWHA |  | 0.4 | 3 | 12 | 35 |  | Fixed | Roof
NJADRE1555889239 | Administratively Determined Incentive Program | SWEDESBORO | 8085 | 15 | 13.6 | Residential | Behind the Meter | Yes | Net Metered Residential | Pro Custom Solar dba Momentum Solar |  | AC Electric | Accepted | 2024-02-27 | 2024-03-18 | 2025-03-18 | Inverters | IQ8PLUS-72-2-US | ENPHASE | 290 |  | 34 |  |  | 0.97 |  | Outdoor
NJADRE1555889273 | Administratively Determined Incentive Program | HOWELL TOWNSHIP | 7731 | 17 | 12.18 | Residential | Behind the Meter | No | Net Metered Residential | Morgan Associates and Consulting LLC |  | JCP&L | Accepted | 2024-02-29 | 2024-03-22 | 2025-03-22 | Solar Panels | Hanwha | QPEAK -G4.1 290 |  | 0.29 | 37 | 82 | 34 |  | Fixed | Roof
NJADRE1555889273 | Administratively Determined Incentive Program | HOWELL TOWNSHIP | 7731 | 17 | 12.18 | Residential | Behind the Meter | No | Net Metered Residential | Morgan Associates and Consulting LLC |  | JCP&L | Accepted | 2024-02-29 | 2024-03-22 | 2025-03-22 | Solar Panels | Hanwha | QPEAK -G4.1 290 |  | 0.29 | 5 | 262 | 31 |  | Fixed | Roof
NJADRE1555889273 | Administratively Determined Incentive Program | HOWELL TOWNSHIP | 7731 | 17 | 12.18 | Residential | Behind the Meter | No | Net Metered Residential | Morgan Associates and Consulting LLC |  | JCP&L | Accepted | 2024-02-29 | 2024-03-22 | 2025-03-22 | Inverters | Enphase | IQ7 | 240 |  | 42 |  |  | 0.98 |  | Outdoor
NJADRE1555889285 | Administratively Determined Incentive Program | MANTUA | 8051 | 15 | 7.7 | Residential | Behind the Meter | Yes | Net Metered Residential | EMT RENEWABLES LLC |  | AC Electric | Accepted | 2024-02-27 | 2024-03-18 | 2025-03-18 | Inverters | ENPHASE | IQ8+ | 290 |  | 19 |  |  | 0.98 |  | Other | UNDER EACH PANEL
NJADRE1555889285 | Administratively Determined Incentive Program | MANTUA | 8051 | 15 | 7.7 | Residential | Behind the Meter | Yes | Net Metered Residential | EMT RENEWABLES LLC |  | AC Electric | Accepted | 2024-02-27 | 2024-03-18 | 2025-03-18 | Solar Panels | Q.CELLS | Q.PEAK DUO |  | 0.405 | 19 | 128 | 32 |  | Fixed | Roof
NJADRE1555889305 | Administratively Determined Incentive Program | UNION | 7083 | 10 | 3.6 | Residential | Behind the Meter | Yes | Net Metered Residential | Sunrun Installation Services, Inc. |  | PSE&G | Accepted | 2024-02-27 | 2024-03-18 | 2025-03-18 | Inverters | SolarEdge Technologies | SE3800H-USMN | 3800 |  | 1 |  |  | 0.99 |  | Outdoor | Next to meter
NJADRE1555889305 | Administratively Determined Incentive Program | UNION | 7083 | 10 | 3.6 | Residential | Behind the Meter | Yes | Net Metered Residential | Sunrun Installation Services, Inc. |  | PSE&G | Accepted | 2024-02-27 | 2024-03-18 | 2025-03-18 | Solar Panels | Hanwha Q Cells | Q.PEAK DUO BLKML-G10+/T 400 |  | 0.4 | 9 | 128 | 31 |  | Fixed | Roof
NJADRE1555889321 | Administratively Determined Incentive Program | BLOOMFIELD | 7003 | 9 | 6.4 | Residential | Behind the Meter | Yes | Net Metered Residential | Sunrun Installation Services, Inc. |  | PSE&G | Accepted | 2024-02-27 | 2024-03-18 | 2025-03-18 | Inverters | SolarEdge Technologies | SE6000H-USSN | 6000 |  | 1 |  |  | 0.99 |  | Outside | next to meter
NJADRE1555889321 | Administratively Determined Incentive Program | BLOOMFIELD | 7003 | 9 | 6.4 | Residential | Behind the Meter | Yes | Net Metered Residential | Sunrun Installation Services, Inc. |  | PSE&G | Accepted | 2024-02-27 | 2024-03-18 | 2025-03-18 | Solar Panels | Hanwha Q-Cells | Q.PEAK DUO BLK ML-G10+/t 400 |  | 0.4 | 4 | 125 | 13 |  | Fixed | Roof
NJADRE1555889321 | Administratively Determined Incentive Program | BLOOMFIELD | 7003 | 9 | 6.4 | Residential | Behind the Meter | Yes | Net Metered Residential | Sunrun Installation Services, Inc. |  | PSE&G | Accepted | 2024-02-27 | 2024-03-18 | 2025-03-18 | Solar Panels | Hanwha Q-Cells | Q.PEAK DUO BLK ML-G10+/t 400 |  | 0.4 | 12 | 125 | 31 |  | Fixed | Roof
NJADRE1555889324 | Administratively Determined Incentive Program | VILLAS | 8251 | 21 | 8 | Residential | Behind the Meter | Yes | Net Metered Residential | VELOCITY ENERGY & HOME SOLUTIONS, INC |  | AC Electric | Accepted | 2024-02-27 | 2024-03-22 | 2025-03-22 | Solar Panels | arka | 400w |  | 0.4 | 6 | 294 | 27 |  | Fixed | Roof
NJADRE1555889324 | Administratively Determined Incentive Program | VILLAS | 8251 | 21 | 8 | Residential | Behind the Meter | Yes | Net Metered Residential | VELOCITY ENERGY & HOME SOLUTIONS, INC |  | AC Electric | Accepted | 2024-02-27 | 2024-03-22 | 2025-03-22 | Solar Panels | ARKA | 400W |  | 0.4 | 11 | 114 | 27 |  | Fixed | Roof
NJADRE1555889324 | Administratively Determined Incentive Program | VILLAS | 8251 | 21 | 8 | Residential | Behind the Meter | Yes | Net Metered Residential | VELOCITY ENERGY & HOME SOLUTIONS, INC |  | AC Electric | Accepted | 2024-02-27 | 2024-03-22 | 2025-03-22 | Solar Panels | arka | 400W |  | 0.4 | 3 | 114 | 27 |  | Fixed | Roof
NJADRE1555889324 | Administratively Determined Incentive Program | VILLAS | 8251 | 21 | 8 | Residential | Behind the Meter | Yes | Net Metered Residential | VELOCITY ENERGY & HOME SOLUTIONS, INC |  | AC Electric | Accepted | 2024-02-27 | 2024-03-22 | 2025-03-22 | Inverters | enphase | iq8plus | 290 |  | 20 |  |  | 0.99 |  | Other | behind panels
NJADRE1555889340 | Administratively Determined Incentive Program | NEWARK | 7103 | 9 | 3.28 | Residential | Behind the Meter | Yes | Net Metered Residential | Pro Custom Solar dba Momentum Solar |  | PSE&G | Accepted | 2024-02-27 | 2024-03-18 | 2025-03-18 | Solar Panels | Q. PEAK DUO BLK ML-G10+410 | HANWHA |  | 0.41 | 5 | 21 | 27 |  | Fixed | Roof
NJADRE1555889340 | Administratively Determined Incentive Program | NEWARK | 7103 | 9 | 3.28 | Residential | Behind the Meter | Yes | Net Metered Residential | Pro Custom Solar dba Momentum Solar |  | PSE&G | Accepted | 2024-02-27 | 2024-03-18 | 2025-03-18 | Solar Panels | Q. PEAK DUO BLK ML-G10+410 | HANWHA |  | 0.41 | 3 | 201 | 27 |  | Fixed | Roof
NJADRE1555889340 | Administratively Determined Incentive Program | NEWARK | 7103 | 9 | 3.28 | Residential | Behind the Meter | Yes | Net Metered Residential | Pro Custom Solar dba Momentum Solar |  | PSE&G | Accepted | 2024-02-27 | 2024-03-18 | 2025-03-18 | Inverters | IQ8PLUS-72-2-US | ENPHASE | 290 |  | 8 |  |  | 0.97 |  | Outdoor
NJADRE1555889352 | Administratively Determined Incentive Program | TUCKERTON | 8087 | 18 | 8.1 | Residential | Behind the Meter | No | Net Metered Residential | EMT RENEWABLES LLC |  | AC Electric | Accepted | 2024-02-27 | 2024-03-18 | 2025-03-18 | Inverters | ENPHASE | IQ8+ | 290 |  | 20 |  |  | 0.98 |  | Other | UNDER EACH PANEL
NJADRE1555889352 | Administratively Determined Incentive Program | TUCKERTON | 8087 | 18 | 8.1 | Residential | Behind the Meter | No | Net Metered Residential | EMT RENEWABLES LLC |  | AC Electric | Accepted | 2024-02-27 | 2024-03-18 | 2025-03-18 | Solar Panels | Q.CELLS | Q.PEAK DUO |  | 0.405 | 4 | 160 | 33 |  | Fixed | Roof
NJADRE1555889352 | Administratively Determined Incentive Program | TUCKERTON | 8087 | 18 | 8.1 | Residential | Behind the Meter | No | Net Metered Residential | EMT RENEWABLES LLC |  | AC Electric | Accepted | 2024-02-27 | 2024-03-18 | 2025-03-18 | Solar Panels | Q.CELLS | Q.PEAK DUO |  | 0.405 | 3 | 160 | 41 |  | Fixed | Roof
NJADRE1555889352 | Administratively Determined Incentive Program | TUCKERTON | 8087 | 18 | 8.1 | Residential | Behind the Meter | No | Net Metered Residential | EMT RENEWABLES LLC |  | AC Electric | Accepted | 2024-02-27 | 2024-03-18 | 2025-03-18 | Solar Panels | Q.CELLS | Q.PEAK DUO |  | 0.405 | 2 | 160 | 28 |  | Fixed | Roof
NJADRE1555889352 | Administratively Determined Incentive Program | TUCKERTON | 8087 | 18 | 8.1 | Residential | Behind the Meter | No | Net Metered Residential | EMT RENEWABLES LLC |  | AC Electric | Accepted | 2024-02-27 | 2024-03-18 | 2025-03-18 | Solar Panels | Q.CELLS | Q.PEAK DUO |  | 0.405 | 1 | 160 | 45 |  | Fixed | Roof
NJADRE1555889352 | Administratively Determined Incentive Program | TUCKERTON | 8087 | 18 | 8.1 | Residential | Behind the Meter | No | Net Metered Residential | EMT RENEWABLES LLC |  | AC Electric | Accepted | 2024-02-27 | 2024-03-18 | 2025-03-18 | Solar Panels | Q.CELLS | Q.PEAK DUO |  | 0.405 | 10 | 340 | 33 |  | Fixed | Roof
NJADRE1555889353 | Administratively Determined Incentive Program | Voorhees | 8043 | 14 | 4.38 | Residential | Behind the Meter | No | Net Metered Residential | NJ Solar Power |  | AC Electric | Accepted | 2024-02-27 | 2024-03-18 | 2025-03-18 | Solar Panels | REC | 365NP2 |  | 0.365 | 12 | 210 | 25 |  | Fixed | Roof
NJADRE1555889353 | Administratively Determined Incentive Program | Voorhees | 8043 | 14 | 4.38 | Residential | Behind the Meter | No | Net Metered Residential | NJ Solar Power |  | AC Electric | Accepted | 2024-02-27 | 2024-03-18 | 2025-03-18 | Inverters | SolarEdge | SE3800H-US | 3800 |  | 1 |  |  | 0.99 |  | Outside
NJADRE1555889357 | Administratively Determined Incentive Program | ISELIN | 8830 | 11 | 3.2 | Residential | Behind the Meter | Yes | Net Metered Residential | Sunrun Installation Services, Inc. |  | PSE&G | Accepted | 2024-02-27 | 2024-03-18 | 2025-03-18 | Inverters | DELTA ELECTRONICS | E4-TL-US | 4000 |  | 1 |  |  | 0.975 |  | Outdoor | Next to meter
NJADRE1555889357 | Administratively Determined Incentive Program | ISELIN | 8830 | 11 | 3.2 | Residential | Behind the Meter | Yes | Net Metered Residential | Sunrun Installation Services, Inc. |  | PSE&G | Accepted | 2024-02-27 | 2024-03-18 | 2025-03-18 | Solar Panels | Hanwha Q Cells | Q.PEAK DUO BLKML-G10+/T 400 |  | 0.4 | 8 | 180 | 23 |  | Fixed | Roof
NJADRE1555889381 | Administratively Determined Incentive Program | HAMMONTON | 8037 | 19 | 15.01 | Residential | Behind the Meter | Yes | Net Metered Residential | Big Solar Energy, LLC |  | AC Electric | Accepted | 2024-02-27 | 2024-03-18 | 2025-03-18 | Inverters | SolarEdge | SE10000H-US | 10000 |  | 1 |  |  | 0.992 |  | Outdoor
NJADRE1555889381 | Administratively Determined Incentive Program | HAMMONTON | 8037 | 19 | 15.01 | Residential | Behind the Meter | Yes | Net Metered Residential | Big Solar Energy, LLC |  | AC Electric | Accepted | 2024-02-27 | 2024-03-18 | 2025-03-18 | Solar Panels | JA SOLAR | JAM54S31-395/MR |  | 0.395 | 23 | 147 | 18 |  | Fixed | Roof
NJADRE1555889381 | Administratively Determined Incentive Program | HAMMONTON | 8037 | 19 | 15.01 | Residential | Behind the Meter | Yes | Net Metered Residential | Big Solar Energy, LLC |  | AC Electric | Accepted | 2024-02-27 | 2024-03-18 | 2025-03-18 | Solar Panels | JA SOLAR | JAM54S31-395/MR |  | 0.395 | 3 | 147 | 20 |  | Fixed | Roof
NJADRE1555889381 | Administratively Determined Incentive Program | HAMMONTON | 8037 | 19 | 15.01 | Residential | Behind the Meter | Yes | Net Metered Residential | Big Solar Energy, LLC |  | AC Electric | Accepted | 2024-02-27 | 2024-03-18 | 2025-03-18 | Solar Panels | JA SOLAR | JAM54S31-395/MR |  | 0.395 | 10 | 57 | 20 |  | Fixed | Roof
NJADRE1555889381 | Administratively Determined Incentive Program | HAMMONTON | 8037 | 19 | 15.01 | Residential | Behind the Meter | Yes | Net Metered Residential | Big Solar Energy, LLC |  | AC Electric | Accepted | 2024-02-27 | 2024-03-18 | 2025-03-18 | Solar Panels | JA SOLAR | JAM54S31-395/MR |  | 0.395 | 2 | 237 | 20 |  | Fixed | Roof
NJADRE1555889389 | Administratively Determined Incentive Program | IRVINGTON | 7111 | 9 | 6.56 | Residential | Behind the Meter | Yes | Net Metered Residential | Pro Custom Solar dba Momentum Solar |  | PSE&G | Accepted | 2024-02-27 | 2024-03-18 | 2025-03-18 | Solar Panels | Q. PEAK DUO BLK ML-G10+410 | HANWHA |  | 0.41 | 16 | 189 | 45 |  | Fixed | Roof
NJADRE1555889389 | Administratively Determined Incentive Program | IRVINGTON | 7111 | 9 | 6.56 | Residential | Behind the Meter | Yes | Net Metered Residential | Pro Custom Solar dba Momentum Solar |  | PSE&G | Accepted | 2024-02-27 | 2024-03-18 | 2025-03-18 | Inverters | IQ8PLUS-72-2-US | ENPHASE | 290 |  | 16 |  |  | 0.97 |  | Outdoor
NJADRE1555889392 | Administratively Determined Incentive Program | ORANGE | 7050 | 9 | 5.84 | Residential | Behind the Meter | No | Net Metered Residential | Power Home Remodeling |  | PSE&G | Accepted | 2024-02-27 | 2024-03-19 | 2025-03-19 | Inverters | SolarEdge | SE3800H-US | 3800 |  | 1 |  |  | 0.99 |  | Outdoor
NJADRE1555889392 | Administratively Determined Incentive Program | ORANGE | 7050 | 9 | 5.84 | Residential | Behind the Meter | No | Net Metered Residential | Power Home Remodeling |  | PSE&G | Accepted | 2024-02-27 | 2024-03-19 | 2025-03-19 | Meters | SolarEdge | Revenue Grade Data Ansi C12.20 |  |  | 1 |  |  |  | Yes | Outdoor
NJADRE1555889392 | Administratively Determined Incentive Program | ORANGE | 7050 | 9 | 5.84 | Residential | Behind the Meter | No | Net Metered Residential | Power Home Remodeling |  | PSE&G | Accepted | 2024-02-27 | 2024-03-19 | 2025-03-19 | Solar Panels | Hyundai | HiS-S365XG (BK) |  | 0.365 | 14 | 40 | 33 |  | Fixed | Roof
NJADRE1555889392 | Administratively Determined Incentive Program | ORANGE | 7050 | 9 | 5.84 | Residential | Behind the Meter | No | Net Metered Residential | Power Home Remodeling |  | PSE&G | Accepted | 2024-02-27 | 2024-03-19 | 2025-03-19 | Solar Panels | Hyundai | HiS-S365XG (BK) |  | 0.365 | 2 | 130 | 33 |  | Fixed | Roof
NJADRE1555889468 | Administratively Determined Incentive Program | TOMS RIVER | 8755 | 18 | 17.22 | Residential | Behind the Meter | No | Net Metered Residential | Powerlutions |  | JCP&L | Accepted | 2024-02-27 | 2024-03-18 | 2025-03-18 | Solar Panels | SEG | SEG-410-BMD-HV |  | 0.41 | 22 | 141 | 31 |  | Fixed | Roof
NJADRE1555889468 | Administratively Determined Incentive Program | TOMS RIVER | 8755 | 18 | 17.22 | Residential | Behind the Meter | No | Net Metered Residential | Powerlutions |  | JCP&L | Accepted | 2024-02-27 | 2024-03-18 | 2025-03-18 | Solar Panels | SEG | SEG-410-BMD-HV |  | 0.41 | 9 | 141 | 33 |  | Fixed | Roof
NJADRE1555889468 | Administratively Determined Incentive Program | TOMS RIVER | 8755 | 18 | 17.22 | Residential | Behind the Meter | No | Net Metered Residential | Powerlutions |  | JCP&L | Accepted | 2024-02-27 | 2024-03-18 | 2025-03-18 | Solar Panels | SEG | SEG-410-BMD-HV |  | 0.41 | 4 | 141 | 31 |  | Fixed | Roof
NJADRE1555889468 | Administratively Determined Incentive Program | TOMS RIVER | 8755 | 18 | 17.22 | Residential | Behind the Meter | No | Net Metered Residential | Powerlutions |  | JCP&L | Accepted | 2024-02-27 | 2024-03-18 | 2025-03-18 | Solar Panels | SEG | SEG-410-BMD-HV |  | 0.41 | 7 | 321 | 31 |  | Fixed | Roof
NJADRE1555889468 | Administratively Determined Incentive Program | TOMS RIVER | 8755 | 18 | 17.22 | Residential | Behind the Meter | No | Net Metered Residential | Powerlutions |  | JCP&L | Accepted | 2024-02-27 | 2024-03-18 | 2025-03-18 | Inverters | Enphase | IQ7PLUS-72-2-US | 290 |  | 42 |  |  | 0.98 |  | Outdoor
NJADRE1555889503 | Administratively Determined Incentive Program | RAHWAY | 7065 | 10 | 7.56 | Residential | Behind the Meter | No | Net Metered Residential | Tesla Energy Operations Inc |  | PSE&G | Accepted | 2024-02-27 | 2024-03-19 | 2025-03-19 | Inverters | Tesla | 1538000-00-E | 7600 |  | 1 |  |  | 0.98 |  | Outside
NJADRE1555889503 | Administratively Determined Incentive Program | RAHWAY | 7065 | 10 | 7.56 | Residential | Behind the Meter | No | Net Metered Residential | Tesla Energy Operations Inc |  | PSE&G | Accepted | 2024-02-27 | 2024-03-19 | 2025-03-19 | Solar Panels | Hanwha | Q.PEAK DUO BLK-G5/SC315 |  | 0.315 | 16 | 174 | 23 |  | Fixed | Roof
NJADRE1555889503 | Administratively Determined Incentive Program | RAHWAY | 7065 | 10 | 7.56 | Residential | Behind the Meter | No | Net Metered Residential | Tesla Energy Operations Inc |  | PSE&G | Accepted | 2024-02-27 | 2024-03-19 | 2025-03-19 | Solar Panels | Hanwha | Q.PEAK DUO BLK-G5/SC315 |  | 0.315 | 8 | 174 | 23 |  | Fixed | Roof
NJADRE1555889508 | Administratively Determined Incentive Program | LITTLE EGG HARBOR TWP | 8087 | 18 | 4 | Residential | Behind the Meter | Yes | Net Metered Residential | Sunrun Installation Services, Inc. |  | AC Electric | Accepted | 2024-02-27 | 2024-03-18 | 2025-03-18 | Inverters | SolarEdge Technologies | SE3800H-USMN | 3800 |  | 1 |  |  | 0.99 |  | Outside | Next to meter
NJADRE1555889508 | Administratively Determined Incentive Program | LITTLE EGG HARBOR TWP | 8087 | 18 | 4 | Residential | Behind the Meter | Yes | Net Metered Residential | Sunrun Installation Services, Inc. |  | AC Electric | Accepted | 2024-02-27 | 2024-03-18 | 2025-03-18 | Solar Panels | Hanwha Q Cells | Q.PEAK DUO BLK ML-G10+/t 400 |  | 0.4 | 10 | 352 | 26 |  | Fixed | Roof
NJADRE1555889532 | Administratively Determined Incentive Program | JACKSON | 8527 | 18 | 4.5 | Residential | Behind the Meter | No | Net Metered Residential | NJ Solar Power |  | JCP&L | Accepted | 2024-02-27 | 2024-03-18 | 2025-03-18 | Solar Panels | REC | 375AA |  | 0.375 | 12 | 148 | 27 |  | Fixed | Roof
NJADRE1555889532 | Administratively Determined Incentive Program | JACKSON | 8527 | 18 | 4.5 | Residential | Behind the Meter | No | Net Metered Residential | NJ Solar Power |  | JCP&L | Accepted | 2024-02-27 | 2024-03-18 | 2025-03-18 | Inverters | SolarEdge | SE3800H-US | 3800 |  | 1 |  |  | 0 |  | Outside
NJADRE1555889561 | Administratively Determined Incentive Program | MILLVILLE | 8332 | 20 | 11.48 | Residential | Behind the Meter | No | Net Metered Residential | EMT RENEWABLES LLC |  | AC Electric | Accepted | 2024-02-27 | 2024-03-18 | 2025-03-18 | Inverters | ENPHASE | IQ8+ | 290 |  | 28 |  |  | 0.98 |  | Other | UNDER EACH PANEL
NJADRE1555889561 | Administratively Determined Incentive Program | MILLVILLE | 8332 | 20 | 11.48 | Residential | Behind the Meter | No | Net Metered Residential | EMT RENEWABLES LLC |  | AC Electric | Accepted | 2024-02-27 | 2024-03-18 | 2025-03-18 | Solar Panels | Q.CELLS | Q.PEAK DUO |  | 0.41 | 8 | 179 | 58 |  | Fixed | Roof
NJADRE1555889561 | Administratively Determined Incentive Program | MILLVILLE | 8332 | 20 | 11.48 | Residential | Behind the Meter | No | Net Metered Residential | EMT RENEWABLES LLC |  | AC Electric | Accepted | 2024-02-27 | 2024-03-18 | 2025-03-18 | Solar Panels | Q.CELLS | Q.PEAK DUO |  | 0.41 | 7 | 269 | 56 |  | Fixed | Roof
NJADRE1555889561 | Administratively Determined Incentive Program | MILLVILLE | 8332 | 20 | 11.48 | Residential | Behind the Meter | No | Net Metered Residential | EMT RENEWABLES LLC |  | AC Electric | Accepted | 2024-02-27 | 2024-03-18 | 2025-03-18 | Solar Panels | Q.CELLS | Q.PEAK DUO |  | 0.41 | 6 | 89 | 56 |  | Fixed | Roof
NJADRE1555889561 | Administratively Determined Incentive Program | MILLVILLE | 8332 | 20 | 11.48 | Residential | Behind the Meter | No | Net Metered Residential | EMT RENEWABLES LLC |  | AC Electric | Accepted | 2024-02-27 | 2024-03-18 | 2025-03-18 | Solar Panels | Q.CELLS | Q.PEAK DUO |  | 0.41 | 1 | 180 | 3 |  | Fixed | Roof
NJADRE1555889561 | Administratively Determined Incentive Program | MILLVILLE | 8332 | 20 | 11.48 | Residential | Behind the Meter | No | Net Metered Residential | EMT RENEWABLES LLC |  | AC Electric | Accepted | 2024-02-27 | 2024-03-18 | 2025-03-18 | Solar Panels | Q.CELLS | Q.PEAK DUO |  | 0.41 | 1 | 270 | 7 |  | Fixed | Roof
NJADRE1555889561 | Administratively Determined Incentive Program | MILLVILLE | 8332 | 20 | 11.48 | Residential | Behind the Meter | No | Net Metered Residential | EMT RENEWABLES LLC |  | AC Electric | Accepted | 2024-02-27 | 2024-03-18 | 2025-03-18 | Solar Panels | Q.CELLS | Q.PEAK DUO |  | 0.41 | 1 | 269 | 1 |  | Fixed | Roof
NJADRE1555889561 | Administratively Determined Incentive Program | MILLVILLE | 8332 | 20 | 11.48 | Residential | Behind the Meter | No | Net Metered Residential | EMT RENEWABLES LLC |  | AC Electric | Accepted | 2024-02-27 | 2024-03-18 | 2025-03-18 | Solar Panels | Q.CELLS | Q.PEAK DUO |  | 0.41 | 4 | 179 | 26 |  | Fixed | Roof
NJADRE1555889613 | Administratively Determined Incentive Program | PHILLIPSBURG | 8865 | 2 | 7.38 | Residential | Behind the Meter | Yes | Net Metered Residential | Pro Custom Solar dba Momentum Solar |  | JCP&L | Accepted | 2024-02-27 | 2024-03-18 | 2025-03-18 | Solar Panels | Q. PEAK DUO BLK ML-G10+410 | HANWHA |  | 0.41 | 4 | 237 | 31 |  | Fixed | Roof
NJADRE1555889613 | Administratively Determined Incentive Program | PHILLIPSBURG | 8865 | 2 | 7.38 | Residential | Behind the Meter | Yes | Net Metered Residential | Pro Custom Solar dba Momentum Solar |  | JCP&L | Accepted | 2024-02-27 | 2024-03-18 | 2025-03-18 | Solar Panels | Q. PEAK DUO BLK ML-G10+410 | HANWHA |  | 0.41 | 8 | 328 | 21 |  | Fixed | Roof
NJADRE1555889613 | Administratively Determined Incentive Program | PHILLIPSBURG | 8865 | 2 | 7.38 | Residential | Behind the Meter | Yes | Net Metered Residential | Pro Custom Solar dba Momentum Solar |  | JCP&L | Accepted | 2024-02-27 | 2024-03-18 | 2025-03-18 | Solar Panels | Q. PEAK DUO BLK ML-G10+410 | HANWHA |  | 0.41 | 4 | 148 | 21 |  | Fixed | Roof
NJADRE1555889613 | Administratively Determined Incentive Program | PHILLIPSBURG | 8865 | 2 | 7.38 | Residential | Behind the Meter | Yes | Net Metered Residential | Pro Custom Solar dba Momentum Solar |  | JCP&L | Accepted | 2024-02-27 | 2024-03-18 | 2025-03-18 | Solar Panels | Q. PEAK DUO BLK ML-G10+410 | HANWHA |  | 0.41 | 2 | 57 | 31 |  | Fixed | Roof
NJADRE1555889613 | Administratively Determined Incentive Program | PHILLIPSBURG | 8865 | 2 | 7.38 | Residential | Behind the Meter | Yes | Net Metered Residential | Pro Custom Solar dba Momentum Solar |  | JCP&L | Accepted | 2024-02-27 | 2024-03-18 | 2025-03-18 | Inverters | IQ8PLUS-72-2-US | ENPHASE | 290 |  | 18 |  |  | 0.97 |  | Outdoor
NJADRE1555889618 | Administratively Determined Incentive Program | HIGHTSTOWN | 8520 | 12 | 6.89 | Residential | Behind the Meter | No | Net Metered Residential | EMT RENEWABLES LLC |  | JCP&L | Accepted | 2024-02-27 | 2024-03-18 | 2025-03-18 | Inverters | ENPHASE | IQ8+ | 290 |  | 17 |  |  | 0.98 |  | Other | UNDER EACH PANEL
NJADRE1555889618 | Administratively Determined Incentive Program | HIGHTSTOWN | 8520 | 12 | 6.89 | Residential | Behind the Meter | No | Net Metered Residential | EMT RENEWABLES LLC |  | JCP&L | Accepted | 2024-02-27 | 2024-03-18 | 2025-03-18 | Solar Panels | Q.CELLS | Q.PEAK DUO |  | 0.405 | 3 | 125 | 31 |  | Fixed | Roof
NJADRE1555889618 | Administratively Determined Incentive Program | HIGHTSTOWN | 8520 | 12 | 6.89 | Residential | Behind the Meter | No | Net Metered Residential | EMT RENEWABLES LLC |  | JCP&L | Accepted | 2024-02-27 | 2024-03-18 | 2025-03-18 | Solar Panels | Q.CELLS | Q.PEAK DUO |  | 0.405 | 2 | 125 | 29 |  | Fixed | Roof
NJADRE1555889618 | Administratively Determined Incentive Program | HIGHTSTOWN | 8520 | 12 | 6.89 | Residential | Behind the Meter | No | Net Metered Residential | EMT RENEWABLES LLC |  | JCP&L | Accepted | 2024-02-27 | 2024-03-18 | 2025-03-18 | Solar Panels | Q.CELLS | Q.PEAK DUO |  | 0.405 | 4 | 215 | 28 |  | Fixed | Roof
NJADRE1555889618 | Administratively Determined Incentive Program | HIGHTSTOWN | 8520 | 12 | 6.89 | Residential | Behind the Meter | No | Net Metered Residential | EMT RENEWABLES LLC |  | JCP&L | Accepted | 2024-02-27 | 2024-03-18 | 2025-03-18 | Solar Panels | Q.CELLS | Q.PEAK DUO |  | 0.405 | 5 | 305 | 8 |  | Fixed | Roof
NJADRE1555889618 | Administratively Determined Incentive Program | HIGHTSTOWN | 8520 | 12 | 6.89 | Residential | Behind the Meter | No | Net Metered Residential | EMT RENEWABLES LLC |  | JCP&L | Accepted | 2024-02-27 | 2024-03-18 | 2025-03-18 | Solar Panels | Q.CELLS | Q.PEAK DUO |  | 0.405 | 3 | 305 | 31 |  | Fixed | Roof
NJADRE1555889664 | Administratively Determined Incentive Program | ISELIN | 8830 | 11 | 5.84 | Residential | Behind the Meter | No | Net Metered Residential | Power Home Remodeling |  | PSE&G | Accepted | 2024-02-27 | 2024-03-19 | 2025-03-19 | Inverters | SolarEdge | SE3800H-US | 3800 |  | 1 |  |  | 0.99 |  | Outdoor
NJADRE1555889664 | Administratively Determined Incentive Program | ISELIN | 8830 | 11 | 5.84 | Residential | Behind the Meter | No | Net Metered Residential | Power Home Remodeling |  | PSE&G | Accepted | 2024-02-27 | 2024-03-19 | 2025-03-19 | Meters | SolarEdge | Revenue Grade Data Ansi C12.20 |  |  | 1 |  |  |  | Yes | Outdoor
NJADRE1555889664 | Administratively Determined Incentive Program | ISELIN | 8830 | 11 | 5.84 | Residential | Behind the Meter | No | Net Metered Residential | Power Home Remodeling |  | PSE&G | Accepted | 2024-02-27 | 2024-03-19 | 2025-03-19 | Solar Panels | Hyundai | HiS-S365XG(BK) |  | 0.365 | 5 | 131 | 10 |  | Fixed | Roof
NJADRE1555889664 | Administratively Determined Incentive Program | ISELIN | 8830 | 11 | 5.84 | Residential | Behind the Meter | No | Net Metered Residential | Power Home Remodeling |  | PSE&G | Accepted | 2024-02-27 | 2024-03-19 | 2025-03-19 | Solar Panels | Hyundai | HiS-S365XG(BK) |  | 0.365 | 11 | 131 | 9 |  | Fixed | Roof
NJADRE1555889708 | Administratively Determined Incentive Program | OCEAN | 7712 | 17 | 7.18 | Residential | Behind the Meter | No | Net Metered Residential | GAF Energy |  | JCP&L | Accepted | 2024-02-29 | 2024-03-21 | 2025-03-21 | Inverters | Delta Electronics | M8-TL-US | 8 |  | 1 |  |  | 0.975 |  | Outdoor
NJADRE1555889708 | Administratively Determined Incentive Program | OCEAN | 7712 | 17 | 7.18 | Residential | Behind the Meter | No | Net Metered Residential | GAF Energy |  | JCP&L | Accepted | 2024-02-29 | 2024-03-21 | 2025-03-21 | Solar Panels | GAF Energy | TLS-1 |  | 0.046 | 156 | 201 | 34 |  | Fixed | Roof
NJADRE1555892378 | Administratively Determined Incentive Program | NORTH PLAINFIELD | 7063 | 10 | 4 | Residential | Behind the Meter | Yes | Net Metered Residential | Sunrun Installation Services, Inc. |  | PSE&G | Accepted | 2024-02-28 | 2024-03-18 | 2025-03-18 | Electric Storage Battery | Tesla | Powerwall 2 AC |  |  | 1 |  |  |  | Lithium Ion |  | Outside
NJADRE1555892378 | Administratively Determined Incentive Program | NORTH PLAINFIELD | 7063 | 10 | 4 | Residential | Behind the Meter | Yes | Net Metered Residential | Sunrun Installation Services, Inc. |  | PSE&G | Accepted | 2024-02-28 | 2024-03-18 | 2025-03-18 | Inverters | SolarEdge Technologies | SE3800H-USMN | 3800 |  | 1 |  |  | 0.99 |  | Outdoor
NJADRE1555892378 | Administratively Determined Incentive Program | NORTH PLAINFIELD | 7063 | 10 | 4 | Residential | Behind the Meter | Yes | Net Metered Residential | Sunrun Installation Services, Inc. |  | PSE&G | Accepted | 2024-02-28 | 2024-03-18 | 2025-03-18 | Solar Panels | Hanwha Q Cells | Q.PEAK DUO BLK ML-G10+/T 400 |  | 0.4 | 10 | 323 | 22 |  | Fixed | Roof
NJADRE1555892390 | Administratively Determined Incentive Program | BRICK | 8723 | 18 | 5.2 | Residential | Behind the Meter | No | Net Metered Residential | Sunrun Installation Services, Inc. |  | JCP&L | Accepted | 2024-02-28 | 2024-03-18 | 2025-03-18 | Inverters | SolarEdge Technologies | SE3800H-USMN | 3800 |  | 1 |  |  | 0.99 |  | Outside | next to meter
NJADRE1555892390 | Administratively Determined Incentive Program | BRICK | 8723 | 18 | 5.2 | Residential | Behind the Meter | No | Net Metered Residential | Sunrun Installation Services, Inc. |  | JCP&L | Accepted | 2024-02-28 | 2024-03-18 | 2025-03-18 | Solar Panels | Hanwha Q-Cells | Q.PEAK DUO BLK ML-G10+/t 400 |  | 0.4 | 10 | 130 | 18 |  | Fixed | Roof
NJADRE1555892390 | Administratively Determined Incentive Program | BRICK | 8723 | 18 | 5.2 | Residential | Behind the Meter | No | Net Metered Residential | Sunrun Installation Services, Inc. |  | JCP&L | Accepted | 2024-02-28 | 2024-03-18 | 2025-03-18 | Solar Panels | Hanwha Q-Cells | Q.PEAK DUO BLK ML-G10+/t 400 |  | 0.4 | 3 | 130 | 18 |  | Fixed | Roof
NJADRE1555892410 | Administratively Determined Incentive Program | WILLIAMSTOWN | 8094 | 15 | 6.8 | Residential | Behind the Meter | Yes | Net Metered Residential | Sunrun Installation Services, Inc. |  | AC Electric | Accepted | 2024-02-28 | 2024-03-18 | 2025-03-18 | Inverters | Delta Electronics | E6-TL-US | 6000 |  | 1 |  |  | 0.975 |  | Outside | next to meter
NJADRE1555892410 | Administratively Determined Incentive Program | WILLIAMSTOWN | 8094 | 15 | 6.8 | Residential | Behind the Meter | Yes | Net Metered Residential | Sunrun Installation Services, Inc. |  | AC Electric | Accepted | 2024-02-28 | 2024-03-18 | 2025-03-18 | Solar Panels | Hanwha Q Cells | Q.PEAK DUO BLK ML-G10+/t 400 |  | 0.4 | 12 | 269 | 19 |  | Fixed | Roof
NJADRE1555892410 | Administratively Determined Incentive Program | WILLIAMSTOWN | 8094 | 15 | 6.8 | Residential | Behind the Meter | Yes | Net Metered Residential | Sunrun Installation Services, Inc. |  | AC Electric | Accepted | 2024-02-28 | 2024-03-18 | 2025-03-18 | Solar Panels | Hanwha Q Cells | Q.PEAK DUO BLK ML-G10+/t 400 |  | 0.4 | 5 | 89 | 18 |  | Fixed | Roof
NJADRE1555892417 | Administratively Determined Incentive Program | FREEHOLD | 7728 | 17 | 10.8 | Residential | Behind the Meter | Yes | Net Metered Residential | Sunrun Installation Services, Inc. |  | JCP&L | Accepted | 2024-02-28 | 2024-03-18 | 2025-03-18 | Inverters | SolarEdge Technologies | SE7600H-USSN | 7600 |  | 1 |  |  | 0.99 |  | Outside | next to meter
NJADRE1555892417 | Administratively Determined Incentive Program | FREEHOLD | 7728 | 17 | 10.8 | Residential | Behind the Meter | Yes | Net Metered Residential | Sunrun Installation Services, Inc. |  | JCP&L | Accepted | 2024-02-28 | 2024-03-18 | 2025-03-18 | Solar Panels | Hanwha Q-Cells | Q.PEAK DUO BLK ML-G10+/t 400 |  | 0.4 | 3 | 317 | 30 |  | Fixed | Roof
NJADRE1555892417 | Administratively Determined Incentive Program | FREEHOLD | 7728 | 17 | 10.8 | Residential | Behind the Meter | Yes | Net Metered Residential | Sunrun Installation Services, Inc. |  | JCP&L | Accepted | 2024-02-28 | 2024-03-18 | 2025-03-18 | Solar Panels | Hanwha Q-Cells | Q.PEAK DUO BLK ML-G10+/t 400 |  | 0.4 | 24 | 47 | 30 |  | Fixed | Roof
NJADRE1555892438 | Administratively Determined Incentive Program | TEANECK | 7666 | 7 | 3.2 | Residential | Behind the Meter | Yes | Net Metered Residential | Sunrun Installation Services, Inc. |  | PSE&G | Accepted | 2024-02-28 | 2024-03-18 | 2025-03-18 | Inverters | SolarEdge Technologies | SE3800H-USMN | 3800 |  | 1 |  |  | 0.99 |  | Outdoor | Next to meter
NJADRE1555892438 | Administratively Determined Incentive Program | TEANECK | 7666 | 7 | 3.2 | Residential | Behind the Meter | Yes | Net Metered Residential | Sunrun Installation Services, Inc. |  | PSE&G | Accepted | 2024-02-28 | 2024-03-18 | 2025-03-18 | Solar Panels | Hanwha Q Cells | Q.PEAK DUO BLKML-G10+/T 400 |  | 0.4 | 4 | 113 | 36 |  | Fixed | Roof
NJADRE1555892438 | Administratively Determined Incentive Program | TEANECK | 7666 | 7 | 3.2 | Residential | Behind the Meter | Yes | Net Metered Residential | Sunrun Installation Services, Inc. |  | PSE&G | Accepted | 2024-02-28 | 2024-03-18 | 2025-03-18 | Solar Panels | Hanwha Q Cells | Q.PEAK DUO BLKML-G10+/T 400 |  | 0.4 | 4 | 293 | 36 |  | Fixed | Roof
NJADRE1555892447 | Administratively Determined Incentive Program | GIBBSTOWN | 8027 | 15 | 13.6 | Residential | Behind the Meter | No | Net Metered Residential | VELOCITY ENERGY & HOME SOLUTIONS, INC |  | AC Electric | Accepted | 2024-02-28 | 2024-03-19 | 2025-03-19 | Solar Panels | phono | 400w |  | 0.4 | 6 | 91 | 26 |  | Fixed | Roof
NJADRE1555892447 | Administratively Determined Incentive Program | GIBBSTOWN | 8027 | 15 | 13.6 | Residential | Behind the Meter | No | Net Metered Residential | VELOCITY ENERGY & HOME SOLUTIONS, INC |  | AC Electric | Accepted | 2024-02-28 | 2024-03-19 | 2025-03-19 | Solar Panels | phono | 400w |  | 0.4 | 28 | 91 | 26 |  | Fixed | Roof
NJADRE1555892447 | Administratively Determined Incentive Program | GIBBSTOWN | 8027 | 15 | 13.6 | Residential | Behind the Meter | No | Net Metered Residential | VELOCITY ENERGY & HOME SOLUTIONS, INC |  | AC Electric | Accepted | 2024-02-28 | 2024-03-19 | 2025-03-19 | Inverters | phono | iq8plus | 290 |  | 34 |  |  | 0.99 |  | Outside | behind panels
NJADRE1555892483 | Administratively Determined Incentive Program | SOMERSET | 8873 | 5 | 8.14 | Residential | Behind the Meter | No | Net Metered Residential | Maier Solar Engineering dba Solar Me |  | PSE&G | Accepted | 2024-02-28 | 2024-03-18 | 2025-03-18 | Solar Panels | ZNSHINESOLAR | ZXM6-NH120 370W |  | 0.37 | 3 | 144 | 27 |  | Fixed | Roof
NJADRE1555892483 | Administratively Determined Incentive Program | SOMERSET | 8873 | 5 | 8.14 | Residential | Behind the Meter | No | Net Metered Residential | Maier Solar Engineering dba Solar Me |  | PSE&G | Accepted | 2024-02-28 | 2024-03-18 | 2025-03-18 | Solar Panels | ZNSHINESOLAR | ZXM6-NH120 370W |  | 0.37 | 9 | 234 | 27 |  | Fixed | Roof
NJADRE1555892483 | Administratively Determined Incentive Program | SOMERSET | 8873 | 5 | 8.14 | Residential | Behind the Meter | No | Net Metered Residential | Maier Solar Engineering dba Solar Me |  | PSE&G | Accepted | 2024-02-28 | 2024-03-18 | 2025-03-18 | Solar Panels | ZNSHINESOLAR | ZXM6-NH120 370W |  | 0.37 | 10 | 54 | 27 |  | Fixed | Roof
NJADRE1555892483 | Administratively Determined Incentive Program | SOMERSET | 8873 | 5 | 8.14 | Residential | Behind the Meter | No | Net Metered Residential | Maier Solar Engineering dba Solar Me |  | PSE&G | Accepted | 2024-02-28 | 2024-03-18 | 2025-03-18 | Inverters | Solar Edge | SE6000H-US | 6000 |  | 1 |  |  | 0.97 |  | Outside | Next to meter
NJADRE1555892484 | Administratively Determined Incentive Program | MONROE | 8831 | 11 | 11.85 | Residential | Behind the Meter | No | Net Metered Residential | US Clean Energy Construction Inc. |  | JCP&L | Accepted | 2024-02-28 | 2024-03-18 | 2025-03-18 | Inverters | SMA AMERICA | SMA SB-7.7-US | 7700 |  | 1 |  |  | 0.98 |  | Outdoor
NJADRE1555892484 | Administratively Determined Incentive Program | MONROE | 8831 | 11 | 11.85 | Residential | Behind the Meter | No | Net Metered Residential | US Clean Energy Construction Inc. |  | JCP&L | Accepted | 2024-02-28 | 2024-03-18 | 2025-03-18 | Meters | VISION METERING | Cat VM-2E2A1P |  |  | 1 |  |  |  | Yes | Outdoor
NJADRE1555892484 | Administratively Determined Incentive Program | MONROE | 8831 | 11 | 11.85 | Residential | Behind the Meter | No | Net Metered Residential | US Clean Energy Construction Inc. |  | JCP&L | Accepted | 2024-02-28 | 2024-03-18 | 2025-03-18 | Solar Panels | Trina Solar | Trina 395W |  | 0.395 | 9 | 188 | 30 |  | Fixed | Roof
NJADRE1555892484 | Administratively Determined Incentive Program | MONROE | 8831 | 11 | 11.85 | Residential | Behind the Meter | No | Net Metered Residential | US Clean Energy Construction Inc. |  | JCP&L | Accepted | 2024-02-28 | 2024-03-18 | 2025-03-18 | Solar Panels | Trina Solar | Trina 395W |  | 0.395 | 9 | 278 | 30 |  | Fixed | Roof
NJADRE1555892484 | Administratively Determined Incentive Program | MONROE | 8831 | 11 | 11.85 | Residential | Behind the Meter | No | Net Metered Residential | US Clean Energy Construction Inc. |  | JCP&L | Accepted | 2024-02-28 | 2024-03-18 | 2025-03-18 | Solar Panels | Trina Solar | Trina 395W |  | 0.395 | 12 | 98 | 30 |  | Fixed | Roof
NJADRE1555892492 | Administratively Determined Incentive Program | PERTH AMBOY | 8861 | 11 | 5.6 | Residential | Behind the Meter | Yes | Net Metered Residential | Sunrun Installation Services, Inc. |  | PSE&G | Accepted | 2024-02-28 | 2024-03-18 | 2025-03-18 | Inverters | SolarEdge Technologies | SE3800H-USMN | 3800 |  | 1 |  |  | 0.99 |  | Outdoor | Next to meter
NJADRE1555892492 | Administratively Determined Incentive Program | PERTH AMBOY | 8861 | 11 | 5.6 | Residential | Behind the Meter | Yes | Net Metered Residential | Sunrun Installation Services, Inc. |  | PSE&G | Accepted | 2024-02-28 | 2024-03-18 | 2025-03-18 | Solar Panels | Hanwha Q Cells | Q.PEAK DUO BLKML-G10+/T 400 |  | 0.4 | 3 | 106 | 23 |  | Fixed | Roof
NJADRE1555892492 | Administratively Determined Incentive Program | PERTH AMBOY | 8861 | 11 | 5.6 | Residential | Behind the Meter | Yes | Net Metered Residential | Sunrun Installation Services, Inc. |  | PSE&G | Accepted | 2024-02-28 | 2024-03-18 | 2025-03-18 | Solar Panels | Hanwha Q Cells | Q.PEAK DUO BLKML-G10+/T 400 |  | 0.4 | 11 | 196 | 24 |  | Fixed | Roof
NJADRE1555892508 | Administratively Determined Incentive Program | PISCATAWAY | 8854 | 11 | 6.4 | Residential | Behind the Meter | Yes | Net Metered Residential | Sunrun Installation Services, Inc |  | PSE&G | Accepted | 2024-02-28 | 2024-03-18 | 2025-03-18 | Inverters | Delta Electronics | E6-TL-US | 6000 |  | 1 |  |  | 0.975 |  | Outside | next to meter
NJADRE1555892508 | Administratively Determined Incentive Program | PISCATAWAY | 8854 | 11 | 6.4 | Residential | Behind the Meter | Yes | Net Metered Residential | Sunrun Installation Services, Inc |  | PSE&G | Accepted | 2024-02-28 | 2024-03-18 | 2025-03-18 | Solar Panels | Hanwha Q-Cells | Q.PEAK DUO BLK ML-G10+/t 400 |  | 0.4 | 6 | 249 | 18 |  | Fixed | Roof
NJADRE1555892508 | Administratively Determined Incentive Program | PISCATAWAY | 8854 | 11 | 6.4 | Residential | Behind the Meter | Yes | Net Metered Residential | Sunrun Installation Services, Inc |  | PSE&G | Accepted | 2024-02-28 | 2024-03-18 | 2025-03-18 | Solar Panels | Hanwha Q-Cells | Q.PEAK DUO BLK ML-G10+/t 400 |  | 0.4 | 10 | 69 | 17 |  | Fixed | Roof
NJADRE1555892521 | Administratively Determined Incentive Program | MEDFORD | 8055 | 13 | 5.67 | Residential | Behind the Meter | No | Net Metered Residential | EMT RENEWABLES LLC |  | PSE&G | Accepted | 2024-02-28 | 2024-03-21 | 2025-03-21 | Inverters | ENPHASE | IQ8+ | 290 |  | 14 |  |  | 0.98 |  | Other | UNDER EACH PANEL
NJADRE1555892521 | Administratively Determined Incentive Program | MEDFORD | 8055 | 13 | 5.67 | Residential | Behind the Meter | No | Net Metered Residential | EMT RENEWABLES LLC |  | PSE&G | Accepted | 2024-02-28 | 2024-03-21 | 2025-03-21 | Solar Panels | Q.CELLS | Q.PEAK DUO |  | 0.405 | 10 | 200 | 31 |  | Fixed | Roof
NJADRE1555892521 | Administratively Determined Incentive Program | MEDFORD | 8055 | 13 | 5.67 | Residential | Behind the Meter | No | Net Metered Residential | EMT RENEWABLES LLC |  | PSE&G | Accepted | 2024-02-28 | 2024-03-21 | 2025-03-21 | Solar Panels | Q.CELLS | Q.PEAK DUO |  | 0.405 | 4 | 110 | 32 |  | Fixed | Roof
NJADRE1555892528 | Administratively Determined Incentive Program | LAKE HOPATCONG | 7849 | 3 | 8.4 | Residential | Behind the Meter | Yes | Net Metered Residential | Sunrun Installation Services, Inc. |  | JCP&L | Accepted | 2024-02-28 | 2024-03-18 | 2025-03-18 | Inverters | SolarEdge Technologies | SE6000H-USSN | 6000 |  | 1 |  |  | 0.99 |  | Outside | Next to meter
NJADRE1555892528 | Administratively Determined Incentive Program | LAKE HOPATCONG | 7849 | 3 | 8.4 | Residential | Behind the Meter | Yes | Net Metered Residential | Sunrun Installation Services, Inc. |  | JCP&L | Accepted | 2024-02-28 | 2024-03-18 | 2025-03-18 | Solar Panels | Hanwha Q Cells | Q.PEAK DUO BLK ML-G10+/t 400 |  | 0.4 | 6 | 235 | 27 |  | Fixed | Roof
NJADRE1555892528 | Administratively Determined Incentive Program | LAKE HOPATCONG | 7849 | 3 | 8.4 | Residential | Behind the Meter | Yes | Net Metered Residential | Sunrun Installation Services, Inc. |  | JCP&L | Accepted | 2024-02-28 | 2024-03-18 | 2025-03-18 | Solar Panels | Hanwha Q Cells | Q.PEAK DUO BLK ML-G10+/t 400 |  | 0.4 | 3 | 54 | 27 |  | Fixed | Roof
NJADRE1555892528 | Administratively Determined Incentive Program | LAKE HOPATCONG | 7849 | 3 | 8.4 | Residential | Behind the Meter | Yes | Net Metered Residential | Sunrun Installation Services, Inc. |  | JCP&L | Accepted | 2024-02-28 | 2024-03-18 | 2025-03-18 | Solar Panels | Hanwha Q Cells | Q.PEAK DUO BLK ML-G10+/t 400 |  | 0.4 | 4 | 55 | 22 |  | Fixed | Roof
NJADRE1555892528 | Administratively Determined Incentive Program | LAKE HOPATCONG | 7849 | 3 | 8.4 | Residential | Behind the Meter | Yes | Net Metered Residential | Sunrun Installation Services, Inc. |  | JCP&L | Accepted | 2024-02-28 | 2024-03-18 | 2025-03-18 | Solar Panels | Hanwha Q Cells | Q.PEAK DUO BLK ML-G10+/t 400 |  | 0.4 | 8 | 236 | 22 |  | Fixed | Roof
NJADRE1555892545 | Administratively Determined Incentive Program | SADDLE RIVER | 7458 | 7 | 20 | Residential | Behind the Meter | No | Net Metered Residential | Tesla Energy Operations Inc |  | Orange Rockland Electric | Accepted | 2024-02-28 | 2024-03-22 | 2025-03-22 | Electric Storage Battery | Tesla | AC Powerwall 2.0 |  |  | 4 |  |  |  | Lithium Ion |  | Outside
NJADRE1555892545 | Administratively Determined Incentive Program | SADDLE RIVER | 7458 | 7 | 20 | Residential | Behind the Meter | No | Net Metered Residential | Tesla Energy Operations Inc |  | Orange Rockland Electric | Accepted | 2024-02-28 | 2024-03-22 | 2025-03-22 | Solar Panels | Tesla | T400H |  | 0.4 | 4 | 81 | 30 |  | Fixed | Roof
NJADRE1555892545 | Administratively Determined Incentive Program | SADDLE RIVER | 7458 | 7 | 20 | Residential | Behind the Meter | No | Net Metered Residential | Tesla Energy Operations Inc |  | Orange Rockland Electric | Accepted | 2024-02-28 | 2024-03-22 | 2025-03-22 | Solar Panels | Tesla | T400H |  | 0.4 | 2 | 81 | 30 |  | Fixed | Roof
NJADRE1555892545 | Administratively Determined Incentive Program | SADDLE RIVER | 7458 | 7 | 20 | Residential | Behind the Meter | No | Net Metered Residential | Tesla Energy Operations Inc |  | Orange Rockland Electric | Accepted | 2024-02-28 | 2024-03-22 | 2025-03-22 | Solar Panels | Tesla | T400H |  | 0.4 | 2 | 171 | 43 |  | Fixed | Roof
NJADRE1555892545 | Administratively Determined Incentive Program | SADDLE RIVER | 7458 | 7 | 20 | Residential | Behind the Meter | No | Net Metered Residential | Tesla Energy Operations Inc |  | Orange Rockland Electric | Accepted | 2024-02-28 | 2024-03-22 | 2025-03-22 | Solar Panels | Tesla | T400H |  | 0.4 | 14 | 261 | 30 |  | Fixed | Roof
NJADRE1555892545 | Administratively Determined Incentive Program | SADDLE RIVER | 7458 | 7 | 20 | Residential | Behind the Meter | No | Net Metered Residential | Tesla Energy Operations Inc |  | Orange Rockland Electric | Accepted | 2024-02-28 | 2024-03-22 | 2025-03-22 | Solar Panels | Tesla | T400H |  | 0.4 | 4 | 261 | 30 |  | Fixed | Roof
NJADRE1555892545 | Administratively Determined Incentive Program | SADDLE RIVER | 7458 | 7 | 20 | Residential | Behind the Meter | No | Net Metered Residential | Tesla Energy Operations Inc |  | Orange Rockland Electric | Accepted | 2024-02-28 | 2024-03-22 | 2025-03-22 | Solar Panels | Tesla | T400H |  | 0.4 | 2 | 261 | 30 |  | Fixed | Roof
NJADRE1555892545 | Administratively Determined Incentive Program | SADDLE RIVER | 7458 | 7 | 20 | Residential | Behind the Meter | No | Net Metered Residential | Tesla Energy Operations Inc |  | Orange Rockland Electric | Accepted | 2024-02-28 | 2024-03-22 | 2025-03-22 | Solar Panels | Tesla | T400H |  | 0.4 | 2 | 171 | 40 |  | Fixed | Roof
NJADRE1555892545 | Administratively Determined Incentive Program | SADDLE RIVER | 7458 | 7 | 20 | Residential | Behind the Meter | No | Net Metered Residential | Tesla Energy Operations Inc |  | Orange Rockland Electric | Accepted | 2024-02-28 | 2024-03-22 | 2025-03-22 | Solar Panels | Tesla | T400H |  | 0.4 | 12 | 351 | 40 |  | Fixed | Roof
NJADRE1555892545 | Administratively Determined Incentive Program | SADDLE RIVER | 7458 | 7 | 20 | Residential | Behind the Meter | No | Net Metered Residential | Tesla Energy Operations Inc |  | Orange Rockland Electric | Accepted | 2024-02-28 | 2024-03-22 | 2025-03-22 | Solar Panels | Tesla | T400H |  | 0.4 | 4 | 81 | 30 |  | Fixed | Roof
NJADRE1555892545 | Administratively Determined Incentive Program | SADDLE RIVER | 7458 | 7 | 20 | Residential | Behind the Meter | No | Net Metered Residential | Tesla Energy Operations Inc |  | Orange Rockland Electric | Accepted | 2024-02-28 | 2024-03-22 | 2025-03-22 | Solar Panels | Tesla | T400H |  | 0.4 | 2 | 171 | 28 |  | Fixed | Roof
NJADRE1555892545 | Administratively Determined Incentive Program | SADDLE RIVER | 7458 | 7 | 20 | Residential | Behind the Meter | No | Net Metered Residential | Tesla Energy Operations Inc |  | Orange Rockland Electric | Accepted | 2024-02-28 | 2024-03-22 | 2025-03-22 | Solar Panels | Tesla | T400H |  | 0.4 | 2 | 351 | 28 |  | Fixed | Roof
NJADRE1555892545 | Administratively Determined Incentive Program | SADDLE RIVER | 7458 | 7 | 20 | Residential | Behind the Meter | No | Net Metered Residential | Tesla Energy Operations Inc |  | Orange Rockland Electric | Accepted | 2024-02-28 | 2024-03-22 | 2025-03-22 | Inverters | Tesla | 1538000-60-A | 5700 |  | 2 |  |  | 0.98 |  | Indoor
NJADRE1555892545 | Administratively Determined Incentive Program | SADDLE RIVER | 7458 | 7 | 20 | Residential | Behind the Meter | No | Net Metered Residential | Tesla Energy Operations Inc |  | Orange Rockland Electric | Accepted | 2024-02-28 | 2024-03-22 | 2025-03-22 | Inverters | Tesla | 1538000-50-A | 5000 |  | 1 |  |  | 0.98 |  | Indoor
NJADRE1555892545 | Administratively Determined Incentive Program | SADDLE RIVER | 7458 | 7 | 20 | Residential | Behind the Meter | No | Net Metered Residential | Tesla Energy Operations Inc |  | Orange Rockland Electric | Accepted | 2024-02-28 | 2024-03-22 | 2025-03-22 | Inverters | Tesla | 1538000-38-A | 3800 |  | 1 |  |  | 0.98 |  | Indoor
NJADRE1555892548 | Administratively Determined Incentive Program | EGG HARBOR CITY | 8215 | 19 | 10.8 | Residential | Behind the Meter | Yes | Net Metered Residential | Power Energy Solutions |  | AC Electric | Accepted | 2024-02-28 | 2024-03-18 | 2025-03-18 | Inverters | SolarEdge | SE7600H-US | 8 |  | 1 |  |  | 0.97 |  | Outdoor
NJADRE1555892548 | Administratively Determined Incentive Program | EGG HARBOR CITY | 8215 | 19 | 10.8 | Residential | Behind the Meter | Yes | Net Metered Residential | Power Energy Solutions |  | AC Electric | Accepted | 2024-02-28 | 2024-03-18 | 2025-03-18 | Solar Panels | Canadian Solar | CS6R-400MS-HL HIKU6 BLACK MONO |  | 0.4 | 9 | 223 | 22 |  | Fixed | Roof
NJADRE1555892548 | Administratively Determined Incentive Program | EGG HARBOR CITY | 8215 | 19 | 10.8 | Residential | Behind the Meter | Yes | Net Metered Residential | Power Energy Solutions |  | AC Electric | Accepted | 2024-02-28 | 2024-03-18 | 2025-03-18 | Solar Panels | Canadian Solar | CS6R-400MS-HL HIKU6 BLACK MONO |  | 0.4 | 9 | 43 | 22 |  | Fixed | Roof
NJADRE1555892548 | Administratively Determined Incentive Program | EGG HARBOR CITY | 8215 | 19 | 10.8 | Residential | Behind the Meter | Yes | Net Metered Residential | Power Energy Solutions |  | AC Electric | Accepted | 2024-02-28 | 2024-03-18 | 2025-03-18 | Solar Panels | Canadian Solar | CS6R-400MS-HL HIKU6 BLACK MONO |  | 0.4 | 4 | 132 | 7 |  | Fixed | Roof
NJADRE1555892548 | Administratively Determined Incentive Program | EGG HARBOR CITY | 8215 | 19 | 10.8 | Residential | Behind the Meter | Yes | Net Metered Residential | Power Energy Solutions |  | AC Electric | Accepted | 2024-02-28 | 2024-03-18 | 2025-03-18 | Solar Panels | Canadian Solar | CS6R-400MS-HL HIKU6 BLACK MONO |  | 0.4 | 5 | 132 | 35 |  | Fixed | Roof
NJADRE1555892560 | Administratively Determined Incentive Program | TRENTON | 8611 | 12 | 7.38 | Residential | Behind the Meter | Yes | Net Metered Residential | Pro Custom Solar dba Momentum Solar |  | PSE&G | Accepted | 2024-02-28 | 2024-03-18 | 2025-03-18 | Solar Panels | Q. PEAK DUO BLK ML-G10+410 | HANWHA |  | 0.41 | 9 | 181 | 19 |  | Fixed | Roof
NJADRE1555892560 | Administratively Determined Incentive Program | TRENTON | 8611 | 12 | 7.38 | Residential | Behind the Meter | Yes | Net Metered Residential | Pro Custom Solar dba Momentum Solar |  | PSE&G | Accepted | 2024-02-28 | 2024-03-18 | 2025-03-18 | Solar Panels | Q. PEAK DUO BLK ML-G10+410 | HANWHA |  | 0.41 | 9 | 1 | 19 |  | Fixed | Roof
NJADRE1555892560 | Administratively Determined Incentive Program | TRENTON | 8611 | 12 | 7.38 | Residential | Behind the Meter | Yes | Net Metered Residential | Pro Custom Solar dba Momentum Solar |  | PSE&G | Accepted | 2024-02-28 | 2024-03-18 | 2025-03-18 | Inverters | IQ8PLUS-72-2-US | ENPHASE | 290 |  | 18 |  |  | 0.97 |  | Outdoor
NJADRE1555892607 | Administratively Determined Incentive Program | CHESTERFIELD | 8515 | 13 | 16.38 | Residential | Behind the Meter | No | Net Metered Residential | EMT RENEWABLES LLC |  | PSE&G | Accepted | 2024-02-28 | 2024-03-18 | 2025-03-18 | Inverters | ENPHASE | IQ7X | 315 |  | 39 |  |  | 0.98 |  | Other | UNDER EACH PANEL
NJADRE1555892607 | Administratively Determined Incentive Program | CHESTERFIELD | 8515 | 13 | 16.38 | Residential | Behind the Meter | No | Net Metered Residential | EMT RENEWABLES LLC |  | PSE&G | Accepted | 2024-02-28 | 2024-03-18 | 2025-03-18 | Solar Panels | REC ALPHA | REC 420AA |  | 0.42 | 7 | 222 | 34 |  | Fixed | Roof
NJADRE1555892607 | Administratively Determined Incentive Program | CHESTERFIELD | 8515 | 13 | 16.38 | Residential | Behind the Meter | No | Net Metered Residential | EMT RENEWABLES LLC |  | PSE&G | Accepted | 2024-02-28 | 2024-03-18 | 2025-03-18 | Solar Panels | REC ALPHA | REC 420AA |  | 0.42 | 8 | 222 | 34 |  | Fixed | Roof
NJADRE1555892607 | Administratively Determined Incentive Program | CHESTERFIELD | 8515 | 13 | 16.38 | Residential | Behind the Meter | No | Net Metered Residential | EMT RENEWABLES LLC |  | PSE&G | Accepted | 2024-02-28 | 2024-03-18 | 2025-03-18 | Solar Panels | REC ALPHA | REC 420AA |  | 0.42 | 12 | 132 | 37 |  | Fixed | Roof
NJADRE1555892607 | Administratively Determined Incentive Program | CHESTERFIELD | 8515 | 13 | 16.38 | Residential | Behind the Meter | No | Net Metered Residential | EMT RENEWABLES LLC |  | PSE&G | Accepted | 2024-02-28 | 2024-03-18 | 2025-03-18 | Solar Panels | REC ALPHA | REC 420AA |  | 0.42 | 12 | 222 | 35 |  | Fixed | Roof
NJADRE1555892609 | Administratively Determined Incentive Program | IRVINGTON | 7111 | 9 | 5.74 | Residential | Behind the Meter | Yes | Net Metered Residential | Pro Custom Solar dba Momentum Solar |  | PSE&G | Accepted | 2024-02-28 | 2024-03-18 | 2025-03-18 | Solar Panels | Q. PEAK DUO BLK ML-G10+410 | HANWHA |  | 0.41 | 5 | 105 | 30 |  | Fixed | Roof
NJADRE1555892609 | Administratively Determined Incentive Program | IRVINGTON | 7111 | 9 | 5.74 | Residential | Behind the Meter | Yes | Net Metered Residential | Pro Custom Solar dba Momentum Solar |  | PSE&G | Accepted | 2024-02-28 | 2024-03-18 | 2025-03-18 | Solar Panels | Q. PEAK DUO BLK ML-G10+410 | HANWHA |  | 0.41 | 4 | 15 | 35 |  | Fixed | Roof
NJADRE1555892609 | Administratively Determined Incentive Program | IRVINGTON | 7111 | 9 | 5.74 | Residential | Behind the Meter | Yes | Net Metered Residential | Pro Custom Solar dba Momentum Solar |  | PSE&G | Accepted | 2024-02-28 | 2024-03-18 | 2025-03-18 | Solar Panels | Q. PEAK DUO BLK ML-G10+410 | HANWHA |  | 0.41 | 5 | 195 | 36 |  | Fixed | Roof
NJADRE1555892609 | Administratively Determined Incentive Program | IRVINGTON | 7111 | 9 | 5.74 | Residential | Behind the Meter | Yes | Net Metered Residential | Pro Custom Solar dba Momentum Solar |  | PSE&G | Accepted | 2024-02-28 | 2024-03-18 | 2025-03-18 | Inverters | IQ8PLUS-72-2-US | ENPHASE | 290 |  | 14 |  |  | 0.97 |  | Outdoor
NJADRE1555892611 | Administratively Determined Incentive Program | WHITING | 8759 | 18 | 7.6 | Residential | Behind the Meter | Yes | Net Metered Residential | Sunrun Installation Services, Inc. |  | JCP&L | Accepted | 2024-02-28 | 2024-03-18 | 2025-03-18 | Inverters | SolarEdge Technologies | SE6000H-USSN | 6000 |  | 1 |  |  | 0.99 |  | Outside | next to meter
NJADRE1555892611 | Administratively Determined Incentive Program | WHITING | 8759 | 18 | 7.6 | Residential | Behind the Meter | Yes | Net Metered Residential | Sunrun Installation Services, Inc. |  | JCP&L | Accepted | 2024-02-28 | 2024-03-18 | 2025-03-18 | Solar Panels | Hanwha Q-Cells | Q.PEAK DUO BLK ML-G10+/t 400 |  | 0.4 | 19 | 54 | 24 |  | Fixed | Roof
NJADRE1555892624 | Administratively Determined Incentive Program | HAMBURG | 7419 | 1 | 5.67 | Residential | Behind the Meter | No | Net Metered Residential | EMT RENEWABLES LLC |  | JCP&L | Accepted | 2024-02-28 | 2024-03-18 | 2025-03-18 | Inverters | ENPHASE | IQ8+ | 290 |  | 14 |  |  | 0.98 |  | Other | UNDER EACH PANEL
NJADRE1555892624 | Administratively Determined Incentive Program | HAMBURG | 7419 | 1 | 5.67 | Residential | Behind the Meter | No | Net Metered Residential | EMT RENEWABLES LLC |  | JCP&L | Accepted | 2024-02-28 | 2024-03-18 | 2025-03-18 | Solar Panels | Q.CELLS | Q.PEAK DUO |  | 0.405 | 12 | 228 | 40 |  | Fixed | Roof
NJADRE1555892624 | Administratively Determined Incentive Program | HAMBURG | 7419 | 1 | 5.67 | Residential | Behind the Meter | No | Net Metered Residential | EMT RENEWABLES LLC |  | JCP&L | Accepted | 2024-02-28 | 2024-03-18 | 2025-03-18 | Solar Panels | Q.CELLS | Q.PEAK DUO |  | 0.405 | 2 | 48 | 40 |  | Fixed | Roof
NJADRE1555892639 | Administratively Determined Incentive Program | SHREWSBURY | 7702 | 17 | 9.84 | Residential | Behind the Meter | Yes | Net Metered Residential | Pro Custom Solar dba Momentum Solar |  | JCP&L | Accepted | 2024-02-28 | 2024-03-18 | 2025-03-18 | Solar Panels | Q. PEAK DUO BLK ML-G10+410 | HANWHA |  | 0.41 | 16 | 264 | 32 |  | Fixed | Roof
NJADRE1555892639 | Administratively Determined Incentive Program | SHREWSBURY | 7702 | 17 | 9.84 | Residential | Behind the Meter | Yes | Net Metered Residential | Pro Custom Solar dba Momentum Solar |  | JCP&L | Accepted | 2024-02-28 | 2024-03-18 | 2025-03-18 | Solar Panels | Q. PEAK DUO BLK ML-G10+410 | HANWHA |  | 0.41 | 8 | 264 | 32 |  | Fixed | Roof
NJADRE1555892639 | Administratively Determined Incentive Program | SHREWSBURY | 7702 | 17 | 9.84 | Residential | Behind the Meter | Yes | Net Metered Residential | Pro Custom Solar dba Momentum Solar |  | JCP&L | Accepted | 2024-02-28 | 2024-03-18 | 2025-03-18 | Inverters | IQ8PLUS-72-2-US | ENPHASE | 290 |  | 24 |  |  | 0.97 |  | Outdoor
NJADRE1555892654 | Administratively Determined Incentive Program | GLOUCESTER TWP | 8012 | 14 | 3.2 | Residential | Behind the Meter | Yes | Net Metered Residential | Sunrun Installation Services, Inc. |  | PSE&G | Accepted | 2024-02-28 | 2024-03-18 | 2025-03-18 | Inverters | SolarEdge Technologies | SE3800H-USMN | 3800 |  | 1 |  |  | 0.99 |  | Outdoor | Next to meter
NJADRE1555892654 | Administratively Determined Incentive Program | GLOUCESTER TWP | 8012 | 14 | 3.2 | Residential | Behind the Meter | Yes | Net Metered Residential | Sunrun Installation Services, Inc. |  | PSE&G | Accepted | 2024-02-28 | 2024-03-18 | 2025-03-18 | Solar Panels | Hanwha Q Cells | Q.PEAK DUO BLKML-G10+/T 400 |  | 0.4 | 3 | 38 | 27 |  | Fixed | Roof
NJADRE1555892654 | Administratively Determined Incentive Program | GLOUCESTER TWP | 8012 | 14 | 3.2 | Residential | Behind the Meter | Yes | Net Metered Residential | Sunrun Installation Services, Inc. |  | PSE&G | Accepted | 2024-02-28 | 2024-03-18 | 2025-03-18 | Solar Panels | Hanwha Q Cells | Q.PEAK DUO BLKML-G10+/T 400 |  | 0.4 | 5 | 218 | 27 |  | Fixed | Roof
NJADRE1555892675 | Administratively Determined Incentive Program | HILLSIDE | 7205 | 10 | 17.22 | Residential | Behind the Meter | Yes | Net Metered Residential | Pro Custom Solar dba Momentum Solar |  | PSE&G | Accepted | 2024-02-28 | 2024-03-18 | 2025-03-18 | Solar Panels | Q. PEAK DUO BLK ML-G10+410 | HANWHA |  | 0.41 | 17 | 230 | 24 |  | Fixed | Roof
NJADRE1555892675 | Administratively Determined Incentive Program | HILLSIDE | 7205 | 10 | 17.22 | Residential | Behind the Meter | Yes | Net Metered Residential | Pro Custom Solar dba Momentum Solar |  | PSE&G | Accepted | 2024-02-28 | 2024-03-18 | 2025-03-18 | Solar Panels | Q. PEAK DUO BLK ML-G10+410 | HANWHA |  | 0.41 | 25 | 139 | 23 |  | Fixed | Roof
NJADRE1555892675 | Administratively Determined Incentive Program | HILLSIDE | 7205 | 10 | 17.22 | Residential | Behind the Meter | Yes | Net Metered Residential | Pro Custom Solar dba Momentum Solar |  | PSE&G | Accepted | 2024-02-28 | 2024-03-18 | 2025-03-18 | Inverters | IQ8PLUS-72-2-US | ENPHASE | 290 |  | 42 |  |  | 0.97 |  | Outdoor
NJADRE1555892693 | Administratively Determined Incentive Program | LAKEWOOD | 8701 | 18 | 9.6 | Residential | Behind the Meter | Yes | Net Metered Residential | Sunrun Installation Services, Inc. |  | JCP&L | Accepted | 2024-02-28 | 2024-03-18 | 2025-03-18 | Solar Panels | Hanwha Q-Cells | Q.PEAK DUO BLK ML-G10+/t 400 |  | 0.4 | 6 | 324 | 31 |  | Fixed | Roof
NJADRE1555892693 | Administratively Determined Incentive Program | LAKEWOOD | 8701 | 18 | 9.6 | Residential | Behind the Meter | Yes | Net Metered Residential | Sunrun Installation Services, Inc. |  | JCP&L | Accepted | 2024-02-28 | 2024-03-18 | 2025-03-18 | Solar Panels | Hanwha Q-Cells | Q.PEAK DUO BLK ML-G10+/t 400 |  | 0.4 | 18 | 144 | 27 |  | Fixed | Roof
NJADRE1555892693 | Administratively Determined Incentive Program | LAKEWOOD | 8701 | 18 | 9.6 | Residential | Behind the Meter | Yes | Net Metered Residential | Sunrun Installation Services, Inc. |  | JCP&L | Accepted | 2024-02-28 | 2024-03-18 | 2025-03-18 | Inverters | SolarEdge Technologies | SE7600H-USSN | 7600 |  | 1 |  |  | 0.99 |  | Outside | next to meter
NJADRE1555892700 | Administratively Determined Incentive Program | ROCHELLE PARK | 7662 | 7 | 6.4 | Residential | Behind the Meter | Yes | Net Metered Residential | Power Energy Solutions |  | PSE&G | Accepted | 2024-02-28 | 2024-03-18 | 2025-03-18 | Inverters | SolarEdge | SE6000H-US | 6 |  | 1 |  |  | 0.97 |  | Outdoor
NJADRE1555892700 | Administratively Determined Incentive Program | ROCHELLE PARK | 7662 | 7 | 6.4 | Residential | Behind the Meter | Yes | Net Metered Residential | Power Energy Solutions |  | PSE&G | Accepted | 2024-02-28 | 2024-03-18 | 2025-03-18 | Solar Panels | Canadian Solar | CS6R-400MS-HL HIKU6 BLACK MONO |  | 0.4 | 9 | 177 | 42 |  | Fixed | Roof
NJADRE1555892700 | Administratively Determined Incentive Program | ROCHELLE PARK | 7662 | 7 | 6.4 | Residential | Behind the Meter | Yes | Net Metered Residential | Power Energy Solutions |  | PSE&G | Accepted | 2024-02-28 | 2024-03-18 | 2025-03-18 | Solar Panels | Canadian Solar | CS6R-400MS-HL HIKU6 BLACK MONO |  | 0.4 | 3 | 357 | 30 |  | Fixed | Roof
NJADRE1555892700 | Administratively Determined Incentive Program | ROCHELLE PARK | 7662 | 7 | 6.4 | Residential | Behind the Meter | Yes | Net Metered Residential | Power Energy Solutions |  | PSE&G | Accepted | 2024-02-28 | 2024-03-18 | 2025-03-18 | Solar Panels | Canadian Solar | CS6R-400MS-HL HIKU6 BLACK MONO |  | 0.4 | 2 | 177 | 41 |  | Fixed | Roof
NJADRE1555892700 | Administratively Determined Incentive Program | ROCHELLE PARK | 7662 | 7 | 6.4 | Residential | Behind the Meter | Yes | Net Metered Residential | Power Energy Solutions |  | PSE&G | Accepted | 2024-02-28 | 2024-03-18 | 2025-03-18 | Solar Panels | Canadian Solar | CS6R-400MS-HL HIKU6 BLACK MONO |  | 0.4 | 2 | 267 | 36 |  | Fixed | Roof
NJADRE1555892724 | Administratively Determined Incentive Program | CLEMENTON | 8021 | 14 | 11.07 | Residential | Behind the Meter | Yes | Net Metered Residential | Define Solar |  | AC Electric | Accepted | 2024-02-28 | 2024-03-19 | 2025-03-19 | Inverters | Enphase | IQ8PLUS-72-2-US | 290 |  | 11 |  |  | 0.976 |  | Outside | Under each pv panel
NJADRE1555892724 | Administratively Determined Incentive Program | CLEMENTON | 8021 | 14 | 11.07 | Residential | Behind the Meter | Yes | Net Metered Residential | Define Solar |  | AC Electric | Accepted | 2024-02-28 | 2024-03-19 | 2025-03-19 | Inverters | Enphase | IQ8PLUS-72-2-US | 290 |  | 12 |  |  | 0.976 |  | Outside | Under each pv panel
NJADRE1555892724 | Administratively Determined Incentive Program | CLEMENTON | 8021 | 14 | 11.07 | Residential | Behind the Meter | Yes | Net Metered Residential | Define Solar |  | AC Electric | Accepted | 2024-02-28 | 2024-03-19 | 2025-03-19 | Inverters | Enphase | IQ8PLUS-72-2-US | 290 |  | 4 |  |  | 0.976 |  | Outside | Under each pv panel
NJADRE1555892724 | Administratively Determined Incentive Program | CLEMENTON | 8021 | 14 | 11.07 | Residential | Behind the Meter | Yes | Net Metered Residential | Define Solar |  | AC Electric | Accepted | 2024-02-28 | 2024-03-19 | 2025-03-19 | Solar Panels | Znshine | ZXM7-SH108 410W |  | 0.41 | 11 | 337 | 27 |  | Fixed | Roof
NJADRE1555892724 | Administratively Determined Incentive Program | CLEMENTON | 8021 | 14 | 11.07 | Residential | Behind the Meter | Yes | Net Metered Residential | Define Solar |  | AC Electric | Accepted | 2024-02-28 | 2024-03-19 | 2025-03-19 | Solar Panels | Znshine | ZXM7-SH108 410W |  | 0.41 | 12 | 157 | 27 |  | Fixed | Roof
NJADRE1555892724 | Administratively Determined Incentive Program | CLEMENTON | 8021 | 14 | 11.07 | Residential | Behind the Meter | Yes | Net Metered Residential | Define Solar |  | AC Electric | Accepted | 2024-02-28 | 2024-03-19 | 2025-03-19 | Solar Panels | Znshine | ZXM7-SH108 410W |  | 0.41 | 4 | 157 | 14 |  | Fixed | Roof
NJADRE1555892724 | Administratively Determined Incentive Program | CLEMENTON | 8021 | 14 | 11.07 | Residential | Behind the Meter | Yes | Net Metered Residential | Define Solar |  | AC Electric | Accepted | 2024-02-28 | 2024-03-19 | 2025-03-19 | Meters | Enphase | X2-IQ-AM1-240-4 |  |  | 1 |  |  |  | Yes | Outdoor
NJADRE1555892730 | Administratively Determined Incentive Program | AVENEL | 7001 | 11 | 9.84 | Residential | Behind the Meter | Yes | Net Metered Residential | Pro Custom Solar dba Momentum Solar |  | PSE&G | Accepted | 2024-02-28 | 2024-03-20 | 2025-03-20 | Solar Panels | Q. PEAK DUO BLK ML-G10+410 | HANWHA |  | 0.41 | 14 | 84 | 23 |  | Fixed | Roof
NJADRE1555892730 | Administratively Determined Incentive Program | AVENEL | 7001 | 11 | 9.84 | Residential | Behind the Meter | Yes | Net Metered Residential | Pro Custom Solar dba Momentum Solar |  | PSE&G | Accepted | 2024-02-28 | 2024-03-20 | 2025-03-20 | Solar Panels | Q. PEAK DUO BLK ML-G10+410 | HANWHA |  | 0.41 | 7 | 264 | 26 |  | Fixed | Roof
NJADRE1555892730 | Administratively Determined Incentive Program | AVENEL | 7001 | 11 | 9.84 | Residential | Behind the Meter | Yes | Net Metered Residential | Pro Custom Solar dba Momentum Solar |  | PSE&G | Accepted | 2024-02-28 | 2024-03-20 | 2025-03-20 | Solar Panels | Q. PEAK DUO BLK ML-G10+410 | HANWHA |  | 0.41 | 3 | 84 | 26 |  | Fixed | Roof
NJADRE1555892730 | Administratively Determined Incentive Program | AVENEL | 7001 | 11 | 9.84 | Residential | Behind the Meter | Yes | Net Metered Residential | Pro Custom Solar dba Momentum Solar |  | PSE&G | Accepted | 2024-02-28 | 2024-03-20 | 2025-03-20 | Inverters | IQ8PLUS-72-2-US | ENPHASE | 290 |  | 24 |  |  | 0.97 |  | Outdoor
NJADRE1555892748 | Administratively Determined Incentive Program | HALEDON | 7508 | 6 | 3.65 | Residential | Behind the Meter | No | Net Metered Residential | EMT RENEWABLES LLC |  | PSE&G | Accepted | 2024-02-28 | 2024-03-19 | 2025-03-19 | Inverters | ENPHASE | IQ8+ | 290 |  | 9 |  |  | 0.98 |  | Other | UNDER EACH PANEL
NJADRE1555892748 | Administratively Determined Incentive Program | HALEDON | 7508 | 6 | 3.65 | Residential | Behind the Meter | No | Net Metered Residential | EMT RENEWABLES LLC |  | PSE&G | Accepted | 2024-02-28 | 2024-03-19 | 2025-03-19 | Solar Panels | Q.CELLS | Q.PEAK DUO |  | 0.405 | 9 | 181 | 36 |  | Fixed | Roof
NJADRE1555892868 | Administratively Determined Incentive Program | NEWARK | 7104 | 9 | 4.1 | Residential | Behind the Meter | Yes | Net Metered Residential | Pro Custom Solar dba Momentum Solar |  | PSE&G | Accepted | 2024-02-28 | 2024-03-18 | 2025-03-18 | Solar Panels | Q. PEAK DUO BLK ML-G10+410 | HANWHA |  | 0.41 | 10 | 120 | 23 |  | Fixed | Roof
NJADRE1555892868 | Administratively Determined Incentive Program | NEWARK | 7104 | 9 | 4.1 | Residential | Behind the Meter | Yes | Net Metered Residential | Pro Custom Solar dba Momentum Solar |  | PSE&G | Accepted | 2024-02-28 | 2024-03-18 | 2025-03-18 | Inverters | IQ8PLUS-72-2-US | ENPHASE | 290 |  | 10 |  |  | 0.97 |  | Outdoor
NJADRE1555892912 | Administratively Determined Incentive Program | TOMS RIVER | 8753 | 18 | 4.4 | Residential | Behind the Meter | Yes | Net Metered Residential | Sunrun Installation Services, Inc. |  | JCP&L | Accepted | 2024-02-28 | 2024-03-18 | 2025-03-18 | Inverters | Delta Electronics | E4-TL-US | 4000 |  | 1 |  |  | 0.975 |  | Outside | next to meter
NJADRE1555892912 | Administratively Determined Incentive Program | TOMS RIVER | 8753 | 18 | 4.4 | Residential | Behind the Meter | Yes | Net Metered Residential | Sunrun Installation Services, Inc. |  | JCP&L | Accepted | 2024-02-28 | 2024-03-18 | 2025-03-18 | Solar Panels | Hanwha Q Cells | Q.PEAK DUO BLK ML-G10+/t 400 |  | 0.4 | 11 | 186 | 24 |  | Fixed | Roof
NJADRE1555893105 | Administratively Determined Incentive Program | MARGATE CITY | 8402 | 19 | 18.1 | Residential | Behind the Meter | Yes | Net Metered Residential | All Season Solar |  | AC Electric | Accepted | 2024-02-28 | 2024-03-19 | 2025-03-19 | Inverters | Enphase | IQ8 Plus | 290 |  | 47 |  |  | 0.97 |  | Outside
NJADRE1555893105 | Administratively Determined Incentive Program | MARGATE CITY | 8402 | 19 | 18.1 | Residential | Behind the Meter | Yes | Net Metered Residential | All Season Solar |  | AC Electric | Accepted | 2024-02-28 | 2024-03-19 | 2025-03-19 | Solar Panels | JA Solar | JAM54S31 |  | 0.385 | 11 | 53 | 23 |  | Fixed | Roof
NJADRE1555893105 | Administratively Determined Incentive Program | MARGATE CITY | 8402 | 19 | 18.1 | Residential | Behind the Meter | Yes | Net Metered Residential | All Season Solar |  | AC Electric | Accepted | 2024-02-28 | 2024-03-19 | 2025-03-19 | Solar Panels | JA Solar | JAM54S31 |  | 0.385 | 12 | 53 | 24 |  | Fixed | Roof
NJADRE1555893105 | Administratively Determined Incentive Program | MARGATE CITY | 8402 | 19 | 18.1 | Residential | Behind the Meter | Yes | Net Metered Residential | All Season Solar |  | AC Electric | Accepted | 2024-02-28 | 2024-03-19 | 2025-03-19 | Solar Panels | JA Solar | JAM54S31 |  | 0.385 | 12 | 233 | 23 |  | Fixed | Roof
NJADRE1555893105 | Administratively Determined Incentive Program | MARGATE CITY | 8402 | 19 | 18.1 | Residential | Behind the Meter | Yes | Net Metered Residential | All Season Solar |  | AC Electric | Accepted | 2024-02-28 | 2024-03-19 | 2025-03-19 | Solar Panels | JA Solar | JAM54S31 |  | 0.385 | 12 | 233 | 24 |  | Fixed | Roof
NJADRE1555893670 | Administratively Determined Incentive Program | KENDALL PARK | 8824 | 11 | 4.86 | Residential | Behind the Meter | No | Net Metered Residential | Over the Top Solar Solutions |  | PSE&G | Accepted | 2024-03-02 | 2024-03-22 | 2025-03-22 | Meters | Enphase | x2 |  |  | 1 |  |  |  | Yes | Outdoor
NJADRE1555893670 | Administratively Determined Incentive Program | KENDALL PARK | 8824 | 11 | 4.86 | Residential | Behind the Meter | No | Net Metered Residential | Over the Top Solar Solutions |  | PSE&G | Accepted | 2024-03-02 | 2024-03-22 | 2025-03-22 | Solar Panels | Hanwha | Qcell g10+ |  | 0.405 | 12 | 175 | 25 |  | Fixed | Roof
NJADRE1555893670 | Administratively Determined Incentive Program | KENDALL PARK | 8824 | 11 | 4.86 | Residential | Behind the Meter | No | Net Metered Residential | Over the Top Solar Solutions |  | PSE&G | Accepted | 2024-03-02 | 2024-03-22 | 2025-03-22 | Inverters | Enphase | IQ8A | 349 |  | 12 |  |  | 0.985 |  | Outside
NJADRE1555895233 | Administratively Determined Incentive Program | MOUNT HOLLY | 8060 | 13 | 9.2 | Residential | Behind the Meter | Yes | Net Metered Residential | Big Solar Energy, LLC |  | PSE&G | Accepted | 2024-02-28 | 2024-03-20 | 2025-03-20 | Inverters | SolarEdge | SE6000H-US | 6000 |  | 1 |  |  | 0.992 |  | Outdoor
NJADRE1555895233 | Administratively Determined Incentive Program | MOUNT HOLLY | 8060 | 13 | 9.2 | Residential | Behind the Meter | Yes | Net Metered Residential | Big Solar Energy, LLC |  | PSE&G | Accepted | 2024-02-28 | 2024-03-20 | 2025-03-20 | Solar Panels | JA SOLAR | JAM54S31-400/MR |  | 0.4 | 23 | 153 | 27 |  | Fixed | Roof
NJADRE1555895261 | Administratively Determined Incentive Program | EAST BRUNSWICK | 8816 | 11 | 5.6 | Residential | Behind the Meter | Yes | Net Metered Residential | Sunrun Installation Services, Inc. |  | PSE&G | Accepted | 2024-02-28 | 2024-03-18 | 2025-03-18 | Inverters | SolarEdge Technologies | SE3800H-USMN | 3800 |  | 1 |  |  | 0.99 |  | Outdoor | Next to meter
NJADRE1555895261 | Administratively Determined Incentive Program | EAST BRUNSWICK | 8816 | 11 | 5.6 | Residential | Behind the Meter | Yes | Net Metered Residential | Sunrun Installation Services, Inc. |  | PSE&G | Accepted | 2024-02-28 | 2024-03-18 | 2025-03-18 | Solar Panels | Hanwha Q Cells | Q.PEAK DUO BLKML-G10+/T 400 |  | 0.4 | 14 | 176 | 27 |  | Fixed | Roof
NJADRE1555895264 | Administratively Determined Incentive Program | BRICK | 8724 | 18 | 4.1 | Residential | Behind the Meter | Yes | Net Metered Residential | Pro Custom Solar dba Momentum Solar |  | JCP&L | Accepted | 2024-02-28 | 2024-03-19 | 2025-03-19 | Solar Panels | Q. PEAK DUO BLK ML-G10+410 | HANWHA |  | 0.41 | 6 | 205 | 14 |  | Fixed | Roof
NJADRE1555895264 | Administratively Determined Incentive Program | BRICK | 8724 | 18 | 4.1 | Residential | Behind the Meter | Yes | Net Metered Residential | Pro Custom Solar dba Momentum Solar |  | JCP&L | Accepted | 2024-02-28 | 2024-03-19 | 2025-03-19 | Solar Panels | Q. PEAK DUO BLK ML-G10+410 | HANWHA |  | 0.41 | 4 | 115 | 14 |  | Fixed | Roof
NJADRE1555895264 | Administratively Determined Incentive Program | BRICK | 8724 | 18 | 4.1 | Residential | Behind the Meter | Yes | Net Metered Residential | Pro Custom Solar dba Momentum Solar |  | JCP&L | Accepted | 2024-02-28 | 2024-03-19 | 2025-03-19 | Inverters | IQ8PLUS-72-2-US | ENPHASE | 290 |  | 10 |  |  | 0.97 |  | Outdoor
NJADRE1555895473 | Administratively Determined Incentive Program | WILDWOOD CREST | 8260 | 21 | 13.09 | Residential | Behind the Meter | Yes | Net Metered Residential | RCL Enterprises Inc |  | AC Electric | Accepted | 2024-02-28 | 2024-03-19 | 2025-03-19 | Inverters | Enphase | IQ8plus | 290 |  | 34 |  |  | 0.97 |  | Outdoor
NJADRE1555895473 | Administratively Determined Incentive Program | WILDWOOD CREST | 8260 | 21 | 13.09 | Residential | Behind the Meter | Yes | Net Metered Residential | RCL Enterprises Inc |  | AC Electric | Accepted | 2024-02-28 | 2024-03-19 | 2025-03-19 | Solar Panels | JA Solar | JAM54S31 |  | 0.385 | 7 | 228 | 18 |  | Fixed | Roof
NJADRE1555895473 | Administratively Determined Incentive Program | WILDWOOD CREST | 8260 | 21 | 13.09 | Residential | Behind the Meter | Yes | Net Metered Residential | RCL Enterprises Inc |  | AC Electric | Accepted | 2024-02-28 | 2024-03-19 | 2025-03-19 | Solar Panels | JA Solar | JAM54S31 |  | 0.385 | 2 | 228 | 18 |  | Fixed | Roof
NJADRE1555895473 | Administratively Determined Incentive Program | WILDWOOD CREST | 8260 | 21 | 13.09 | Residential | Behind the Meter | Yes | Net Metered Residential | RCL Enterprises Inc |  | AC Electric | Accepted | 2024-02-28 | 2024-03-19 | 2025-03-19 | Solar Panels | JA Solar | JAM54S31 |  | 0.385 | 11 | 138 | 18 |  | Fixed | Roof
NJADRE1555895473 | Administratively Determined Incentive Program | WILDWOOD CREST | 8260 | 21 | 13.09 | Residential | Behind the Meter | Yes | Net Metered Residential | RCL Enterprises Inc |  | AC Electric | Accepted | 2024-02-28 | 2024-03-19 | 2025-03-19 | Solar Panels | JA Solar | JAM54S31 |  | 0.385 | 7 | 228 | 18 |  | Fixed | Roof
NJADRE1555895473 | Administratively Determined Incentive Program | WILDWOOD CREST | 8260 | 21 | 13.09 | Residential | Behind the Meter | Yes | Net Metered Residential | RCL Enterprises Inc |  | AC Electric | Accepted | 2024-02-28 | 2024-03-19 | 2025-03-19 | Solar Panels | JA Solar | JAM54S31 |  | 0.385 | 5 | 318 | 18 |  | Fixed | Roof
NJADRE1555895473 | Administratively Determined Incentive Program | WILDWOOD CREST | 8260 | 21 | 13.09 | Residential | Behind the Meter | Yes | Net Metered Residential | RCL Enterprises Inc |  | AC Electric | Accepted | 2024-02-28 | 2024-03-19 | 2025-03-19 | Solar Panels | JA Solar | JAM54S31 |  | 0.385 | 2 | 318 | 18 |  | Fixed | Roof
NJADRE1555895483 | Administratively Determined Incentive Program | MONROE TOWNSHIP | 8831 | 11 | 10.66 | Residential | Behind the Meter | Yes | Net Metered Residential | Pro Custom Solar dba Momentum Solar |  | JCP&L | Accepted | 2024-02-28 | 2024-03-19 | 2025-03-19 | Solar Panels | Q. PEAK DUO BLK ML-G10+410 | HANWHA |  | 0.41 | 11 | 332 | 18 |  | Fixed | Roof
NJADRE1555895483 | Administratively Determined Incentive Program | MONROE TOWNSHIP | 8831 | 11 | 10.66 | Residential | Behind the Meter | Yes | Net Metered Residential | Pro Custom Solar dba Momentum Solar |  | JCP&L | Accepted | 2024-02-28 | 2024-03-19 | 2025-03-19 | Solar Panels | Q. PEAK DUO BLK ML-G10+410 | HANWHA |  | 0.41 | 15 | 152 | 18 |  | Fixed | Roof
NJADRE1555895483 | Administratively Determined Incentive Program | MONROE TOWNSHIP | 8831 | 11 | 10.66 | Residential | Behind the Meter | Yes | Net Metered Residential | Pro Custom Solar dba Momentum Solar |  | JCP&L | Accepted | 2024-02-28 | 2024-03-19 | 2025-03-19 | Inverters | IQ8PLUS-72-2-US | ENPHASE | 290 |  | 26 |  |  | 0.97 |  | Outdoor
NJADRE1555895520 | Administratively Determined Incentive Program | CEDAR GROVE | 7009 | 9 | 11.48 | Residential | Behind the Meter | Yes | Net Metered Residential | Pro Custom Solar dba Momentum Solar |  | PSE&G | Accepted | 2024-02-28 | 2024-03-19 | 2025-03-19 | Solar Panels | Q. PEAK DUO BLK ML-G10+410 | HANWHA |  | 0.41 | 20 | 84 | 39 |  | Fixed | Roof
NJADRE1555895520 | Administratively Determined Incentive Program | CEDAR GROVE | 7009 | 9 | 11.48 | Residential | Behind the Meter | Yes | Net Metered Residential | Pro Custom Solar dba Momentum Solar |  | PSE&G | Accepted | 2024-02-28 | 2024-03-19 | 2025-03-19 | Solar Panels | Q. PEAK DUO BLK ML-G10+410 | HANWHA |  | 0.41 | 8 | 264 | 39 |  | Fixed | Roof
NJADRE1555895520 | Administratively Determined Incentive Program | CEDAR GROVE | 7009 | 9 | 11.48 | Residential | Behind the Meter | Yes | Net Metered Residential | Pro Custom Solar dba Momentum Solar |  | PSE&G | Accepted | 2024-02-28 | 2024-03-19 | 2025-03-19 | Inverters | IQ8PLUS-72-2-US | ENPHASE | 290 |  | 28 |  |  | 0.97 |  | Outdoor
NJADRE1555895531 | Administratively Determined Incentive Program | BRIDGETON | 8302 | 20 | 4.8 | Residential | Behind the Meter | Yes | Net Metered Residential | Big Solar Energy, LLC |  | AC Electric | Accepted | 2024-02-28 | 2024-03-19 | 2025-03-19 | Inverters | SolarEdge | SE3800H-US | 3800 |  | 1 |  |  | 0.992 |  | Outdoor
NJADRE1555895531 | Administratively Determined Incentive Program | BRIDGETON | 8302 | 20 | 4.8 | Residential | Behind the Meter | Yes | Net Metered Residential | Big Solar Energy, LLC |  | AC Electric | Accepted | 2024-02-28 | 2024-03-19 | 2025-03-19 | Solar Panels | JA SOLAR | JAM54S31-400 |  | 0.4 | 12 | 165 | 38 |  | Fixed | Roof
NJADRE1555895542 | Administratively Determined Incentive Program | ISELIN | 8830 | 11 | 6 | Residential | Behind the Meter | Yes | Net Metered Residential | Sunrun Installation Services, Inc. |  | PSE&G | Accepted | 2024-02-28 | 2024-03-19 | 2025-03-19 | Inverters | SolarEdge Technologies | SE7600H-USSN | 7600 |  | 1 |  |  | 0.99 |  | Outside | next to meter
NJADRE1555895542 | Administratively Determined Incentive Program | ISELIN | 8830 | 11 | 6 | Residential | Behind the Meter | Yes | Net Metered Residential | Sunrun Installation Services, Inc. |  | PSE&G | Accepted | 2024-02-28 | 2024-03-19 | 2025-03-19 | Solar Panels | Hanwha Q-Cells | Q.PEAK DUO BLK ML-G10+/t 400 |  | 0.4 | 15 | 180 | 22 |  | Fixed | Roof
NJADRE1555895543 | Administratively Determined Incentive Program | SEA GIRT | 8750 | 17 | 10 | Residential | Behind the Meter | No | Net Metered Residential | Exact Solar |  | JCP&L | Accepted | 2024-02-29 | 2024-03-25 | 2025-03-25 | Solar Panels | VSun | VSUN-144BMH-DG |  | 0.4 | 14 | 281 | 30 |  | Fixed | Roof
NJADRE1555895543 | Administratively Determined Incentive Program | SEA GIRT | 8750 | 17 | 10 | Residential | Behind the Meter | No | Net Metered Residential | Exact Solar |  | JCP&L | Accepted | 2024-02-29 | 2024-03-25 | 2025-03-25 | Solar Panels | VSun | VSUN-144BMH-DG |  | 0.4 | 11 | 101 | 24 |  | Fixed | Roof
NJADRE1555895543 | Administratively Determined Incentive Program | SEA GIRT | 8750 | 17 | 10 | Residential | Behind the Meter | No | Net Metered Residential | Exact Solar |  | JCP&L | Accepted | 2024-02-29 | 2024-03-25 | 2025-03-25 | Inverters | Enphase | IQ8M | 325 |  | 25 |  |  | 0.98 |  | Outside
NJADRE1555895576 | Administratively Determined Incentive Program | BRIDGETON | 8302 | 20 | 10.01 | Residential | Behind the Meter | Yes | Net Metered Residential | RCL Enterprises Inc |  | AC Electric | Accepted | 2024-02-28 | 2024-03-19 | 2025-03-19 | Inverters | Enphase | IQ8plus | 290 |  | 26 |  |  | 0.97 |  | Outdoor
NJADRE1555895576 | Administratively Determined Incentive Program | BRIDGETON | 8302 | 20 | 10.01 | Residential | Behind the Meter | Yes | Net Metered Residential | RCL Enterprises Inc |  | AC Electric | Accepted | 2024-02-28 | 2024-03-19 | 2025-03-19 | Solar Panels | JA Solar | JAM54S31 |  | 0.385 | 13 | 151 | 24 |  | Fixed | Roof
NJADRE1555895576 | Administratively Determined Incentive Program | BRIDGETON | 8302 | 20 | 10.01 | Residential | Behind the Meter | Yes | Net Metered Residential | RCL Enterprises Inc |  | AC Electric | Accepted | 2024-02-28 | 2024-03-19 | 2025-03-19 | Solar Panels | JA Solar | JAM54S31 |  | 0.385 | 13 | 331 | 24 |  | Fixed | Roof
NJADRE1555895585 | Administratively Determined Incentive Program | KENDALL PARK | 8824 | 11 | 7.79 | Residential | Behind the Meter | Yes | Net Metered Residential | Pro Custom Solar dba Momentum Solar |  | PSE&G | Accepted | 2024-02-28 | 2024-03-20 | 2025-03-20 | Solar Panels | Q. PEAK DUO BLK ML-G10+410 | HANWHA |  | 0.41 | 16 | 68 | 19 |  | Fixed | Roof
NJADRE1555895585 | Administratively Determined Incentive Program | KENDALL PARK | 8824 | 11 | 7.79 | Residential | Behind the Meter | Yes | Net Metered Residential | Pro Custom Solar dba Momentum Solar |  | PSE&G | Accepted | 2024-02-28 | 2024-03-20 | 2025-03-20 | Solar Panels | Q. PEAK DUO BLK ML-G10+410 | HANWHA |  | 0.41 | 3 | 68 | 19 |  | Fixed | Roof
NJADRE1555895585 | Administratively Determined Incentive Program | KENDALL PARK | 8824 | 11 | 7.79 | Residential | Behind the Meter | Yes | Net Metered Residential | Pro Custom Solar dba Momentum Solar |  | PSE&G | Accepted | 2024-02-28 | 2024-03-20 | 2025-03-20 | Inverters | IQ8PLUS-72-2-US | ENPHASE | 290 |  | 19 |  |  | 0.97 |  | Outdoor
NJADRE1555895653 | Administratively Determined Incentive Program | WALDWICK | 7463 | 7 | 10.25 | Residential | Behind the Meter | Yes | Net Metered Residential | Pro Custom Solar dba Momentum Solar |  | PSE&G | Accepted | 2024-02-28 | 2024-03-20 | 2025-03-20 | Solar Panels | Q. PEAK DUO BLK ML-G10+410 | HANWHA |  | 0.41 | 11 | 275 | 23 |  | Fixed | Roof
NJADRE1555895653 | Administratively Determined Incentive Program | WALDWICK | 7463 | 7 | 10.25 | Residential | Behind the Meter | Yes | Net Metered Residential | Pro Custom Solar dba Momentum Solar |  | PSE&G | Accepted | 2024-02-28 | 2024-03-20 | 2025-03-20 | Solar Panels | Q. PEAK DUO BLK ML-G10+410 | HANWHA |  | 0.41 | 14 | 95 | 23 |  | Fixed | Roof
NJADRE1555895653 | Administratively Determined Incentive Program | WALDWICK | 7463 | 7 | 10.25 | Residential | Behind the Meter | Yes | Net Metered Residential | Pro Custom Solar dba Momentum Solar |  | PSE&G | Accepted | 2024-02-28 | 2024-03-20 | 2025-03-20 | Inverters | IQ8PLUS-72-2-US | ENPHASE | 290 |  | 25 |  |  | 0.97 |  | Outdoor
NJADRE1555895663 | Administratively Determined Incentive Program | WEST MILFORD | 7480 | 6 | 11.34 | Residential | Behind the Meter | No | Net Metered Residential | EMT RENEWABLES LLC |  | Orange Rockland Electric | Accepted | 2024-02-28 | 2024-03-20 | 2025-03-20 | Inverters | ENPHASE | IQ7X | 315 |  | 27 |  |  | 0.98 |  | Other | UNDER EACH PANEL
NJADRE1555895663 | Administratively Determined Incentive Program | WEST MILFORD | 7480 | 6 | 11.34 | Residential | Behind the Meter | No | Net Metered Residential | EMT RENEWABLES LLC |  | Orange Rockland Electric | Accepted | 2024-02-28 | 2024-03-20 | 2025-03-20 | Solar Panels | REC ALPHA | REC 420AA |  | 0.42 | 7 | 288 | 23 |  | Fixed | Roof
NJADRE1555895663 | Administratively Determined Incentive Program | WEST MILFORD | 7480 | 6 | 11.34 | Residential | Behind the Meter | No | Net Metered Residential | EMT RENEWABLES LLC |  | Orange Rockland Electric | Accepted | 2024-02-28 | 2024-03-20 | 2025-03-20 | Solar Panels | REC ALPHA | REC 420AA |  | 0.42 | 10 | 198 | 23 |  | Fixed | Roof
NJADRE1555895663 | Administratively Determined Incentive Program | WEST MILFORD | 7480 | 6 | 11.34 | Residential | Behind the Meter | No | Net Metered Residential | EMT RENEWABLES LLC |  | Orange Rockland Electric | Accepted | 2024-02-28 | 2024-03-20 | 2025-03-20 | Solar Panels | REC ALPHA | REC 420AA |  | 0.42 | 10 | 108 | 23 |  | Fixed | Roof
NJADRE1555895808 | Administratively Determined Incentive Program | NEPTUNE CITY | 7753 | 17 | 3.2 | Residential | Behind the Meter | Yes | Net Metered Residential | Sunrun Installation Services, Inc. |  | JCP&L | Accepted | 2024-02-28 | 2024-03-19 | 2025-03-19 | Inverters | SolarEdge Technologies | SE3800H-USMN | 3800 |  | 1 |  |  | 0.99 |  | Outdoor | Next to meter
NJADRE1555895808 | Administratively Determined Incentive Program | NEPTUNE CITY | 7753 | 17 | 3.2 | Residential | Behind the Meter | Yes | Net Metered Residential | Sunrun Installation Services, Inc. |  | JCP&L | Accepted | 2024-02-28 | 2024-03-19 | 2025-03-19 | Solar Panels | Hanwha Q Cells | Q.PEAK DUO BLK ML-G10+/t 400 |  | 0.4 | 8 | 62 | 21 |  | Fixed | Roof
NJADRE1555895859 | Administratively Determined Incentive Program | SOMERSET | 8873 | 5 | 11.05 | Residential | Behind the Meter | No | Net Metered Residential | NJ Solar Power |  | PSE&G | Accepted | 2024-02-28 | 2024-03-19 | 2025-03-19 | Solar Panels | Hanwha | Q.TRON BLK M-G2+ 425 |  | 0.425 | 12 | 141 | 21 |  | Fixed | Roof | Roof 1
NJADRE1555895859 | Administratively Determined Incentive Program | SOMERSET | 8873 | 5 | 11.05 | Residential | Behind the Meter | No | Net Metered Residential | NJ Solar Power |  | PSE&G | Accepted | 2024-02-28 | 2024-03-19 | 2025-03-19 | Solar Panels | Hanwha | Q.TRON BLK M-G2+ 425 |  | 0.425 | 14 | 141 | 26 |  | Fixed | Roof | Roof 2
NJADRE1555895859 | Administratively Determined Incentive Program | SOMERSET | 8873 | 5 | 11.05 | Residential | Behind the Meter | No | Net Metered Residential | NJ Solar Power |  | PSE&G | Accepted | 2024-02-28 | 2024-03-19 | 2025-03-19 | Inverters | SolarEdge | SE10000H-US | 9999 |  | 1 |  |  | 0.99 |  | Outside
NJADRE1555895893 | Administratively Determined Incentive Program | PISCATAWAY | 8854 | 11 | 4.46 | Residential | Behind the Meter | No | Net Metered Residential | EMT RENEWABLES LLC |  | PSE&G | Accepted | 2024-02-28 | 2024-03-19 | 2025-03-19 | Inverters | ENPHASE | IQ8+ | 290 |  | 11 |  |  | 0.98 |  | Other | UNDER EACH PANEL
NJADRE1555895893 | Administratively Determined Incentive Program | PISCATAWAY | 8854 | 11 | 4.46 | Residential | Behind the Meter | No | Net Metered Residential | EMT RENEWABLES LLC |  | PSE&G | Accepted | 2024-02-28 | 2024-03-19 | 2025-03-19 | Solar Panels | Q.CELLS | Q.PEAK DUO |  | 0.405 | 11 | 132 | 35 |  | Fixed | Roof
NJADRE1555895894 | Administratively Determined Incentive Program | CLEMENTON | 8021 | 14 | 13.6 | Residential | Behind the Meter | Yes | Net Metered Residential | Big Solar Energy, LLC |  | AC Electric | Accepted | 2024-02-28 | 2024-03-19 | 2025-03-19 | Inverters | SolarEdge | SE10000H-US [240V] | 10000 |  | 1 |  |  | 0.992 |  | Outdoor
NJADRE1555895894 | Administratively Determined Incentive Program | CLEMENTON | 8021 | 14 | 13.6 | Residential | Behind the Meter | Yes | Net Metered Residential | Big Solar Energy, LLC |  | AC Electric | Accepted | 2024-02-28 | 2024-03-19 | 2025-03-19 | Solar Panels | CANADIAN SOLAR | CS6R-400MS-HL |  | 0.4 | 10 | 107 | 30 |  | Fixed | Roof
NJADRE1555895894 | Administratively Determined Incentive Program | CLEMENTON | 8021 | 14 | 13.6 | Residential | Behind the Meter | Yes | Net Metered Residential | Big Solar Energy, LLC |  | AC Electric | Accepted | 2024-02-28 | 2024-03-19 | 2025-03-19 | Solar Panels | CANADIAN SOLAR | CS6R-400MS-HL |  | 0.4 | 24 | 107 | 15 |  | Fixed | Roof
NJADRE1555895895 | Administratively Determined Incentive Program | BEVERLY | 8010 | 13 | 6.15 | Residential | Behind the Meter | Yes | Net Metered Residential | Pro Custom Solar dba Momentum Solar |  | PSE&G | Accepted | 2024-02-28 | 2024-03-19 | 2025-03-19 | Solar Panels | Q. PEAK DUO BLK ML-G10+410 | HANWHA |  | 0.41 | 7 | 87 | 28 |  | Fixed | Roof
NJADRE1555895895 | Administratively Determined Incentive Program | BEVERLY | 8010 | 13 | 6.15 | Residential | Behind the Meter | Yes | Net Metered Residential | Pro Custom Solar dba Momentum Solar |  | PSE&G | Accepted | 2024-02-28 | 2024-03-19 | 2025-03-19 | Solar Panels | Q. PEAK DUO BLK ML-G10+410 | HANWHA |  | 0.41 | 3 | 177 | 28 |  | Fixed | Roof
NJADRE1555895895 | Administratively Determined Incentive Program | BEVERLY | 8010 | 13 | 6.15 | Residential | Behind the Meter | Yes | Net Metered Residential | Pro Custom Solar dba Momentum Solar |  | PSE&G | Accepted | 2024-02-28 | 2024-03-19 | 2025-03-19 | Solar Panels | Q. PEAK DUO BLK ML-G10+410 | HANWHA |  | 0.41 | 5 | 267 | 28 |  | Fixed | Roof
NJADRE1555895895 | Administratively Determined Incentive Program | BEVERLY | 8010 | 13 | 6.15 | Residential | Behind the Meter | Yes | Net Metered Residential | Pro Custom Solar dba Momentum Solar |  | PSE&G | Accepted | 2024-02-28 | 2024-03-19 | 2025-03-19 | Inverters | IQ8PLUS-72-2-US | ENPHASE | 290 |  | 15 |  |  | 0.97 |  | Outdoor
NJADRE1555895925 | Administratively Determined Incentive Program | MATAWAN | 7747 | 17 | 12 | Residential | Behind the Meter | Yes | Net Metered Residential | Sunrun Installation Services, Inc. |  | JCP&L | Accepted | 2024-02-28 | 2024-03-19 | 2025-03-19 | Inverters | SolarEdge Technologies | SE10000H-USSN | 10000 |  | 1 |  |  | 0.99 |  | Outside | Next to meter
NJADRE1555895925 | Administratively Determined Incentive Program | MATAWAN | 7747 | 17 | 12 | Residential | Behind the Meter | Yes | Net Metered Residential | Sunrun Installation Services, Inc. |  | JCP&L | Accepted | 2024-02-28 | 2024-03-19 | 2025-03-19 | Solar Panels | Hanwha Q Cells | Q.PEAK DUO BLK ML-G10+/t 400 |  | 0.4 | 6 | 199 | 29 |  | Fixed | Roof
NJADRE1555895925 | Administratively Determined Incentive Program | MATAWAN | 7747 | 17 | 12 | Residential | Behind the Meter | Yes | Net Metered Residential | Sunrun Installation Services, Inc. |  | JCP&L | Accepted | 2024-02-28 | 2024-03-19 | 2025-03-19 | Solar Panels | Hanwha Q Cells | Q.PEAK DUO BLK ML-G10+/t 400 |  | 0.4 | 12 | 289 | 28 |  | Fixed | Roof
NJADRE1555895925 | Administratively Determined Incentive Program | MATAWAN | 7747 | 17 | 12 | Residential | Behind the Meter | Yes | Net Metered Residential | Sunrun Installation Services, Inc. |  | JCP&L | Accepted | 2024-02-28 | 2024-03-19 | 2025-03-19 | Solar Panels | Hanwha Q Cells | Q.PEAK DUO BLK ML-G10+/t 400 |  | 0.4 | 12 | 109 | 27 |  | Fixed | Roof
NJADRE1555895926 | Administratively Determined Incentive Program | SOUTH PLAINFIELD | 7080 | 11 | 7.38 | Residential | Behind the Meter | Yes | Net Metered Residential | Pro Custom Solar dba Momentum Solar |  | PSE&G | Accepted | 2024-02-28 | 2024-03-19 | 2025-03-19 | Solar Panels | Q. PEAK DUO BLK ML-G10+410 | HANWHA |  | 0.41 | 15 | 156 | 23 |  | Fixed | Roof
NJADRE1555895926 | Administratively Determined Incentive Program | SOUTH PLAINFIELD | 7080 | 11 | 7.38 | Residential | Behind the Meter | Yes | Net Metered Residential | Pro Custom Solar dba Momentum Solar |  | PSE&G | Accepted | 2024-02-28 | 2024-03-19 | 2025-03-19 | Solar Panels | Q. PEAK DUO BLK ML-G10+410 | HANWHA |  | 0.41 | 3 | 336 | 23 |  | Fixed | Roof
NJADRE1555895926 | Administratively Determined Incentive Program | SOUTH PLAINFIELD | 7080 | 11 | 7.38 | Residential | Behind the Meter | Yes | Net Metered Residential | Pro Custom Solar dba Momentum Solar |  | PSE&G | Accepted | 2024-02-28 | 2024-03-19 | 2025-03-19 | Inverters | IQ8PLUS-72-2-US | ENPHASE | 290 |  | 18 |  |  | 0.97 |  | Outdoor
NJADRE1555895952 | Administratively Determined Incentive Program | UNION | 7083 | 10 | 7.38 | Residential | Behind the Meter | No | Net Metered Residential | EMT RENEWABLES LLC |  | PSE&G | Accepted | 2024-02-28 | 2024-03-19 | 2025-03-19 | Inverters | ENPHASE | IQ8+ | 290 |  | 18 |  |  | 0.98 |  | Other | UNDER EACH PANEL
NJADRE1555895952 | Administratively Determined Incentive Program | UNION | 7083 | 10 | 7.38 | Residential | Behind the Meter | No | Net Metered Residential | EMT RENEWABLES LLC |  | PSE&G | Accepted | 2024-02-28 | 2024-03-19 | 2025-03-19 | Solar Panels | Q.CELLS | Q.PEAK DUO |  | 0.41 | 10 | 352 | 6 |  | Fixed | Roof
NJADRE1555895952 | Administratively Determined Incentive Program | UNION | 7083 | 10 | 7.38 | Residential | Behind the Meter | No | Net Metered Residential | EMT RENEWABLES LLC |  | PSE&G | Accepted | 2024-02-28 | 2024-03-19 | 2025-03-19 | Solar Panels | Q.CELLS | Q.PEAK DUO |  | 0.41 | 8 | 172 | 6 |  | Fixed | Roof
NJADRE1555896072 | Administratively Determined Incentive Program | SOUTH PLAINFIELD | 7080 | 11 | 18 | Residential | Behind the Meter | No | Net Metered Residential | FAL SOLAR SYSTEMS INC |  | PSE&G | Accepted | 2024-02-28 | 2024-03-19 | 2025-03-19 | Solar Panels | AXITEC | AC-400MBT/108V |  | 0.4 | 14 | 264 | 22 |  | Fixed | Roof
NJADRE1555896072 | Administratively Determined Incentive Program | SOUTH PLAINFIELD | 7080 | 11 | 18 | Residential | Behind the Meter | No | Net Metered Residential | FAL SOLAR SYSTEMS INC |  | PSE&G | Accepted | 2024-02-28 | 2024-03-19 | 2025-03-19 | Solar Panels | AXITEC | AC-400MBT/108V |  | 0.4 | 9 | 84 | 22 |  | Fixed | Roof
NJADRE1555896072 | Administratively Determined Incentive Program | SOUTH PLAINFIELD | 7080 | 11 | 18 | Residential | Behind the Meter | No | Net Metered Residential | FAL SOLAR SYSTEMS INC |  | PSE&G | Accepted | 2024-02-28 | 2024-03-19 | 2025-03-19 | Solar Panels | AXITEC | AC-400MBT/108V |  | 0.4 | 13 | 264 | 22 |  | Fixed | Roof
NJADRE1555896072 | Administratively Determined Incentive Program | SOUTH PLAINFIELD | 7080 | 11 | 18 | Residential | Behind the Meter | No | Net Metered Residential | FAL SOLAR SYSTEMS INC |  | PSE&G | Accepted | 2024-02-28 | 2024-03-19 | 2025-03-19 | Solar Panels | AXITEC | AC-400MBT/108V |  | 0.4 | 9 | 84 | 20 |  | Fixed | Roof
NJADRE1555904581 | Administratively Determined Incentive Program | DUNELLEN | 8812 | 11 | 4 | Residential | Behind the Meter | Yes | Net Metered Residential | Sunrun Installation Services, Inc. |  | PSE&G | Accepted | 2024-02-29 | 2024-03-19 | 2025-03-19 | Inverters | SolarEdge Technologies | SE3800H-USMN | 3800 |  | 1 |  |  | 0.99 |  | Outdoor
NJADRE1555904581 | Administratively Determined Incentive Program | DUNELLEN | 8812 | 11 | 4 | Residential | Behind the Meter | Yes | Net Metered Residential | Sunrun Installation Services, Inc. |  | PSE&G | Accepted | 2024-02-29 | 2024-03-19 | 2025-03-19 | Solar Panels | Hanwha Q Cells | Q.PEAK DUO BLK ML-G10+/T 400 |  | 0.4 | 10 | 354 | 33 |  | Single Axis | Roof
NJADRE1555904598 | Administratively Determined Incentive Program | MAYS LANDING | 8330 | 19 | 7.6 | Residential | Behind the Meter | Yes | Net Metered Residential | Power Energy Solutions |  | AC Electric | Accepted | 2024-02-29 | 2024-03-19 | 2025-03-19 | Inverters | SolarEdge | SE6000H-US | 6 |  | 1 |  |  | 0.97 |  | Outdoor
NJADRE1555904598 | Administratively Determined Incentive Program | MAYS LANDING | 8330 | 19 | 7.6 | Residential | Behind the Meter | Yes | Net Metered Residential | Power Energy Solutions |  | AC Electric | Accepted | 2024-02-29 | 2024-03-19 | 2025-03-19 | Solar Panels | Canadian Solar | CS6R-400MS-HL HIKU6 BLACK MONO |  | 0.4 | 19 | 153 | 23 |  | Fixed | Roof
NJADRE1555904603 | Administratively Determined Incentive Program | HACKETTSTOWN | 7840 | 2 | 17.6 | Residential | Behind the Meter | Yes | Net Metered Residential | Sunrun Installation Services, Inc. |  | JCP&L | Accepted | 2024-02-29 | 2024-03-19 | 2025-03-19 | Inverters | SolarEdge Technologies | SE6000H-USSN | 6000 |  | 1 |  |  | 0.99 |  | Outside | next to meter
NJADRE1555904603 | Administratively Determined Incentive Program | HACKETTSTOWN | 7840 | 2 | 17.6 | Residential | Behind the Meter | Yes | Net Metered Residential | Sunrun Installation Services, Inc. |  | JCP&L | Accepted | 2024-02-29 | 2024-03-19 | 2025-03-19 | Solar Panels | Hanwha Q-Cells | Q.PEAK DUO BLK ML-G10+/t 400 |  | 0.4 | 22 | 342 | 16 |  | Fixed | Roof
NJADRE1555904603 | Administratively Determined Incentive Program | HACKETTSTOWN | 7840 | 2 | 17.6 | Residential | Behind the Meter | Yes | Net Metered Residential | Sunrun Installation Services, Inc. |  | JCP&L | Accepted | 2024-02-29 | 2024-03-19 | 2025-03-19 | Solar Panels | Hanwha Q-Cells | Q.PEAK DUO BLK ML-G10+/t 400 |  | 0.4 | 22 | 162 | 19 |  | Fixed | Roof
NJADRE1555904615 | Administratively Determined Incentive Program | WOODBURY CITY | 8096 | 15 | 6.08 | Residential | Behind the Meter | No | Net Metered Residential | EMT RENEWABLES LLC |  | PSE&G | Accepted | 2024-02-29 | 2024-03-19 | 2025-03-19 | Inverters | ENPHASE | IQ8+ | 290 |  | 15 |  |  | 0.98 |  | Other | UNDER EACH PANEL
NJADRE1555904615 | Administratively Determined Incentive Program | WOODBURY CITY | 8096 | 15 | 6.08 | Residential | Behind the Meter | No | Net Metered Residential | EMT RENEWABLES LLC |  | PSE&G | Accepted | 2024-02-29 | 2024-03-19 | 2025-03-19 | Solar Panels | Q.CELLS | Q.PEAK DUO |  | 0.405 | 4 | 105 | 41 |  | Fixed | Roof
NJADRE1555904615 | Administratively Determined Incentive Program | WOODBURY CITY | 8096 | 15 | 6.08 | Residential | Behind the Meter | No | Net Metered Residential | EMT RENEWABLES LLC |  | PSE&G | Accepted | 2024-02-29 | 2024-03-19 | 2025-03-19 | Solar Panels | Q.CELLS | Q.PEAK DUO |  | 0.405 | 11 | 285 | 41 |  | Fixed | Roof
NJADRE1555904664 | Administratively Determined Incentive Program | SALEM | 8079 | 16 | 17.63 | Residential | Behind the Meter | Yes | Net Metered Residential | Pro Custom Solar dba Momentum Solar |  | AC Electric | Accepted | 2024-02-29 | 2024-03-19 | 2025-03-19 | Solar Panels | Q. PEAK DUO BLK ML-G10+410 | HANWHA |  | 0.41 | 22 | 196 | 18 |  | Fixed | Roof
NJADRE1555904664 | Administratively Determined Incentive Program | SALEM | 8079 | 16 | 17.63 | Residential | Behind the Meter | Yes | Net Metered Residential | Pro Custom Solar dba Momentum Solar |  | AC Electric | Accepted | 2024-02-29 | 2024-03-19 | 2025-03-19 | Solar Panels | Q. PEAK DUO BLK ML-G10+410 | HANWHA |  | 0.41 | 21 | 16 | 18 |  | Fixed | Roof
NJADRE1555904664 | Administratively Determined Incentive Program | SALEM | 8079 | 16 | 17.63 | Residential | Behind the Meter | Yes | Net Metered Residential | Pro Custom Solar dba Momentum Solar |  | AC Electric | Accepted | 2024-02-29 | 2024-03-19 | 2025-03-19 | Inverters | IQ8PLUS-72-2-US | ENPHASE | 290 |  | 43 |  |  | 0.97 |  | Outdoor
NJADRE1555904689 | Administratively Determined Incentive Program | FORDS | 8863 | 11 | 10.25 | Residential | Behind the Meter | Yes | Net Metered Residential | Pro Custom Solar dba Momentum Solar |  | PSE&G | Accepted | 2024-02-29 | 2024-03-19 | 2025-03-19 | Solar Panels | Q. PEAK DUO BLK ML-G10+410 | HANWHA |  | 0.41 | 7 | 262 | 28 |  | Fixed | Roof
NJADRE1555904689 | Administratively Determined Incentive Program | FORDS | 8863 | 11 | 10.25 | Residential | Behind the Meter | Yes | Net Metered Residential | Pro Custom Solar dba Momentum Solar |  | PSE&G | Accepted | 2024-02-29 | 2024-03-19 | 2025-03-19 | Solar Panels | Q. PEAK DUO BLK ML-G10+410 | HANWHA |  | 0.41 | 6 | 82 | 28 |  | Fixed | Roof
NJADRE1555904689 | Administratively Determined Incentive Program | FORDS | 8863 | 11 | 10.25 | Residential | Behind the Meter | Yes | Net Metered Residential | Pro Custom Solar dba Momentum Solar |  | PSE&G | Accepted | 2024-02-29 | 2024-03-19 | 2025-03-19 | Solar Panels | Q. PEAK DUO BLK ML-G10+410 | HANWHA |  | 0.41 | 6 | 350 | 36 |  | Fixed | Roof
NJADRE1555904689 | Administratively Determined Incentive Program | FORDS | 8863 | 11 | 10.25 | Residential | Behind the Meter | Yes | Net Metered Residential | Pro Custom Solar dba Momentum Solar |  | PSE&G | Accepted | 2024-02-29 | 2024-03-19 | 2025-03-19 | Solar Panels | Q. PEAK DUO BLK ML-G10+410 | HANWHA |  | 0.41 | 6 | 170 | 36 |  | Fixed | Roof
NJADRE1555904689 | Administratively Determined Incentive Program | FORDS | 8863 | 11 | 10.25 | Residential | Behind the Meter | Yes | Net Metered Residential | Pro Custom Solar dba Momentum Solar |  | PSE&G | Accepted | 2024-02-29 | 2024-03-19 | 2025-03-19 | Inverters | IQ8PLUS-72-2-US | ENPHASE | 290 |  | 25 |  |  | 0.97 |  | Outdoor
NJADRE1555904695 | Administratively Determined Incentive Program | WILLIAMSTOWN | 8094 | 15 | 10.4 | Residential | Behind the Meter | Yes | Net Metered Residential | Power Energy Solutions |  | AC Electric | Accepted | 2024-02-29 | 2024-03-19 | 2025-03-19 | Inverters | SolarEdge | SE7600H-US | 7600 |  | 1 |  |  | 0.97 |  | Outdoor
NJADRE1555904695 | Administratively Determined Incentive Program | WILLIAMSTOWN | 8094 | 15 | 10.4 | Residential | Behind the Meter | Yes | Net Metered Residential | Power Energy Solutions |  | AC Electric | Accepted | 2024-02-29 | 2024-03-19 | 2025-03-19 | Solar Panels | Canadian Solar | CS6R-400MS-HL HIKU6 BLACK MONO |  | 0.4 | 6 | 154 | 25 |  | Fixed | Roof
NJADRE1555904695 | Administratively Determined Incentive Program | WILLIAMSTOWN | 8094 | 15 | 10.4 | Residential | Behind the Meter | Yes | Net Metered Residential | Power Energy Solutions |  | AC Electric | Accepted | 2024-02-29 | 2024-03-19 | 2025-03-19 | Solar Panels | Canadian Solar | CS6R-400MS-HL HIKU6 BLACK MONO |  | 0.4 | 3 | 154 | 26 |  | Fixed | Roof
NJADRE1555904695 | Administratively Determined Incentive Program | WILLIAMSTOWN | 8094 | 15 | 10.4 | Residential | Behind the Meter | Yes | Net Metered Residential | Power Energy Solutions |  | AC Electric | Accepted | 2024-02-29 | 2024-03-19 | 2025-03-19 | Solar Panels | Canadian Solar | CS6R-400MS-HL HIKU6 BLACK MONO |  | 0.4 | 3 | 334 | 30 |  | Fixed | Roof
NJADRE1555904695 | Administratively Determined Incentive Program | WILLIAMSTOWN | 8094 | 15 | 10.4 | Residential | Behind the Meter | Yes | Net Metered Residential | Power Energy Solutions |  | AC Electric | Accepted | 2024-02-29 | 2024-03-19 | 2025-03-19 | Solar Panels | Canadian Solar | CS6R-400MS-HL HIKU6 BLACK MONO |  | 0.4 | 12 | 334 | 31 |  | Fixed | Roof
NJADRE1555904695 | Administratively Determined Incentive Program | WILLIAMSTOWN | 8094 | 15 | 10.4 | Residential | Behind the Meter | Yes | Net Metered Residential | Power Energy Solutions |  | AC Electric | Accepted | 2024-02-29 | 2024-03-19 | 2025-03-19 | Solar Panels | Canadian Solar | CS6R-400MS-HL HIKU6 BLACK MONO |  | 0.4 | 2 | 334 | 29 |  | Fixed | Roof
NJADRE1555904713 | Administratively Determined Incentive Program | NEWARK | 7112 | 9 | 6.97 | Residential | Behind the Meter | Yes | Net Metered Residential | Pro Custom Solar dba Momentum Solar |  | PSE&G | Accepted | 2024-02-29 | 2024-03-19 | 2025-03-19 | Solar Panels | Q. PEAK DUO BLK ML-G10+410 | HANWHA |  | 0.41 | 13 | 201 | 27 |  | Fixed | Roof
NJADRE1555904713 | Administratively Determined Incentive Program | NEWARK | 7112 | 9 | 6.97 | Residential | Behind the Meter | Yes | Net Metered Residential | Pro Custom Solar dba Momentum Solar |  | PSE&G | Accepted | 2024-02-29 | 2024-03-19 | 2025-03-19 | Solar Panels | Q. PEAK DUO BLK ML-G10+410 | HANWHA |  | 0.41 | 4 | 21 | 27 |  | Fixed | Roof
NJADRE1555904713 | Administratively Determined Incentive Program | NEWARK | 7112 | 9 | 6.97 | Residential | Behind the Meter | Yes | Net Metered Residential | Pro Custom Solar dba Momentum Solar |  | PSE&G | Accepted | 2024-02-29 | 2024-03-19 | 2025-03-19 | Inverters | IQ8PLUS-72-2-US | ENPHASE | 290 |  | 17 |  |  | 0.97 |  | Outdoor
NJADRE1555904730 | Administratively Determined Incentive Program | WILLINGBORO | 8046 | 13 | 6.97 | Residential | Behind the Meter | Yes | Net Metered Residential | Pro Custom Solar dba Momentum Solar |  | PSE&G | Accepted | 2024-02-29 | 2024-03-19 | 2025-03-19 | Solar Panels | Q. PEAK DUO BLK ML-G10+410 | HANWHA |  | 0.41 | 17 | 183 | 26 |  | Fixed | Roof
NJADRE1555904730 | Administratively Determined Incentive Program | WILLINGBORO | 8046 | 13 | 6.97 | Residential | Behind the Meter | Yes | Net Metered Residential | Pro Custom Solar dba Momentum Solar |  | PSE&G | Accepted | 2024-02-29 | 2024-03-19 | 2025-03-19 | Inverters | IQ8PLUS-72-2-US | ENPHASE | 290 |  | 17 |  |  | 0.97 |  | Outdoor
NJADRE1555904747 | Administratively Determined Incentive Program | ROCKAWAY | 7866 | 3 | 7.6 | Residential | Behind the Meter | Yes | Net Metered Residential | Sunrun Installation Services, Inc. |  | JCP&L | Accepted | 2024-02-29 | 2024-03-19 | 2025-03-19 | Inverters | SolarEdge Technologies | SE6000H-USSN | 6000 |  | 1 |  |  | 0.99 |  | Outside | next to meter
NJADRE1555904747 | Administratively Determined Incentive Program | ROCKAWAY | 7866 | 3 | 7.6 | Residential | Behind the Meter | Yes | Net Metered Residential | Sunrun Installation Services, Inc. |  | JCP&L | Accepted | 2024-02-29 | 2024-03-19 | 2025-03-19 | Solar Panels | Hanwha Q-Cells | Q.PEAK DUO BLK ML-G10+/t 400 |  | 0.4 | 2 | 354 | 20 |  | Fixed | Roof
NJADRE1555904747 | Administratively Determined Incentive Program | ROCKAWAY | 7866 | 3 | 7.6 | Residential | Behind the Meter | Yes | Net Metered Residential | Sunrun Installation Services, Inc. |  | JCP&L | Accepted | 2024-02-29 | 2024-03-19 | 2025-03-19 | Solar Panels | Hanwha Q-Cells | Q.PEAK DUO BLK ML-G10+/t 400 |  | 0.4 | 2 | 174 | 18 |  | Fixed | Roof
NJADRE1555904747 | Administratively Determined Incentive Program | ROCKAWAY | 7866 | 3 | 7.6 | Residential | Behind the Meter | Yes | Net Metered Residential | Sunrun Installation Services, Inc. |  | JCP&L | Accepted | 2024-02-29 | 2024-03-19 | 2025-03-19 | Solar Panels | Hanwha Q-Cells | Q.PEAK DUO BLK ML-G10+/t 400 |  | 0.4 | 15 | 83 | 24 |  | Fixed | Roof
NJADRE1555904753 | Administratively Determined Incentive Program | PLAINFIELD | 7060 | 10 | 5.74 | Residential | Behind the Meter | Yes | Net Metered Residential | Pro Custom Solar dba Momentum Solar |  | PSE&G | Accepted | 2024-02-29 | 2024-03-19 | 2025-03-19 | Solar Panels | Q. PEAK DUO BLK ML-G10+410 | HANWHA |  | 0.41 | 8 | 167 | 46 |  | Fixed | Roof
NJADRE1555904753 | Administratively Determined Incentive Program | PLAINFIELD | 7060 | 10 | 5.74 | Residential | Behind the Meter | Yes | Net Metered Residential | Pro Custom Solar dba Momentum Solar |  | PSE&G | Accepted | 2024-02-29 | 2024-03-19 | 2025-03-19 | Solar Panels | Q. PEAK DUO BLK ML-G10+410 | HANWHA |  | 0.41 | 6 | 347 | 46 |  | Fixed | Roof
NJADRE1555904753 | Administratively Determined Incentive Program | PLAINFIELD | 7060 | 10 | 5.74 | Residential | Behind the Meter | Yes | Net Metered Residential | Pro Custom Solar dba Momentum Solar |  | PSE&G | Accepted | 2024-02-29 | 2024-03-19 | 2025-03-19 | Inverters | IQ8PLUS-72-2-US | ENPHASE | 290 |  | 14 |  |  | 0.97 |  | Outdoor
NJADRE1555904789 | Administratively Determined Incentive Program | NORTH BRUNSWICK | 8902 | 11 | 8.2 | Residential | Behind the Meter | Yes | Net Metered Residential | Infinity Solar Systems |  | PSE&G | Accepted | 2024-02-29 | 2024-03-19 | 2025-03-19 | Inverters | Enphase | IQ8PLUS-72-2-US | 290 |  | 20 |  |  | 0.97 |  | Outdoor
NJADRE1555904789 | Administratively Determined Incentive Program | NORTH BRUNSWICK | 8902 | 11 | 8.2 | Residential | Behind the Meter | Yes | Net Metered Residential | Infinity Solar Systems |  | PSE&G | Accepted | 2024-02-29 | 2024-03-19 | 2025-03-19 | Solar Panels | SEG Solar | SEG-410-BMD-HV |  | 0.41 | 12 | 302 | 20 |  | Fixed | Roof
NJADRE1555904789 | Administratively Determined Incentive Program | NORTH BRUNSWICK | 8902 | 11 | 8.2 | Residential | Behind the Meter | Yes | Net Metered Residential | Infinity Solar Systems |  | PSE&G | Accepted | 2024-02-29 | 2024-03-19 | 2025-03-19 | Solar Panels | SEG Solar | SEG-410-BMD-HV |  | 0.41 | 8 | 302 | 20 |  | Fixed | Roof
NJADRE1555904792 | Administratively Determined Incentive Program | MARLTON | 8053 | 13 | 5.74 | Residential | Behind the Meter | Yes | Net Metered Residential | Pro Custom Solar dba Momentum Solar |  | PSE&G | Accepted | 2024-02-29 | 2024-03-19 | 2025-03-19 | Solar Panels | Q. PEAK DUO BLK ML-G10+410 | HANWHA |  | 0.41 | 6 | 196 | 33 |  | Fixed | Roof
NJADRE1555904792 | Administratively Determined Incentive Program | MARLTON | 8053 | 13 | 5.74 | Residential | Behind the Meter | Yes | Net Metered Residential | Pro Custom Solar dba Momentum Solar |  | PSE&G | Accepted | 2024-02-29 | 2024-03-19 | 2025-03-19 | Solar Panels | Q. PEAK DUO BLK ML-G10+410 | HANWHA |  | 0.41 | 8 | 107 | 40 |  | Fixed | Roof
NJADRE1555904792 | Administratively Determined Incentive Program | MARLTON | 8053 | 13 | 5.74 | Residential | Behind the Meter | Yes | Net Metered Residential | Pro Custom Solar dba Momentum Solar |  | PSE&G | Accepted | 2024-02-29 | 2024-03-19 | 2025-03-19 | Inverters | IQ8PLUS-72-2-US | ENPHASE | 290 |  | 14 |  |  | 0.97 |  | Outdoor
NJADRE1555904801 | Administratively Determined Incentive Program | BRIDGEWATER | 8807 | 5 | 8.8 | Residential | Behind the Meter | Yes | Net Metered Residential | Sunrun Installation Services, Inc. |  | PSE&G | Accepted | 2024-02-29 | 2024-03-19 | 2025-03-19 | Inverters | SolarEdge Technologies | SE7600H-USSN | 7600 |  | 1 |  |  | 0.99 |  | Outside | next to meter
NJADRE1555904801 | Administratively Determined Incentive Program | BRIDGEWATER | 8807 | 5 | 8.8 | Residential | Behind the Meter | Yes | Net Metered Residential | Sunrun Installation Services, Inc. |  | PSE&G | Accepted | 2024-02-29 | 2024-03-19 | 2025-03-19 | Solar Panels | Hanwha Q-Cells | Q.PEAK DUO BLK ML-G10+/t 400 |  | 0.4 | 9 | 316 | 34 |  | Fixed | Roof
NJADRE1555904801 | Administratively Determined Incentive Program | BRIDGEWATER | 8807 | 5 | 8.8 | Residential | Behind the Meter | Yes | Net Metered Residential | Sunrun Installation Services, Inc. |  | PSE&G | Accepted | 2024-02-29 | 2024-03-19 | 2025-03-19 | Solar Panels | Hanwha Q-Cells | Q.PEAK DUO BLK ML-G10+/t 400 |  | 0.4 | 13 | 136 | 33 |  | Fixed | Roof
NJADRE1555904812 | Administratively Determined Incentive Program | TEANECK | 7666 | 7 | 17 | Residential | Behind the Meter | No | Net Metered Residential | NJ Solar Power |  | PSE&G | Accepted | 2024-03-04 | 2024-03-25 | 2025-03-25 | Solar Panels | Hanwha | Q.TRON BLK M-G2+ 425 |  | 0.425 | 40 | 205 | 30 |  | Fixed | Roof | Roof 1
NJADRE1555904812 | Administratively Determined Incentive Program | TEANECK | 7666 | 7 | 17 | Residential | Behind the Meter | No | Net Metered Residential | NJ Solar Power |  | PSE&G | Accepted | 2024-03-04 | 2024-03-25 | 2025-03-25 | Inverters | SolarEdge | SE7600H-US | 15200 |  | 2 |  |  | 0.99 |  | Outside
NJADRE1555904812 | Administratively Determined Incentive Program | TEANECK | 7666 | 7 | 17 | Residential | Behind the Meter | No | Net Metered Residential | NJ Solar Power |  | PSE&G | Accepted | 2024-03-04 | 2024-03-25 | 2025-03-25 | Electric Storage Battery | Franklin | Home Power System |  |  | 1 |  |  |  | Lithium Ion |  | Inside
NJADRE1555904815 | Administratively Determined Incentive Program | NETCONG | 7857 | 3 | 7.29 | Residential | Behind the Meter | No | Net Metered Residential | EMT RENEWABLES LLC |  | JCP&L | Accepted | 2024-02-29 | 2024-03-19 | 2025-03-19 | Inverters | ENPHASE | IQ8+ | 290 |  | 18 |  |  | 0.98 |  | Other | UNDER EACH PANEL
NJADRE1555904815 | Administratively Determined Incentive Program | NETCONG | 7857 | 3 | 7.29 | Residential | Behind the Meter | No | Net Metered Residential | EMT RENEWABLES LLC |  | JCP&L | Accepted | 2024-02-29 | 2024-03-19 | 2025-03-19 | Solar Panels | Q.CELLS | Q.PEAK DUO |  | 0.405 | 12 | 154 | 22 |  | Fixed | Roof
NJADRE1555904815 | Administratively Determined Incentive Program | NETCONG | 7857 | 3 | 7.29 | Residential | Behind the Meter | No | Net Metered Residential | EMT RENEWABLES LLC |  | JCP&L | Accepted | 2024-02-29 | 2024-03-19 | 2025-03-19 | Solar Panels | Q.CELLS | Q.PEAK DUO |  | 0.405 | 6 | 334 | 22 |  | Fixed | Roof
NJADRE1555904837 | Administratively Determined Incentive Program | OLD BRIDGE | 8857 | 11 | 10.27 | Residential | Behind the Meter | No | Net Metered Residential | Summit Solar Company LLC |  | JCP&L | Accepted | 2024-02-29 | 2024-03-21 | 2025-03-21 | Solar Panels | CANADIAN SOLAR | CS6R-395MS |  | 0.395 | 26 | 180 | 30 |  | Fixed | Roof
NJADRE1555904837 | Administratively Determined Incentive Program | OLD BRIDGE | 8857 | 11 | 10.27 | Residential | Behind the Meter | No | Net Metered Residential | Summit Solar Company LLC |  | JCP&L | Accepted | 2024-02-29 | 2024-03-21 | 2025-03-21 | Inverters | SolarEdge | SE10000H-US | 10000 |  | 1 |  |  | 0.9 |  | Outside
NJADRE1555904839 | Administratively Determined Incentive Program | WILLIAMSTOWN | 8094 | 15 | 9.75 | Residential | Behind the Meter | No | Net Metered Residential | Powur, PBC |  | AC Electric | Accepted | 2024-03-05 | 2024-03-26 | 2025-03-26 | Solar Panels | Jinko | JKM390M-72HBL-V |  | 0.39 | 18 | 258 | 19 |  | Fixed | Roof
NJADRE1555904839 | Administratively Determined Incentive Program | WILLIAMSTOWN | 8094 | 15 | 9.75 | Residential | Behind the Meter | No | Net Metered Residential | Powur, PBC |  | AC Electric | Accepted | 2024-03-05 | 2024-03-26 | 2025-03-26 | Solar Panels | Jinko | JKM390M-72HBL-V |  | 0.39 | 7 | 78 | 18 |  | Fixed | Roof
NJADRE1555904839 | Administratively Determined Incentive Program | WILLIAMSTOWN | 8094 | 15 | 9.75 | Residential | Behind the Meter | No | Net Metered Residential | Powur, PBC |  | AC Electric | Accepted | 2024-03-05 | 2024-03-26 | 2025-03-26 | Inverters | Enphase | IQ8M-72-2-US | 325 |  | 25 |  |  | 0.99 |  | Outside
NJADRE1555904851 | Administratively Determined Incentive Program | NUTLEY TOWN | 7110 | 9 | 6.08 | Residential | Behind the Meter | No | Net Metered Residential | EMT RENEWABLES LLC |  | PSE&G | Accepted | 2024-02-29 | 2024-03-20 | 2025-03-20 | Inverters | ENPHASE | IQ8+ | 290 |  | 15 |  |  | 0.98 |  | Other | UNDER EACH PANEL
NJADRE1555904851 | Administratively Determined Incentive Program | NUTLEY TOWN | 7110 | 9 | 6.08 | Residential | Behind the Meter | No | Net Metered Residential | EMT RENEWABLES LLC |  | PSE&G | Accepted | 2024-02-29 | 2024-03-20 | 2025-03-20 | Solar Panels | Q.CELLS | Q.PEAK DUO |  | 0.405 | 11 | 207 | 35 |  | Fixed | Roof
NJADRE1555904851 | Administratively Determined Incentive Program | NUTLEY TOWN | 7110 | 9 | 6.08 | Residential | Behind the Meter | No | Net Metered Residential | EMT RENEWABLES LLC |  | PSE&G | Accepted | 2024-02-29 | 2024-03-20 | 2025-03-20 | Solar Panels | Q.CELLS | Q.PEAK DUO |  | 0.405 | 4 | 27 | 35 |  | Fixed | Roof
NJADRE1555904924 | Administratively Determined Incentive Program | ROBBINSVILLE | 8691 | 12 | 21.6 | Residential | Behind the Meter | No | Net Metered Residential | Morgan Associates and Consulting LLC |  | JCP&L | Accepted | 2024-02-29 | 2024-03-20 | 2025-03-20 | Solar Panels | Hanwha | QCELLS 300 |  | 0.3 | 72 | 147 | 30 |  | Fixed | Ground
NJADRE1555904924 | Administratively Determined Incentive Program | ROBBINSVILLE | 8691 | 12 | 21.6 | Residential | Behind the Meter | No | Net Metered Residential | Morgan Associates and Consulting LLC |  | JCP&L | Accepted | 2024-02-29 | 2024-03-20 | 2025-03-20 | Inverters | Enphase | IQ7PLUS | 290 |  | 72 |  |  | 0.98 |  | Outside
NJADRE1555904944 | Administratively Determined Incentive Program | IRVINGTON | 7111 | 9 | 9.63 | Residential | Behind the Meter | Yes | Net Metered Residential | Freedom Forever New Jersey LLC |  | PSE&G | Accepted | 2024-02-29 | 2024-03-21 | 2025-03-21 | Inverters | Solar Edge | SE7600H-USRGM [SI1 | 7600 |  | 1 |  |  | 0.99 |  | Outside
NJADRE1555904944 | Administratively Determined Incentive Program | IRVINGTON | 7111 | 9 | 9.63 | Residential | Behind the Meter | Yes | Net Metered Residential | Freedom Forever New Jersey LLC |  | PSE&G | Accepted | 2024-02-29 | 2024-03-21 | 2025-03-21 | Solar Panels | JINKO SOLAR | JKM385M-6RL3-B |  | 0.385 | 4 | 44 | 23 |  | Fixed | Roof
NJADRE1555904944 | Administratively Determined Incentive Program | IRVINGTON | 7111 | 9 | 9.63 | Residential | Behind the Meter | Yes | Net Metered Residential | Freedom Forever New Jersey LLC |  | PSE&G | Accepted | 2024-02-29 | 2024-03-21 | 2025-03-21 | Solar Panels | JINKO SOLAR | JKM385M-6RL3-B |  | 0.385 | 21 | 44 | 10 |  | Fixed | Roof
NJADRE1555905618 | Administratively Determined Incentive Program | LAKEWOOD | 8701 | 18 | 13.5 | Residential | Behind the Meter | No | Net Metered Residential | Green Revoluton Solar |  | JCP&L | Accepted | 2024-02-29 | 2024-03-20 | 2025-03-20 | Solar Panels | Zinshine | ZXM6-NH120-375/M |  | 0.375 | 11 | 86 | 40 |  | Fixed | Roof
NJADRE1555905618 | Administratively Determined Incentive Program | LAKEWOOD | 8701 | 18 | 13.5 | Residential | Behind the Meter | No | Net Metered Residential | Green Revoluton Solar |  | JCP&L | Accepted | 2024-02-29 | 2024-03-20 | 2025-03-20 | Solar Panels | Zinshine | ZXM6-NH120-375/M |  | 0.375 | 15 | 176 | 30 |  | Fixed | Roof
NJADRE1555905618 | Administratively Determined Incentive Program | LAKEWOOD | 8701 | 18 | 13.5 | Residential | Behind the Meter | No | Net Metered Residential | Green Revoluton Solar |  | JCP&L | Accepted | 2024-02-29 | 2024-03-20 | 2025-03-20 | Solar Panels | Zinshine | ZXM6-NH120-375/M |  | 0.375 | 10 | 266 | 40 |  | Fixed | Roof
NJADRE1555905618 | Administratively Determined Incentive Program | LAKEWOOD | 8701 | 18 | 13.5 | Residential | Behind the Meter | No | Net Metered Residential | Green Revoluton Solar |  | JCP&L | Accepted | 2024-02-29 | 2024-03-20 | 2025-03-20 | Inverters | Solaredge | SE1000H-US | 10000 |  | 1 |  |  | 0.97 |  | Outside
NJADRE1555905618 | Administratively Determined Incentive Program | LAKEWOOD | 8701 | 18 | 13.5 | Residential | Behind the Meter | No | Net Metered Residential | Green Revoluton Solar |  | JCP&L | Accepted | 2024-02-29 | 2024-03-20 | 2025-03-20 | Meters | Itron | CL200 |  |  | 1 |  |  |  | Yes | Outdoor
NJADRE1555914714 | Administratively Determined Incentive Program | EMERSON BORO | 7630 | 7 | 3.2 | Residential | Behind the Meter | Yes | Net Metered Residential | Sunrun Installation Services, Inc. |  | PSE&G | Accepted | 2024-02-29 | 2024-03-26 | 2025-03-26 | Inverters | SOLAREDGE TECHNOLOGIES | SE3800H-USMN | 3800 |  | 1 |  |  | 0.99 |  | Outside | Next To Meter
NJADRE1555914714 | Administratively Determined Incentive Program | EMERSON BORO | 7630 | 7 | 3.2 | Residential | Behind the Meter | Yes | Net Metered Residential | Sunrun Installation Services, Inc. |  | PSE&G | Accepted | 2024-02-29 | 2024-03-26 | 2025-03-26 | Solar Panels | Hanwha Q Cells | Q.PEAK DUO BLK ML-G10+/t 400 |  | 0.4 | 2 | 13 | 12 |  | Fixed | Roof
NJADRE1555914714 | Administratively Determined Incentive Program | EMERSON BORO | 7630 | 7 | 3.2 | Residential | Behind the Meter | Yes | Net Metered Residential | Sunrun Installation Services, Inc. |  | PSE&G | Accepted | 2024-02-29 | 2024-03-26 | 2025-03-26 | Solar Panels | Hanwha Q Cells | Q.PEAK DUO BLK ML-G10+/t 400 |  | 0.4 | 6 | 193 | 12 |  | Fixed | Roof
NJADRE1555920708 | Administratively Determined Incentive Program | CLIFTON | 7012 | 6 | 6.55 | Residential | Behind the Meter | Yes | Net Metered Residential | Freedom Forever New Jersey LLC |  | PSE&G | Accepted | 2024-02-29 | 2024-03-20 | 2025-03-20 | Inverters | Solar Edge | SE6000H-USRGM [SI1 | 6000 |  | 1 |  |  | 0.99 |  | Outside
NJADRE1555920708 | Administratively Determined Incentive Program | CLIFTON | 7012 | 6 | 6.55 | Residential | Behind the Meter | Yes | Net Metered Residential | Freedom Forever New Jersey LLC |  | PSE&G | Accepted | 2024-02-29 | 2024-03-20 | 2025-03-20 | Solar Panels | JINKO SOLAR | JKM385M-6RL3-B |  | 0.385 | 17 | 223 | 23 |  | Fixed | Roof
NJADRE1555921500 | Administratively Determined Incentive Program | LAKEWOOD | 8701 | 18 | 10.73 | Residential | Behind the Meter | No | Net Metered Residential | Green Revoluton Solar |  | JCP&L | Accepted | 2024-02-29 | 2024-03-20 | 2025-03-20 | Inverters | Goodwe | GW9600-MS-US30 | 9600 |  | 1 |  |  | 0.95 |  | Outside
NJADRE1555921500 | Administratively Determined Incentive Program | LAKEWOOD | 8701 | 18 | 10.73 | Residential | Behind the Meter | No | Net Metered Residential | Green Revoluton Solar |  | JCP&L | Accepted | 2024-02-29 | 2024-03-20 | 2025-03-20 | Solar Panels | Zinshine | ZXM6-NH120-370/M |  | 0.37 | 29 | 187 | 30 |  | Fixed | Roof
NJADRE1555925570 | Administratively Determined Incentive Program | TRENTON | 8610 | 12 | 4.46 | Residential | Behind the Meter | No | Net Metered Residential | EMT RENEWABLES LLC |  | PSE&G | Accepted | 2024-02-29 | 2024-03-20 | 2025-03-20 | Inverters | ENPHASE | IQ8+ | 290 |  | 11 |  |  | 0.98 |  | Other | UNDER EACH PANEL
NJADRE1555925570 | Administratively Determined Incentive Program | TRENTON | 8610 | 12 | 4.46 | Residential | Behind the Meter | No | Net Metered Residential | EMT RENEWABLES LLC |  | PSE&G | Accepted | 2024-02-29 | 2024-03-20 | 2025-03-20 | Solar Panels | Q.CELLS | Q.PEAK DUO |  | 0.405 | 8 | 215 | 22 |  | Fixed | Roof
NJADRE1555925570 | Administratively Determined Incentive Program | TRENTON | 8610 | 12 | 4.46 | Residential | Behind the Meter | No | Net Metered Residential | EMT RENEWABLES LLC |  | PSE&G | Accepted | 2024-02-29 | 2024-03-20 | 2025-03-20 | Solar Panels | Q.CELLS | Q.PEAK DUO |  | 0.405 | 3 | 35 | 22 |  | Fixed | Roof
NJADRE1555925745 | Administratively Determined Incentive Program | CLIFTON | 7012 | 6 | 6.8 | Residential | Behind the Meter | Yes | Net Metered Residential | Sunrun Installation Services, Inc. |  | PSE&G | Accepted | 2024-02-29 | 2024-03-20 | 2025-03-20 | Inverters | SOLAREDGE TECHNOLOGIES | SE6000H-USSN | 6000 |  | 1 |  |  | 0.99 |  | Outside | Next To Meter
NJADRE1555925745 | Administratively Determined Incentive Program | CLIFTON | 7012 | 6 | 6.8 | Residential | Behind the Meter | Yes | Net Metered Residential | Sunrun Installation Services, Inc. |  | PSE&G | Accepted | 2024-02-29 | 2024-03-20 | 2025-03-20 | Solar Panels | Hanwha Q Cells | Q.PEAK DUO BLK ML-G10+/t 400 |  | 0.4 | 9 | 301 | 38 |  | Fixed | Roof
NJADRE1555925745 | Administratively Determined Incentive Program | CLIFTON | 7012 | 6 | 6.8 | Residential | Behind the Meter | Yes | Net Metered Residential | Sunrun Installation Services, Inc. |  | PSE&G | Accepted | 2024-02-29 | 2024-03-20 | 2025-03-20 | Solar Panels | Hanwha Q Cells | Q.PEAK DUO BLK ML-G10+/t 400 |  | 0.4 | 8 | 121 | 38 |  | Fixed | Roof
NJADRE1555931520 | Administratively Determined Incentive Program | MAHWAH | 7430 | 7 | 14.99 | Residential | Behind the Meter | Yes | Net Metered Residential | Sunrun Installation Services, Inc. |  | Orange Rockland Electric | Accepted | 2024-02-29 | 2024-03-20 | 2025-03-20 | Inverters | SolarEdge Technologies | SE3800H-USMN | 3800 |  | 1 |  |  | 0.99 |  | Outside | Next to meter
NJADRE1555931520 | Administratively Determined Incentive Program | MAHWAH | 7430 | 7 | 14.99 | Residential | Behind the Meter | Yes | Net Metered Residential | Sunrun Installation Services, Inc. |  | Orange Rockland Electric | Accepted | 2024-02-29 | 2024-03-20 | 2025-03-20 | Inverters | SolarEdge Technologies | SE7600H-USSN | 7600 |  | 1 |  |  | 0.99 |  | Outside | Next to meter
NJADRE1555931520 | Administratively Determined Incentive Program | MAHWAH | 7430 | 7 | 14.99 | Residential | Behind the Meter | Yes | Net Metered Residential | Sunrun Installation Services, Inc. |  | Orange Rockland Electric | Accepted | 2024-02-29 | 2024-03-20 | 2025-03-20 | Solar Panels | Hanwha Q Cells | Q.PEAK DUO BLK ML-G10+ 405 |  | 0.405 | 6 | 0 | 23 |  | Fixed | Roof
NJADRE1555931520 | Administratively Determined Incentive Program | MAHWAH | 7430 | 7 | 14.99 | Residential | Behind the Meter | Yes | Net Metered Residential | Sunrun Installation Services, Inc. |  | Orange Rockland Electric | Accepted | 2024-02-29 | 2024-03-20 | 2025-03-20 | Solar Panels | Hanwha Q Cells | Q.PEAK DUO BLK ML-G10+ 405 |  | 0.405 | 23 | 180 | 22 |  | Fixed | Roof
NJADRE1555931520 | Administratively Determined Incentive Program | MAHWAH | 7430 | 7 | 14.99 | Residential | Behind the Meter | Yes | Net Metered Residential | Sunrun Installation Services, Inc. |  | Orange Rockland Electric | Accepted | 2024-02-29 | 2024-03-20 | 2025-03-20 | Solar Panels | Hanwha Q Cells | Q.PEAK DUO BLK ML-G10+ 405 |  | 0.405 | 8 | 179 | 23 |  | Fixed | Roof
NJADRE1555931520 | Administratively Determined Incentive Program | MAHWAH | 7430 | 7 | 14.99 | Residential | Behind the Meter | Yes | Net Metered Residential | Sunrun Installation Services, Inc. |  | Orange Rockland Electric | Accepted | 2024-02-29 | 2024-03-20 | 2025-03-20 | Electric Storage Battery | Tesla | Powerwall |  |  | 1 |  |  |  | Lithium Ion |  | OUTSIDE?
NJADRE1555943319 | Administratively Determined Incentive Program | WEST ORANGE | 7052 | 9 | 3.2 | Residential | Behind the Meter | Yes | Net Metered Residential | Sunrun Installation Services, Inc. |  | PSE&G | Accepted | 2024-02-29 | 2024-03-20 | 2025-03-20 | Inverters | SolarEdge Technologies | SE3800H-USMN | 3800 |  | 1 |  |  | 0.99 |  | Outside | Next to meter
NJADRE1555943319 | Administratively Determined Incentive Program | WEST ORANGE | 7052 | 9 | 3.2 | Residential | Behind the Meter | Yes | Net Metered Residential | Sunrun Installation Services, Inc. |  | PSE&G | Accepted | 2024-02-29 | 2024-03-20 | 2025-03-20 | Solar Panels | Hanwha Q Cells | Q.PEAK DUO BLK ML-G10+/t 400 |  | 0.4 | 4 | 117 | 7 |  | Fixed | Roof
NJADRE1555943319 | Administratively Determined Incentive Program | WEST ORANGE | 7052 | 9 | 3.2 | Residential | Behind the Meter | Yes | Net Metered Residential | Sunrun Installation Services, Inc. |  | PSE&G | Accepted | 2024-02-29 | 2024-03-20 | 2025-03-20 | Solar Panels | Hanwha Q Cells | Q.PEAK DUO BLK ML-G10+/t 400 |  | 0.4 | 4 | 297 | 6 |  | Fixed | Roof
NJADRE1555945152 | Administratively Determined Incentive Program | BLACKWOOD | 8012 | 14 | 4.8 | Residential | Behind the Meter | Yes | Net Metered Residential | Sunrun Installation Services, Inc. |  | PSE&G | Accepted | 2024-02-29 | 2024-03-20 | 2025-03-20 | Inverters | SolarEdge Technologies | SE3800H-USMN | 3800 |  | 1 |  |  | 0.99 |  | Outdoor | next to meter
NJADRE1555945152 | Administratively Determined Incentive Program | BLACKWOOD | 8012 | 14 | 4.8 | Residential | Behind the Meter | Yes | Net Metered Residential | Sunrun Installation Services, Inc. |  | PSE&G | Accepted | 2024-02-29 | 2024-03-20 | 2025-03-20 | Solar Panels | Hanwha Q-Cells | Q.PEAK DUO BLK ML-G10+/t 400 |  | 0.4 | 6 | 276 | 27 |  | Fixed | Roof
NJADRE1555945152 | Administratively Determined Incentive Program | BLACKWOOD | 8012 | 14 | 4.8 | Residential | Behind the Meter | Yes | Net Metered Residential | Sunrun Installation Services, Inc. |  | PSE&G | Accepted | 2024-02-29 | 2024-03-20 | 2025-03-20 | Solar Panels | Hanwha Q-Cells | Q.PEAK DUO BLK ML-G10+/t 400 |  | 0.4 | 6 | 96 | 27 |  | Fixed | Roof
NJADRE1555945249 | Administratively Determined Incentive Program | NORTH BRUNSWICK TOWNSHIP | 8902 | 11 | 15.4 | Residential | Behind the Meter | Yes | Net Metered Residential | Freedom Forever New Jersey LLC |  | PSE&G | Accepted | 2024-02-29 | 2024-03-20 | 2025-03-20 | Inverters | Solar Edge | SE11400H-USRGM [SI1] | 11400 |  | 1 |  |  | 0.99 |  | Outside
NJADRE1555945249 | Administratively Determined Incentive Program | NORTH BRUNSWICK TOWNSHIP | 8902 | 11 | 15.4 | Residential | Behind the Meter | Yes | Net Metered Residential | Freedom Forever New Jersey LLC |  | PSE&G | Accepted | 2024-02-29 | 2024-03-20 | 2025-03-20 | Solar Panels | JINKO SOLAR | JKM385M-6RL3-B |  | 0.385 | 11 | 203 | 34 |  | Fixed | Roof
NJADRE1555945249 | Administratively Determined Incentive Program | NORTH BRUNSWICK TOWNSHIP | 8902 | 11 | 15.4 | Residential | Behind the Meter | Yes | Net Metered Residential | Freedom Forever New Jersey LLC |  | PSE&G | Accepted | 2024-02-29 | 2024-03-20 | 2025-03-20 | Solar Panels | JINKO SOLAR | JKM385M-6RL3-B |  | 0.385 | 10 | 112 | 34 |  | Fixed | Roof
NJADRE1555945249 | Administratively Determined Incentive Program | NORTH BRUNSWICK TOWNSHIP | 8902 | 11 | 15.4 | Residential | Behind the Meter | Yes | Net Metered Residential | Freedom Forever New Jersey LLC |  | PSE&G | Accepted | 2024-02-29 | 2024-03-20 | 2025-03-20 | Solar Panels | JINKO SOLAR | JKM385M-6RL3-B |  | 0.385 | 8 | 23 | 34 |  | Fixed | Roof
NJADRE1555945249 | Administratively Determined Incentive Program | NORTH BRUNSWICK TOWNSHIP | 8902 | 11 | 15.4 | Residential | Behind the Meter | Yes | Net Metered Residential | Freedom Forever New Jersey LLC |  | PSE&G | Accepted | 2024-02-29 | 2024-03-20 | 2025-03-20 | Solar Panels | JINKO SOLAR | JKM385M-6RL3-B |  | 0.385 | 2 | 293 | 34 |  | Fixed | Roof
NJADRE1555945249 | Administratively Determined Incentive Program | NORTH BRUNSWICK TOWNSHIP | 8902 | 11 | 15.4 | Residential | Behind the Meter | Yes | Net Metered Residential | Freedom Forever New Jersey LLC |  | PSE&G | Accepted | 2024-02-29 | 2024-03-20 | 2025-03-20 | Solar Panels | JINKO SOLAR | JKM385M-6RL3-B |  | 0.385 | 4 | 23 | 34 |  | Fixed | Roof
NJADRE1555945249 | Administratively Determined Incentive Program | NORTH BRUNSWICK TOWNSHIP | 8902 | 11 | 15.4 | Residential | Behind the Meter | Yes | Net Metered Residential | Freedom Forever New Jersey LLC |  | PSE&G | Accepted | 2024-02-29 | 2024-03-20 | 2025-03-20 | Solar Panels | JINKO SOLAR | JKM385M-6RL3-B |  | 0.385 | 2 | 293 | 34 |  | Fixed | Roof
NJADRE1555945249 | Administratively Determined Incentive Program | NORTH BRUNSWICK TOWNSHIP | 8902 | 11 | 15.4 | Residential | Behind the Meter | Yes | Net Metered Residential | Freedom Forever New Jersey LLC |  | PSE&G | Accepted | 2024-02-29 | 2024-03-20 | 2025-03-20 | Solar Panels | JINKO SOLAR | JKM385M-6RL3-B |  | 0.385 | 1 | 293 | 34 |  | Fixed | Roof
NJADRE1555945249 | Administratively Determined Incentive Program | NORTH BRUNSWICK TOWNSHIP | 8902 | 11 | 15.4 | Residential | Behind the Meter | Yes | Net Metered Residential | Freedom Forever New Jersey LLC |  | PSE&G | Accepted | 2024-02-29 | 2024-03-20 | 2025-03-20 | Solar Panels | JINKO SOLAR | JKM385M-6RL3-B |  | 0.385 | 2 | 113 | 23 |  | Fixed | Roof
NJADRE1555945456 | Administratively Determined Incentive Program | WILLINGBORO | 8046 | 13 | 6.72 | Residential | Behind the Meter | Yes | Net Metered Residential | SunPower Corporation, Systems |  | PSE&G | Accepted | 2024-02-29 | 2024-03-14 | 2025-03-14 | Solar Panels | Sunpower | SPR-M-420-H-AC |  | 0.42 | 13 | 196 | 18 |  | Fixed | Roof
NJADRE1555945456 | Administratively Determined Incentive Program | WILLINGBORO | 8046 | 13 | 6.72 | Residential | Behind the Meter | Yes | Net Metered Residential | SunPower Corporation, Systems |  | PSE&G | Accepted | 2024-02-29 | 2024-03-14 | 2025-03-14 | Solar Panels | Sunpower | SPR-M-420-H-AC |  | 0.42 | 3 | 16 | 18 |  | Fixed | Roof
NJADRE1555945456 | Administratively Determined Incentive Program | WILLINGBORO | 8046 | 13 | 6.72 | Residential | Behind the Meter | Yes | Net Metered Residential | SunPower Corporation, Systems |  | PSE&G | Accepted | 2024-02-29 | 2024-03-14 | 2025-03-14 | Inverters | Enphase | IQ7HS-66-ACM-US | 384 |  | 16 |  |  | 0.97 |  | Other | under each panel
NJADRE1555945456 | Administratively Determined Incentive Program | WILLINGBORO | 8046 | 13 | 6.72 | Residential | Behind the Meter | Yes | Net Metered Residential | SunPower Corporation, Systems |  | PSE&G | Accepted | 2024-02-29 | 2024-03-14 | 2025-03-14 | Meters | Sunpower | PVS6 |  |  | 1 |  |  |  | Yes | Outdoor
NJADRE1555945457 | Administratively Determined Incentive Program | PISCATAWAY | 8854 | 11 | 5.01 | Residential | Behind the Meter | Yes | Net Metered Residential | Freedom Forever New Jersey LLC |  | PSE&G | Accepted | 2024-02-29 | 2024-03-28 | 2025-03-28 | Inverters | Solar Edge | SE5000H-USRGM [SI1 | 5000 |  | 1 |  |  | 0.99 |  | Outside
NJADRE1555945457 | Administratively Determined Incentive Program | PISCATAWAY | 8854 | 11 | 5.01 | Residential | Behind the Meter | Yes | Net Metered Residential | Freedom Forever New Jersey LLC |  | PSE&G | Accepted | 2024-02-29 | 2024-03-28 | 2025-03-28 | Solar Panels | JINKO SOLAR | JKM385M-6RL3-B |  | 0.385 | 10 | 142 | 23 |  | Fixed | Roof
NJADRE1555945457 | Administratively Determined Incentive Program | PISCATAWAY | 8854 | 11 | 5.01 | Residential | Behind the Meter | Yes | Net Metered Residential | Freedom Forever New Jersey LLC |  | PSE&G | Accepted | 2024-02-29 | 2024-03-28 | 2025-03-28 | Solar Panels | JINKO SOLAR | JKM385M-6RL3-B |  | 0.385 | 3 | 322 | 23 |  | Fixed | Roof
NJADRE1555945494 | Administratively Determined Incentive Program | NUTLEY | 7110 | 9 | 9.02 | Residential | Behind the Meter | No | Net Metered Residential | EMT RENEWABLES LLC |  | PSE&G | Accepted | 2024-02-29 | 2024-03-20 | 2025-03-20 | Inverters | ENPHASE | IQ8+ | 290 |  | 22 |  |  | 0.98 |  | Other | UNDER EACH PANEL
NJADRE1555945494 | Administratively Determined Incentive Program | NUTLEY | 7110 | 9 | 9.02 | Residential | Behind the Meter | No | Net Metered Residential | EMT RENEWABLES LLC |  | PSE&G | Accepted | 2024-02-29 | 2024-03-20 | 2025-03-20 | Solar Panels | Q.CELLS | Q.PEAK DUO |  | 0.41 | 11 | 120 | 38 |  | Fixed | Roof
NJADRE1555945494 | Administratively Determined Incentive Program | NUTLEY | 7110 | 9 | 9.02 | Residential | Behind the Meter | No | Net Metered Residential | EMT RENEWABLES LLC |  | PSE&G | Accepted | 2024-02-29 | 2024-03-20 | 2025-03-20 | Solar Panels | Q.CELLS | Q.PEAK DUO |  | 0.41 | 10 | 300 | 38 |  | Fixed | Roof
NJADRE1555945494 | Administratively Determined Incentive Program | NUTLEY | 7110 | 9 | 9.02 | Residential | Behind the Meter | No | Net Metered Residential | EMT RENEWABLES LLC |  | PSE&G | Accepted | 2024-02-29 | 2024-03-20 | 2025-03-20 | Solar Panels | Q.CELLS | Q.PEAK DUO |  | 0.41 | 1 | 212 | 6 |  | Fixed | Roof
NJADRE1555945537 | Administratively Determined Incentive Program | Millville | 8332 | 20 | 12.78 | Residential | Behind the Meter | No | Net Metered Residential | Solar Energy World |  | AC Electric | Accepted | 2024-02-29 | 2024-03-20 | 2025-03-20 | Solar Panels | Longi | LR4-60-HPB-355M |  | 0.355 | 10 | 356 | 35 |  | Fixed | Roof
NJADRE1555945537 | Administratively Determined Incentive Program | Millville | 8332 | 20 | 12.78 | Residential | Behind the Meter | No | Net Metered Residential | Solar Energy World |  | AC Electric | Accepted | 2024-02-29 | 2024-03-20 | 2025-03-20 | Solar Panels | Longi | LR4-60-HPB-355M |  | 0.355 | 20 | 176 | 30 |  | Fixed | Roof
NJADRE1555945537 | Administratively Determined Incentive Program | Millville | 8332 | 20 | 12.78 | Residential | Behind the Meter | No | Net Metered Residential | Solar Energy World |  | AC Electric | Accepted | 2024-02-29 | 2024-03-20 | 2025-03-20 | Solar Panels | Longi | LR4-60-HPB-355M |  | 0.355 | 6 | 176 | 31 |  | Fixed | Roof
NJADRE1555945537 | Administratively Determined Incentive Program | Millville | 8332 | 20 | 12.78 | Residential | Behind the Meter | No | Net Metered Residential | Solar Energy World |  | AC Electric | Accepted | 2024-02-29 | 2024-03-20 | 2025-03-20 | Inverters | Enphase | IQ8PLUS-72-2-US | 290 |  | 36 |  |  | 0.97 |  | Outdoor
NJADRE1555945540 | Administratively Determined Incentive Program | STOCKTON | 8559 | 4 | 40.48 | Residential | Behind the Meter | No | Net Metered Residential | Evoke Solar |  | JCP&L | Accepted | 2024-02-29 | 2024-03-21 | 2025-03-21 | Solar Panels | SunPower | SPR-M440-AC |  | 0.44 | 92 | 151 | 10 |  | Fixed | Roof
NJADRE1555945540 | Administratively Determined Incentive Program | STOCKTON | 8559 | 4 | 40.48 | Residential | Behind the Meter | No | Net Metered Residential | Evoke Solar |  | JCP&L | Accepted | 2024-02-29 | 2024-03-21 | 2025-03-21 | Inverters | SunPower/Enphase | Type H/IQ7HS | 384 |  | 92 |  |  | 0.97 |  | Outdoor | back of each panel
NJADRE1555945540 | Administratively Determined Incentive Program | STOCKTON | 8559 | 4 | 40.48 | Residential | Behind the Meter | No | Net Metered Residential | Evoke Solar |  | JCP&L | Accepted | 2024-02-29 | 2024-03-21 | 2025-03-21 | Meters | SunPower | PVS6 |  |  | 1 |  |  |  | Yes
NJADRE1555945562 | Administratively Determined Incentive Program | WILLINGBORO | 8046 | 13 | 9.24 | Residential | Behind the Meter | Yes | Net Metered Residential | Freedom Forever New Jersey LLC |  | PSE&G | Accepted | 2024-02-29 | 2024-03-20 | 2025-03-20 | Inverters | Solar Edge | SE7600H-USRGM [SI1] | 7600 |  | 1 |  |  | 0.99 |  | Outside
NJADRE1555945562 | Administratively Determined Incentive Program | WILLINGBORO | 8046 | 13 | 9.24 | Residential | Behind the Meter | Yes | Net Metered Residential | Freedom Forever New Jersey LLC |  | PSE&G | Accepted | 2024-02-29 | 2024-03-20 | 2025-03-20 | Solar Panels | JINKO SOLAR | JKM385M-6RL3-B |  | 0.385 | 18 | 215 | 41 |  | Fixed | Roof
NJADRE1555945562 | Administratively Determined Incentive Program | WILLINGBORO | 8046 | 13 | 9.24 | Residential | Behind the Meter | Yes | Net Metered Residential | Freedom Forever New Jersey LLC |  | PSE&G | Accepted | 2024-02-29 | 2024-03-20 | 2025-03-20 | Solar Panels | JINKO SOLAR | JKM385M-6RL3-B |  | 0.385 | 6 | 35 | 41 |  | Fixed | Roof
NJADRE1555945617 | Administratively Determined Incentive Program | DOVER | 7801 | 10 | 7.51 | Residential | Behind the Meter | No | Net Metered Residential | Bright Planet Solar |  | JCP&L | Accepted | 2024-02-29 | 2024-03-20 | 2025-03-20 | Inverters | SolarEdge | SE6000H-USRGM | 6000 |  | 1 |  |  | 0.98 |  | Outdoor | OUTSIDE
NJADRE1555945617 | Administratively Determined Incentive Program | DOVER | 7801 | 10 | 7.51 | Residential | Behind the Meter | No | Net Metered Residential | Bright Planet Solar |  | JCP&L | Accepted | 2024-02-29 | 2024-03-20 | 2025-03-20 | Solar Panels | Canadian Solar | CS6R-395MS |  | 0.395 | 11 | 170 | 40 |  | Fixed | Roof
NJADRE1555945617 | Administratively Determined Incentive Program | DOVER | 7801 | 10 | 7.51 | Residential | Behind the Meter | No | Net Metered Residential | Bright Planet Solar |  | JCP&L | Accepted | 2024-02-29 | 2024-03-20 | 2025-03-20 | Solar Panels | Canadian Solar | CS6R-395MS |  | 0.395 | 6 | 351 | 40 |  | Fixed | Roof
NJADRE1555945617 | Administratively Determined Incentive Program | DOVER | 7801 | 10 | 7.51 | Residential | Behind the Meter | No | Net Metered Residential | Bright Planet Solar |  | JCP&L | Accepted | 2024-02-29 | 2024-03-20 | 2025-03-20 | Solar Panels | Canadian Solar | CS6R-395MS |  | 0.395 | 1 | 353 | 9 |  | Fixed | Roof
NJADRE1555945617 | Administratively Determined Incentive Program | DOVER | 7801 | 10 | 7.51 | Residential | Behind the Meter | No | Net Metered Residential | Bright Planet Solar |  | JCP&L | Accepted | 2024-02-29 | 2024-03-20 | 2025-03-20 | Solar Panels | Canadian Solar | CS6R-395MS |  | 0.395 | 1 | 261 | 40 |  | Fixed | Roof
NJADRE1555947988 | Administratively Determined Incentive Program | TEANECK | 7666 | 7 | 6.48 | Residential | Behind the Meter | Yes | Net Metered Residential | Sunrun Installation Services, Inc. |  | PSE&G | Accepted | 2024-03-01 | 2024-03-20 | 2025-03-20 | Inverters | SolarEdge Technologies | SE7600H-USSN | 7600 |  | 1 |  |  | 0.99 |  | Outdoor
NJADRE1555947988 | Administratively Determined Incentive Program | TEANECK | 7666 | 7 | 6.48 | Residential | Behind the Meter | Yes | Net Metered Residential | Sunrun Installation Services, Inc. |  | PSE&G | Accepted | 2024-03-01 | 2024-03-20 | 2025-03-20 | Solar Panels | Hanwha Q Cells | Q.PEAK DUO BLK ML-G10+ 405 |  | 0.405 | 5 | 22 | 27 |  | Fixed | Roof
NJADRE1555947988 | Administratively Determined Incentive Program | TEANECK | 7666 | 7 | 6.48 | Residential | Behind the Meter | Yes | Net Metered Residential | Sunrun Installation Services, Inc. |  | PSE&G | Accepted | 2024-03-01 | 2024-03-20 | 2025-03-20 | Solar Panels | Hanwha Q Cells | Q.PEAK DUO BLK ML-G10+ 405 |  | 0.405 | 3 | 205 | 30 |  | Fixed | Roof
NJADRE1555947988 | Administratively Determined Incentive Program | TEANECK | 7666 | 7 | 6.48 | Residential | Behind the Meter | Yes | Net Metered Residential | Sunrun Installation Services, Inc. |  | PSE&G | Accepted | 2024-03-01 | 2024-03-20 | 2025-03-20 | Solar Panels | Hanwha Q Cells | Q.PEAK DUO BLK ML-G10+ 405 |  | 0.405 | 8 | 205 | 30 |  | Fixed | Roof
NJADRE1555947993 | Administratively Determined Incentive Program | PENNS GROVE | 8069 | 16 | 6.48 | Residential | Behind the Meter | Yes | Net Metered Residential | Sunrun Installation Services, Inc. |  | AC Electric | Accepted | 2024-03-01 | 2024-03-20 | 2025-03-20 | Inverters | SolarEdge Technologies | SE6000H-USSN | 6000 |  | 1 |  |  | 0.99 |  | Outdoor
NJADRE1555947993 | Administratively Determined Incentive Program | PENNS GROVE | 8069 | 16 | 6.48 | Residential | Behind the Meter | Yes | Net Metered Residential | Sunrun Installation Services, Inc. |  | AC Electric | Accepted | 2024-03-01 | 2024-03-20 | 2025-03-20 | Solar Panels | Hanwha Q Cells | Q.PEAK DUO BLK ML-G10+ 405 |  | 0.405 | 6 | 201 | 23 |  | Fixed | Roof
NJADRE1555947993 | Administratively Determined Incentive Program | PENNS GROVE | 8069 | 16 | 6.48 | Residential | Behind the Meter | Yes | Net Metered Residential | Sunrun Installation Services, Inc. |  | AC Electric | Accepted | 2024-03-01 | 2024-03-20 | 2025-03-20 | Solar Panels | Hanwha Q Cells | Q.PEAK DUO BLK ML-G10+ 405 |  | 0.405 | 5 | 290 | 23 |  | Fixed | Roof
NJADRE1555947993 | Administratively Determined Incentive Program | PENNS GROVE | 8069 | 16 | 6.48 | Residential | Behind the Meter | Yes | Net Metered Residential | Sunrun Installation Services, Inc. |  | AC Electric | Accepted | 2024-03-01 | 2024-03-20 | 2025-03-20 | Solar Panels | Hanwha Q Cells | Q.PEAK DUO BLK ML-G10+ 405 |  | 0.405 | 5 | 110 | 23 |  | Fixed | Roof
NJADRE1555947993 | Administratively Determined Incentive Program | PENNS GROVE | 8069 | 16 | 6.48 | Residential | Behind the Meter | Yes | Net Metered Residential | Sunrun Installation Services, Inc. |  | AC Electric | Accepted | 2024-03-01 | 2024-03-20 | 2025-03-20 | Electric Storage Battery | Tesla | Powerwall 2 AC |  |  | 1 |  |  |  | Lithium Ion |  | Outside
NJADRE1555947994 | Administratively Determined Incentive Program | PLAINFIELD | 7060 | 10 | 5.2 | Residential | Behind the Meter | Yes | Net Metered Residential | Sunrun Installation Services, Inc. |  | PSE&G | Accepted | 2024-03-01 | 2024-03-20 | 2025-03-20 | Electric Storage Battery | Tesla | Powerwall 2 AC |  |  | 1 |  |  |  | Lithium Ion |  | Outside
NJADRE1555947994 | Administratively Determined Incentive Program | PLAINFIELD | 7060 | 10 | 5.2 | Residential | Behind the Meter | Yes | Net Metered Residential | Sunrun Installation Services, Inc. |  | PSE&G | Accepted | 2024-03-01 | 2024-03-20 | 2025-03-20 | Inverters | SolarEdge Technologies | SE3800H-USMN | 3800 |  | 1 |  |  | 0.99 |  | Outdoor
NJADRE1555947994 | Administratively Determined Incentive Program | PLAINFIELD | 7060 | 10 | 5.2 | Residential | Behind the Meter | Yes | Net Metered Residential | Sunrun Installation Services, Inc. |  | PSE&G | Accepted | 2024-03-01 | 2024-03-20 | 2025-03-20 | Solar Panels | Hanwha Q Cells | Q.PEAK DUO BLK ML-G10+/T 400 |  | 0.4 | 3 | 268 | 33 |  | Fixed | Roof
NJADRE1555947994 | Administratively Determined Incentive Program | PLAINFIELD | 7060 | 10 | 5.2 | Residential | Behind the Meter | Yes | Net Metered Residential | Sunrun Installation Services, Inc. |  | PSE&G | Accepted | 2024-03-01 | 2024-03-20 | 2025-03-20 | Solar Panels | Hanwha Q Cells | Q.PEAK DUO BLK ML-G10+/T 400 |  | 0.4 | 4 | 178 | 33 |  | Fixed | Roof
NJADRE1555947994 | Administratively Determined Incentive Program | PLAINFIELD | 7060 | 10 | 5.2 | Residential | Behind the Meter | Yes | Net Metered Residential | Sunrun Installation Services, Inc. |  | PSE&G | Accepted | 2024-03-01 | 2024-03-20 | 2025-03-20 | Solar Panels | Hanwha Q Cells | Q.PEAK DUO BLK ML-G10+/T 400 |  | 0.4 | 6 | 88 | 33 |  | Fixed | Roof
NJADRE1555947998 | Administratively Determined Incentive Program | BURLINGTON | 8016 | 13 | 7.6 | Residential | Behind the Meter | Yes | Net Metered Residential | Sunrun Installation Services, Inc. |  | PSE&G | Accepted | 2024-03-01 | 2024-03-20 | 2025-03-20 | Inverters | SolarEdge Technologies | E6-TL-US | 5760 |  | 1 |  |  | 0.98 |  | Outdoor
NJADRE1555947998 | Administratively Determined Incentive Program | BURLINGTON | 8016 | 13 | 7.6 | Residential | Behind the Meter | Yes | Net Metered Residential | Sunrun Installation Services, Inc. |  | PSE&G | Accepted | 2024-03-01 | 2024-03-20 | 2025-03-20 | Solar Panels | Hanwha Q Cells | Q.PEAK DUO BLK ML-G10+/T 400 |  | 0.4 | 6 | 160 | 7 |  | Fixed | Roof
NJADRE1555947998 | Administratively Determined Incentive Program | BURLINGTON | 8016 | 13 | 7.6 | Residential | Behind the Meter | Yes | Net Metered Residential | Sunrun Installation Services, Inc. |  | PSE&G | Accepted | 2024-03-01 | 2024-03-20 | 2025-03-20 | Solar Panels | Hanwha Q Cells | Q.PEAK DUO BLK ML-G10+/T 400 |  | 0.4 | 13 | 250 | 12 |  | Fixed | Roof
NJADRE1555947999 | Administratively Determined Incentive Program | WEST ORANGE | 7052 | 9 | 14.4 | Residential | Behind the Meter | Yes | Net Metered Residential | Sunrun Installation Services, Inc. |  | PSE&G | Accepted | 2024-03-01 | 2024-03-20 | 2025-03-20 | Inverters | SolarEdge Technologies | SE10000H-USSN | 10000 |  | 1 |  |  | 0.99 |  | Outdoor
NJADRE1555947999 | Administratively Determined Incentive Program | WEST ORANGE | 7052 | 9 | 14.4 | Residential | Behind the Meter | Yes | Net Metered Residential | Sunrun Installation Services, Inc. |  | PSE&G | Accepted | 2024-03-01 | 2024-03-20 | 2025-03-20 | Solar Panels | Hanwha Q Cells | Q.PEAK DUO BLK ML-G10+/T 400 |  | 0.4 | 3 | 29 | 22 |  | Fixed | Roof
NJADRE1555947999 | Administratively Determined Incentive Program | WEST ORANGE | 7052 | 9 | 14.4 | Residential | Behind the Meter | Yes | Net Metered Residential | Sunrun Installation Services, Inc. |  | PSE&G | Accepted | 2024-03-01 | 2024-03-20 | 2025-03-20 | Solar Panels | Hanwha Q Cells | Q.PEAK DUO BLK ML-G10+/T 400 |  | 0.4 | 7 | 300 | 25 |  | Fixed | Roof
NJADRE1555947999 | Administratively Determined Incentive Program | WEST ORANGE | 7052 | 9 | 14.4 | Residential | Behind the Meter | Yes | Net Metered Residential | Sunrun Installation Services, Inc. |  | PSE&G | Accepted | 2024-03-01 | 2024-03-20 | 2025-03-20 | Solar Panels | Hanwha Q Cells | Q.PEAK DUO BLK ML-G10+/T 400 |  | 0.4 | 14 | 120 | 25 |  | Fixed | Roof
NJADRE1555947999 | Administratively Determined Incentive Program | WEST ORANGE | 7052 | 9 | 14.4 | Residential | Behind the Meter | Yes | Net Metered Residential | Sunrun Installation Services, Inc. |  | PSE&G | Accepted | 2024-03-01 | 2024-03-20 | 2025-03-20 | Solar Panels | Hanwha Q Cells | Q.PEAK DUO BLK ML-G10+/T 400 |  | 0.4 | 12 | 209 | 22 |  | Fixed | Roof
NJADRE1555948002 | Administratively Determined Incentive Program | CHERRY HILL TWP | 8003 | 14 | 3.65 | Residential | Behind the Meter | Yes | Net Metered Residential | Sunrun Installation Services, Inc. |  | PSE&G | Accepted | 2024-03-01 | 2024-03-20 | 2025-03-20 | Inverters | DELTA ELECTRONICS | E4-TL-US | 3840 |  | 1 |  |  | 0.98 |  | Outdoor | Next to meter
NJADRE1555948002 | Administratively Determined Incentive Program | CHERRY HILL TWP | 8003 | 14 | 3.65 | Residential | Behind the Meter | Yes | Net Metered Residential | Sunrun Installation Services, Inc. |  | PSE&G | Accepted | 2024-03-01 | 2024-03-20 | 2025-03-20 | Solar Panels | Hanwha Q Cells | Q.PEAK DUO BLK ML-G10+ 405 |  | 0.405 | 9 | 182 | 20 |  | Fixed | Roof
NJADRE1555948004 | Administratively Determined Incentive Program | WILLIAMSTOWN | 8094 | 15 | 15.2 | Residential | Behind the Meter | Yes | Net Metered Residential | Sunrun Installation Services, Inc. |  | AC Electric | Accepted | 2024-03-01 | 2024-03-20 | 2025-03-20 | Inverters | Delta Electronics | E10-TL-US | 9600 |  | 1 |  |  | 0.98 |  | Outdoor
NJADRE1555948004 | Administratively Determined Incentive Program | WILLIAMSTOWN | 8094 | 15 | 15.2 | Residential | Behind the Meter | Yes | Net Metered Residential | Sunrun Installation Services, Inc. |  | AC Electric | Accepted | 2024-03-01 | 2024-03-20 | 2025-03-20 | Inverters | Delta Electronics | E4-TL-US | 3840 |  | 1 |  |  | 0.98 |  | Outdoor
NJADRE1555948004 | Administratively Determined Incentive Program | WILLIAMSTOWN | 8094 | 15 | 15.2 | Residential | Behind the Meter | Yes | Net Metered Residential | Sunrun Installation Services, Inc. |  | AC Electric | Accepted | 2024-03-01 | 2024-03-20 | 2025-03-20 | Solar Panels | Hanwha Q Cells | Q.PEAK DUO BLK ML-G10+/T 400 |  | 0.4 | 9 | 92 | 30 |  | Fixed | Roof
NJADRE1555948004 | Administratively Determined Incentive Program | WILLIAMSTOWN | 8094 | 15 | 15.2 | Residential | Behind the Meter | Yes | Net Metered Residential | Sunrun Installation Services, Inc. |  | AC Electric | Accepted | 2024-03-01 | 2024-03-20 | 2025-03-20 | Solar Panels | Hanwha Q Cells | Q.PEAK DUO BLK ML-G10+/T 400 |  | 0.4 | 14 | 270 | 23 |  | Fixed | Roof
NJADRE1555948004 | Administratively Determined Incentive Program | WILLIAMSTOWN | 8094 | 15 | 15.2 | Residential | Behind the Meter | Yes | Net Metered Residential | Sunrun Installation Services, Inc. |  | AC Electric | Accepted | 2024-03-01 | 2024-03-20 | 2025-03-20 | Solar Panels | Hanwha Q Cells | Q.PEAK DUO BLK ML-G10+/T 400 |  | 0.4 | 15 | 90 | 23 |  | Fixed | Roof
NJADRE1555948022 | Administratively Determined Incentive Program | EAST ORANGE | 7018 | 9 | 6 | Residential | Behind the Meter | Yes | Net Metered Residential | Sunrun Installation Services, Inc. |  | PSE&G | Accepted | 2024-03-01 | 2024-03-20 | 2025-03-20 | Inverters | SolarEdge Technologies | SE7600H-USSN | 7600 |  | 1 |  |  | 0.99 |  | Outside | Next to meter
NJADRE1555948022 | Administratively Determined Incentive Program | EAST ORANGE | 7018 | 9 | 6 | Residential | Behind the Meter | Yes | Net Metered Residential | Sunrun Installation Services, Inc. |  | PSE&G | Accepted | 2024-03-01 | 2024-03-20 | 2025-03-20 | Solar Panels | Hanwha Q Cells | Q.PEAK DUO BLK ML-G10+/t 400 |  | 0.4 | 6 | 116 | 10 |  | Fixed | Roof
NJADRE1555948022 | Administratively Determined Incentive Program | EAST ORANGE | 7018 | 9 | 6 | Residential | Behind the Meter | Yes | Net Metered Residential | Sunrun Installation Services, Inc. |  | PSE&G | Accepted | 2024-03-01 | 2024-03-20 | 2025-03-20 | Solar Panels | Hanwha Q Cells | Q.PEAK DUO BLK ML-G10+/t 400 |  | 0.4 | 6 | 296 | 37 |  | Fixed | Roof
NJADRE1555948022 | Administratively Determined Incentive Program | EAST ORANGE | 7018 | 9 | 6 | Residential | Behind the Meter | Yes | Net Metered Residential | Sunrun Installation Services, Inc. |  | PSE&G | Accepted | 2024-03-01 | 2024-03-20 | 2025-03-20 | Solar Panels | Hanwha Q Cells | Q.PEAK DUO BLK ML-G10+/t 400 |  | 0.4 | 3 | 116 | 17 |  | Fixed | Roof
NJADRE1555948024 | Administratively Determined Incentive Program | BRIDGETON | 8302 | 20 | 10.13 | Residential | Behind the Meter | No | Net Metered Residential | Whitman Construction |  | AC Electric | Accepted | 2024-03-01 | 2024-03-21 | 2025-03-21 | Solar Panels | JA SOLAR | JAM54S30-405/MR |  | 0.405 | 20 | fixed | 23 |  | Fixed | Roof
NJADRE1555948024 | Administratively Determined Incentive Program | BRIDGETON | 8302 | 20 | 10.13 | Residential | Behind the Meter | No | Net Metered Residential | Whitman Construction |  | AC Electric | Accepted | 2024-03-01 | 2024-03-21 | 2025-03-21 | Solar Panels | JA SOLAR | JAM54S30-405/MR |  | 0.405 | 5 | fixed | 20 |  | Fixed | Roof
NJADRE1555948024 | Administratively Determined Incentive Program | BRIDGETON | 8302 | 20 | 10.13 | Residential | Behind the Meter | No | Net Metered Residential | Whitman Construction |  | AC Electric | Accepted | 2024-03-01 | 2024-03-21 | 2025-03-21 | Inverters | Enphase | IQ8PLUS-72-2-US | 290 |  | 25 |  |  | 0.975 |  | Outside
NJADRE1555948031 | Administratively Determined Incentive Program | PINE HILL | 8021 | 14 | 10 | Residential | Behind the Meter | Yes | Net Metered Residential | Sunrun Installation Services, Inc. |  | AC Electric | Accepted | 2024-03-01 | 2024-03-26 | 2025-03-26 | Inverters | Delta Electronics | E4-TL-US | 3840 |  | 2 |  |  | 0.98 |  | Outdoor
NJADRE1555948031 | Administratively Determined Incentive Program | PINE HILL | 8021 | 14 | 10 | Residential | Behind the Meter | Yes | Net Metered Residential | Sunrun Installation Services, Inc. |  | AC Electric | Accepted | 2024-03-01 | 2024-03-26 | 2025-03-26 | Solar Panels | Hanwha Q Cells | Q.PEAK DUO BLK ML-G10+/T 400 |  | 0.4 | 7 | 286 | 19 |  | Fixed | Roof
NJADRE1555948031 | Administratively Determined Incentive Program | PINE HILL | 8021 | 14 | 10 | Residential | Behind the Meter | Yes | Net Metered Residential | Sunrun Installation Services, Inc. |  | AC Electric | Accepted | 2024-03-01 | 2024-03-26 | 2025-03-26 | Solar Panels | Hanwha Q Cells | Q.PEAK DUO BLK ML-G10+/T 400 |  | 0.4 | 7 | 107 | 17 |  | Fixed | Roof
NJADRE1555948031 | Administratively Determined Incentive Program | PINE HILL | 8021 | 14 | 10 | Residential | Behind the Meter | Yes | Net Metered Residential | Sunrun Installation Services, Inc. |  | AC Electric | Accepted | 2024-03-01 | 2024-03-26 | 2025-03-26 | Solar Panels | Hanwha Q Cells | Q.PEAK DUO BLK ML-G10+/T 400 |  | 0.4 | 11 | 196 | 18 |  | Fixed | Roof
NJADRE1555948048 | Administratively Determined Incentive Program | PITMAN | 8071 | 15 | 6 | Residential | Behind the Meter | Yes | Net Metered Residential | Sunrun Installation Services, Inc. |  | AC Electric | Accepted | 2024-03-01 | 2024-03-20 | 2025-03-20 | Inverters | DELTA ELECTRONICS | E6-TL-US | 6000 |  | 1 |  |  | 0.98 |  | Outdoor | Next to meter
NJADRE1555948048 | Administratively Determined Incentive Program | PITMAN | 8071 | 15 | 6 | Residential | Behind the Meter | Yes | Net Metered Residential | Sunrun Installation Services, Inc. |  | AC Electric | Accepted | 2024-03-01 | 2024-03-20 | 2025-03-20 | Solar Panels | Hanwha Q Cells | Q.PEAK DUO BLK ML-G10+/T 400 |  | 0.4 | 15 | 159 | 7 |  | Fixed | Roof
NJADRE1555948049 | Administratively Determined Incentive Program | SICKLERVILLE | 8081 | 14 | 14 | Residential | Behind the Meter | Yes | Net Metered Residential | Power Energy Solutions |  | AC Electric | Accepted | 2024-03-01 | 2024-03-20 | 2025-03-20 | Inverters | SolarEdge | SE10000H-US | 10000 |  | 1 |  |  | 0.97 |  | Outdoor
NJADRE1555948049 | Administratively Determined Incentive Program | SICKLERVILLE | 8081 | 14 | 14 | Residential | Behind the Meter | Yes | Net Metered Residential | Power Energy Solutions |  | AC Electric | Accepted | 2024-03-01 | 2024-03-20 | 2025-03-20 | Solar Panels | Canadian Solar | CS6R-400MS-HL HIKU6 BLACK MONO |  | 0.4 | 6 | 95 | 26 |  | Fixed | Roof
NJADRE1555948049 | Administratively Determined Incentive Program | SICKLERVILLE | 8081 | 14 | 14 | Residential | Behind the Meter | Yes | Net Metered Residential | Power Energy Solutions |  | AC Electric | Accepted | 2024-03-01 | 2024-03-20 | 2025-03-20 | Solar Panels | Canadian Solar | CS6R-400MS-HL HIKU6 BLACK MONO |  | 0.4 | 2 | 94 | 22 |  | Fixed | Roof
NJADRE1555948049 | Administratively Determined Incentive Program | SICKLERVILLE | 8081 | 14 | 14 | Residential | Behind the Meter | Yes | Net Metered Residential | Power Energy Solutions |  | AC Electric | Accepted | 2024-03-01 | 2024-03-20 | 2025-03-20 | Solar Panels | Canadian Solar | CS6R-400MS-HL HIKU6 BLACK MONO |  | 0.4 | 4 | 95 | 25 |  | Fixed | Roof
NJADRE1555948049 | Administratively Determined Incentive Program | SICKLERVILLE | 8081 | 14 | 14 | Residential | Behind the Meter | Yes | Net Metered Residential | Power Energy Solutions |  | AC Electric | Accepted | 2024-03-01 | 2024-03-20 | 2025-03-20 | Solar Panels | Canadian Solar | CS6R-400MS-HL HIKU6 BLACK MONO |  | 0.4 | 12 | 275 | 20 |  | Fixed | Roof
NJADRE1555948049 | Administratively Determined Incentive Program | SICKLERVILLE | 8081 | 14 | 14 | Residential | Behind the Meter | Yes | Net Metered Residential | Power Energy Solutions |  | AC Electric | Accepted | 2024-03-01 | 2024-03-20 | 2025-03-20 | Solar Panels | Canadian Solar | CS6R-400MS-HL HIKU6 BLACK MONO |  | 0.4 | 5 | 275 | 8 |  | Fixed | Roof
NJADRE1555948049 | Administratively Determined Incentive Program | SICKLERVILLE | 8081 | 14 | 14 | Residential | Behind the Meter | Yes | Net Metered Residential | Power Energy Solutions |  | AC Electric | Accepted | 2024-03-01 | 2024-03-20 | 2025-03-20 | Solar Panels | Canadian Solar | CS6R-400MS-HL HIKU6 BLACK MONO |  | 0.4 | 6 | 274 | 8 |  | Fixed | Roof
NJADRE1555948073 | Administratively Determined Incentive Program | BAYVILLE | 8721 | 18 | 5.6 | Residential | Behind the Meter | Yes | Net Metered Residential | Sunrun Installation Services, Inc. |  | JCP&L | Accepted | 2024-03-01 | 2024-03-20 | 2025-03-20 | Inverters | SolarEdge Technologies | SE3800H-USMN | 3800 |  | 1 |  |  | 0.99 |  | Outside | Next to meter
NJADRE1555948073 | Administratively Determined Incentive Program | BAYVILLE | 8721 | 18 | 5.6 | Residential | Behind the Meter | Yes | Net Metered Residential | Sunrun Installation Services, Inc. |  | JCP&L | Accepted | 2024-03-01 | 2024-03-20 | 2025-03-20 | Solar Panels | Hanwha Q Cells | Q.PEAK DUO BLK ML-G10+/t 400 |  | 0.4 | 9 | 231 | 19 |  | Fixed | Roof
NJADRE1555948073 | Administratively Determined Incentive Program | BAYVILLE | 8721 | 18 | 5.6 | Residential | Behind the Meter | Yes | Net Metered Residential | Sunrun Installation Services, Inc. |  | JCP&L | Accepted | 2024-03-01 | 2024-03-20 | 2025-03-20 | Solar Panels | Hanwha Q Cells | Q.PEAK DUO BLK ML-G10+/t 400 |  | 0.4 | 5 | 321 | 34 |  | Fixed | Roof
NJADRE1555948076 | Administratively Determined Incentive Program | WOODBURY | 8096 | 15 | 9.43 | Residential | Behind the Meter | Yes | Net Metered Residential | Pro Custom Solar dba Momentum Solar |  | PSE&G | Accepted | 2024-03-01 | 2024-03-20 | 2025-03-20 | Solar Panels | Q. PEAK DUO BLK ML-G10+410 | HANWHA |  | 0.41 | 17 | 29 | 14 |  | Fixed | Roof
NJADRE1555948076 | Administratively Determined Incentive Program | WOODBURY | 8096 | 15 | 9.43 | Residential | Behind the Meter | Yes | Net Metered Residential | Pro Custom Solar dba Momentum Solar |  | PSE&G | Accepted | 2024-03-01 | 2024-03-20 | 2025-03-20 | Solar Panels | Q. PEAK DUO BLK ML-G10+410 | HANWHA |  | 0.41 | 6 | 29 | 32 |  | Fixed | Roof
NJADRE1555948076 | Administratively Determined Incentive Program | WOODBURY | 8096 | 15 | 9.43 | Residential | Behind the Meter | Yes | Net Metered Residential | Pro Custom Solar dba Momentum Solar |  | PSE&G | Accepted | 2024-03-01 | 2024-03-20 | 2025-03-20 | Inverters | IQ8PLUS-72-2-US | ENPHASE | 290 |  | 23 |  |  | 0.97 |  | Outdoor
NJADRE1555948087 | Administratively Determined Incentive Program | RUNNEMEDE | 8078 | 14 | 5.6 | Residential | Behind the Meter | Yes | Net Metered Residential | Sunrun Installation Services, Inc. |  | PSE&G | Accepted | 2024-03-01 | 2024-03-21 | 2025-03-21 | Inverters | SOLAREDGE TECHNOLOGIES | SE3800H-USMN | 3800 |  | 1 |  |  | 0.99 |  | Outside | Next To Meter
NJADRE1555948087 | Administratively Determined Incentive Program | RUNNEMEDE | 8078 | 14 | 5.6 | Residential | Behind the Meter | Yes | Net Metered Residential | Sunrun Installation Services, Inc. |  | PSE&G | Accepted | 2024-03-01 | 2024-03-21 | 2025-03-21 | Solar Panels | Hanwha Q Cells | Q.PEAK DUO BLK ML-G10+/T 400 |  | 0.4 | 5 | 159 | 22 |  | Fixed | Roof
NJADRE1555948087 | Administratively Determined Incentive Program | RUNNEMEDE | 8078 | 14 | 5.6 | Residential | Behind the Meter | Yes | Net Metered Residential | Sunrun Installation Services, Inc. |  | PSE&G | Accepted | 2024-03-01 | 2024-03-21 | 2025-03-21 | Solar Panels | Hanwha Q Cells | Q.PEAK DUO BLK ML-G10+/T 400 |  | 0.4 | 9 | 159 | 22 |  | Fixed | Roof
NJADRE1555948102 | Administratively Determined Incentive Program | RUNNEMEDE | 8078 | 14 | 3.28 | Residential | Behind the Meter | Yes | Net Metered Residential | Pro Custom Solar dba Momentum Solar |  | PSE&G | Accepted | 2024-03-01 | 2024-03-21 | 2025-03-21 | Inverters | IQ8PLUS-72-2-US | ENPHASE | 290 |  | 8 |  |  | 0.97 |  | Outdoor
NJADRE1555948102 | Administratively Determined Incentive Program | RUNNEMEDE | 8078 | 14 | 3.28 | Residential | Behind the Meter | Yes | Net Metered Residential | Pro Custom Solar dba Momentum Solar |  | PSE&G | Accepted | 2024-03-01 | 2024-03-21 | 2025-03-21 | Solar Panels | Q. PEAK DUO BLK ML-G10+410 | HANWHA |  | 0.41 | 8 | 158 | 27 |  | Fixed | Roof
NJADRE1555948110 | Administratively Determined Incentive Program | TRENTON | 8610 | 12 | 3.24 | Residential | Behind the Meter | Yes | Net Metered Residential | Palmetto Solar, LLC |  | PSE&G | Accepted | 2024-03-01 | 2024-03-21 | 2025-03-21 | Solar Panels | Hanwha Q-Cells | Q.PEAK DUO BLK ML-G10+ 405 |  | 0.405 | 8 | 181 | 30 |  | Fixed | Roof
NJADRE1555948110 | Administratively Determined Incentive Program | TRENTON | 8610 | 12 | 3.24 | Residential | Behind the Meter | Yes | Net Metered Residential | Palmetto Solar, LLC |  | PSE&G | Accepted | 2024-03-01 | 2024-03-21 | 2025-03-21 | Inverters | Enphase | IQ8PLUS-72-2-US | 290 |  | 8 |  |  | 0.98 |  | Outdoor
NJADRE1555948110 | Administratively Determined Incentive Program | TRENTON | 8610 | 12 | 3.24 | Residential | Behind the Meter | Yes | Net Metered Residential | Palmetto Solar, LLC |  | PSE&G | Accepted | 2024-03-01 | 2024-03-21 | 2025-03-21 | Meters | Enphase | X2-IQ-AM1-240-4 | 2320 |  | 1 |  |  |  | Yes | Outdoor
NJADRE1555948128 | Administratively Determined Incentive Program | PEMBERTON | 8068 | 13 | 6 | Residential | Behind the Meter | Yes | Net Metered Residential | Sunrun Installation Services, Inc. |  | JCP&L | Accepted | 2024-03-01 | 2024-03-21 | 2025-03-21 | Inverters | SolarEdge Technologies | SE7600H-USSN | 7600 |  | 1 |  |  | 0.99 |  | Outdoor | Next to meter
NJADRE1555948128 | Administratively Determined Incentive Program | PEMBERTON | 8068 | 13 | 6 | Residential | Behind the Meter | Yes | Net Metered Residential | Sunrun Installation Services, Inc. |  | JCP&L | Accepted | 2024-03-01 | 2024-03-21 | 2025-03-21 | Solar Panels | Hanwha Q Cells | Q.PEAK DUO BLK ML-G10+/T 400 |  | 0.4 | 15 | 124 | 19 |  | Fixed | Roof
NJADRE1555948129 | Administratively Determined Incentive Program | LITTLE EGG HARBOR TWP | 8087 | 18 | 6.97 | Residential | Behind the Meter | Yes | Net Metered Residential | Pro Custom Solar dba Momentum Solar |  | AC Electric | Accepted | 2024-03-01 | 2024-03-21 | 2025-03-21 | Solar Panels | Q. PEAK DUO BLK ML-G10+410 | HANWHA |  | 0.41 | 14 | 122 | 36 |  | Fixed | Roof
NJADRE1555948129 | Administratively Determined Incentive Program | LITTLE EGG HARBOR TWP | 8087 | 18 | 6.97 | Residential | Behind the Meter | Yes | Net Metered Residential | Pro Custom Solar dba Momentum Solar |  | AC Electric | Accepted | 2024-03-01 | 2024-03-21 | 2025-03-21 | Solar Panels | Q. PEAK DUO BLK ML-G10+410 | HANWHA |  | 0.41 | 3 | 302 | 36 |  | Fixed | Roof
NJADRE1555948129 | Administratively Determined Incentive Program | LITTLE EGG HARBOR TWP | 8087 | 18 | 6.97 | Residential | Behind the Meter | Yes | Net Metered Residential | Pro Custom Solar dba Momentum Solar |  | AC Electric | Accepted | 2024-03-01 | 2024-03-21 | 2025-03-21 | Inverters | IQ8PLUS-72-2-US | ENPHASE | 290 |  | 17 |  |  | 0.97 |  | Outdoor
NJADRE1555948145 | Administratively Determined Incentive Program | MONROE TOWNSHIP | 8831 | 11 | 4.51 | Residential | Behind the Meter | Yes | Net Metered Residential | Pro Custom Solar dba Momentum Solar |  | JCP&L | Accepted | 2024-03-01 | 2024-03-21 | 2025-03-21 | Solar Panels | Q. PEAK DUO BLK ML-G10+410 | HANWHA |  | 0.41 | 11 | 267 | 26 |  | Fixed | Roof
NJADRE1555948145 | Administratively Determined Incentive Program | MONROE TOWNSHIP | 8831 | 11 | 4.51 | Residential | Behind the Meter | Yes | Net Metered Residential | Pro Custom Solar dba Momentum Solar |  | JCP&L | Accepted | 2024-03-01 | 2024-03-21 | 2025-03-21 | Inverters | IQ8PLUS-72-2-US | ENPHASE | 290 |  | 11 |  |  | 0.97 |  | Outdoor
NJADRE1555948153 | Administratively Determined Incentive Program | HAMILTON TOWNSHIP | 8619 | 12 | 10.8 | Residential | Behind the Meter | Yes | Net Metered Residential | Sunrun Installation Services, Inc. |  | PSE&G | Accepted | 2024-03-01 | 2024-03-21 | 2025-03-21 | Inverters | SOLAREDGE TECHNOLOGIES | SE7600H-USSN | 7600 |  | 1 |  |  | 0.99 |  | Outside | Next To Meter
NJADRE1555948153 | Administratively Determined Incentive Program | HAMILTON TOWNSHIP | 8619 | 12 | 10.8 | Residential | Behind the Meter | Yes | Net Metered Residential | Sunrun Installation Services, Inc. |  | PSE&G | Accepted | 2024-03-01 | 2024-03-21 | 2025-03-21 | Solar Panels | Hanwha Q Cells | Q.PEAK DUO BLK ML-G10+/t 400 |  | 0.4 | 5 | 355 | 22 |  | Fixed | Roof
NJADRE1555948153 | Administratively Determined Incentive Program | HAMILTON TOWNSHIP | 8619 | 12 | 10.8 | Residential | Behind the Meter | Yes | Net Metered Residential | Sunrun Installation Services, Inc. |  | PSE&G | Accepted | 2024-03-01 | 2024-03-21 | 2025-03-21 | Solar Panels | Hanwha Q Cells | Q.PEAK DUO BLK ML-G10+/T 400 |  | 0.4 | 22 | 176 | 25 |  | Fixed | Roof
NJADRE1555948154 | Administratively Determined Incentive Program | FREEHOLD | 7728 | 17 | 32.12 | Commercial | Behind the Meter | No | Net Metered Residential | Solar Experts, LLC |  | JCP&L | Accepted | 2024-03-01 | 2024-03-21 | 2025-03-21 | Solar Panels | Phono Solar | PS365M4H-20/UHB |  | 0.365 | 88 | 178 | 32 |  | Fixed | Roof
NJADRE1555948154 | Administratively Determined Incentive Program | FREEHOLD | 7728 | 17 | 32.12 | Commercial | Behind the Meter | No | Net Metered Residential | Solar Experts, LLC |  | JCP&L | Accepted | 2024-03-01 | 2024-03-21 | 2025-03-21 | Inverters | Enphase | IQ7A-72-2-US | 349 |  | 88 |  |  | 0.97 |  | Outdoor
NJADRE1555948188 | Administratively Determined Incentive Program | RIVER VALE | 7675 | 7 | 10.25 | Residential | Behind the Meter | Yes | Net Metered Residential | Pro Custom Solar dba Momentum Solar |  | PSE&G | Accepted | 2024-03-01 | 2024-03-21 | 2025-03-21 | Solar Panels | Q. PEAK DUO BLK ML-G10+410 | HANWHA |  | 0.41 | 15 | 260 | 21 |  | Fixed | Roof
NJADRE1555948188 | Administratively Determined Incentive Program | RIVER VALE | 7675 | 7 | 10.25 | Residential | Behind the Meter | Yes | Net Metered Residential | Pro Custom Solar dba Momentum Solar |  | PSE&G | Accepted | 2024-03-01 | 2024-03-21 | 2025-03-21 | Solar Panels | Q. PEAK DUO BLK ML-G10+410 | HANWHA |  | 0.41 | 10 | 170 | 24 |  | Fixed | Roof
NJADRE1555948188 | Administratively Determined Incentive Program | RIVER VALE | 7675 | 7 | 10.25 | Residential | Behind the Meter | Yes | Net Metered Residential | Pro Custom Solar dba Momentum Solar |  | PSE&G | Accepted | 2024-03-01 | 2024-03-21 | 2025-03-21 | Inverters | IQ8PLUS-72-2-US | ENPHASE | 290 |  | 25 |  |  | 0.97 |  | Outdoor
NJADRE1555948212 | Administratively Determined Incentive Program | NORTH PLAINFIELD | 7060 | 10 | 7.79 | Residential | Behind the Meter | Yes | Net Metered Residential | Pro Custom Solar dba Momentum Solar |  | PSE&G | Accepted | 2024-03-01 | 2024-03-21 | 2025-03-21 | Solar Panels | Q. PEAK DUO BLK ML-G10+410 | HANWHA |  | 0.41 | 19 | 129 | 23 |  | Fixed | Roof
NJADRE1555948212 | Administratively Determined Incentive Program | NORTH PLAINFIELD | 7060 | 10 | 7.79 | Residential | Behind the Meter | Yes | Net Metered Residential | Pro Custom Solar dba Momentum Solar |  | PSE&G | Accepted | 2024-03-01 | 2024-03-21 | 2025-03-21 | Inverters | IQ8PLUS-72-2-US | ENPHASE | 290 |  | 19 |  |  | 0.97 |  | Outdoor
NJADRE1555948229 | Administratively Determined Incentive Program | PERTH AMBOY | 8861 | 11 | 3.2 | Residential | Behind the Meter | Yes | Net Metered Residential | Sunrun Installation Services, Inc. |  | PSE&G | Accepted | 2024-03-01 | 2024-03-21 | 2025-03-21 | Inverters | DELTA ELECTRONICS | E4-TL-US | 4000 |  | 1 |  |  | 0.98 |  | Outdoor | Next to meter
NJADRE1555948229 | Administratively Determined Incentive Program | PERTH AMBOY | 8861 | 11 | 3.2 | Residential | Behind the Meter | Yes | Net Metered Residential | Sunrun Installation Services, Inc. |  | PSE&G | Accepted | 2024-03-01 | 2024-03-21 | 2025-03-21 | Solar Panels | Hanwha Q Cells | Q.PEAK DUO BLK ML-G10+/T 400 |  | 0.4 | 8 | 200 | 36 |  | Fixed | Roof
NJADRE1555948230 | Administratively Determined Incentive Program | BELLEVILLE | 7109 | 9 | 8.86 | Residential | Behind the Meter | Yes | Net Metered Residential | Freedom Forever New Jersey LLC |  | PSE&G | Accepted | 2024-03-01 | 2024-03-21 | 2025-03-21 | Inverters | Solar Edge | SE7600H-USRGM [SI1] | 7600 |  | 1 |  |  | 0.99 |  | Outside
NJADRE1555948230 | Administratively Determined Incentive Program | BELLEVILLE | 7109 | 9 | 8.86 | Residential | Behind the Meter | Yes | Net Metered Residential | Freedom Forever New Jersey LLC |  | PSE&G | Accepted | 2024-03-01 | 2024-03-21 | 2025-03-21 | Solar Panels | JINKO SOLAR | JKM385M-6RL3-B |  | 0.385 | 7 | 195 | 35 |  | Fixed | Roof
NJADRE1555948230 | Administratively Determined Incentive Program | BELLEVILLE | 7109 | 9 | 8.86 | Residential | Behind the Meter | Yes | Net Metered Residential | Freedom Forever New Jersey LLC |  | PSE&G | Accepted | 2024-03-01 | 2024-03-21 | 2025-03-21 | Solar Panels | JINKO SOLAR | JKM385M-6RL3-B |  | 0.385 | 11 | 285 | 10 |  | Fixed | Roof
NJADRE1555948230 | Administratively Determined Incentive Program | BELLEVILLE | 7109 | 9 | 8.86 | Residential | Behind the Meter | Yes | Net Metered Residential | Freedom Forever New Jersey LLC |  | PSE&G | Accepted | 2024-03-01 | 2024-03-21 | 2025-03-21 | Solar Panels | JINKO SOLAR | JKM385M-6RL3-B |  | 0.385 | 5 | 195 | 55 |  | Fixed | Roof
NJADRE1555948255 | Administratively Determined Incentive Program | LITTLE FALLS | 7424 | 6 | 7.38 | Residential | Behind the Meter | Yes | Net Metered Residential | Pro Custom Solar dba Momentum Solar |  | PSE&G | Accepted | 2024-03-01 | 2024-03-21 | 2025-03-21 | Solar Panels | Q. PEAK DUO BLK ML-G10+410 | HANWHA |  | 0.41 | 9 | 125 | 39 |  | Fixed | Roof
NJADRE1555948255 | Administratively Determined Incentive Program | LITTLE FALLS | 7424 | 6 | 7.38 | Residential | Behind the Meter | Yes | Net Metered Residential | Pro Custom Solar dba Momentum Solar |  | PSE&G | Accepted | 2024-03-01 | 2024-03-21 | 2025-03-21 | Solar Panels | Q. PEAK DUO BLK ML-G10+410 | HANWHA |  | 0.41 | 9 | 304 | 17 |  | Fixed | Roof
NJADRE1555948255 | Administratively Determined Incentive Program | LITTLE FALLS | 7424 | 6 | 7.38 | Residential | Behind the Meter | Yes | Net Metered Residential | Pro Custom Solar dba Momentum Solar |  | PSE&G | Accepted | 2024-03-01 | 2024-03-21 | 2025-03-21 | Inverters | IQ8PLUS-72-2-US | ENPHASE | 290 |  | 18 |  |  | 0.97 |  | Outdoor
NJADRE1555948257 | Administratively Determined Incentive Program | CLIFTON | 7012 | 6 | 3.6 | Residential | Behind the Meter | Yes | Net Metered Residential | Sunrun Installation Services, Inc. |  | PSE&G | Accepted | 2024-03-01 | 2024-03-21 | 2025-03-21 | Inverters | SolarEdge Technologies | SE3800H-USMN | 3800 |  | 1 |  |  | 0.99 |  | Outside | Next to meter
NJADRE1555948257 | Administratively Determined Incentive Program | CLIFTON | 7012 | 6 | 3.6 | Residential | Behind the Meter | Yes | Net Metered Residential | Sunrun Installation Services, Inc. |  | PSE&G | Accepted | 2024-03-01 | 2024-03-21 | 2025-03-21 | Solar Panels | Hanwha Q Cells | Q.PEAK DUO BLK ML-G10+/t 400 |  | 0.4 | 9 | 255 | 26 |  | Fixed | Roof
NJADRE1555948269 | Administratively Determined Incentive Program | NORTH BRUNSWICK | 8902 | 11 | 4.92 | Residential | Behind the Meter | No | Net Metered Residential | EMT RENEWABLES LLC |  | PSE&G | Accepted | 2024-03-01 | 2024-03-21 | 2025-03-21 | Inverters | ENPHASE | IQ8+ | 290 |  | 12 |  |  | 0.98 |  | Other | UNDER EACH PANEL
NJADRE1555948269 | Administratively Determined Incentive Program | NORTH BRUNSWICK | 8902 | 11 | 4.92 | Residential | Behind the Meter | No | Net Metered Residential | EMT RENEWABLES LLC |  | PSE&G | Accepted | 2024-03-01 | 2024-03-21 | 2025-03-21 | Solar Panels | Q.CELLS | Q.PEAK DUO |  | 0.41 | 12 | 129 | 33 |  | Fixed | Roof
NJADRE1555948271 | Administratively Determined Incentive Program | MORRISTOWN | 7960 | 3 | 5.27 | Residential | Behind the Meter | Yes | Net Metered Residential | Voltaic Solaire LLC |  | JCP&L | Accepted | 2024-03-04 | 2024-03-25 | 2025-03-25 | Solar Panels | HYUNDAI | HiS-S405YH(BK) |  | 0.405 | 13 | 186 | 25 |  | Fixed | Roof | Roof under panels
NJADRE1555948271 | Administratively Determined Incentive Program | MORRISTOWN | 7960 | 3 | 5.27 | Residential | Behind the Meter | Yes | Net Metered Residential | Voltaic Solaire LLC |  | JCP&L | Accepted | 2024-03-04 | 2024-03-25 | 2025-03-25 | Inverters | SOLAR EDGE | SE5000H-US | 5000 |  | 1 |  |  | 0.99 |  | Outside | Adjacent to meter
NJADRE1555948275 | Administratively Determined Incentive Program | ROSELLE PARK | 7204 | 10 | 4.4 | Residential | Behind the Meter | Yes | Net Metered Residential | Sunrun Installation Services, Inc. |  | PSE&G | Accepted | 2024-03-01 | 2024-03-21 | 2025-03-21 | Inverters | SOLAREDGE TECHNOLOGIES | SE3800H-USMN | 3800 |  | 1 |  |  | 0.99 |  | Outside | Next To Meter
NJADRE1555948275 | Administratively Determined Incentive Program | ROSELLE PARK | 7204 | 10 | 4.4 | Residential | Behind the Meter | Yes | Net Metered Residential | Sunrun Installation Services, Inc. |  | PSE&G | Accepted | 2024-03-01 | 2024-03-21 | 2025-03-21 | Solar Panels | Hanwha Q Cells | Q.PEAK DUO BLK ML-G10+/T 400 |  | 0.4 | 11 | 171 | 35 |  | Fixed | Roof
NJADRE1555948275 | Administratively Determined Incentive Program | ROSELLE PARK | 7204 | 10 | 4.4 | Residential | Behind the Meter | Yes | Net Metered Residential | Sunrun Installation Services, Inc. |  | PSE&G | Accepted | 2024-03-01 | 2024-03-21 | 2025-03-21 | Electric Storage Battery | Tesla | Powerwall 2 AC |  |  | 1 |  |  |  | Lithium Ion |  | Outside
NJADRE1555948277 | Administratively Determined Incentive Program | TEANECK | 7666 | 7 | 6.56 | Residential | Behind the Meter | Yes | Net Metered Residential | Pro Custom Solar dba Momentum Solar |  | PSE&G | Accepted | 2024-03-01 | 2024-03-21 | 2025-03-21 | Solar Panels | Q. PEAK DUO BLK ML-G10+410 | HANWHA |  | 0.41 | 3 | 116 | 11 |  | Fixed | Roof
NJADRE1555948277 | Administratively Determined Incentive Program | TEANECK | 7666 | 7 | 6.56 | Residential | Behind the Meter | Yes | Net Metered Residential | Pro Custom Solar dba Momentum Solar |  | PSE&G | Accepted | 2024-03-01 | 2024-03-21 | 2025-03-21 | Solar Panels | Q. PEAK DUO BLK ML-G10+410 | HANWHA |  | 0.41 | 9 | 206 | 37 |  | Fixed | Roof
NJADRE1555948277 | Administratively Determined Incentive Program | TEANECK | 7666 | 7 | 6.56 | Residential | Behind the Meter | Yes | Net Metered Residential | Pro Custom Solar dba Momentum Solar |  | PSE&G | Accepted | 2024-03-01 | 2024-03-21 | 2025-03-21 | Solar Panels | Q. PEAK DUO BLK ML-G10+410 | HANWHA |  | 0.41 | 4 | 26 | 37 |  | Fixed | Roof
NJADRE1555948277 | Administratively Determined Incentive Program | TEANECK | 7666 | 7 | 6.56 | Residential | Behind the Meter | Yes | Net Metered Residential | Pro Custom Solar dba Momentum Solar |  | PSE&G | Accepted | 2024-03-01 | 2024-03-21 | 2025-03-21 | Inverters | IQ8PLUS-72-2-US | ENPHASE | 290 |  | 16 |  |  | 0.97 |  | Outdoor
NJADRE1555948280 | Administratively Determined Incentive Program | PENNSAUKEN | 8109 | 14 | 10.3 | Residential | Behind the Meter | No | Net Metered Residential | Solar Energy World |  | PSE&G | Accepted | 2024-03-01 | 2024-03-21 | 2025-03-21 | Solar Panels | Longi | LR4-60-HPB-355M |  | 0.355 | 18 | 84 | 19 |  | Fixed | Roof
NJADRE1555948280 | Administratively Determined Incentive Program | PENNSAUKEN | 8109 | 14 | 10.3 | Residential | Behind the Meter | No | Net Metered Residential | Solar Energy World |  | PSE&G | Accepted | 2024-03-01 | 2024-03-21 | 2025-03-21 | Solar Panels | Longi | LR4-60-HPB-355M |  | 0.355 | 11 | 264 | 19 |  | Fixed | Roof
NJADRE1555948280 | Administratively Determined Incentive Program | PENNSAUKEN | 8109 | 14 | 10.3 | Residential | Behind the Meter | No | Net Metered Residential | Solar Energy World |  | PSE&G | Accepted | 2024-03-01 | 2024-03-21 | 2025-03-21 | Inverters | Enphase | IQ8-60-2-US | 240 |  | 29 |  |  | 0.97 |  | Outdoor
NJADRE1555948313 | Administratively Determined Incentive Program | EDISON | 8817 | 11 | 7.37 | Residential | Behind the Meter | Yes | Net Metered Residential | PosiGen Developer, LLC |  | PSE&G | Accepted | 2024-03-01 | 2024-03-21 | 2025-03-21 | Inverters | SOLAREDGE | SE7600H-US | 7600 |  | 1 |  |  | 0.99 |  | Outside | WITHIN TEN FEET OF METER
NJADRE1555948313 | Administratively Determined Incentive Program | EDISON | 8817 | 11 | 7.37 | Residential | Behind the Meter | Yes | Net Metered Residential | PosiGen Developer, LLC |  | PSE&G | Accepted | 2024-03-01 | 2024-03-21 | 2025-03-21 | Solar Panels | HT SOLAR | HT60-156M-335W |  | 0.335 | 17 | 120 | 21 |  | Fixed | Roof
NJADRE1555948313 | Administratively Determined Incentive Program | EDISON | 8817 | 11 | 7.37 | Residential | Behind the Meter | Yes | Net Metered Residential | PosiGen Developer, LLC |  | PSE&G | Accepted | 2024-03-01 | 2024-03-21 | 2025-03-21 | Solar Panels | HT SOLAR | HT60-156M-335W |  | 0.335 | 5 | 300 | 21 |  | Fixed | Roof
NJADRE1555948337 | Administratively Determined Incentive Program | NORTH BRUNSWICK | 8902 | 11 | 6.16 | Residential | Behind the Meter | Yes | Net Metered Residential | Freedom Forever New Jersey LLC |  | PSE&G | Accepted | 2024-03-01 | 2024-03-21 | 2025-03-21 | Inverters | Solar Edge | SE5000H-USRGM [SI1 | 5000 |  | 1 |  |  | 0.99 |  | Outside
NJADRE1555948337 | Administratively Determined Incentive Program | NORTH BRUNSWICK | 8902 | 11 | 6.16 | Residential | Behind the Meter | Yes | Net Metered Residential | Freedom Forever New Jersey LLC |  | PSE&G | Accepted | 2024-03-01 | 2024-03-21 | 2025-03-21 | Solar Panels | JINKO SOLAR | JKM385M-6RL3-B |  | 0.385 | 10 | 227 | 25 |  | Fixed | Roof
NJADRE1555948337 | Administratively Determined Incentive Program | NORTH BRUNSWICK | 8902 | 11 | 6.16 | Residential | Behind the Meter | Yes | Net Metered Residential | Freedom Forever New Jersey LLC |  | PSE&G | Accepted | 2024-03-01 | 2024-03-21 | 2025-03-21 | Solar Panels | JINKO SOLAR | JKM385M-6RL3-B |  | 0.385 | 6 | 137 | 25 |  | Fixed | Roof
NJADRE1555950036 | Administratively Determined Incentive Program | HELMETTA | 8828 | 11 | 3.6 | Residential | Behind the Meter | Yes | Net Metered Residential | Sunrun Installation Services, Inc. |  | JCP&L | Accepted | 2024-03-01 | 2024-03-21 | 2025-03-21 | Inverters | SolarEdge Technologies | SE3800H-USMN | 3800 |  | 1 |  |  | 0.99 |  | Outdoor | Next to meter
NJADRE1555950036 | Administratively Determined Incentive Program | HELMETTA | 8828 | 11 | 3.6 | Residential | Behind the Meter | Yes | Net Metered Residential | Sunrun Installation Services, Inc. |  | JCP&L | Accepted | 2024-03-01 | 2024-03-21 | 2025-03-21 | Solar Panels | Hanwha Q Cells | Q.PEAK DUO BLK ML-G10+/T 400 |  | 0.4 | 3 | 242 | 32 |  | Fixed | Roof
NJADRE1555950036 | Administratively Determined Incentive Program | HELMETTA | 8828 | 11 | 3.6 | Residential | Behind the Meter | Yes | Net Metered Residential | Sunrun Installation Services, Inc. |  | JCP&L | Accepted | 2024-03-01 | 2024-03-21 | 2025-03-21 | Solar Panels | Hanwha Q Cells | Q.PEAK DUO BLK ML-G10+/T 400 |  | 0.4 | 6 | 152 | 35 |  | Fixed | Roof
NJADRE1555950325 | Administratively Determined Incentive Program | PILESGROVE | 8098 | 16 | 11.85 | Residential | Behind the Meter | No | Net Metered Residential | RCL Enterprises Inc |  | AC Electric | Accepted | 2024-03-01 | 2024-03-21 | 2025-03-21 | Inverters | Enphase | IQ8plus | 290 |  | 30 |  |  | 0.97 |  | Outdoor
NJADRE1555950325 | Administratively Determined Incentive Program | PILESGROVE | 8098 | 16 | 11.85 | Residential | Behind the Meter | No | Net Metered Residential | RCL Enterprises Inc |  | AC Electric | Accepted | 2024-03-01 | 2024-03-21 | 2025-03-21 | Solar Panels | Trina | TSMDE09C |  | 0.395 | 16 | 126 | 28 |  | Fixed | Roof
NJADRE1555950325 | Administratively Determined Incentive Program | PILESGROVE | 8098 | 16 | 11.85 | Residential | Behind the Meter | No | Net Metered Residential | RCL Enterprises Inc |  | AC Electric | Accepted | 2024-03-01 | 2024-03-21 | 2025-03-21 | Solar Panels | Trina | TSM-DE09C07 |  | 0.395 | 14 | 306 | 28 |  | Fixed | Roof
NJADRE1555950340 | Administratively Determined Incentive Program | TUCKERTON | 8087 | 18 | 18.87 | Residential | Behind the Meter | Yes | Net Metered Residential | Freedom Forever New Jersey LLC |  | AC Electric | Accepted | 2024-03-01 | 2024-03-21 | 2025-03-21 | Inverters | Solar Edge | SE6000H-USRGM [SI1] | 6000 |  | 1 |  |  | 0.99 |  | Outside
NJADRE1555950340 | Administratively Determined Incentive Program | TUCKERTON | 8087 | 18 | 18.87 | Residential | Behind the Meter | Yes | Net Metered Residential | Freedom Forever New Jersey LLC |  | AC Electric | Accepted | 2024-03-01 | 2024-03-21 | 2025-03-21 | Inverters | Solar Edge | SE10000H-USRGM [SI1] | 10000 |  | 1 |  |  | 0.99 |  | Outside
NJADRE1555950340 | Administratively Determined Incentive Program | TUCKERTON | 8087 | 18 | 18.87 | Residential | Behind the Meter | Yes | Net Metered Residential | Freedom Forever New Jersey LLC |  | AC Electric | Accepted | 2024-03-01 | 2024-03-21 | 2025-03-21 | Solar Panels | JINKO SOLAR | JKM385M-6RL3-B |  | 0.385 | 16 | 167 | 38 |  | Fixed | Roof
NJADRE1555950340 | Administratively Determined Incentive Program | TUCKERTON | 8087 | 18 | 18.87 | Residential | Behind the Meter | Yes | Net Metered Residential | Freedom Forever New Jersey LLC |  | AC Electric | Accepted | 2024-03-01 | 2024-03-21 | 2025-03-21 | Solar Panels | JINKO SOLAR | JKM385M-6RL3-B |  | 0.385 | 15 | 347 | 38 |  | Fixed | Roof
NJADRE1555950340 | Administratively Determined Incentive Program | TUCKERTON | 8087 | 18 | 18.87 | Residential | Behind the Meter | Yes | Net Metered Residential | Freedom Forever New Jersey LLC |  | AC Electric | Accepted | 2024-03-01 | 2024-03-21 | 2025-03-21 | Solar Panels | JINKO SOLAR | JKM385M-6RL3-B |  | 0.385 | 10 | 168 | 22 |  | Fixed | Roof
NJADRE1555950340 | Administratively Determined Incentive Program | TUCKERTON | 8087 | 18 | 18.87 | Residential | Behind the Meter | Yes | Net Metered Residential | Freedom Forever New Jersey LLC |  | AC Electric | Accepted | 2024-03-01 | 2024-03-21 | 2025-03-21 | Solar Panels | jin | JKM385M-6RL3-B |  | 0.385 | 8 | 347 | 22 |  | Fixed | Roof
NJADRE1555950345 | Administratively Determined Incentive Program | TRENTON | 8610 | 12 | 5.36 | Residential | Behind the Meter | Yes | Net Metered Residential | PosiGen Developer, LLC |  | PSE&G | Accepted | 2024-03-01 | 2024-03-21 | 2025-03-21 | Inverters | SOLAREDGE | SE6000H-US | 6000 |  | 1 |  |  | 0.99 |  | Outside | WITHIN TEN FEET OF METER
NJADRE1555950345 | Administratively Determined Incentive Program | TRENTON | 8610 | 12 | 5.36 | Residential | Behind the Meter | Yes | Net Metered Residential | PosiGen Developer, LLC |  | PSE&G | Accepted | 2024-03-01 | 2024-03-21 | 2025-03-21 | Solar Panels | HT SOLAR | HT60-156M-335W |  | 0.335 | 10 | 58 | 5 |  | Fixed | Roof
NJADRE1555950345 | Administratively Determined Incentive Program | TRENTON | 8610 | 12 | 5.36 | Residential | Behind the Meter | Yes | Net Metered Residential | PosiGen Developer, LLC |  | PSE&G | Accepted | 2024-03-01 | 2024-03-21 | 2025-03-21 | Solar Panels | HT SOLAR | HT60-156M-335W |  | 0.335 | 6 | 58 | 29 |  | Fixed | Roof
NJADRE1555950374 | Administratively Determined Incentive Program | Belmar | 7719 | 17 | 8.4 | Residential | Behind the Meter | No | Net Metered Residential | Tesla Energy Operations Inc |  | JCP&L | Accepted | 2024-03-01 | 2024-03-21 | 2025-03-21 | Inverters | Tesla | 1538000-45-A | 7600 |  | 1 |  |  | 0.98 |  | Indoor
NJADRE1555950374 | Administratively Determined Incentive Program | Belmar | 7719 | 17 | 8.4 | Residential | Behind the Meter | No | Net Metered Residential | Tesla Energy Operations Inc |  | JCP&L | Accepted | 2024-03-01 | 2024-03-21 | 2025-03-21 | Solar Panels | Hanwha | Q.PEAK DUO BLK ML-G10+/TS 400 |  | 0.4 | 14 | 285 | 40 |  | Fixed | Roof
NJADRE1555950374 | Administratively Determined Incentive Program | Belmar | 7719 | 17 | 8.4 | Residential | Behind the Meter | No | Net Metered Residential | Tesla Energy Operations Inc |  | JCP&L | Accepted | 2024-03-01 | 2024-03-21 | 2025-03-21 | Solar Panels | Hanwha | Q.PEAK DUO BLK ML-G10+/TS 400 |  | 0.4 | 7 | 105 | 40 |  | Fixed | Roof
NJADRE1555950376 | Administratively Determined Incentive Program | PENNSVILLE | 8070 | 16 | 5.39 | Residential | Behind the Meter | Yes | Net Metered Residential | RCL Enterprises Inc |  | AC Electric | Accepted | 2024-03-01 | 2024-03-21 | 2025-03-21 | Inverters | Enphase | IQ8plus | 290 |  | 14 |  |  | 0.97 |  | Outdoor
NJADRE1555950376 | Administratively Determined Incentive Program | PENNSVILLE | 8070 | 16 | 5.39 | Residential | Behind the Meter | Yes | Net Metered Residential | RCL Enterprises Inc |  | AC Electric | Accepted | 2024-03-01 | 2024-03-21 | 2025-03-21 | Solar Panels | JA Solar | JAM54S31 |  | 0.385 | 14 | 116 | 22 |  | Fixed | Roof
NJADRE1555950380 | Administratively Determined Incentive Program | WILLIAMSTOWN | 8094 | 15 | 8 | Residential | Behind the Meter | Yes | Net Metered Residential | PosiGen Developer, LLC |  | AC Electric | Accepted | 2024-03-01 | 2024-03-21 | 2025-03-21 | Inverters | SOLAREDGE | SE6000H-US | 6000 |  | 1 |  |  | 0.99 |  | Outside | WITHIN TEN FEET OF METER
NJADRE1555950380 | Administratively Determined Incentive Program | WILLIAMSTOWN | 8094 | 15 | 8 | Residential | Behind the Meter | Yes | Net Metered Residential | PosiGen Developer, LLC |  | AC Electric | Accepted | 2024-03-01 | 2024-03-21 | 2025-03-21 | Solar Panels | SILFAB | SIL400HC+ |  | 0.4 | 18 | 161 | 11 |  | Fixed | Roof
NJADRE1555950380 | Administratively Determined Incentive Program | WILLIAMSTOWN | 8094 | 15 | 8 | Residential | Behind the Meter | Yes | Net Metered Residential | PosiGen Developer, LLC |  | AC Electric | Accepted | 2024-03-01 | 2024-03-21 | 2025-03-21 | Solar Panels | SILFAB | SIL400HC+ |  | 0.4 | 2 | 341 | 11 |  | Fixed | Roof
NJADRE1555950393 | Administratively Determined Incentive Program | PENNSVILLE | 8070 | 16 | 5.39 | Residential | Behind the Meter | Yes | Net Metered Residential | RCL Enterprises Inc |  | AC Electric | Accepted | 2024-03-01 | 2024-03-21 | 2025-03-21 | Inverters | Enphase | IQ8plus | 290 |  | 14 |  |  | 0.97 |  | Outdoor
NJADRE1555950393 | Administratively Determined Incentive Program | PENNSVILLE | 8070 | 16 | 5.39 | Residential | Behind the Meter | Yes | Net Metered Residential | RCL Enterprises Inc |  | AC Electric | Accepted | 2024-03-01 | 2024-03-21 | 2025-03-21 | Solar Panels | JA Solar | JAM54S31 |  | 0.385 | 8 | 215 | 32 |  | Fixed | Roof
NJADRE1555950393 | Administratively Determined Incentive Program | PENNSVILLE | 8070 | 16 | 5.39 | Residential | Behind the Meter | Yes | Net Metered Residential | RCL Enterprises Inc |  | AC Electric | Accepted | 2024-03-01 | 2024-03-21 | 2025-03-21 | Solar Panels | JA Solar | JAM54S31 |  | 0.385 | 6 | 125 | 18 |  | Fixed | Roof
NJADRE1555950404 | Administratively Determined Incentive Program | ROCKAWAY | 7866 | 3 | 18.63 | Residential | Behind the Meter | No | Net Metered Residential | Tesla Energy Operations Inc |  | JCP&L | Accepted | 2024-03-01 | 2024-03-22 | 2025-03-22 | Inverters | Tesla | 1538000-45-A | 7600 |  | 2 |  |  | 0.98 |  | Outside
NJADRE1555950404 | Administratively Determined Incentive Program | ROCKAWAY | 7866 | 3 | 18.63 | Residential | Behind the Meter | No | Net Metered Residential | Tesla Energy Operations Inc |  | JCP&L | Accepted | 2024-03-01 | 2024-03-22 | 2025-03-22 | Solar Panels | Hanwha | Q.PEAK DUO BLK ML-G10+/TS 405 |  | 0.405 | 4 | 314 | 14 |  | Fixed | Roof
NJADRE1555950404 | Administratively Determined Incentive Program | ROCKAWAY | 7866 | 3 | 18.63 | Residential | Behind the Meter | No | Net Metered Residential | Tesla Energy Operations Inc |  | JCP&L | Accepted | 2024-03-01 | 2024-03-22 | 2025-03-22 | Solar Panels | Hanwha | Q.PEAK DUO BLK ML-G10+/TS 405 |  | 0.405 | 8 | 314 | 23 |  | Fixed | Roof
NJADRE1555950404 | Administratively Determined Incentive Program | ROCKAWAY | 7866 | 3 | 18.63 | Residential | Behind the Meter | No | Net Metered Residential | Tesla Energy Operations Inc |  | JCP&L | Accepted | 2024-03-01 | 2024-03-22 | 2025-03-22 | Solar Panels | Hanwha | Q.PEAK DUO BLK ML-G10+/TS 405 |  | 0.405 | 3 | 44 | 21 |  | Fixed | Roof
NJADRE1555950404 | Administratively Determined Incentive Program | ROCKAWAY | 7866 | 3 | 18.63 | Residential | Behind the Meter | No | Net Metered Residential | Tesla Energy Operations Inc |  | JCP&L | Accepted | 2024-03-01 | 2024-03-22 | 2025-03-22 | Solar Panels | Hanwha | Q.PEAK DUO BLK ML-G10+/TS 405 |  | 0.405 | 10 | 224 | 21 |  | Fixed | Roof
NJADRE1555950404 | Administratively Determined Incentive Program | ROCKAWAY | 7866 | 3 | 18.63 | Residential | Behind the Meter | No | Net Metered Residential | Tesla Energy Operations Inc |  | JCP&L | Accepted | 2024-03-01 | 2024-03-22 | 2025-03-22 | Solar Panels | Hanwha | Q.PEAK DUO BLK ML-G10+/TS 405 |  | 0.405 | 5 | 134 | 23 |  | Fixed | Roof
NJADRE1555950404 | Administratively Determined Incentive Program | ROCKAWAY | 7866 | 3 | 18.63 | Residential | Behind the Meter | No | Net Metered Residential | Tesla Energy Operations Inc |  | JCP&L | Accepted | 2024-03-01 | 2024-03-22 | 2025-03-22 | Solar Panels | Hanwha | Q.PEAK DUO BLK ML-G10+/TS 405 |  | 0.405 | 11 | 44 | 27 |  | Fixed | Roof
NJADRE1555950404 | Administratively Determined Incentive Program | ROCKAWAY | 7866 | 3 | 18.63 | Residential | Behind the Meter | No | Net Metered Residential | Tesla Energy Operations Inc |  | JCP&L | Accepted | 2024-03-01 | 2024-03-22 | 2025-03-22 | Solar Panels | Hanwha | Q.PEAK DUO BLK ML-G10+/TS 405 |  | 0.405 | 5 | 224 | 27 |  | Fixed | Roof
NJADRE1555950414 | Administratively Determined Incentive Program | BRIDGEWATER | 8807 | 5 | 13.37 | Residential | Behind the Meter | No | Net Metered Residential | Tesla Energy Operations Inc |  | PSE&G | Accepted | 2024-03-01 | 2024-03-22 | 2025-03-22 | Electric Storage Battery | Tesla | Powerwall3 |  |  | 1 |  |  |  | Lithium Ion |  | Outside
NJADRE1555950414 | Administratively Determined Incentive Program | BRIDGEWATER | 8807 | 5 | 13.37 | Residential | Behind the Meter | No | Net Metered Residential | Tesla Energy Operations Inc |  | PSE&G | Accepted | 2024-03-01 | 2024-03-22 | 2025-03-22 | Inverters | Tesla | 1707000-25-G | 11499 |  | 1 |  |  | 0.97 |  | Outside
NJADRE1555950414 | Administratively Determined Incentive Program | BRIDGEWATER | 8807 | 5 | 13.37 | Residential | Behind the Meter | No | Net Metered Residential | Tesla Energy Operations Inc |  | PSE&G | Accepted | 2024-03-01 | 2024-03-22 | 2025-03-22 | Solar Panels | Hanwha | # Q.PEAK DUO BLK ML-G10+/TS 405 |  | 0.405 | 10 | 321 | 30 |  | Fixed | Roof
NJADRE1555950414 | Administratively Determined Incentive Program | BRIDGEWATER | 8807 | 5 | 13.37 | Residential | Behind the Meter | No | Net Metered Residential | Tesla Energy Operations Inc |  | PSE&G | Accepted | 2024-03-01 | 2024-03-22 | 2025-03-22 | Solar Panels | Hanwha | # Q.PEAK DUO BLK ML-G10+/TS 405 |  | 0.405 | 9 | 51 | 58 |  | Fixed | Roof
NJADRE1555950414 | Administratively Determined Incentive Program | BRIDGEWATER | 8807 | 5 | 13.37 | Residential | Behind the Meter | No | Net Metered Residential | Tesla Energy Operations Inc |  | PSE&G | Accepted | 2024-03-01 | 2024-03-22 | 2025-03-22 | Solar Panels | Hanwha | # Q.PEAK DUO BLK ML-G10+/TS 405 |  | 0.405 | 14 | 231 | 30 |  | Fixed | Roof
NJADRE1555950419 | Administratively Determined Incentive Program | WILDWOOD CREST | 8260 | 21 | 6.16 | Residential | Behind the Meter | Yes | Net Metered Residential | RCL Enterprises Inc |  | AC Electric | Accepted | 2024-03-01 | 2024-03-21 | 2025-03-21 | Inverters | Enphase | IQ8plus | 290 |  | 16 |  |  | 0.97 |  | Outdoor
NJADRE1555950419 | Administratively Determined Incentive Program | WILDWOOD CREST | 8260 | 21 | 6.16 | Residential | Behind the Meter | Yes | Net Metered Residential | RCL Enterprises Inc |  | AC Electric | Accepted | 2024-03-01 | 2024-03-21 | 2025-03-21 | Solar Panels | JA Solar | JAM54S31 |  | 0.385 | 16 | 227 | 15 |  | Fixed | Roof
NJADRE1555950426 | Administratively Determined Incentive Program | NEWARK | 7106 | 9 | 3.69 | Residential | Behind the Meter | Yes | Net Metered Residential | Pro Custom Solar dba Momentum Solar |  | PSE&G | Accepted | 2024-03-01 | 2024-03-21 | 2025-03-21 | Solar Panels | Q. PEAK DUO BLK ML-G10+410 | HANWHA |  | 0.41 | 9 | 11 | 4 |  | Fixed | Roof
NJADRE1555950426 | Administratively Determined Incentive Program | NEWARK | 7106 | 9 | 3.69 | Residential | Behind the Meter | Yes | Net Metered Residential | Pro Custom Solar dba Momentum Solar |  | PSE&G | Accepted | 2024-03-01 | 2024-03-21 | 2025-03-21 | Inverters | IQ8PLUS-72-2-US | ENPHASE | 290 |  | 9 |  |  | 0.97 |  | Outdoor
NJADRE1555950434 | Administratively Determined Incentive Program | JACKSON | 8527 | 18 | 13.6 | Residential | Behind the Meter | Yes | Net Metered Residential | Power Energy Solutions |  | JCP&L | Accepted | 2024-03-01 | 2024-03-21 | 2025-03-21 | Inverters | SolarEdge | SE10000H-US | 10 |  | 1 |  |  | 0.97 |  | Outdoor
NJADRE1555950434 | Administratively Determined Incentive Program | JACKSON | 8527 | 18 | 13.6 | Residential | Behind the Meter | Yes | Net Metered Residential | Power Energy Solutions |  | JCP&L | Accepted | 2024-03-01 | 2024-03-21 | 2025-03-21 | Solar Panels | Canadian Solar | CS6R-400MS-HL HIKU6 BLACK MONO |  | 0.4 | 10 | 188 | 19 |  | Fixed | Roof
NJADRE1555950434 | Administratively Determined Incentive Program | JACKSON | 8527 | 18 | 13.6 | Residential | Behind the Meter | Yes | Net Metered Residential | Power Energy Solutions |  | JCP&L | Accepted | 2024-03-01 | 2024-03-21 | 2025-03-21 | Solar Panels | Canadian Solar | CS6R-400MS-HL HIKU6 BLACK MONO |  | 0.4 | 12 | 188 | 20 |  | Fixed | Roof
NJADRE1555950434 | Administratively Determined Incentive Program | JACKSON | 8527 | 18 | 13.6 | Residential | Behind the Meter | Yes | Net Metered Residential | Power Energy Solutions |  | JCP&L | Accepted | 2024-03-01 | 2024-03-21 | 2025-03-21 | Solar Panels | Canadian Solar | CS6R-400MS-HL HIKU6 BLACK MONO |  | 0.4 | 8 | 8 | 19 |  | Fixed | Roof
NJADRE1555950434 | Administratively Determined Incentive Program | JACKSON | 8527 | 18 | 13.6 | Residential | Behind the Meter | Yes | Net Metered Residential | Power Energy Solutions |  | JCP&L | Accepted | 2024-03-01 | 2024-03-21 | 2025-03-21 | Solar Panels | Canadian Solar | CS6R-400MS-HL HIKU6 BLACK MONO |  | 0.4 | 4 | 8 | 19 |  | Fixed | Roof
NJADRE1555950435 | Administratively Determined Incentive Program | CARTERET | 7008 | 11 | 6.4 | Residential | Behind the Meter | Yes | Net Metered Residential | PosiGen Developer, LLC |  | PSE&G | Accepted | 2024-03-01 | 2024-03-21 | 2025-03-21 | Inverters | SOLAREDGE | SE6000H-US | 6000 |  | 1 |  |  | 0.99 |  | Outside | WITHIN TEN FEET OF METER
NJADRE1555950435 | Administratively Determined Incentive Program | CARTERET | 7008 | 11 | 6.4 | Residential | Behind the Meter | Yes | Net Metered Residential | PosiGen Developer, LLC |  | PSE&G | Accepted | 2024-03-01 | 2024-03-21 | 2025-03-21 | Solar Panels | SILFAB | SIL400HC+ |  | 0.4 | 10 | 15 | 5 |  | Fixed | Roof
NJADRE1555950435 | Administratively Determined Incentive Program | CARTERET | 7008 | 11 | 6.4 | Residential | Behind the Meter | Yes | Net Metered Residential | PosiGen Developer, LLC |  | PSE&G | Accepted | 2024-03-01 | 2024-03-21 | 2025-03-21 | Solar Panels | SILFAB | SIL400HC+ |  | 0.4 | 6 | 15 | 12 |  | Fixed | Roof
NJADRE1555950441 | Administratively Determined Incentive Program | CLAYTON | 8312 | 15 | 6.56 | Residential | Behind the Meter | Yes | Net Metered Residential | Pro Custom Solar dba Momentum Solar |  | AC Electric | Accepted | 2024-03-01 | 2024-03-21 | 2025-03-21 | Solar Panels | Q. PEAK DUO BLK ML-G10+410 | HANWHA |  | 0.41 | 16 | 172 | 19 |  | Fixed | Roof
NJADRE1555950441 | Administratively Determined Incentive Program | CLAYTON | 8312 | 15 | 6.56 | Residential | Behind the Meter | Yes | Net Metered Residential | Pro Custom Solar dba Momentum Solar |  | AC Electric | Accepted | 2024-03-01 | 2024-03-21 | 2025-03-21 | Inverters | IQ8PLUS-72-2-US | ENPHASE | 290 |  | 16 |  |  | 0.97 |  | Outdoor
NJADRE1555950443 | Administratively Determined Incentive Program | PENNSVILLE | 8070 | 16 | 16.94 | Residential | Behind the Meter | Yes | Net Metered Residential | RCL Enterprises Inc |  | AC Electric | Accepted | 2024-03-01 | 2024-03-21 | 2025-03-21 | Inverters | Enphase | IQ8plus | 290 |  | 44 |  |  | 0.97 |  | Outdoor
NJADRE1555950443 | Administratively Determined Incentive Program | PENNSVILLE | 8070 | 16 | 16.94 | Residential | Behind the Meter | Yes | Net Metered Residential | RCL Enterprises Inc |  | AC Electric | Accepted | 2024-03-01 | 2024-03-21 | 2025-03-21 | Solar Panels | JA Solar | JAM54S31 |  | 0.385 | 32 | 129 | 34 |  | Fixed | Roof
NJADRE1555950443 | Administratively Determined Incentive Program | PENNSVILLE | 8070 | 16 | 16.94 | Residential | Behind the Meter | Yes | Net Metered Residential | RCL Enterprises Inc |  | AC Electric | Accepted | 2024-03-01 | 2024-03-21 | 2025-03-21 | Solar Panels | JA Solar | JAM54S31 |  | 0.385 | 12 | 309 | 34 |  | Fixed | Roof
NJADRE1555951172 | Administratively Determined Incentive Program | WEST ORANGE | 7052 | 9 | 2.87 | Residential | Behind the Meter | Yes | Net Metered Residential | Pro Custom Solar dba Momentum Solar |  | PSE&G | Accepted | 2024-03-01 | 2024-03-21 | 2025-03-21 | Solar Panels | Q. PEAK DUO BLK ML-G10+410 | HANWHA |  | 0.41 | 7 | 202 | 42 |  | Fixed | Roof
NJADRE1555951172 | Administratively Determined Incentive Program | WEST ORANGE | 7052 | 9 | 2.87 | Residential | Behind the Meter | Yes | Net Metered Residential | Pro Custom Solar dba Momentum Solar |  | PSE&G | Accepted | 2024-03-01 | 2024-03-21 | 2025-03-21 | Inverters | IQ8PLUS-72-2-US | ENPHASE | 290 |  | 7 |  |  | 0.97 |  | Outdoor
NJADRE1555951197 | Administratively Determined Incentive Program | BERGENFIELD | 7621 | 7 | 4.62 | Residential | Behind the Meter | Yes | Net Metered Residential | Freedom Forever New Jersey LLC |  | PSE&G | Accepted | 2024-03-01 | 2024-03-22 | 2025-03-22 | Inverters | Solar Edge | SE3800H-USRGM [SI1] | 3800 |  | 1 |  |  | 0.99 |  | Outside
NJADRE1555951197 | Administratively Determined Incentive Program | BERGENFIELD | 7621 | 7 | 4.62 | Residential | Behind the Meter | Yes | Net Metered Residential | Freedom Forever New Jersey LLC |  | PSE&G | Accepted | 2024-03-01 | 2024-03-22 | 2025-03-22 | Solar Panels | JINKO SOLAR | JKM385M-6RL3-B |  | 0.385 | 9 | 183 | 33 |  | Fixed | Roof
NJADRE1555951197 | Administratively Determined Incentive Program | BERGENFIELD | 7621 | 7 | 4.62 | Residential | Behind the Meter | Yes | Net Metered Residential | Freedom Forever New Jersey LLC |  | PSE&G | Accepted | 2024-03-01 | 2024-03-22 | 2025-03-22 | Solar Panels | JINKO SOLAR | JKM385M-6RL3-B |  | 0.385 | 3 | 3 | 33 |  | Fixed | Roof
NJADRE1555951202 | Administratively Determined Incentive Program | Mays Landing | 8330 | 19 | 12.15 | Residential | Behind the Meter | Yes | Net Metered Residential | All Season Solar |  | AC Electric | Accepted | 2024-03-01 | 2024-03-21 | 2025-03-21 | Solar Panels | Jinko | JKM405M |  | 0.405 | 30 | 180 | 25 |  | Fixed | Ground
NJADRE1555951202 | Administratively Determined Incentive Program | Mays Landing | 8330 | 19 | 12.15 | Residential | Behind the Meter | Yes | Net Metered Residential | All Season Solar |  | AC Electric | Accepted | 2024-03-01 | 2024-03-21 | 2025-03-21 | Inverters | Enphase | IQ8 Plus | 290 |  | 30 |  |  | 0.97 |  | Outside
NJADRE1555951208 | Administratively Determined Incentive Program | SICKLERVILLE | 8081 | 14 | 11.2 | Residential | Behind the Meter | Yes | Net Metered Residential | Sunrun Installation Services, Inc. |  | AC Electric | Accepted | 2024-03-01 | 2024-03-21 | 2025-03-21 | Inverters | SolarEdge Technologies | SE7600H-USSN | 7600 |  | 1 |  |  | 0.99 |  | Outside | Next to meter
NJADRE1555951208 | Administratively Determined Incentive Program | SICKLERVILLE | 8081 | 14 | 11.2 | Residential | Behind the Meter | Yes | Net Metered Residential | Sunrun Installation Services, Inc. |  | AC Electric | Accepted | 2024-03-01 | 2024-03-21 | 2025-03-21 | Solar Panels | Hanwha Q Cells | Q.PEAK DUO BLK ML-G10+/t 400 |  | 0.4 | 12 | 147 | 18 |  | Fixed | Roof
NJADRE1555951208 | Administratively Determined Incentive Program | SICKLERVILLE | 8081 | 14 | 11.2 | Residential | Behind the Meter | Yes | Net Metered Residential | Sunrun Installation Services, Inc. |  | AC Electric | Accepted | 2024-03-01 | 2024-03-21 | 2025-03-21 | Solar Panels | Hanwha Q Cells | Q.PEAK DUO BLK ML-G10+/t 400 |  | 0.4 | 12 | 327 | 18 |  | Fixed | Roof
NJADRE1555951208 | Administratively Determined Incentive Program | SICKLERVILLE | 8081 | 14 | 11.2 | Residential | Behind the Meter | Yes | Net Metered Residential | Sunrun Installation Services, Inc. |  | AC Electric | Accepted | 2024-03-01 | 2024-03-21 | 2025-03-21 | Solar Panels | Hanwha Q Cells | Q.PEAK DUO BLK ML-G10+/t 400 |  | 0.4 | 4 | 237 | 34 |  | Fixed | Roof
NJADRE1555951209 | Administratively Determined Incentive Program | BRIDGETON | 8302 | 20 | 18.48 | Residential | Behind the Meter | Yes | Net Metered Residential | RCL Enterprises Inc |  | AC Electric | Accepted | 2024-03-01 | 2024-03-21 | 2025-03-21 | Inverters | Enphase | IQ8plus | 290 |  | 48 |  |  | 0.97 |  | Outdoor
NJADRE1555951209 | Administratively Determined Incentive Program | BRIDGETON | 8302 | 20 | 18.48 | Residential | Behind the Meter | Yes | Net Metered Residential | RCL Enterprises Inc |  | AC Electric | Accepted | 2024-03-01 | 2024-03-21 | 2025-03-21 | Solar Panels | JA Solar | JAM54S31 |  | 0.385 | 48 | 162 | 30 |  | Fixed | Roof
NJADRE1555951218 | Administratively Determined Incentive Program | SALEM | 8079 | 16 | 4.8 | Residential | Behind the Meter | Yes | Net Metered Residential | PosiGen Developer, LLC |  | AC Electric | Accepted | 2024-03-01 | 2024-03-22 | 2025-03-22 | Inverters | SOLAREDGE | SE3800H-US | 3800 |  | 1 |  |  | 0.99 |  | Outside | WITHIN TEN FEET OF METER
NJADRE1555951218 | Administratively Determined Incentive Program | SALEM | 8079 | 16 | 4.8 | Residential | Behind the Meter | Yes | Net Metered Residential | PosiGen Developer, LLC |  | AC Electric | Accepted | 2024-03-01 | 2024-03-22 | 2025-03-22 | Solar Panels | SILFAB | SIL400HC+ |  | 0.4 | 3 | 127 | 34 |  | Fixed | Roof
NJADRE1555951218 | Administratively Determined Incentive Program | SALEM | 8079 | 16 | 4.8 | Residential | Behind the Meter | Yes | Net Metered Residential | PosiGen Developer, LLC |  | AC Electric | Accepted | 2024-03-01 | 2024-03-22 | 2025-03-22 | Solar Panels | SILFAB | SIL400HC+ |  | 0.4 | 5 | 127 | 34 |  | Fixed | Roof
NJADRE1555951218 | Administratively Determined Incentive Program | SALEM | 8079 | 16 | 4.8 | Residential | Behind the Meter | Yes | Net Metered Residential | PosiGen Developer, LLC |  | AC Electric | Accepted | 2024-03-01 | 2024-03-22 | 2025-03-22 | Solar Panels | SILFAB | SIL400HC+ |  | 0.4 | 4 | 307 | 34 |  | Fixed | Roof
NJADRE1555951331 | Administratively Determined Incentive Program | TUCKERTON | 8087 | 18 | 8.86 | Residential | Behind the Meter | Yes | Net Metered Residential | All Season Solar |  | AC Electric | Accepted | 2024-03-01 | 2024-03-21 | 2025-03-21 | Inverters | Enphase | IQ8 Plus | 290 |  | 23 |  |  | 0.97 |  | Outside
NJADRE1555951331 | Administratively Determined Incentive Program | TUCKERTON | 8087 | 18 | 8.86 | Residential | Behind the Meter | Yes | Net Metered Residential | All Season Solar |  | AC Electric | Accepted | 2024-03-01 | 2024-03-21 | 2025-03-21 | Solar Panels | JA Solar | JAM54S31 |  | 0.385 | 10 | 12 | 23 |  | Fixed | Roof
NJADRE1555951331 | Administratively Determined Incentive Program | TUCKERTON | 8087 | 18 | 8.86 | Residential | Behind the Meter | Yes | Net Metered Residential | All Season Solar |  | AC Electric | Accepted | 2024-03-01 | 2024-03-21 | 2025-03-21 | Solar Panels | JA Solar | JAM54S31 |  | 0.385 | 9 | 192 | 23 |  | Fixed | Roof
NJADRE1555951331 | Administratively Determined Incentive Program | TUCKERTON | 8087 | 18 | 8.86 | Residential | Behind the Meter | Yes | Net Metered Residential | All Season Solar |  | AC Electric | Accepted | 2024-03-01 | 2024-03-21 | 2025-03-21 | Solar Panels | JA Solar | JAM54S31 |  | 0.385 | 4 | 192 | 23 |  | Fixed | Roof
NJADRE1555951352 | Administratively Determined Incentive Program | SOUTH AMBOY | 8879 | 11 | 9.72 | Residential | Behind the Meter | No | Net Metered Residential | Tesla Energy Operations Inc |  | JCP&L | Accepted | 2024-03-01 | 2024-03-21 | 2025-03-21 | Electric Storage Battery | Tesla | Powerwall 3 |  |  | 2 |  |  |  | Lithium Ion |  | Outside
NJADRE1555951352 | Administratively Determined Incentive Program | SOUTH AMBOY | 8879 | 11 | 9.72 | Residential | Behind the Meter | No | Net Metered Residential | Tesla Energy Operations Inc |  | JCP&L | Accepted | 2024-03-01 | 2024-03-21 | 2025-03-21 | Inverters | Tesla | 1707000-25-G | 11500 |  | 2 |  |  | 0.975 |  | Outside
NJADRE1555951352 | Administratively Determined Incentive Program | SOUTH AMBOY | 8879 | 11 | 9.72 | Residential | Behind the Meter | No | Net Metered Residential | Tesla Energy Operations Inc |  | JCP&L | Accepted | 2024-03-01 | 2024-03-21 | 2025-03-21 | Solar Panels | Hanwha | Q.PEAK DUO BLK ML-G10+/TS 405 |  | 0.405 | 18 | 110 | 18 |  | Fixed | Roof
NJADRE1555951352 | Administratively Determined Incentive Program | SOUTH AMBOY | 8879 | 11 | 9.72 | Residential | Behind the Meter | No | Net Metered Residential | Tesla Energy Operations Inc |  | JCP&L | Accepted | 2024-03-01 | 2024-03-21 | 2025-03-21 | Solar Panels | Hanwha | Q.PEAK DUO BLK ML-G10+/TS 405 |  | 0.405 | 6 | 289 | 19 |  | Fixed | Roof
NJADRE1555951364 | Administratively Determined Incentive Program | NEWARK | 7112 | 9 | 4.51 | Residential | Behind the Meter | Yes | Net Metered Residential | Pro Custom Solar dba Momentum Solar |  | PSE&G | Accepted | 2024-03-01 | 2024-03-21 | 2025-03-21 | Solar Panels | Q. PEAK DUO BLK ML-G10+410 | HANWHA |  | 0.41 | 4 | 294 | 23 |  | Fixed | Roof
NJADRE1555951364 | Administratively Determined Incentive Program | NEWARK | 7112 | 9 | 4.51 | Residential | Behind the Meter | Yes | Net Metered Residential | Pro Custom Solar dba Momentum Solar |  | PSE&G | Accepted | 2024-03-01 | 2024-03-21 | 2025-03-21 | Inverters | IQ8PLUS-72-2-US | ENPHASE | 290 |  | 11 |  |  | 0.97 |  | Outdoor
NJADRE1555951364 | Administratively Determined Incentive Program | NEWARK | 7112 | 9 | 4.51 | Residential | Behind the Meter | Yes | Net Metered Residential | Pro Custom Solar dba Momentum Solar |  | PSE&G | Accepted | 2024-03-01 | 2024-03-21 | 2025-03-21 | Solar Panels | Q. PEAK DUO BLK ML-G10+410 | HANWHA |  | 0.41 | 7 | 114 | 23 |  | Fixed | Roof
NJADRE1555951382 | Administratively Determined Incentive Program | SWEDESBORO | 8085 | 15 | 13.09 | Residential | Behind the Meter | Yes | Net Metered Residential | All Season Solar |  | AC Electric | Accepted | 2024-03-01 | 2024-03-21 | 2025-03-21 | Inverters | Enphase | IQ8 Plus | 290 |  | 34 |  |  | 0.97 |  | Outside
NJADRE1555951382 | Administratively Determined Incentive Program | SWEDESBORO | 8085 | 15 | 13.09 | Residential | Behind the Meter | Yes | Net Metered Residential | All Season Solar |  | AC Electric | Accepted | 2024-03-01 | 2024-03-21 | 2025-03-21 | Solar Panels | JA Solar | JAM54S31 |  | 0.385 | 16 | 313 | 30 |  | Fixed | Roof
NJADRE1555951382 | Administratively Determined Incentive Program | SWEDESBORO | 8085 | 15 | 13.09 | Residential | Behind the Meter | Yes | Net Metered Residential | All Season Solar |  | AC Electric | Accepted | 2024-03-01 | 2024-03-21 | 2025-03-21 | Solar Panels | JA Solar | JAM54S31 |  | 0.385 | 18 | 133 | 30 |  | Fixed | Roof
NJADRE1555951383 | Administratively Determined Incentive Program | BRIDGETON | 8302 | 20 | 12.96 | Residential | Behind the Meter | Yes | Net Metered Residential | RCL Enterprises Inc |  | AC Electric | Accepted | 2024-03-01 | 2024-03-21 | 2025-03-21 | Inverters | Enphase | IQ8plus | 290 |  | 32 |  |  | 0.97 |  | Outside
NJADRE1555951383 | Administratively Determined Incentive Program | BRIDGETON | 8302 | 20 | 12.96 | Residential | Behind the Meter | Yes | Net Metered Residential | RCL Enterprises Inc |  | AC Electric | Accepted | 2024-03-01 | 2024-03-21 | 2025-03-21 | Solar Panels | Jinko | JKM405M |  | 0.405 | 32 | 180 | 25 |  | Fixed | Ground
NJADRE1555951395 | Administratively Determined Incentive Program | NEWARK | 7112 | 9 | 4.51 | Residential | Behind the Meter | Yes | Net Metered Residential | Pro Custom Solar dba Momentum Solar |  | PSE&G | Accepted | 2024-03-01 | 2024-03-21 | 2025-03-21 | Solar Panels | Q. PEAK DUO BLK ML-G10+410 | HANWHA |  | 0.41 | 7 | 114 | 23 |  | Fixed | Roof
NJADRE1555951395 | Administratively Determined Incentive Program | NEWARK | 7112 | 9 | 4.51 | Residential | Behind the Meter | Yes | Net Metered Residential | Pro Custom Solar dba Momentum Solar |  | PSE&G | Accepted | 2024-03-01 | 2024-03-21 | 2025-03-21 | Solar Panels | Q. PEAK DUO BLK ML-G10+410 | HANWHA |  | 0.41 | 4 | 294 | 23 |  | Fixed | Roof
NJADRE1555951395 | Administratively Determined Incentive Program | NEWARK | 7112 | 9 | 4.51 | Residential | Behind the Meter | Yes | Net Metered Residential | Pro Custom Solar dba Momentum Solar |  | PSE&G | Accepted | 2024-03-01 | 2024-03-21 | 2025-03-21 | Inverters | IQ8PLUS-72-2-US | ENPHASE | 290 |  | 11 |  |  | 0.97 |  | Outdoor
NJADRE1555951471 | Administratively Determined Incentive Program | CARLSTADT | 7072 | 7 | 3.47 | Residential | Behind the Meter | No | Net Metered Residential | Freedom Forever New Jersey LLC |  | PSE&G | Accepted | 2024-03-01 | 2024-03-22 | 2025-03-22 | Inverters | Solar Edge | SE3800H-USRGM [SI1 | 3800 |  | 1 |  |  | 0.99 |  | Outside
NJADRE1555951471 | Administratively Determined Incentive Program | CARLSTADT | 7072 | 7 | 3.47 | Residential | Behind the Meter | No | Net Metered Residential | Freedom Forever New Jersey LLC |  | PSE&G | Accepted | 2024-03-01 | 2024-03-22 | 2025-03-22 | Solar Panels | JINKO SOLAR | JKM385M-6RL3-B |  | 0.385 | 9 | 218 | 40 |  | Fixed | Roof
NJADRE1555951526 | Administratively Determined Incentive Program | MOORESTOWN | 8057 | 13 | 3.24 | Residential | Behind the Meter | Yes | Net Metered Residential | Sunrun Installation Services, Inc. |  | PSE&G | Accepted | 2024-03-01 | 2024-03-27 | 2025-03-27 | Inverters | SolarEdge Technologies | SE3800H-USMN | 3800 |  | 1 |  |  | 0.99 |  | Outdoor | Next to meter
NJADRE1555951526 | Administratively Determined Incentive Program | MOORESTOWN | 8057 | 13 | 3.24 | Residential | Behind the Meter | Yes | Net Metered Residential | Sunrun Installation Services, Inc. |  | PSE&G | Accepted | 2024-03-01 | 2024-03-27 | 2025-03-27 | Solar Panels | Hanwha Q Cells | Q.PEAK DUO BLK ML-G10+ 405 |  | 0.405 | 5 | 27 | 30 |  | Fixed | Roof
NJADRE1555951526 | Administratively Determined Incentive Program | MOORESTOWN | 8057 | 13 | 3.24 | Residential | Behind the Meter | Yes | Net Metered Residential | Sunrun Installation Services, Inc. |  | PSE&G | Accepted | 2024-03-01 | 2024-03-27 | 2025-03-27 | Solar Panels | Hanwha Q Cells | Q.PEAK DUO BLK ML-G10+ 405 |  | 0.405 | 3 | 207 | 30 |  | Fixed | Roof
NJADRE1555951529 | Administratively Determined Incentive Program | NORTH BRUNSWICK | 8902 | 11 | 9.32 | Residential | Behind the Meter | No | Net Metered Residential | Tesla Energy Operations Inc |  | PSE&G | Accepted | 2024-03-01 | 2024-03-25 | 2025-03-25 | Solar Panels | Hanwha | Q.PEAK DUO BLK ML-G10+/TS 405 |  | 0.405 | 5 | 309 | 32 |  | Fixed | Roof
NJADRE1555951529 | Administratively Determined Incentive Program | NORTH BRUNSWICK | 8902 | 11 | 9.32 | Residential | Behind the Meter | No | Net Metered Residential | Tesla Energy Operations Inc |  | PSE&G | Accepted | 2024-03-01 | 2024-03-25 | 2025-03-25 | Solar Panels | Hanwha | Q.PEAK DUO BLK ML-G10+/TS 405 |  | 0.405 | 4 | 128 | 31 |  | Fixed | Roof
NJADRE1555951529 | Administratively Determined Incentive Program | NORTH BRUNSWICK | 8902 | 11 | 9.32 | Residential | Behind the Meter | No | Net Metered Residential | Tesla Energy Operations Inc |  | PSE&G | Accepted | 2024-03-01 | 2024-03-25 | 2025-03-25 | Solar Panels | Hanwha | Q.PEAK DUO BLK ML-G10+/TS 405 |  | 0.405 | 2 | 219 | 33 |  | Fixed | Roof
NJADRE1555951529 | Administratively Determined Incentive Program | NORTH BRUNSWICK | 8902 | 11 | 9.32 | Residential | Behind the Meter | No | Net Metered Residential | Tesla Energy Operations Inc |  | PSE&G | Accepted | 2024-03-01 | 2024-03-25 | 2025-03-25 | Solar Panels | Hanwha | Q.PEAK DUO BLK ML-G10+/TS 405 |  | 0.405 | 2 | 219 | 34 |  | Fixed | Roof
NJADRE1555951529 | Administratively Determined Incentive Program | NORTH BRUNSWICK | 8902 | 11 | 9.32 | Residential | Behind the Meter | No | Net Metered Residential | Tesla Energy Operations Inc |  | PSE&G | Accepted | 2024-03-01 | 2024-03-25 | 2025-03-25 | Solar Panels | Hanwha | Q.PEAK DUO BLK ML-G10+/TS 405 |  | 0.405 | 10 | 38 | 34 |  | Fixed | Roof
NJADRE1555951529 | Administratively Determined Incentive Program | NORTH BRUNSWICK | 8902 | 11 | 9.32 | Residential | Behind the Meter | No | Net Metered Residential | Tesla Energy Operations Inc |  | PSE&G | Accepted | 2024-03-01 | 2024-03-25 | 2025-03-25 | Inverters | Tesla | 1538000-45-A | 3800 |  | 1 |  |  | 0.98 |  | Outside
NJADRE1555951529 | Administratively Determined Incentive Program | NORTH BRUNSWICK | 8902 | 11 | 9.32 | Residential | Behind the Meter | No | Net Metered Residential | Tesla Energy Operations Inc |  | PSE&G | Accepted | 2024-03-01 | 2024-03-25 | 2025-03-25 | Inverters | Tesla | 1538000-45-A | 5000 |  | 1 |  |  | 0.98 |  | Outside
NJADRE1555951532 | Administratively Determined Incentive Program | BERGENFIELD | 7621 | 7 | 10.88 | Residential | Behind the Meter | No | Net Metered Residential | SunPower Corporation, Systems |  | PSE&G | Accepted | 2024-03-01 | 2024-03-14 | 2025-03-14 | Solar Panels | Sunpower | SPR-M435-H-AC |  | 0.435 | 12 | 107 | 35 |  | Fixed | Roof
NJADRE1555951532 | Administratively Determined Incentive Program | BERGENFIELD | 7621 | 7 | 10.88 | Residential | Behind the Meter | No | Net Metered Residential | SunPower Corporation, Systems |  | PSE&G | Accepted | 2024-03-01 | 2024-03-14 | 2025-03-14 | Solar Panels | Sunpower | SPR-M435-H-AC |  | 0.435 | 11 | 287 | 35 |  | Fixed | Roof
NJADRE1555951532 | Administratively Determined Incentive Program | BERGENFIELD | 7621 | 7 | 10.88 | Residential | Behind the Meter | No | Net Metered Residential | SunPower Corporation, Systems |  | PSE&G | Accepted | 2024-03-01 | 2024-03-14 | 2025-03-14 | Solar Panels | Sunpower | SPR-M435-H-AC |  | 0.435 | 2 | 70 | 12 |  | Fixed | Roof
NJADRE1555951532 | Administratively Determined Incentive Program | BERGENFIELD | 7621 | 7 | 10.88 | Residential | Behind the Meter | No | Net Metered Residential | SunPower Corporation, Systems |  | PSE&G | Accepted | 2024-03-01 | 2024-03-14 | 2025-03-14 | Inverters | Enphase | IQ7HS-66-ACM-US | 384 |  | 25 |  |  | 0.97 |  | Other | Under Each Panel
NJADRE1555951532 | Administratively Determined Incentive Program | BERGENFIELD | 7621 | 7 | 10.88 | Residential | Behind the Meter | No | Net Metered Residential | SunPower Corporation, Systems |  | PSE&G | Accepted | 2024-03-01 | 2024-03-14 | 2025-03-14 | Meters | Sunpower | PVS6 |  |  | 1 |  |  |  | Yes | Outdoor
NJADRE1555951896 | Administratively Determined Incentive Program | EDISON | 8820 | 11 | 6 | Residential | Behind the Meter | No | Net Metered Residential | FAL SOLAR SYSTEMS INC |  | PSE&G | Accepted | 2024-03-02 | 2024-03-22 | 2025-03-22 | Solar Panels | AXITEC | AC-400MBT/108V |  | 0.4 | 14 | 175 | 20 |  | Fixed | Roof
NJADRE1555951896 | Administratively Determined Incentive Program | EDISON | 8820 | 11 | 6 | Residential | Behind the Meter | No | Net Metered Residential | FAL SOLAR SYSTEMS INC |  | PSE&G | Accepted | 2024-03-02 | 2024-03-22 | 2025-03-22 | Solar Panels | AXITEC | AC-400MBT/108V |  | 0.4 | 1 | 355 | 20 |  | Fixed | Roof
NJADRE1555951896 | Administratively Determined Incentive Program | EDISON | 8820 | 11 | 6 | Residential | Behind the Meter | No | Net Metered Residential | FAL SOLAR SYSTEMS INC |  | PSE&G | Accepted | 2024-03-02 | 2024-03-22 | 2025-03-22 | Inverters | ENPHASE ENERGY | IQ8PLUS-72-2-US | 290 |  | 15 |  |  | 0.97 |  | Outdoor
NJADRE1555951897 | Administratively Determined Incentive Program | WILLINGBORO | 8046 | 13 | 8 | Residential | Behind the Meter | No | Net Metered Residential | Solar Mite Solutions |  | PSE&G | Accepted | 2024-03-01 | 2024-03-22 | 2025-03-22 | Inverters | Enphase | IQ8PLUS-72-2 | 290 |  | 20 |  |  | 0.98 |  | Outdoor
NJADRE1555951897 | Administratively Determined Incentive Program | WILLINGBORO | 8046 | 13 | 8 | Residential | Behind the Meter | No | Net Metered Residential | Solar Mite Solutions |  | PSE&G | Accepted | 2024-03-01 | 2024-03-22 | 2025-03-22 | Solar Panels | Canadian Solar | CS6R |  | 0.4 | 15 | 246 | 42 |  | Fixed | Roof | Array 1
NJADRE1555951897 | Administratively Determined Incentive Program | WILLINGBORO | 8046 | 13 | 8 | Residential | Behind the Meter | No | Net Metered Residential | Solar Mite Solutions |  | PSE&G | Accepted | 2024-03-01 | 2024-03-22 | 2025-03-22 | Solar Panels | Canadian Solar | CS6R |  | 0.4 | 5 | 246 | 18 |  | Fixed | Roof | Array 2
NJADRE1555954186 | Administratively Determined Incentive Program | MORRISTOWN | 7960 | 3 | 9.72 | Residential | Behind the Meter | Yes | Net Metered Residential | Sunrun Installation Services, Inc. |  | JCP&L | Accepted | 2024-03-02 | 2024-03-22 | 2025-03-22 | Inverters | SolarEdge Technologies | SE7600H-USSN | 7600 |  | 1 |  |  | 0.99 |  | Outdoor
NJADRE1555954186 | Administratively Determined Incentive Program | MORRISTOWN | 7960 | 3 | 9.72 | Residential | Behind the Meter | Yes | Net Metered Residential | Sunrun Installation Services, Inc. |  | JCP&L | Accepted | 2024-03-02 | 2024-03-22 | 2025-03-22 | Solar Panels | Hanwha Q Cells | Q.PEAK DUO BLK ML-G10+ 405 |  | 0.405 | 5 | 66 | 39 |  | Fixed | Roof
NJADRE1555954186 | Administratively Determined Incentive Program | MORRISTOWN | 7960 | 3 | 9.72 | Residential | Behind the Meter | Yes | Net Metered Residential | Sunrun Installation Services, Inc. |  | JCP&L | Accepted | 2024-03-02 | 2024-03-22 | 2025-03-22 | Solar Panels | Hanwha Q Cells | Q.PEAK DUO BLK ML-G10+ 405 |  | 0.405 | 19 | 248 | 18 |  | Fixed | Roof
NJADRE1555954187 | Administratively Determined Incentive Program | UNION | 7083 | 10 | 3.2 | Residential | Behind the Meter | Yes | Net Metered Residential | Sunrun Installation Services, Inc. |  | PSE&G | Accepted | 2024-03-02 | 2024-03-22 | 2025-03-22 | Inverters | SolarEdge Technologies | SE3800H-USMN | 3800 |  | 1 |  |  | 0.62 |  | Outdoor
NJADRE1555954187 | Administratively Determined Incentive Program | UNION | 7083 | 10 | 3.2 | Residential | Behind the Meter | Yes | Net Metered Residential | Sunrun Installation Services, Inc. |  | PSE&G | Accepted | 2024-03-02 | 2024-03-22 | 2025-03-22 | Solar Panels | Hanwha Q Cells | Q.PEAK DUO BLK ML-G10+/T 400 |  | 0.4 | 2 | 9 | 37 |  | Fixed | Roof
NJADRE1555954187 | Administratively Determined Incentive Program | UNION | 7083 | 10 | 3.2 | Residential | Behind the Meter | Yes | Net Metered Residential | Sunrun Installation Services, Inc. |  | PSE&G | Accepted | 2024-03-02 | 2024-03-22 | 2025-03-22 | Solar Panels | Hanwha Q Cells | Q.PEAK DUO BLK ML-G10+/T 400 |  | 0.4 | 6 | 189 | 16 |  | Fixed | Roof
NJADRE1555956590 | Administratively Determined Incentive Program | FAIRLAWN BORO | 7410 | 7 | 4.8 | Residential | Behind the Meter | Yes | Net Metered Residential | Posigen Developer. LLC |  | PSE&G | Accepted | 2024-03-03 | 2024-03-22 | 2025-03-22 | Inverters | SolarEdge | SE3800H-US | 3800 |  | 1 |  |  | 0.99 |  | Outdoor | within ten feet of meter
NJADRE1555956590 | Administratively Determined Incentive Program | FAIRLAWN BORO | 7410 | 7 | 4.8 | Residential | Behind the Meter | Yes | Net Metered Residential | Posigen Developer. LLC |  | PSE&G | Accepted | 2024-03-03 | 2024-03-22 | 2025-03-22 | Solar Panels | Silfab | SIL-400 HC+ |  | 0.4 | 6 | 161 | 34 |  | Fixed | Roof
NJADRE1555956590 | Administratively Determined Incentive Program | FAIRLAWN BORO | 7410 | 7 | 4.8 | Residential | Behind the Meter | Yes | Net Metered Residential | Posigen Developer. LLC |  | PSE&G | Accepted | 2024-03-03 | 2024-03-22 | 2025-03-22 | Solar Panels | Silfab | SIL-400 HC+ |  | 0.4 | 6 | 251 | 34 |  | Fixed | Roof
NJADRE1555957286 | Administratively Determined Incentive Program | SWEDESBORO | 8085 | 15 | 35.2 | Commercial | Behind the Meter | No | Small Net-Metered Non-Residential located on Rooftop, Carport, Canopy and Floating Solar | M&Z Solar, LLC |  | AC Electric | Accepted | 2024-03-07 | 2024-03-28 | 2025-03-28 | Solar Panels | Axitec | AXI Premium XXL HC |  | 0.55 | 64 | 142 | 9 |  | Fixed | Roof
NJADRE1555957286 | Administratively Determined Incentive Program | SWEDESBORO | 8085 | 15 | 35.2 | Commercial | Behind the Meter | No | Small Net-Metered Non-Residential located on Rooftop, Carport, Canopy and Floating Solar | M&Z Solar, LLC |  | AC Electric | Accepted | 2024-03-07 | 2024-03-28 | 2025-03-28 | Inverters | Solis | 30k-LVSolis 3 Phase | 30000 |  | 1 |  |  | 1 |  | Outdoor | roof
NJADRE1555957289 | Administratively Determined Incentive Program | PISCATAWAY | 8854 | 11 | 11.6 | Residential | Behind the Meter | Yes | Net Metered Residential | Sunrun Installation Services, Inc. |  | PSE&G | Accepted | 2024-03-04 | 2024-03-22 | 2025-03-22 | Inverters | SolarEdge Technologies | SE10000H-USSN | 10000 |  | 1 |  |  | 0.99 |  | Outside | Next to meter
NJADRE1555957289 | Administratively Determined Incentive Program | PISCATAWAY | 8854 | 11 | 11.6 | Residential | Behind the Meter | Yes | Net Metered Residential | Sunrun Installation Services, Inc. |  | PSE&G | Accepted | 2024-03-04 | 2024-03-22 | 2025-03-22 | Solar Panels | Hanwha Q Cells | Q.PEAK DUO BLK ML-G10+/t 400 |  | 0.4 | 29 | 254 | 22 |  | Fixed | Roof
NJADRE1555957298 | Administratively Determined Incentive Program | NATIONAL PARK | 8063 | 15 | 8 | Residential | Behind the Meter | Yes | Net Metered Residential | Power Energy Solutions |  | PSE&G | Accepted | 2024-03-04 | 2024-03-22 | 2025-03-22 | Inverters | SolarEdge | SE6000H-US | 6000 |  | 1 |  |  | 0.97 |  | Outdoor
NJADRE1555957298 | Administratively Determined Incentive Program | NATIONAL PARK | 8063 | 15 | 8 | Residential | Behind the Meter | Yes | Net Metered Residential | Power Energy Solutions |  | PSE&G | Accepted | 2024-03-04 | 2024-03-22 | 2025-03-22 | Solar Panels | Canadian Solar | CS6R-400MS-HL HIKU6 BLACK MONO |  | 0.4 | 20 | 204 | 26 |  | Fixed | Roof
NJADRE1555957299 | Administratively Determined Incentive Program | SICKLERVILLE | 8081 | 14 | 5.27 | Residential | Behind the Meter | Yes | Net Metered Residential | Sunrun Installation Services, Inc. |  | AC Electric | Accepted | 2024-03-04 | 2024-03-22 | 2025-03-22 | Inverters | SolarEdge Technologies | SE3800H-USMN | 3800 |  | 1 |  |  | 0.99 |  | Outdoor | Next to meter
NJADRE1555957299 | Administratively Determined Incentive Program | SICKLERVILLE | 8081 | 14 | 5.27 | Residential | Behind the Meter | Yes | Net Metered Residential | Sunrun Installation Services, Inc. |  | AC Electric | Accepted | 2024-03-04 | 2024-03-22 | 2025-03-22 | Solar Panels | Hanwha Q Cells | Q.PEAK DUO BLK ML-G10+ 405 |  | 0.405 | 5 | 41 | 19 |  | Fixed | Roof
NJADRE1555957299 | Administratively Determined Incentive Program | SICKLERVILLE | 8081 | 14 | 5.27 | Residential | Behind the Meter | Yes | Net Metered Residential | Sunrun Installation Services, Inc. |  | AC Electric | Accepted | 2024-03-04 | 2024-03-22 | 2025-03-22 | Solar Panels | Hanwha Q Cells | Q.PEAK DUO BLK ML-G10+ 405 |  | 0.405 | 8 | 220 | 18 |  | Fixed | Roof
NJADRE1555957314 | Administratively Determined Incentive Program | ROSELLE | 7203 | 10 | 3.6 | Residential | Behind the Meter | Yes | Net Metered Residential | Sunrun Installation Services, Inc. |  | PSE&G | Accepted | 2024-03-04 | 2024-03-22 | 2025-03-22 | Inverters | Delta Electronics | E4-TL-US | 4000 |  | 1 |  |  | 0.975 |  | Outside | next to meter
NJADRE1555957314 | Administratively Determined Incentive Program | ROSELLE | 7203 | 10 | 3.6 | Residential | Behind the Meter | Yes | Net Metered Residential | Sunrun Installation Services, Inc. |  | PSE&G | Accepted | 2024-03-04 | 2024-03-22 | 2025-03-22 | Solar Panels | Hanwha Q Cells | Q.PEAK DUO BLK ML-G10+/t 400 |  | 0.4 | 9 | 172 | 46 |  | Fixed | Roof
NJADRE1555957349 | Administratively Determined Incentive Program | EGG HARBOR TOWNSHIP | 8234 | 19 | 6.56 | Residential | Behind the Meter | No | Net Metered Residential | Sun Up Zero Down |  | AC Electric | Accepted | 2024-03-04 | 2024-03-22 | 2025-03-22 | Meters | Enphase | TBD |  |  | 1 |  |  |  | Yes
NJADRE1555957349 | Administratively Determined Incentive Program | EGG HARBOR TOWNSHIP | 8234 | 19 | 6.56 | Residential | Behind the Meter | No | Net Metered Residential | Sun Up Zero Down |  | AC Electric | Accepted | 2024-03-04 | 2024-03-22 | 2025-03-22 | Solar Panels | Trina | TSM-410-NE09RC.05 Vertex S+ |  | 0.41 | 16 | 233 | 34 |  | Fixed | Roof
NJADRE1555957349 | Administratively Determined Incentive Program | EGG HARBOR TOWNSHIP | 8234 | 19 | 6.56 | Residential | Behind the Meter | No | Net Metered Residential | Sun Up Zero Down |  | AC Electric | Accepted | 2024-03-04 | 2024-03-22 | 2025-03-22 | Inverters | Enphase | IQ8PLUS-72-2-US | 290 |  | 16 |  |  | 0.976 |  | Outdoor
NJADRE1555957353 | Administratively Determined Incentive Program | WILLINGBORO | 8046 | 13 | 7.6 | Residential | Behind the Meter | Yes | Net Metered Residential | Sunrun Installation Services, Inc. |  | PSE&G | Accepted | 2024-03-04 | 2024-03-22 | 2025-03-22 | Inverters | SolarEdge Technologies | SE6000H-USSN | 6000 |  | 1 |  |  | 0.99 |  | Outdoor | Next to meter
NJADRE1555957353 | Administratively Determined Incentive Program | WILLINGBORO | 8046 | 13 | 7.6 | Residential | Behind the Meter | Yes | Net Metered Residential | Sunrun Installation Services, Inc. |  | PSE&G | Accepted | 2024-03-04 | 2024-03-22 | 2025-03-22 | Solar Panels | Hanwha Q Cells | Q.PEAK DUO BLK ML-G10+/t 400 |  | 0.4 | 19 | 139 | 19 |  | Fixed | Roof
NJADRE1555957360 | Administratively Determined Incentive Program | NEWARK | 7112 | 9 | 7.2 | Residential | Behind the Meter | Yes | Net Metered Residential | Power Energy Solutions |  | PSE&G | Accepted | 2024-03-04 | 2024-03-22 | 2025-03-22 | Inverters | SolarEdge | SE6000H-US | 6000 |  | 1 |  |  | 0.97 |  | Outdoor
NJADRE1555957360 | Administratively Determined Incentive Program | NEWARK | 7112 | 9 | 7.2 | Residential | Behind the Meter | Yes | Net Metered Residential | Power Energy Solutions |  | PSE&G | Accepted | 2024-03-04 | 2024-03-22 | 2025-03-22 | Solar Panels | Canadian Solar | CS6R-400MS-HL HIKU6 BLACK MONO |  | 0.4 | 9 | 208 | 28 |  | Fixed | Roof
NJADRE1555957360 | Administratively Determined Incentive Program | NEWARK | 7112 | 9 | 7.2 | Residential | Behind the Meter | Yes | Net Metered Residential | Power Energy Solutions |  | PSE&G | Accepted | 2024-03-04 | 2024-03-22 | 2025-03-22 | Solar Panels | Canadian Solar | CS6R-400MS-HL HIKU6 BLACK MONO |  | 0.4 | 8 | 28 | 28 |  | Fixed | Roof
NJADRE1555957360 | Administratively Determined Incentive Program | NEWARK | 7112 | 9 | 7.2 | Residential | Behind the Meter | Yes | Net Metered Residential | Power Energy Solutions |  | PSE&G | Accepted | 2024-03-04 | 2024-03-22 | 2025-03-22 | Solar Panels | Canadian Solar | CS6R-400MS-HL HIKU6 BLACK MONO |  | 0.4 | 1 | 298 | 28 |  | Fixed | Roof
NJADRE1555957392 | Administratively Determined Incentive Program | GALLOWAY | 8205 | 19 | 5.2 | Residential | Behind the Meter | No | Net Metered Residential | VELOCITY ENERGY & HOME SOLUTIONS, INC |  | AC Electric | Accepted | 2024-03-04 | 2024-03-25 | 2025-03-25 | Solar Panels | phono | 400w |  | 0.4 | 8 | 282 | 27 |  | Fixed | Roof
NJADRE1555957392 | Administratively Determined Incentive Program | GALLOWAY | 8205 | 19 | 5.2 | Residential | Behind the Meter | No | Net Metered Residential | VELOCITY ENERGY & HOME SOLUTIONS, INC |  | AC Electric | Accepted | 2024-03-04 | 2024-03-25 | 2025-03-25 | Solar Panels | phono | 400w |  | 0.4 | 5 | 282 | 27 |  | Fixed | Roof
NJADRE1555957392 | Administratively Determined Incentive Program | GALLOWAY | 8205 | 19 | 5.2 | Residential | Behind the Meter | No | Net Metered Residential | VELOCITY ENERGY & HOME SOLUTIONS, INC |  | AC Electric | Accepted | 2024-03-04 | 2024-03-25 | 2025-03-25 | Inverters | enphase | iq8plus | 290 |  | 13 |  |  | 0.99 |  | Other | behind panels
NJADRE1555957396 | Administratively Determined Incentive Program | BERGENFIELD | 7621 | 7 | 3.2 | Residential | Behind the Meter | Yes | Net Metered Residential | Power Energy Solutions |  | PSE&G | Accepted | 2024-03-04 | 2024-03-22 | 2025-03-22 | Inverters | SolarEdge | SE3800H-US | 3800 |  | 1 |  |  | 0.97 |  | Outdoor
NJADRE1555957396 | Administratively Determined Incentive Program | BERGENFIELD | 7621 | 7 | 3.2 | Residential | Behind the Meter | Yes | Net Metered Residential | Power Energy Solutions |  | PSE&G | Accepted | 2024-03-04 | 2024-03-22 | 2025-03-22 | Solar Panels | Canadian Solar | CS6R-400MS-HL HIKU6 BLACK MONO |  | 0.4 | 5 | 177 | 33 |  | Fixed | Roof
NJADRE1555957396 | Administratively Determined Incentive Program | BERGENFIELD | 7621 | 7 | 3.2 | Residential | Behind the Meter | Yes | Net Metered Residential | Power Energy Solutions |  | PSE&G | Accepted | 2024-03-04 | 2024-03-22 | 2025-03-22 | Solar Panels | Canadian Solar | CS6R-400MS-HL HIKU6 BLACK MONO |  | 0.4 | 3 | 357 | 33 |  | Fixed | Roof
NJADRE1555957411 | Administratively Determined Incentive Program | ROBBINSVILLE | 8691 | 12 | 6.15 | Residential | Behind the Meter | Yes | Net Metered Residential | Pro Custom Solar dba Momentum Solar |  | PSE&G | Accepted | 2024-03-04 | 2024-03-22 | 2025-03-22 | Inverters | ENPHASE | IQ8PLUS-72-2-US | 290 |  | 15 |  |  | 0.97 |  | Outdoor
NJADRE1555957411 | Administratively Determined Incentive Program | ROBBINSVILLE | 8691 | 12 | 6.15 | Residential | Behind the Meter | Yes | Net Metered Residential | Pro Custom Solar dba Momentum Solar |  | PSE&G | Accepted | 2024-03-04 | 2024-03-22 | 2025-03-22 | Solar Panels | hanwha | q.peak duo blk ml-g10+410 |  | 0.41 | 15 | 116 | 36 |  | Fixed | Roof
NJADRE1555957458 | Administratively Determined Incentive Program | WATERFORD WORKS | 8089 | 14 | 14.76 | Residential | Behind the Meter | Yes | Net Metered Residential | Pro Custom Solar dba Momentum Solar |  | AC Electric | Accepted | 2024-03-04 | 2024-03-22 | 2025-03-22 | Inverters | ENPHASE | IQ8PLUS-72-2-US | 290 |  | 36 |  |  | 0.97 |  | Outdoor
NJADRE1555957458 | Administratively Determined Incentive Program | WATERFORD WORKS | 8089 | 14 | 14.76 | Residential | Behind the Meter | Yes | Net Metered Residential | Pro Custom Solar dba Momentum Solar |  | AC Electric | Accepted | 2024-03-04 | 2024-03-22 | 2025-03-22 | Solar Panels | hanwha | q.peak duo blk ml-g10+410 |  | 0.41 | 36 | 180 | 20 |  | Fixed | Ground
NJADRE1555957470 | Administratively Determined Incentive Program | KEYPORT | 7735 | 17 | 6.8 | Residential | Behind the Meter | Yes | Net Metered Residential | Sunrun Installation Services, Inc. |  | JCP&L | Accepted | 2024-03-04 | 2024-03-22 | 2025-03-22 | Inverters | SolarEdge Technologies | SE6000H-USSN | 6000 |  | 1 |  |  | 0.99 |  | Outdoor | Next to meter
NJADRE1555957470 | Administratively Determined Incentive Program | KEYPORT | 7735 | 17 | 6.8 | Residential | Behind the Meter | Yes | Net Metered Residential | Sunrun Installation Services, Inc. |  | JCP&L | Accepted | 2024-03-04 | 2024-03-22 | 2025-03-22 | Solar Panels | Hanwha Q Cells | Q.PEAK DUO BLKML-G10+/T 400 |  | 0.4 | 17 | 238 | 15 |  | Fixed | Roof
NJADRE1555957475 | Administratively Determined Incentive Program | WILLINGBORO | 8046 | 13 | 3.69 | Residential | Behind the Meter | Yes | Net Metered Residential | Pro Custom Solar dba Momentum Solar |  | PSE&G | Accepted | 2024-03-04 | 2024-03-22 | 2025-03-22 | Inverters | ENPHASE | IQ8PLUS-72-2-US | 290 |  | 9 |  |  | 0.97 |  | Outdoor
NJADRE1555957475 | Administratively Determined Incentive Program | WILLINGBORO | 8046 | 13 | 3.69 | Residential | Behind the Meter | Yes | Net Metered Residential | Pro Custom Solar dba Momentum Solar |  | PSE&G | Accepted | 2024-03-04 | 2024-03-22 | 2025-03-22 | Solar Panels | hanwha | q.peak duo blk ml-g10+410 |  | 0.41 | 9 | 217 | 19 |  | Fixed | Roof
NJADRE1555957483 | Administratively Determined Incentive Program | SICKLERVILLE | 8081 | 14 | 20.4 | Residential | Behind the Meter | Yes | Net Metered Residential | Power Energy Solutions |  | AC Electric | Accepted | 2024-03-04 | 2024-03-22 | 2025-03-22 | Inverters | SolarEdge | SE7600H-US | 8 |  | 2 |  |  | 0.97 |  | Outdoor
NJADRE1555957483 | Administratively Determined Incentive Program | SICKLERVILLE | 8081 | 14 | 20.4 | Residential | Behind the Meter | Yes | Net Metered Residential | Power Energy Solutions |  | AC Electric | Accepted | 2024-03-04 | 2024-03-22 | 2025-03-22 | Solar Panels | Canadian Solar | CS6R-400MS-HL HIKU6 BLACK MONO |  | 0.4 | 35 | 220 | 22 |  | Fixed | Roof
NJADRE1555957483 | Administratively Determined Incentive Program | SICKLERVILLE | 8081 | 14 | 20.4 | Residential | Behind the Meter | Yes | Net Metered Residential | Power Energy Solutions |  | AC Electric | Accepted | 2024-03-04 | 2024-03-22 | 2025-03-22 | Solar Panels | Canadian Solar | CS6R-400MS-HL HIKU6 BLACK MONO |  | 0.4 | 16 | 40 | 25 |  | Fixed | Roof
NJADRE1555957509 | Administratively Determined Incentive Program | LIVINGSTON | 7039 | 9 | 16.4 | Residential | Behind the Meter | Yes | Net Metered Residential | Pro Custom Solar dba Momentum Solar |  | PSE&G | Accepted | 2024-03-04 | 2024-03-22 | 2025-03-22 | Inverters | ENPHASE | IQ8PLUS-72-2-US | 290 |  | 40 |  |  | 0.97 |  | Outdoor
NJADRE1555957509 | Administratively Determined Incentive Program | LIVINGSTON | 7039 | 9 | 16.4 | Residential | Behind the Meter | Yes | Net Metered Residential | Pro Custom Solar dba Momentum Solar |  | PSE&G | Accepted | 2024-03-04 | 2024-03-22 | 2025-03-22 | Solar Panels | hanwha | q.peak duo blk ml-g10+410 |  | 0.41 | 23 | 297 | 10 |  | Fixed | Roof
NJADRE1555957509 | Administratively Determined Incentive Program | LIVINGSTON | 7039 | 9 | 16.4 | Residential | Behind the Meter | Yes | Net Metered Residential | Pro Custom Solar dba Momentum Solar |  | PSE&G | Accepted | 2024-03-04 | 2024-03-22 | 2025-03-22 | Solar Panels | hanwha | q.peak duo blk ml-g10+410 |  | 0.41 | 5 | 209 | 20 |  | Fixed | Roof
NJADRE1555957509 | Administratively Determined Incentive Program | LIVINGSTON | 7039 | 9 | 16.4 | Residential | Behind the Meter | Yes | Net Metered Residential | Pro Custom Solar dba Momentum Solar |  | PSE&G | Accepted | 2024-03-04 | 2024-03-22 | 2025-03-22 | Solar Panels | hanwha | q.peak duo blk ml-g10+410 |  | 0.41 | 10 | 117 | 29 |  | Fixed | Roof
NJADRE1555957509 | Administratively Determined Incentive Program | LIVINGSTON | 7039 | 9 | 16.4 | Residential | Behind the Meter | Yes | Net Metered Residential | Pro Custom Solar dba Momentum Solar |  | PSE&G | Accepted | 2024-03-04 | 2024-03-22 | 2025-03-22 | Solar Panels | hanwha | q.peak duo blk ml-g10+410 |  | 0.41 | 2 | 188 | 27 |  | Fixed | Roof
NJADRE1555957533 | Administratively Determined Incentive Program | EAST BRUNSWICK | 8816 | 11 | 8.1 | Residential | Behind the Meter | No | Net Metered Residential | Sunwise Energy LLC |  | PSE&G | Accepted | 2024-03-04 | 2024-03-25 | 2025-03-25 | Inverters | Enphase Energy | IQ8A-72-2-US | 366 |  | 20 |  |  | 0.977 |  | Outside
NJADRE1555957533 | Administratively Determined Incentive Program | EAST BRUNSWICK | 8816 | 11 | 8.1 | Residential | Behind the Meter | No | Net Metered Residential | Sunwise Energy LLC |  | PSE&G | Accepted | 2024-03-04 | 2024-03-25 | 2025-03-25 | Solar Panels | REC ALPHA | REC405AA |  | 0.405 | 20 | 219 | 25 |  | Fixed | Roof
NJADRE1555957540 | Administratively Determined Incentive Program | PERTH AMBOY | 8861 | 11 | 4.8 | Residential | Behind the Meter | Yes | Net Metered Residential | Sunrun Installation Services, Inc. |  | PSE&G | Accepted | 2024-03-04 | 2024-03-22 | 2025-03-22 | Inverters | SolarEdge Technologies | SE3800H-USMN | 3800 |  | 1 |  |  | 0.99 |  | Outdoor | Next to meter
NJADRE1555957540 | Administratively Determined Incentive Program | PERTH AMBOY | 8861 | 11 | 4.8 | Residential | Behind the Meter | Yes | Net Metered Residential | Sunrun Installation Services, Inc. |  | PSE&G | Accepted | 2024-03-04 | 2024-03-22 | 2025-03-22 | Solar Panels | Hanwha Q Cells | Q.PEAK DUO BLKML-G10+/T 400 |  | 0.4 | 12 | 195 | 43 |  | Fixed | Roof
NJADRE1555957563 | Administratively Determined Incentive Program | TOMS RIVER | 8753 | 18 | 10.53 | Residential | Behind the Meter | No | Net Metered Residential | Voltaic Solaire LLC |  | JCP&L | Accepted | 2024-03-06 | 2024-03-27 | 2025-03-27 | Solar Panels | HYUNDAI | HiS-S405YH(BK) |  | 0.405 | 12 | 280 | 20 |  | Fixed | Roof | Roof under panels
NJADRE1555957563 | Administratively Determined Incentive Program | TOMS RIVER | 8753 | 18 | 10.53 | Residential | Behind the Meter | No | Net Metered Residential | Voltaic Solaire LLC |  | JCP&L | Accepted | 2024-03-06 | 2024-03-27 | 2025-03-27 | Solar Panels | HYUNDAI | HiS-S405YH(BK) |  | 0.405 | 14 | 100 | 20 |  | Fixed | Roof | Roof under panels
NJADRE1555957563 | Administratively Determined Incentive Program | TOMS RIVER | 8753 | 18 | 10.53 | Residential | Behind the Meter | No | Net Metered Residential | Voltaic Solaire LLC |  | JCP&L | Accepted | 2024-03-06 | 2024-03-27 | 2025-03-27 | Inverters | SOLAR EDGE | SE10000H-US | 10000 |  | 1 |  |  | 0.99 |  | Outside | Adjacent to meter
NJADRE1555957571 | Administratively Determined Incentive Program | MOUNT EPHRAIM | 8059 | 14 | 14 | Residential | Behind the Meter | Yes | Net Metered Residential | Power Energy Solutions |  | PSE&G | Accepted | 2024-03-04 | 2024-03-22 | 2025-03-22 | Inverters | SolarEdge | SE11400H-US | 11 |  | 1 |  |  | 0.97 |  | Outdoor
NJADRE1555957571 | Administratively Determined Incentive Program | MOUNT EPHRAIM | 8059 | 14 | 14 | Residential | Behind the Meter | Yes | Net Metered Residential | Power Energy Solutions |  | PSE&G | Accepted | 2024-03-04 | 2024-03-22 | 2025-03-22 | Solar Panels | Canadian Solar | CS6R-400MS-HL HIKU6 BLACK MONO |  | 0.4 | 14 | 79 | 20 |  | Fixed | Roof
NJADRE1555957571 | Administratively Determined Incentive Program | MOUNT EPHRAIM | 8059 | 14 | 14 | Residential | Behind the Meter | Yes | Net Metered Residential | Power Energy Solutions |  | PSE&G | Accepted | 2024-03-04 | 2024-03-22 | 2025-03-22 | Solar Panels | Canadian Solar | CS6R-400MS-HL HIKU6 BLACK MONO |  | 0.4 | 14 | 259 | 20 |  | Fixed | Roof
NJADRE1555957571 | Administratively Determined Incentive Program | MOUNT EPHRAIM | 8059 | 14 | 14 | Residential | Behind the Meter | Yes | Net Metered Residential | Power Energy Solutions |  | PSE&G | Accepted | 2024-03-04 | 2024-03-22 | 2025-03-22 | Solar Panels | Canadian Solar | CS6R-400MS-HL HIKU6 BLACK MONO |  | 0.4 | 7 | 259 | 15 |  | Fixed | Roof
NJADRE1555957593 | Administratively Determined Incentive Program | NEWARK | 7103 | 9 | 20 | Commercial | Behind the Meter | No | Small Net-Metered Non-Residential located on Rooftop, Carport, Canopy and Floating Solar-PUBLIC | Spectacular Solar |  | PSE&G | Accepted | 2024-03-04 | 2024-03-27 | 2025-03-27 | Inverters | SolarEdge | SE11400H | 11400 |  | 1 |  |  | 0.95 |  | Outdoor
NJADRE1555957593 | Administratively Determined Incentive Program | NEWARK | 7103 | 9 | 20 | Commercial | Behind the Meter | No | Small Net-Metered Non-Residential located on Rooftop, Carport, Canopy and Floating Solar-PUBLIC | Spectacular Solar |  | PSE&G | Accepted | 2024-03-04 | 2024-03-27 | 2025-03-27 | Inverters | SolarEdge | SE6000H | 6000 |  | 1 |  |  | 0.95 |  | Outdoor
NJADRE1555957593 | Administratively Determined Incentive Program | NEWARK | 7103 | 9 | 20 | Commercial | Behind the Meter | No | Small Net-Metered Non-Residential located on Rooftop, Carport, Canopy and Floating Solar-PUBLIC | Spectacular Solar |  | PSE&G | Accepted | 2024-03-04 | 2024-03-27 | 2025-03-27 | Meters | Schlumberger | D200 |  |  | 1 |  |  |  | No | Indoor
NJADRE1555957593 | Administratively Determined Incentive Program | NEWARK | 7103 | 9 | 20 | Commercial | Behind the Meter | No | Small Net-Metered Non-Residential located on Rooftop, Carport, Canopy and Floating Solar-PUBLIC | Spectacular Solar |  | PSE&G | Accepted | 2024-03-04 | 2024-03-27 | 2025-03-27 | Solar Panels | Sunpower | Sunpower spr-a400w |  | 0.4 | 50 | 197 | 5 |  | Fixed | Roof
NJADRE1555957607 | Administratively Determined Incentive Program | TUCKERTON | 8087 | 18 | 14.88 | Residential | Behind the Meter | No | Net Metered Residential | Impact Solar, LLC |  | AC Electric | Accepted | 2024-03-04 | 2024-03-22 | 2025-03-22 | Meters | Enphase | Envoy |  |  | 1 |  |  |  | Yes
NJADRE1555957607 | Administratively Determined Incentive Program | TUCKERTON | 8087 | 18 | 14.88 | Residential | Behind the Meter | No | Net Metered Residential | Impact Solar, LLC |  | AC Electric | Accepted | 2024-03-04 | 2024-03-22 | 2025-03-22 | Inverters | Enphase | IQ8M-72-2-US | 325 |  | 35 |  |  | 0.97 |  | Outside | under panels
NJADRE1555957607 | Administratively Determined Incentive Program | TUCKERTON | 8087 | 18 | 14.88 | Residential | Behind the Meter | No | Net Metered Residential | Impact Solar, LLC |  | AC Electric | Accepted | 2024-03-04 | 2024-03-22 | 2025-03-22 | Solar Panels | Hanwha Q.Tron | Q.Tron BLK M-G2+ 425 |  | 0.425 | 13 | 241 | 31 |  | Fixed | Roof
NJADRE1555957607 | Administratively Determined Incentive Program | TUCKERTON | 8087 | 18 | 14.88 | Residential | Behind the Meter | No | Net Metered Residential | Impact Solar, LLC |  | AC Electric | Accepted | 2024-03-04 | 2024-03-22 | 2025-03-22 | Solar Panels | Hanwha Q.Tron | Q.Tron BLK M-G2+ 425 |  | 0.425 | 12 | 241 | 31 |  | Fixed | Roof
NJADRE1555957607 | Administratively Determined Incentive Program | TUCKERTON | 8087 | 18 | 14.88 | Residential | Behind the Meter | No | Net Metered Residential | Impact Solar, LLC |  | AC Electric | Accepted | 2024-03-04 | 2024-03-22 | 2025-03-22 | Solar Panels | Hanwha Q.Tron | Q.Tron BLK M-G2+ 425 |  | 0.425 | 2 | 151 | 31 |  | Fixed | Roof
NJADRE1555957607 | Administratively Determined Incentive Program | TUCKERTON | 8087 | 18 | 14.88 | Residential | Behind the Meter | No | Net Metered Residential | Impact Solar, LLC |  | AC Electric | Accepted | 2024-03-04 | 2024-03-22 | 2025-03-22 | Solar Panels | Hanwha Q.Tron | Q.Tron BLK M-G2+ 425 |  | 0.425 | 8 | 61 | 31 |  | Fixed | Roof
NJADRE1555957693 | Administratively Determined Incentive Program | SOMERSET | 8873 | 5 | 4.4 | Residential | Behind the Meter | Yes | Net Metered Residential | Sunrun Installation Services, Inc. |  | PSE&G | Accepted | 2024-03-04 | 2024-03-22 | 2025-03-22 | Inverters | DELTA ELECTRONICS | E4-TL-US | 4000 |  | 1 |  |  | 0.98 |  | Outdoor | Next to meter
NJADRE1555957693 | Administratively Determined Incentive Program | SOMERSET | 8873 | 5 | 4.4 | Residential | Behind the Meter | Yes | Net Metered Residential | Sunrun Installation Services, Inc. |  | PSE&G | Accepted | 2024-03-04 | 2024-03-22 | 2025-03-22 | Solar Panels | Hanwha Q Cells | Q.PEAK DUO BLKML-G10+/T 400 |  | 0.4 | 11 | 183 | 24 |  | Fixed | Roof
NJADRE1555957711 | Administratively Determined Incentive Program | SALEM | 8079 | 16 | 4.8 | Residential | Behind the Meter | Yes | Net Metered Residential | Posigen Developer. LLC |  | AC Electric | Accepted | 2024-03-04 | 2024-03-22 | 2025-03-22 | Solar Panels | Silfab | SIL-400 HC+ |  | 0.4 | 12 | 200 | 27 |  | Fixed | Roof
NJADRE1555957711 | Administratively Determined Incentive Program | SALEM | 8079 | 16 | 4.8 | Residential | Behind the Meter | Yes | Net Metered Residential | Posigen Developer. LLC |  | AC Electric | Accepted | 2024-03-04 | 2024-03-22 | 2025-03-22 | Inverters | SolarEdge | SE3800H-US | 3800 |  | 1 |  |  | 0.99 |  | Outdoor | within ten feet of meter
NJADRE1555957755 | Administratively Determined Incentive Program | WOODBINE | 8270 | 21 | 5.6 | Residential | Behind the Meter | Yes | Net Metered Residential | Power Energy Solutions |  | AC Electric | Accepted | 2024-03-04 | 2024-03-22 | 2025-03-22 | Inverters | SolarEdge | SE3800H-US | 3800 |  | 1 |  |  | 0.97 |  | Outdoor
NJADRE1555957755 | Administratively Determined Incentive Program | WOODBINE | 8270 | 21 | 5.6 | Residential | Behind the Meter | Yes | Net Metered Residential | Power Energy Solutions |  | AC Electric | Accepted | 2024-03-04 | 2024-03-22 | 2025-03-22 | Solar Panels | Canadian Solar | CS6R-400MS-HL HIKU6 BLACK MONO |  | 0.4 | 10 | 135 | 30 |  | Fixed | Roof
NJADRE1555957755 | Administratively Determined Incentive Program | WOODBINE | 8270 | 21 | 5.6 | Residential | Behind the Meter | Yes | Net Metered Residential | Power Energy Solutions |  | AC Electric | Accepted | 2024-03-04 | 2024-03-22 | 2025-03-22 | Solar Panels | Canadian Solar | CS6R-400MS-HL HIKU6 BLACK MONO |  | 0.4 | 4 | 224 | 36 |  | Fixed | Roof
NJADRE1555957767 | Administratively Determined Incentive Program | SADDLE RIVER | 7458 | 7 | 13.44 | Residential | Behind the Meter | No | Net Metered Residential | Infinity Solar Systems |  | Orange Rockland Electric | Accepted | 2024-03-04 | 2024-03-22 | 2025-03-22 | Inverters | Enphase | IQ7X-96-2-US | 315 |  | 32 |  |  | 0.97 |  | Outdoor
NJADRE1555957767 | Administratively Determined Incentive Program | SADDLE RIVER | 7458 | 7 | 13.44 | Residential | Behind the Meter | No | Net Metered Residential | Infinity Solar Systems |  | Orange Rockland Electric | Accepted | 2024-03-04 | 2024-03-22 | 2025-03-22 | Solar Panels | REC Solar | REC420AA PURE-R |  | 0.42 | 21 | 93 | 24 |  | Fixed | Roof
NJADRE1555957767 | Administratively Determined Incentive Program | SADDLE RIVER | 7458 | 7 | 13.44 | Residential | Behind the Meter | No | Net Metered Residential | Infinity Solar Systems |  | Orange Rockland Electric | Accepted | 2024-03-04 | 2024-03-22 | 2025-03-22 | Solar Panels | REC Solar | REC420AA Pure-R |  | 0.42 | 6 | 3 | 26 |  | Fixed | Roof
NJADRE1555957767 | Administratively Determined Incentive Program | SADDLE RIVER | 7458 | 7 | 13.44 | Residential | Behind the Meter | No | Net Metered Residential | Infinity Solar Systems |  | Orange Rockland Electric | Accepted | 2024-03-04 | 2024-03-22 | 2025-03-22 | Solar Panels | REC Solar | REC420AA Pure-R |  | 0.42 | 5 | 183 | 26 |  | Fixed | Roof
NJADRE1555957768 | Administratively Determined Incentive Program | CHERRY HILL | 8002 | 14 | 13.12 | Residential | Behind the Meter | No | Net Metered Residential | Posigen Developer. LLC |  | PSE&G | Accepted | 2024-03-04 | 2024-03-22 | 2025-03-22 | Inverters | SolarEdge | SE11400H-US | 11400 |  | 1 |  |  | 0.99 |  | Outdoor | within ten feet of meter
NJADRE1555957768 | Administratively Determined Incentive Program | CHERRY HILL | 8002 | 14 | 13.12 | Residential | Behind the Meter | No | Net Metered Residential | Posigen Developer. LLC |  | PSE&G | Accepted | 2024-03-04 | 2024-03-22 | 2025-03-22 | Solar Panels | Canadian Solar | CS3N-410MS |  | 0.41 | 10 | 195 | 22 |  | Fixed | Roof
NJADRE1555957768 | Administratively Determined Incentive Program | CHERRY HILL | 8002 | 14 | 13.12 | Residential | Behind the Meter | No | Net Metered Residential | Posigen Developer. LLC |  | PSE&G | Accepted | 2024-03-04 | 2024-03-22 | 2025-03-22 | Solar Panels | Canadian Solar | CS3N-410MS |  | 0.41 | 3 | 15 | 22 |  | Fixed | Roof
NJADRE1555957768 | Administratively Determined Incentive Program | CHERRY HILL | 8002 | 14 | 13.12 | Residential | Behind the Meter | No | Net Metered Residential | Posigen Developer. LLC |  | PSE&G | Accepted | 2024-03-04 | 2024-03-22 | 2025-03-22 | Solar Panels | Canadian Solar | CS3N-410MS |  | 0.41 | 5 | 285 | 40 |  | Fixed | Roof
NJADRE1555957768 | Administratively Determined Incentive Program | CHERRY HILL | 8002 | 14 | 13.12 | Residential | Behind the Meter | No | Net Metered Residential | Posigen Developer. LLC |  | PSE&G | Accepted | 2024-03-04 | 2024-03-22 | 2025-03-22 | Solar Panels | Canadian Solar | CS3N-410MS |  | 0.41 | 14 | 105 | 40 |  | Fixed | Roof
NJADRE1555957787 | Administratively Determined Incentive Program | CHERRY HILL | 8003 | 14 | 9.32 | Residential | Behind the Meter | No | Net Metered Residential | Impact Solar, LLC |  | PSE&G | Accepted | 2024-03-04 | 2024-03-25 | 2025-03-25 | Meters | Enphase | Envoy |  |  | 1 |  |  |  | Yes
NJADRE1555957787 | Administratively Determined Incentive Program | CHERRY HILL | 8003 | 14 | 9.32 | Residential | Behind the Meter | No | Net Metered Residential | Impact Solar, LLC |  | PSE&G | Accepted | 2024-03-04 | 2024-03-25 | 2025-03-25 | Inverters | Enphase | IQ8PLUS-72-2-US | 290 |  | 23 |  |  | 0.97 |  | Outside | under panels
NJADRE1555957787 | Administratively Determined Incentive Program | CHERRY HILL | 8003 | 14 | 9.32 | Residential | Behind the Meter | No | Net Metered Residential | Impact Solar, LLC |  | PSE&G | Accepted | 2024-03-04 | 2024-03-25 | 2025-03-25 | Solar Panels | Hanwha Q.Cells | Q.PEAK DUO BLK ML G10+ 405 |  | 0.405 | 14 | 194 | 23 |  | Fixed | Roof
NJADRE1555957787 | Administratively Determined Incentive Program | CHERRY HILL | 8003 | 14 | 9.32 | Residential | Behind the Meter | No | Net Metered Residential | Impact Solar, LLC |  | PSE&G | Accepted | 2024-03-04 | 2024-03-25 | 2025-03-25 | Solar Panels | Hanwha Q.Cells | Q.PEAK DUO BLK ML G10+ 405 |  | 0.405 | 9 | 194 | 23 |  | Fixed | Roof
NJADRE1555957799 | Administratively Determined Incentive Program | LAMBERTVILLE | 8530 | 4 | 6.97 | Residential | Behind the Meter | Yes | Net Metered Residential | Palmetto Solar, LLC |  | JCP&L | Accepted | 2024-03-04 | 2024-03-22 | 2025-03-22 | Inverters | Enphase | IQ8PLUS-72-2-US | 290 |  | 17 |  |  | 0.98 |  | Outdoor
NJADRE1555957799 | Administratively Determined Incentive Program | LAMBERTVILLE | 8530 | 4 | 6.97 | Residential | Behind the Meter | Yes | Net Metered Residential | Palmetto Solar, LLC |  | JCP&L | Accepted | 2024-03-04 | 2024-03-22 | 2025-03-22 | Meters | Enphase | X2-IQ-AM1-240-4 | 4930 |  | 1 |  |  |  | Yes | Outdoor
NJADRE1555957799 | Administratively Determined Incentive Program | LAMBERTVILLE | 8530 | 4 | 6.97 | Residential | Behind the Meter | Yes | Net Metered Residential | Palmetto Solar, LLC |  | JCP&L | Accepted | 2024-03-04 | 2024-03-22 | 2025-03-22 | Solar Panels | Hanwha Q-Cells | Q.PEAK DUO BLK ML-G10+ 410 |  | 0.41 | 10 | 1 | 18 |  | Fixed | Roof
NJADRE1555957799 | Administratively Determined Incentive Program | LAMBERTVILLE | 8530 | 4 | 6.97 | Residential | Behind the Meter | Yes | Net Metered Residential | Palmetto Solar, LLC |  | JCP&L | Accepted | 2024-03-04 | 2024-03-22 | 2025-03-22 | Solar Panels | Hanwha Q-Cells | Q.PEAK DUO BLK ML-G10+ 410 |  | 0.41 | 7 | 181 | 18 |  | Fixed | Roof
NJADRE1555957809 | Administratively Determined Incentive Program | WILLIAMSTOWN | 8094 | 15 | 5.2 | Residential | Behind the Meter | Yes | Net Metered Residential | Sunrun Installation Services, Inc. |  | AC Electric | Accepted | 2024-03-04 | 2024-03-22 | 2025-03-22 | Inverters | DELTA ELECTRONICS | E4-TL-US | 4000 |  | 1 |  |  | 0.98 |  | Outdoor | Next to meter
NJADRE1555957809 | Administratively Determined Incentive Program | WILLIAMSTOWN | 8094 | 15 | 5.2 | Residential | Behind the Meter | Yes | Net Metered Residential | Sunrun Installation Services, Inc. |  | AC Electric | Accepted | 2024-03-04 | 2024-03-22 | 2025-03-22 | Solar Panels | Hanwha Q Cells | Q.PEAK DUO BLKML-G10+/T 400 |  | 0.4 | 13 | 193 | 17 |  | Fixed | Roof
NJADRE1555957813 | Administratively Determined Incentive Program | JERSEY CITY | 7304 | 8 | 6.4 | Residential | Behind the Meter | Yes | Net Metered Residential | Posigen Developer. LLC |  | PSE&G | Accepted | 2024-03-04 | 2024-03-25 | 2025-03-25 | Inverters | SolarEdge | SE6000H-US | 6000 |  | 1 |  |  | 0.99 |  | Outdoor | within ten feet of meter
NJADRE1555957813 | Administratively Determined Incentive Program | JERSEY CITY | 7304 | 8 | 6.4 | Residential | Behind the Meter | Yes | Net Metered Residential | Posigen Developer. LLC |  | PSE&G | Accepted | 2024-03-04 | 2024-03-25 | 2025-03-25 | Solar Panels | Silfab | SIL-400 HC+ |  | 0.4 | 16 | 34 | 2 |  | Fixed | Roof
NJADRE1555957814 | Administratively Determined Incentive Program | BRICK | 8724 | 18 | 10.25 | Residential | Behind the Meter | Yes | Net Metered Residential | Palmetto Solar, LLC |  | JCP&L | Accepted | 2024-03-04 | 2024-03-25 | 2025-03-25 | Solar Panels | Hanwha Q-Cells | Q.PEAK DUO BLK ML-G10+ 410 |  | 0.41 | 9 | 210 | 14 |  | Fixed | Roof
NJADRE1555957814 | Administratively Determined Incentive Program | BRICK | 8724 | 18 | 10.25 | Residential | Behind the Meter | Yes | Net Metered Residential | Palmetto Solar, LLC |  | JCP&L | Accepted | 2024-03-04 | 2024-03-25 | 2025-03-25 | Solar Panels | Hanwha Q-Cells | Q.PEAK DUO BLK ML-G10+ 410 |  | 0.41 | 14 | 120 | 14 |  | Fixed | Roof
NJADRE1555957814 | Administratively Determined Incentive Program | BRICK | 8724 | 18 | 10.25 | Residential | Behind the Meter | Yes | Net Metered Residential | Palmetto Solar, LLC |  | JCP&L | Accepted | 2024-03-04 | 2024-03-25 | 2025-03-25 | Solar Panels | Hanwha Q-Cells | Q.PEAK DUO BLK ML-G10+ 410 |  | 0.41 | 2 | 300 | 14 |  | Fixed | Roof
NJADRE1555957814 | Administratively Determined Incentive Program | BRICK | 8724 | 18 | 10.25 | Residential | Behind the Meter | Yes | Net Metered Residential | Palmetto Solar, LLC |  | JCP&L | Accepted | 2024-03-04 | 2024-03-25 | 2025-03-25 | Inverters | Enphase | IQ8PLUS-72-2-US | 290 |  | 25 |  |  | 0.98 |  | Outdoor
NJADRE1555957814 | Administratively Determined Incentive Program | BRICK | 8724 | 18 | 10.25 | Residential | Behind the Meter | Yes | Net Metered Residential | Palmetto Solar, LLC |  | JCP&L | Accepted | 2024-03-04 | 2024-03-25 | 2025-03-25 | Meters | Enphase | X2-IQ-AM1-240-4 | 7250 |  | 1 |  |  |  | Yes | Outdoor
NJADRE1555957822 | Administratively Determined Incentive Program | BUDD LAKE | 7828 | 3 | 6.56 | Residential | Behind the Meter | Yes | Net Metered Residential | Pro Custom Solar dba Momentum Solar |  | JCP&L | Accepted | 2024-03-04 | 2024-03-22 | 2025-03-22 | Inverters | ENPHASE | IQ8PLUS-72-2-US | 290 |  | 16 |  |  | 0.97 |  | Outdoor
NJADRE1555957822 | Administratively Determined Incentive Program | BUDD LAKE | 7828 | 3 | 6.56 | Residential | Behind the Meter | Yes | Net Metered Residential | Pro Custom Solar dba Momentum Solar |  | JCP&L | Accepted | 2024-03-04 | 2024-03-22 | 2025-03-22 | Solar Panels | hanwha | q.peak duo blk ml-g10+410 |  | 0.41 | 16 | 144 | 23 |  | Fixed | Roof
NJADRE1555957825 | Administratively Determined Incentive Program | PITMAN | 8071 | 15 | 10.4 | Residential | Behind the Meter | Yes | Net Metered Residential | Big Solar Energy, LLC |  | AC Electric | Accepted | 2024-03-04 | 2024-03-25 | 2025-03-25 | Inverters | SolarEdge | SE3800H-US | 3800 |  | 2 |  |  | 0.992 |  | Outdoor
NJADRE1555957825 | Administratively Determined Incentive Program | PITMAN | 8071 | 15 | 10.4 | Residential | Behind the Meter | Yes | Net Metered Residential | Big Solar Energy, LLC |  | AC Electric | Accepted | 2024-03-04 | 2024-03-25 | 2025-03-25 | Solar Panels | JA SOLAR | JAM54S31-400 |  | 0.4 | 14 | 160 | 26 |  | Fixed | Roof
NJADRE1555957825 | Administratively Determined Incentive Program | PITMAN | 8071 | 15 | 10.4 | Residential | Behind the Meter | Yes | Net Metered Residential | Big Solar Energy, LLC |  | AC Electric | Accepted | 2024-03-04 | 2024-03-25 | 2025-03-25 | Solar Panels | JA SOLAR | JAM54S31-400 |  | 0.4 | 6 | 160 | 20 |  | Fixed | Roof
NJADRE1555957825 | Administratively Determined Incentive Program | PITMAN | 8071 | 15 | 10.4 | Residential | Behind the Meter | Yes | Net Metered Residential | Big Solar Energy, LLC |  | AC Electric | Accepted | 2024-03-04 | 2024-03-25 | 2025-03-25 | Solar Panels | JA SOLAR | JAM54S31-400 |  | 0.4 | 6 | 160 | 10 |  | Fixed | Roof
NJADRE1555957826 | Administratively Determined Incentive Program | CLARKSBORO | 8020 | 15 | 7.38 | Residential | Behind the Meter | No | Net Metered Residential | Impact Solar, LLC |  | AC Electric | Accepted | 2024-03-05 | 2024-03-25 | 2025-03-25 | Meters | Enphase | Envoy |  |  | 1 |  |  |  | Yes
NJADRE1555957826 | Administratively Determined Incentive Program | CLARKSBORO | 8020 | 15 | 7.38 | Residential | Behind the Meter | No | Net Metered Residential | Impact Solar, LLC |  | AC Electric | Accepted | 2024-03-05 | 2024-03-25 | 2025-03-25 | Inverters | Enphase | IQ8PLUS-72-2-US | 290 |  | 18 |  |  | 0.97 |  | Outside | under panels
NJADRE1555957826 | Administratively Determined Incentive Program | CLARKSBORO | 8020 | 15 | 7.38 | Residential | Behind the Meter | No | Net Metered Residential | Impact Solar, LLC |  | AC Electric | Accepted | 2024-03-05 | 2024-03-25 | 2025-03-25 | Solar Panels | Silfab | SIL-410 BG |  | 0.41 | 18 | 222 | 31 |  | Fixed | Roof
NJADRE1555957833 | Administratively Determined Incentive Program | WYCKOFF | 7481 | 7 | 6.97 | Residential | Behind the Meter | No | Net Metered Residential | Sunwise Energy LLC |  | PSE&G | Accepted | 2024-03-07 | 2024-03-28 | 2025-03-28 | Solar Panels | REC ALPHA | REC410AA |  | 0.41 | 8 | 103 | 17 |  | Fixed | Roof
NJADRE1555957833 | Administratively Determined Incentive Program | WYCKOFF | 7481 | 7 | 6.97 | Residential | Behind the Meter | No | Net Metered Residential | Sunwise Energy LLC |  | PSE&G | Accepted | 2024-03-07 | 2024-03-28 | 2025-03-28 | Solar Panels | REC ALPHA | REC410AA |  | 0.41 | 9 | 283 | 17 |  | Fixed | Roof
NJADRE1555957833 | Administratively Determined Incentive Program | WYCKOFF | 7481 | 7 | 6.97 | Residential | Behind the Meter | No | Net Metered Residential | Sunwise Energy LLC |  | PSE&G | Accepted | 2024-03-07 | 2024-03-28 | 2025-03-28 | Inverters | Enphase Energy | IQ8A-72-2-US | 366 |  | 17 |  |  | 0.977 |  | Outside
NJADRE1555957847 | Administratively Determined Incentive Program | PISCATAWAY | 8854 | 11 | 10.66 | Residential | Behind the Meter | Yes | Net Metered Residential | Pro Custom Solar dba Momentum Solar |  | PSE&G | Accepted | 2024-03-04 | 2024-03-25 | 2025-03-25 | Inverters | ENPHASE | IQ8PLUS-72-2-US | 290 |  | 26 |  |  | 0.97 |  | Outdoor
NJADRE1555957847 | Administratively Determined Incentive Program | PISCATAWAY | 8854 | 11 | 10.66 | Residential | Behind the Meter | Yes | Net Metered Residential | Pro Custom Solar dba Momentum Solar |  | PSE&G | Accepted | 2024-03-04 | 2024-03-25 | 2025-03-25 | Solar Panels | hanwha | q.peak duo blk ml-g10+410 |  | 0.41 | 19 | 152 | 27 |  | Fixed | Roof
NJADRE1555957847 | Administratively Determined Incentive Program | PISCATAWAY | 8854 | 11 | 10.66 | Residential | Behind the Meter | Yes | Net Metered Residential | Pro Custom Solar dba Momentum Solar |  | PSE&G | Accepted | 2024-03-04 | 2024-03-25 | 2025-03-25 | Solar Panels | hanwha | q.peak duo blk ml-g10+410 |  | 0.41 | 7 | 332 | 19 |  | Fixed | Roof
NJADRE1555957860 | Administratively Determined Incentive Program | VENTNOR CITY | 8406 | 19 | 7.38 | Residential | Behind the Meter | No | Net Metered Residential | Pro Custom Solar dba Momentum Solar |  | AC Electric | Accepted | 2024-03-04 | 2024-03-25 | 2025-03-25 | Inverters | ENPHASE | IQ8PLUS-72-2-US | 290 |  | 18 |  |  | 0.97 |  | Outdoor
NJADRE1555957860 | Administratively Determined Incentive Program | VENTNOR CITY | 8406 | 19 | 7.38 | Residential | Behind the Meter | No | Net Metered Residential | Pro Custom Solar dba Momentum Solar |  | AC Electric | Accepted | 2024-03-04 | 2024-03-25 | 2025-03-25 | Solar Panels | hanwha | q.peak duo blk ml-g10+410 |  | 0.41 | 10 | 238 | 19 |  | Fixed | Roof
NJADRE1555957860 | Administratively Determined Incentive Program | VENTNOR CITY | 8406 | 19 | 7.38 | Residential | Behind the Meter | No | Net Metered Residential | Pro Custom Solar dba Momentum Solar |  | AC Electric | Accepted | 2024-03-04 | 2024-03-25 | 2025-03-25 | Solar Panels | hanwha | q.peak duo blk ml-g10+410 |  | 0.41 | 8 | 58 | 20 |  | Fixed | Roof
NJADRE1555957884 | Administratively Determined Incentive Program | ATLANTIC CITY | 8401 | 19 | 4.4 | Residential | Behind the Meter | Yes | Net Metered Residential | Power Energy Solutions |  | AC Electric | Accepted | 2024-03-04 | 2024-03-25 | 2025-03-25 | Inverters | SolarEdge | SE3800H-US | 4 |  | 1 |  |  | 0.97 |  | Outdoor
NJADRE1555957884 | Administratively Determined Incentive Program | ATLANTIC CITY | 8401 | 19 | 4.4 | Residential | Behind the Meter | Yes | Net Metered Residential | Power Energy Solutions |  | AC Electric | Accepted | 2024-03-04 | 2024-03-25 | 2025-03-25 | Solar Panels | Canadian Solar | CS6R-400MS-HL HIKU6 BLACK MONO |  | 0.4 | 5 | 151 | 30 |  | Fixed | Roof
NJADRE1555957884 | Administratively Determined Incentive Program | ATLANTIC CITY | 8401 | 19 | 4.4 | Residential | Behind the Meter | Yes | Net Metered Residential | Power Energy Solutions |  | AC Electric | Accepted | 2024-03-04 | 2024-03-25 | 2025-03-25 | Solar Panels | Canadian Solar | CS6R-400MS-HL HIKU6 BLACK MONO |  | 0.4 | 6 | 331 | 30 |  | Fixed | Roof
NJADRE1555957889 | Administratively Determined Incentive Program | LINDENWOLD | 8021 | 14 | 10.94 | Residential | Behind the Meter | No | Net Metered Residential | EMT RENEWABLES LLC |  | AC Electric | Accepted | 2024-03-04 | 2024-03-25 | 2025-03-25 | Inverters | ENPHASE | IQ8+ | 290 |  | 27 |  |  | 0.98 |  | Other | UNDER EACH PANEL
NJADRE1555957889 | Administratively Determined Incentive Program | LINDENWOLD | 8021 | 14 | 10.94 | Residential | Behind the Meter | No | Net Metered Residential | EMT RENEWABLES LLC |  | AC Electric | Accepted | 2024-03-04 | 2024-03-25 | 2025-03-25 | Solar Panels | Q.CELLS | Q.PEAK DUO |  | 0.405 | 18 | 214 | 22 |  | Fixed | Roof
NJADRE1555957889 | Administratively Determined Incentive Program | LINDENWOLD | 8021 | 14 | 10.94 | Residential | Behind the Meter | No | Net Metered Residential | EMT RENEWABLES LLC |  | AC Electric | Accepted | 2024-03-04 | 2024-03-25 | 2025-03-25 | Solar Panels | Q.CELLS | Q.PEAK DUO |  | 0.405 | 9 | 34 | 22 |  | Fixed | Roof
NJADRE1555957901 | Administratively Determined Incentive Program | WOODBURY | 8096 | 15 | 6.48 | Residential | Behind the Meter | No | Net Metered Residential | EMT RENEWABLES LLC |  | PSE&G | Accepted | 2024-03-04 | 2024-03-25 | 2025-03-25 | Inverters | ENPHASE | IQ8+ | 290 |  | 16 |  |  | 0.98 |  | Other | UNDER EACH PANEL
NJADRE1555957901 | Administratively Determined Incentive Program | WOODBURY | 8096 | 15 | 6.48 | Residential | Behind the Meter | No | Net Metered Residential | EMT RENEWABLES LLC |  | PSE&G | Accepted | 2024-03-04 | 2024-03-25 | 2025-03-25 | Solar Panels | Q.CELLS | Q.PEAK DUO |  | 0.405 | 10 | 105 | 26 |  | Fixed | Roof
NJADRE1555957901 | Administratively Determined Incentive Program | WOODBURY | 8096 | 15 | 6.48 | Residential | Behind the Meter | No | Net Metered Residential | EMT RENEWABLES LLC |  | PSE&G | Accepted | 2024-03-04 | 2024-03-25 | 2025-03-25 | Solar Panels | Q.CELLS | Q.PEAK DUO |  | 0.405 | 6 | 105 | 41 |  | Fixed | Roof
NJADRE1555957968 | Administratively Determined Incentive Program | HEWITT | 7421 | 6 | 13.37 | Residential | Behind the Meter | No | Net Metered Residential | EMT RENEWABLES LLC |  | Orange Rockland Electric | Accepted | 2024-03-04 | 2024-03-25 | 2025-03-25 | Inverters | ENPHASE | IQ8+ | 290 |  | 33 |  |  | 0.98 |  | Other | UNDER EACH PANEL
NJADRE1555957968 | Administratively Determined Incentive Program | HEWITT | 7421 | 6 | 13.37 | Residential | Behind the Meter | No | Net Metered Residential | EMT RENEWABLES LLC |  | Orange Rockland Electric | Accepted | 2024-03-04 | 2024-03-25 | 2025-03-25 | Solar Panels | Q.CELLS | Q.PEAK DUO |  | 0.405 | 33 | 149 | 23 |  | Fixed | Roof
NJADRE1555957971 | Administratively Determined Incentive Program | HEWITT | 7421 | 6 | 11.07 | Residential | Behind the Meter | Yes | Net Metered Residential | Pro Custom Solar dba Momentum Solar |  | Orange Rockland Electric | Accepted | 2024-03-04 | 2024-03-25 | 2025-03-25 | Inverters | ENPHASE | IQ8PLUS-72-2-US | 290 |  | 27 |  |  | 0.97 |  | Outdoor
NJADRE1555957971 | Administratively Determined Incentive Program | HEWITT | 7421 | 6 | 11.07 | Residential | Behind the Meter | Yes | Net Metered Residential | Pro Custom Solar dba Momentum Solar |  | Orange Rockland Electric | Accepted | 2024-03-04 | 2024-03-25 | 2025-03-25 | Solar Panels | hanwha | q.peak duo blk ml-g10+410 |  | 0.41 | 27 | 200 | 23 |  | Fixed | Roof
NJADRE1555957977 | Administratively Determined Incentive Program | DAYTON | 8810 | 11 | 9.6 | Residential | Behind the Meter | Yes | Net Metered Residential | Sunrun Installation Services, Inc. |  | PSE&G | Accepted | 2024-03-04 | 2024-03-25 | 2025-03-25 | Inverters | SolarEdge Technologies | SE7600H-USSN | 7600 |  | 1 |  |  | 0.99 |  | Outdoor | Next to meter
NJADRE1555957977 | Administratively Determined Incentive Program | DAYTON | 8810 | 11 | 9.6 | Residential | Behind the Meter | Yes | Net Metered Residential | Sunrun Installation Services, Inc. |  | PSE&G | Accepted | 2024-03-04 | 2024-03-25 | 2025-03-25 | Solar Panels | Hanwha Q Cells | Q.PEAK DUO BLKML-G10+/T 400 |  | 0.4 | 16 | 44 | 23 |  | Fixed | Roof
NJADRE1555957977 | Administratively Determined Incentive Program | DAYTON | 8810 | 11 | 9.6 | Residential | Behind the Meter | Yes | Net Metered Residential | Sunrun Installation Services, Inc. |  | PSE&G | Accepted | 2024-03-04 | 2024-03-25 | 2025-03-25 | Solar Panels | Hanwha Q Cells | Q.PEAK DUO BLKML-G10+/T 400 |  | 0.4 | 8 | 224 | 24 |  | Fixed | Roof
NJADRE1555958002 | Administratively Determined Incentive Program | JERSEY CITY | 7304 | 8 | 6.32 | Residential | Behind the Meter | No | Net Metered Residential | Bright Planet Solar |  | PSE&G | Accepted | 2024-03-04 | 2024-03-27 | 2025-03-27 | Inverters | SolarEdge | SE5000H-USRGM | 5000 |  | 1 |  |  | 0.98 |  | Outdoor | OUTSIDE
NJADRE1555958002 | Administratively Determined Incentive Program | JERSEY CITY | 7304 | 8 | 6.32 | Residential | Behind the Meter | No | Net Metered Residential | Bright Planet Solar |  | PSE&G | Accepted | 2024-03-04 | 2024-03-27 | 2025-03-27 | Solar Panels | Canadian Solar | CS6R-395MS |  | 0.395 | 16 | 215 | 9 |  | Fixed | Roof
NJADRE1555958004 | Administratively Determined Incentive Program | LINDEN | 7036 | 10 | 3.24 | Residential | Behind the Meter | No | Net Metered Residential | EMT RENEWABLES LLC |  | PSE&G | Accepted | 2024-03-04 | 2024-03-25 | 2025-03-25 | Inverters | ENPHASE | IQ8+ | 290 |  | 8 |  |  | 0.98 |  | Other | UNDER EACH PANEL
NJADRE1555958004 | Administratively Determined Incentive Program | LINDEN | 7036 | 10 | 3.24 | Residential | Behind the Meter | No | Net Metered Residential | EMT RENEWABLES LLC |  | PSE&G | Accepted | 2024-03-04 | 2024-03-25 | 2025-03-25 | Solar Panels | Q.CELLS | Q.PEAK DUO |  | 0.405 | 5 | 309 | 22 |  | Fixed | Roof
NJADRE1555958004 | Administratively Determined Incentive Program | LINDEN | 7036 | 10 | 3.24 | Residential | Behind the Meter | No | Net Metered Residential | EMT RENEWABLES LLC |  | PSE&G | Accepted | 2024-03-04 | 2024-03-25 | 2025-03-25 | Solar Panels | Q.CELLS | Q.PEAK DUO |  | 0.405 | 3 | 129 | 22 |  | Fixed | Roof
NJADRE1555958013 | Administratively Determined Incentive Program | AVENEL | 7001 | 11 | 3.2 | Residential | Behind the Meter | Yes | Net Metered Residential | Sunrun Installation Services, Inc. |  | PSE&G | Accepted | 2024-03-04 | 2024-03-25 | 2025-03-25 | Solar Panels | Hanwha Q Cells | Q.PEAK DUO BLK ML-G10+/t 400 |  | 0.4 | 5 | 294 | 19 |  | Fixed | Roof
NJADRE1555958013 | Administratively Determined Incentive Program | AVENEL | 7001 | 11 | 3.2 | Residential | Behind the Meter | Yes | Net Metered Residential | Sunrun Installation Services, Inc. |  | PSE&G | Accepted | 2024-03-04 | 2024-03-25 | 2025-03-25 | Solar Panels | Hanwha Q Cells | Q.PEAK DUO BLK ML-G10+/T 400 |  | 0.4 | 3 | 24 | 19 |  | Fixed | Roof
NJADRE1555958013 | Administratively Determined Incentive Program | AVENEL | 7001 | 11 | 3.2 | Residential | Behind the Meter | Yes | Net Metered Residential | Sunrun Installation Services, Inc. |  | PSE&G | Accepted | 2024-03-04 | 2024-03-25 | 2025-03-25 | Inverters | SOLAREDGE TECHNOLOGIES | SE3800H-USMN | 3800 |  | 1 |  |  | 0.99 |  | Outside | Next To Meter
NJADRE1555958119 | Administratively Determined Incentive Program | POINT PLEASANT BORO | 8742 | 18 | 13.6 | Residential | Behind the Meter | Yes | Net Metered Residential | Venture Home Solar, LLC |  | JCP&L | Accepted | 2024-03-04 | 2024-03-25 | 2025-03-25 | Inverters | EnPhase | IQ8PLUS-72-2-US (240V) | 300 |  | 32 |  |  | 0.96667 |  | Outside
NJADRE1555958119 | Administratively Determined Incentive Program | POINT PLEASANT BORO | 8742 | 18 | 13.6 | Residential | Behind the Meter | Yes | Net Metered Residential | Venture Home Solar, LLC |  | JCP&L | Accepted | 2024-03-04 | 2024-03-25 | 2025-03-25 | Solar Panels | Hanwha | Q.TRON BLK M-G2+ 425W |  | 0.425 | 10 | 344 | 34 |  | Fixed | Roof
NJADRE1555958119 | Administratively Determined Incentive Program | POINT PLEASANT BORO | 8742 | 18 | 13.6 | Residential | Behind the Meter | Yes | Net Metered Residential | Venture Home Solar, LLC |  | JCP&L | Accepted | 2024-03-04 | 2024-03-25 | 2025-03-25 | Solar Panels | Hanwha | Q.TRON BLK M-G2+ 425W |  | 0.425 | 19 | 164 | 34 |  | Fixed | Roof
NJADRE1555958119 | Administratively Determined Incentive Program | POINT PLEASANT BORO | 8742 | 18 | 13.6 | Residential | Behind the Meter | Yes | Net Metered Residential | Venture Home Solar, LLC |  | JCP&L | Accepted | 2024-03-04 | 2024-03-25 | 2025-03-25 | Solar Panels | Hanwha | Q.TRON BLK M-G2+ 425W |  | 0.425 | 3 | 164 | 34 |  | Fixed | Roof
NJADRE1555958128 | Administratively Determined Incentive Program | NEWARK | 7103 | 9 | 4.8 | Residential | Behind the Meter | Yes | Net Metered Residential | Posigen Developer. LLC |  | PSE&G | Accepted | 2024-03-04 | 2024-03-25 | 2025-03-25 | Inverters | SolarEdge | SE3800H-US | 3800 |  | 1 |  |  | 0.99 |  | Outdoor | within ten feet of meter
NJADRE1555958128 | Administratively Determined Incentive Program | NEWARK | 7103 | 9 | 4.8 | Residential | Behind the Meter | Yes | Net Metered Residential | Posigen Developer. LLC |  | PSE&G | Accepted | 2024-03-04 | 2024-03-25 | 2025-03-25 | Solar Panels | Silfab | SIL-400 HC+ |  | 0.4 | 3 | 196 | 47 |  | Fixed | Roof
NJADRE1555958128 | Administratively Determined Incentive Program | NEWARK | 7103 | 9 | 4.8 | Residential | Behind the Meter | Yes | Net Metered Residential | Posigen Developer. LLC |  | PSE&G | Accepted | 2024-03-04 | 2024-03-25 | 2025-03-25 | Solar Panels | Silfab | SIL-400 HC+ |  | 0.4 | 3 | 16 | 48 |  | Fixed | Roof
NJADRE1555958128 | Administratively Determined Incentive Program | NEWARK | 7103 | 9 | 4.8 | Residential | Behind the Meter | Yes | Net Metered Residential | Posigen Developer. LLC |  | PSE&G | Accepted | 2024-03-04 | 2024-03-25 | 2025-03-25 | Solar Panels | Silfab | SIL-400 HC+ |  | 0.4 | 6 | 196 | 30 |  | Fixed | Roof
NJADRE1555958238 | Administratively Determined Incentive Program | WEST WINDSOR | 8550 | 12 | 15.8 | Residential | Behind the Meter | No | Net Metered Residential | US Clean Energy Construction Inc. |  | PSE&G | Accepted | 2024-03-04 | 2024-03-25 | 2025-03-25 | Inverters | SMA AMERICA | SMA SB-7.7-US | 7700 |  | 1 |  |  | 0.98 |  | Outdoor
NJADRE1555958238 | Administratively Determined Incentive Program | WEST WINDSOR | 8550 | 12 | 15.8 | Residential | Behind the Meter | No | Net Metered Residential | US Clean Energy Construction Inc. |  | PSE&G | Accepted | 2024-03-04 | 2024-03-25 | 2025-03-25 | Meters | VISION METERING | Cat VM-2E2A1P |  |  | 1 |  |  |  | Yes | Outdoor
NJADRE1555958238 | Administratively Determined Incentive Program | WEST WINDSOR | 8550 | 12 | 15.8 | Residential | Behind the Meter | No | Net Metered Residential | US Clean Energy Construction Inc. |  | PSE&G | Accepted | 2024-03-04 | 2024-03-25 | 2025-03-25 | Solar Panels | Trina Solar | Trina 395W |  | 0.395 | 10 | 120 | 20 |  | Fixed | Roof
NJADRE1555958238 | Administratively Determined Incentive Program | WEST WINDSOR | 8550 | 12 | 15.8 | Residential | Behind the Meter | No | Net Metered Residential | US Clean Energy Construction Inc. |  | PSE&G | Accepted | 2024-03-04 | 2024-03-25 | 2025-03-25 | Solar Panels | Trina Solar | Trina 395W |  | 0.395 | 17 | 210 | 20 |  | Fixed | Roof
NJADRE1555958238 | Administratively Determined Incentive Program | WEST WINDSOR | 8550 | 12 | 15.8 | Residential | Behind the Meter | No | Net Metered Residential | US Clean Energy Construction Inc. |  | PSE&G | Accepted | 2024-03-04 | 2024-03-25 | 2025-03-25 | Solar Panels | Trina Solar | Trina 395W |  | 0.395 | 13 | 300 | 20 |  | Fixed | Roof
NJADRE1555958267 | Administratively Determined Incentive Program | FRANKLINVILLE | 8322 | 15 | 22.8 | Residential | Behind the Meter | Yes | Net Metered Residential | Power Energy Solutions |  | AC Electric | Accepted | 2024-03-04 | 2024-03-25 | 2025-03-25 | Inverters | SolarEdge | SE11400H-US | 11 |  | 1 |  |  | 0.97 |  | Outdoor
NJADRE1555958267 | Administratively Determined Incentive Program | FRANKLINVILLE | 8322 | 15 | 22.8 | Residential | Behind the Meter | Yes | Net Metered Residential | Power Energy Solutions |  | AC Electric | Accepted | 2024-03-04 | 2024-03-25 | 2025-03-25 | Inverters | SolarEdge | SE6000H-US | 6 |  | 1 |  |  | 0.97 |  | Outdoor
NJADRE1555958267 | Administratively Determined Incentive Program | FRANKLINVILLE | 8322 | 15 | 22.8 | Residential | Behind the Meter | Yes | Net Metered Residential | Power Energy Solutions |  | AC Electric | Accepted | 2024-03-04 | 2024-03-25 | 2025-03-25 | Solar Panels | Canadian Solar | CS6R-400MS-HL HIKU6 BLACK MONO |  | 0.4 | 6 | 240 | 38 |  | Fixed | Roof
NJADRE1555958267 | Administratively Determined Incentive Program | FRANKLINVILLE | 8322 | 15 | 22.8 | Residential | Behind the Meter | Yes | Net Metered Residential | Power Energy Solutions |  | AC Electric | Accepted | 2024-03-04 | 2024-03-25 | 2025-03-25 | Solar Panels | Canadian Solar | CS6R-400MS-HL HIKU6 BLACK MONO |  | 0.4 | 8 | 240 | 35 |  | Fixed | Roof
NJADRE1555958267 | Administratively Determined Incentive Program | FRANKLINVILLE | 8322 | 15 | 22.8 | Residential | Behind the Meter | Yes | Net Metered Residential | Power Energy Solutions |  | AC Electric | Accepted | 2024-03-04 | 2024-03-25 | 2025-03-25 | Solar Panels | Canadian Solar | CS6R-400MS-HL HIKU6 BLACK MONO |  | 0.4 | 4 | 150 | 38 |  | Fixed | Roof
NJADRE1555958267 | Administratively Determined Incentive Program | FRANKLINVILLE | 8322 | 15 | 22.8 | Residential | Behind the Meter | Yes | Net Metered Residential | Power Energy Solutions |  | AC Electric | Accepted | 2024-03-04 | 2024-03-25 | 2025-03-25 | Solar Panels | Canadian Solar | CS6R-400MS-HL HIKU6 BLACK MONO |  | 0.4 | 4 | 150 | 38 |  | Fixed | Roof
NJADRE1555958267 | Administratively Determined Incentive Program | FRANKLINVILLE | 8322 | 15 | 22.8 | Residential | Behind the Meter | Yes | Net Metered Residential | Power Energy Solutions |  | AC Electric | Accepted | 2024-03-04 | 2024-03-25 | 2025-03-25 | Solar Panels | Canadian Solar | CS6R-400MS-HL HIKU6 BLACK MONO |  | 0.4 | 10 | 60 | 38 |  | Fixed | Roof
NJADRE1555958267 | Administratively Determined Incentive Program | FRANKLINVILLE | 8322 | 15 | 22.8 | Residential | Behind the Meter | Yes | Net Metered Residential | Power Energy Solutions |  | AC Electric | Accepted | 2024-03-04 | 2024-03-25 | 2025-03-25 | Solar Panels | Canadian Solar | CS6R-400MS-HL HIKU6 BLACK MONO |  | 0.4 | 18 | 330 | 38 |  | Fixed | Roof
NJADRE1555958267 | Administratively Determined Incentive Program | FRANKLINVILLE | 8322 | 15 | 22.8 | Residential | Behind the Meter | Yes | Net Metered Residential | Power Energy Solutions |  | AC Electric | Accepted | 2024-03-04 | 2024-03-25 | 2025-03-25 | Solar Panels | Canadian Solar | CS6R-400MS-HL HIKU6 BLACK MONO |  | 0.4 | 7 | 60 | 35 |  | Fixed | Roof
NJADRE1555958292 | Administratively Determined Incentive Program | BLOOMFIELD | 7003 | 9 | 8.2 | Residential | Behind the Meter | No | Net Metered Residential | Sunwise Energy LLC |  | PSE&G | Accepted | 2024-03-07 | 2024-03-28 | 2025-03-28 | Inverters | ENPHASE | IQ8A-72-2-US | 366 |  | 20 |  |  | 0.977 |  | Outside
NJADRE1555958292 | Administratively Determined Incentive Program | BLOOMFIELD | 7003 | 9 | 8.2 | Residential | Behind the Meter | No | Net Metered Residential | Sunwise Energy LLC |  | PSE&G | Accepted | 2024-03-07 | 2024-03-28 | 2025-03-28 | Solar Panels | REC ALPHA | REC410AA |  | 0.41 | 20 | 263 | 23 |  | Fixed | Roof
NJADRE1555958300 | Administratively Determined Incentive Program | MONTCLAIR | 7043 | 9 | 2.81 | Residential | Behind the Meter | No | Net Metered Residential | Tesla Energy Operations Inc |  | PSE&G | Accepted | 2024-03-04 | 2024-03-26 | 2025-03-26 | Electric Storage Battery | Tesla | AC Powerwall 2.0 |  |  | 1 |  |  |  | Lithium Ion |  | Inside
NJADRE1555958300 | Administratively Determined Incentive Program | MONTCLAIR | 7043 | 9 | 2.81 | Residential | Behind the Meter | No | Net Metered Residential | Tesla Energy Operations Inc |  | PSE&G | Accepted | 2024-03-04 | 2024-03-26 | 2025-03-26 | Inverters | Delta | M4-TL-US | 4000 |  | 1 |  |  | 0.975 |  | Indoor
NJADRE1555958300 | Administratively Determined Incentive Program | MONTCLAIR | 7043 | 9 | 2.81 | Residential | Behind the Meter | No | Net Metered Residential | Tesla Energy Operations Inc |  | PSE&G | Accepted | 2024-03-04 | 2024-03-26 | 2025-03-26 | Solar Panels | Tesla | SR60T1 |  | 0.05847 | 24 | 209 | 34 |  | Fixed | Roof
NJADRE1555958300 | Administratively Determined Incentive Program | MONTCLAIR | 7043 | 9 | 2.81 | Residential | Behind the Meter | No | Net Metered Residential | Tesla Energy Operations Inc |  | PSE&G | Accepted | 2024-03-04 | 2024-03-26 | 2025-03-26 | Solar Panels | Tesla | SR60T1 |  | 0.05847 | 24 | 29 | 34 |  | Fixed | Roof
NJADRE1555958320 | Administratively Determined Incentive Program | RAHWAY | 7065 | 10 | 4.25 | Residential | Behind the Meter | Yes | Net Metered Residential | Venture Home Solar, LLC |  | PSE&G | Accepted | 2024-03-04 | 2024-03-25 | 2025-03-25 | Inverters | EnPhase | IQ8PLUS-72-2-US (240V) | 300 |  | 10 |  |  | 0.96667 |  | Outside
NJADRE1555958320 | Administratively Determined Incentive Program | RAHWAY | 7065 | 10 | 4.25 | Residential | Behind the Meter | Yes | Net Metered Residential | Venture Home Solar, LLC |  | PSE&G | Accepted | 2024-03-04 | 2024-03-25 | 2025-03-25 | Solar Panels | Hanwha | Q.TRON BLK M-G2+ 425W |  | 0.425 | 6 | 190 | 27 |  | Fixed | Roof
NJADRE1555958320 | Administratively Determined Incentive Program | RAHWAY | 7065 | 10 | 4.25 | Residential | Behind the Meter | Yes | Net Metered Residential | Venture Home Solar, LLC |  | PSE&G | Accepted | 2024-03-04 | 2024-03-25 | 2025-03-25 | Solar Panels | Hanwha | Q.TRON BLK M-G2+ 425W |  | 0.425 | 4 | 190 | 27 |  | Fixed | Roof
NJADRE1555958325 | Administratively Determined Incentive Program | HAMMONTON | 8037 | 19 | 9.6 | Residential | Behind the Meter | Yes | Net Metered Residential | Big Solar Energy, LLC |  | AC Electric | Accepted | 2024-03-04 | 2024-03-27 | 2025-03-27 | Inverters | SolarEdge | SE7600H-US | 7600 |  | 1 |  |  | 0.992 |  | Outdoor
NJADRE1555958325 | Administratively Determined Incentive Program | HAMMONTON | 8037 | 19 | 9.6 | Residential | Behind the Meter | Yes | Net Metered Residential | Big Solar Energy, LLC |  | AC Electric | Accepted | 2024-03-04 | 2024-03-27 | 2025-03-27 | Solar Panels | JA SOLAR | JAM54S31-400 |  | 0.4 | 3 | 312 | 25 |  | Fixed | Roof
NJADRE1555958325 | Administratively Determined Incentive Program | HAMMONTON | 8037 | 19 | 9.6 | Residential | Behind the Meter | Yes | Net Metered Residential | Big Solar Energy, LLC |  | AC Electric | Accepted | 2024-03-04 | 2024-03-27 | 2025-03-27 | Solar Panels | JA SOLAR | JAM54S31-400 |  | 0.4 | 3 | 222 | 25 |  | Fixed | Roof
NJADRE1555958325 | Administratively Determined Incentive Program | HAMMONTON | 8037 | 19 | 9.6 | Residential | Behind the Meter | Yes | Net Metered Residential | Big Solar Energy, LLC |  | AC Electric | Accepted | 2024-03-04 | 2024-03-27 | 2025-03-27 | Solar Panels | JA SOLAR | JAM54S31-400 |  | 0.4 | 18 | 132 | 25 |  | Fixed | Roof
NJADRE1555958342 | Administratively Determined Incentive Program | SAYREVILLE | 8872 | 11 | 749.99 | Commercial | Behind the Meter | No | Small Net-Metered Non-Residential located on Rooftop, Carport, Canopy and Floating Solar | PowerFlex Solar, LLC |  | JCP&L | Accepted | 2024-03-04 | 2024-03-25 | 2025-03-25 | Inverters | Solar Edge | SE100KUS | 100000 |  | 5 |  |  | 0.985 |  | Outdoor
NJADRE1555958342 | Administratively Determined Incentive Program | SAYREVILLE | 8872 | 11 | 749.99 | Commercial | Behind the Meter | No | Small Net-Metered Non-Residential located on Rooftop, Carport, Canopy and Floating Solar | PowerFlex Solar, LLC |  | JCP&L | Accepted | 2024-03-04 | 2024-03-25 | 2025-03-25 | Solar Panels | Canadian Solar | CS3U-375MB-AG |  | 0.375 | 875 | 160 | 10 |  | Fixed | Roof
NJADRE1555958342 | Administratively Determined Incentive Program | SAYREVILLE | 8872 | 11 | 749.99 | Commercial | Behind the Meter | No | Small Net-Metered Non-Residential located on Rooftop, Carport, Canopy and Floating Solar | PowerFlex Solar, LLC |  | JCP&L | Accepted | 2024-03-04 | 2024-03-25 | 2025-03-25 | Solar Panels | Canadian Solar | CS3W-445MB-AG |  | 0.445 | 948 | 160 | 10 |  | Fixed | Roof
NJADRE1555958343 | Administratively Determined Incentive Program | SICKLERVILLE | 8081 | 14 | 5.14 | Residential | Behind the Meter | Yes | Net Metered Residential | Big Solar Energy, LLC |  | AC Electric | Accepted | 2024-03-04 | 2024-03-26 | 2025-03-26 | Inverters | SolarEdge | SE3800H-US | 3800 |  | 1 |  |  | 0.992 |  | Outdoor
NJADRE1555958343 | Administratively Determined Incentive Program | SICKLERVILLE | 8081 | 14 | 5.14 | Residential | Behind the Meter | Yes | Net Metered Residential | Big Solar Energy, LLC |  | AC Electric | Accepted | 2024-03-04 | 2024-03-26 | 2025-03-26 | Solar Panels | Canadian Solar | CS6R-395MS-HL |  | 0.395 | 7 | 104 | 28 |  | Fixed | Roof
NJADRE1555958343 | Administratively Determined Incentive Program | SICKLERVILLE | 8081 | 14 | 5.14 | Residential | Behind the Meter | Yes | Net Metered Residential | Big Solar Energy, LLC |  | AC Electric | Accepted | 2024-03-04 | 2024-03-26 | 2025-03-26 | Solar Panels | Canadian Solar | CS6R-395MS-HL |  | 0.395 | 3 | 284 | 28 |  | Fixed | Roof
NJADRE1555958343 | Administratively Determined Incentive Program | SICKLERVILLE | 8081 | 14 | 5.14 | Residential | Behind the Meter | Yes | Net Metered Residential | Big Solar Energy, LLC |  | AC Electric | Accepted | 2024-03-04 | 2024-03-26 | 2025-03-26 | Solar Panels | Canadian Solar | CS6R-395MS-HL |  | 0.395 | 3 | 104 | 30 |  | Fixed | Roof
NJADRE1555958358 | Administratively Determined Incentive Program | COLONIA | 7067 | 10 | 3.69 | Residential | Behind the Meter | Yes | Net Metered Residential | Pro Custom Solar dba Momentum Solar |  | PSE&G | Accepted | 2024-03-04 | 2024-03-25 | 2025-03-25 | Inverters | ENPHASE | IQ8PLUS-72-2-US | 290 |  | 9 |  |  | 0.97 |  | Outdoor
NJADRE1555958358 | Administratively Determined Incentive Program | COLONIA | 7067 | 10 | 3.69 | Residential | Behind the Meter | Yes | Net Metered Residential | Pro Custom Solar dba Momentum Solar |  | PSE&G | Accepted | 2024-03-04 | 2024-03-25 | 2025-03-25 | Solar Panels | hanwha | q.peak duo blk ml-g10+410 |  | 0.41 | 9 | 299 | 24 |  | Fixed | Roof
NJADRE1555958365 | Administratively Determined Incentive Program | WESTWOOD | 7675 | 7 | 6 | Residential | Behind the Meter | Yes | Net Metered Residential | Sunrun Installation Services, Inc. |  | PSE&G | Accepted | 2024-03-04 | 2024-03-25 | 2025-03-25 | Inverters | DELTA ELECTRONICS | E6-TL-US | 6000 |  | 1 |  |  | 0.98 |  | Outdoor | Next to meter
NJADRE1555958365 | Administratively Determined Incentive Program | WESTWOOD | 7675 | 7 | 6 | Residential | Behind the Meter | Yes | Net Metered Residential | Sunrun Installation Services, Inc. |  | PSE&G | Accepted | 2024-03-04 | 2024-03-25 | 2025-03-25 | Solar Panels | Hanwha Q Cells | Q.PEAK DUO BLKML-G10+/T 400 |  | 0.4 | 15 | 193 | 5 |  | Fixed | Roof
NJADRE1555959195 | Administratively Determined Incentive Program | WILLINGBORO | 8046 | 13 | 4.8 | Residential | Behind the Meter | Yes | Net Metered Residential | Sunrun Installation Services, Inc. |  | PSE&G | Accepted | 2024-03-04 | 2024-03-25 | 2025-03-25 | Inverters | SolarEdge Technologies | SE3800H-USMN | 3800 |  | 1 |  |  | 0.99 |  | Outdoor | Next to meter
NJADRE1555959195 | Administratively Determined Incentive Program | WILLINGBORO | 8046 | 13 | 4.8 | Residential | Behind the Meter | Yes | Net Metered Residential | Sunrun Installation Services, Inc. |  | PSE&G | Accepted | 2024-03-04 | 2024-03-25 | 2025-03-25 | Solar Panels | Hanwha Q Cells | Q.PEAK DUO BLKML-G10+/T 400 |  | 0.4 | 12 | 205 | 42 |  | Fixed | Roof
NJADRE1555959264 | Administratively Determined Incentive Program | MILLVILLE | 8332 | 20 | 12.25 | Residential | Behind the Meter | Yes | Net Metered Residential | Bright Planet Solar |  | AC Electric | Accepted | 2024-03-04 | 2024-03-25 | 2025-03-25 | Inverters | Solar Edge | SE10000H - USRGM | 10000 |  | 1 |  |  | 0.98 |  | Outdoor | OUTSIDE
NJADRE1555959264 | Administratively Determined Incentive Program | MILLVILLE | 8332 | 20 | 12.25 | Residential | Behind the Meter | Yes | Net Metered Residential | Bright Planet Solar |  | AC Electric | Accepted | 2024-03-04 | 2024-03-25 | 2025-03-25 | Solar Panels | Canadian Solar | CS6R-395MS |  | 0.395 | 11 | 290 | 23 |  | Fixed | Roof
NJADRE1555959264 | Administratively Determined Incentive Program | MILLVILLE | 8332 | 20 | 12.25 | Residential | Behind the Meter | Yes | Net Metered Residential | Bright Planet Solar |  | AC Electric | Accepted | 2024-03-04 | 2024-03-25 | 2025-03-25 | Solar Panels | Canadian Solar | CS6R-395MS |  | 0.395 | 17 | 110 | 23 |  | Fixed | Roof
NJADRE1555959264 | Administratively Determined Incentive Program | MILLVILLE | 8332 | 20 | 12.25 | Residential | Behind the Meter | Yes | Net Metered Residential | Bright Planet Solar |  | AC Electric | Accepted | 2024-03-04 | 2024-03-25 | 2025-03-25 | Solar Panels | Canadian Solar | CS6R-395MS |  | 0.395 | 3 | 20 | 9 |  | Fixed | Roof
NJADRE1555962917 | Administratively Determined Incentive Program | WOODBRIDGE | 7095 | 11 | 7.2 | Residential | Behind the Meter | Yes | Net Metered Residential | Sunrun Installation Services, Inc. |  | PSE&G | Accepted | 2024-03-05 | 2024-03-25 | 2025-03-25 | Inverters | SolarEdge Technologies | SE6000H-USSN | 6000 |  | 1 |  |  | 0.99 |  | Outdoor
NJADRE1555962917 | Administratively Determined Incentive Program | WOODBRIDGE | 7095 | 11 | 7.2 | Residential | Behind the Meter | Yes | Net Metered Residential | Sunrun Installation Services, Inc. |  | PSE&G | Accepted | 2024-03-05 | 2024-03-25 | 2025-03-25 | Solar Panels | Hanwha Q Cells | Q.PEAK DUO BLK ML-G10+/T 400 |  | 0.4 | 6 | 349 | 34 |  | Fixed | Roof
NJADRE1555962917 | Administratively Determined Incentive Program | WOODBRIDGE | 7095 | 11 | 7.2 | Residential | Behind the Meter | Yes | Net Metered Residential | Sunrun Installation Services, Inc. |  | PSE&G | Accepted | 2024-03-05 | 2024-03-25 | 2025-03-25 | Solar Panels | Hanwha Q Cells | Q.PEAK DUO BLK ML-G10+/T 400 |  | 0.4 | 12 | 169 | 38 |  | Fixed | Roof
NJADRE1555962918 | Administratively Determined Incentive Program | DOVER | 7801 | 3 | 9.2 | Residential | Behind the Meter | Yes | Net Metered Residential | Sunrun Installation Services, Inc. |  | JCP&L | Accepted | 2024-03-05 | 2024-03-25 | 2025-03-25 | Inverters | SolarEdge Technologies | SE7600H-USSN | 7600 |  | 1 |  |  | 0.99 |  | Outdoor
NJADRE1555962918 | Administratively Determined Incentive Program | DOVER | 7801 | 3 | 9.2 | Residential | Behind the Meter | Yes | Net Metered Residential | Sunrun Installation Services, Inc. |  | JCP&L | Accepted | 2024-03-05 | 2024-03-25 | 2025-03-25 | Solar Panels | Hanwha Q Cells | Q.PEAK DUO BLK ML-G10+/T 400 |  | 0.4 | 12 | 49 | 30 |  | Fixed | Roof
NJADRE1555962918 | Administratively Determined Incentive Program | DOVER | 7801 | 3 | 9.2 | Residential | Behind the Meter | Yes | Net Metered Residential | Sunrun Installation Services, Inc. |  | JCP&L | Accepted | 2024-03-05 | 2024-03-25 | 2025-03-25 | Solar Panels | Hanwha Q Cells | Q.PEAK DUO BLK ML-G10+/T 400 |  | 0.4 | 11 | 229 | 30 |  | Fixed | Roof
NJADRE1555962925 | Administratively Determined Incentive Program | LAKEHURST | 8733 | 18 | 3.2 | Residential | Behind the Meter | Yes | Net Metered Residential | Sunrun Installation Services, Inc. |  | JCP&L | Accepted | 2024-03-05 | 2024-03-27 | 2025-03-27 | Inverters | SolarEdge Technologies | SE3800H-USMN | 3800 |  | 1 |  |  | 0.99 |  | Outdoor
NJADRE1555962925 | Administratively Determined Incentive Program | LAKEHURST | 8733 | 18 | 3.2 | Residential | Behind the Meter | Yes | Net Metered Residential | Sunrun Installation Services, Inc. |  | JCP&L | Accepted | 2024-03-05 | 2024-03-27 | 2025-03-27 | Solar Panels | Hanwha Q Cells | Q.PEAK DUO BLK ML-G10+/T 400 |  | 0.4 | 2 | 85 | 27 |  | Fixed | Roof
NJADRE1555962925 | Administratively Determined Incentive Program | LAKEHURST | 8733 | 18 | 3.2 | Residential | Behind the Meter | Yes | Net Metered Residential | Sunrun Installation Services, Inc. |  | JCP&L | Accepted | 2024-03-05 | 2024-03-27 | 2025-03-27 | Solar Panels | Hanwha Q Cells | Q.PEAK DUO BLK ML-G10+/T 400 |  | 0.4 | 3 | 355 | 27 |  | Fixed | Roof
NJADRE1555962925 | Administratively Determined Incentive Program | LAKEHURST | 8733 | 18 | 3.2 | Residential | Behind the Meter | Yes | Net Metered Residential | Sunrun Installation Services, Inc. |  | JCP&L | Accepted | 2024-03-05 | 2024-03-27 | 2025-03-27 | Solar Panels | Hanwha Q Cells | Q.PEAK DUO BLK ML-G10+/T 400 |  | 0.4 | 3 | 265 | 27 |  | Fixed | Roof
NJADRE1555962926 | Administratively Determined Incentive Program | JERSEY CITY | 7305 | 8 | 4 | Residential | Behind the Meter | Yes | Net Metered Residential | Sunrun Installation Services, Inc. |  | PSE&G | Accepted | 2024-03-05 | 2024-03-25 | 2025-03-25 | Inverters | SolarEdge Technologies | SE3800H-USMN | 3800 |  | 1 |  |  | 0.99 |  | Outdoor | Next to meter
NJADRE1555962926 | Administratively Determined Incentive Program | JERSEY CITY | 7305 | 8 | 4 | Residential | Behind the Meter | Yes | Net Metered Residential | Sunrun Installation Services, Inc. |  | PSE&G | Accepted | 2024-03-05 | 2024-03-25 | 2025-03-25 | Solar Panels | Hanwha Q Cells | Q.PEAK DUO BLK ML-G10+/T 400 |  | 0.4 | 10 | 223 | 3 |  | Fixed | Roof
NJADRE1555962930 | Administratively Determined Incentive Program | LAWRENCE TWP | 8648 | 12 | 3.2 | Residential | Behind the Meter | Yes | Net Metered Residential | Sunrun Installation Services, Inc. |  | PSE&G | Accepted | 2024-03-05 | 2024-03-25 | 2025-03-25 | Inverters | SolarEdge Technologies | SE3800H-USMN | 3800 |  | 1 |  |  | 0.99 |  | Outdoor | Next to meter
NJADRE1555962930 | Administratively Determined Incentive Program | LAWRENCE TWP | 8648 | 12 | 3.2 | Residential | Behind the Meter | Yes | Net Metered Residential | Sunrun Installation Services, Inc. |  | PSE&G | Accepted | 2024-03-05 | 2024-03-25 | 2025-03-25 | Solar Panels | Hanwha Q Cells | Q.PEAK DUO BLK ML-G10+/T 400 |  | 0.4 | 8 | 206 | 33 |  | Fixed | Roof
NJADRE1555962934 | Administratively Determined Incentive Program | WARREN | 7059 | 5 | 8.1 | Residential | Behind the Meter | Yes | Net Metered Residential | Sunrun Installation Services, Inc. |  | JCP&L | Accepted | 2024-03-05 | 2024-03-25 | 2025-03-25 | Inverters | SolarEdge Technologies | SE6000H-USSN | 6000 |  | 1 |  |  | 0.99 |  | Outdoor | Next to meter
NJADRE1555962934 | Administratively Determined Incentive Program | WARREN | 7059 | 5 | 8.1 | Residential | Behind the Meter | Yes | Net Metered Residential | Sunrun Installation Services, Inc. |  | JCP&L | Accepted | 2024-03-05 | 2024-03-25 | 2025-03-25 | Solar Panels | Hanwha Q Cells | Q.PEAK DUO BLK ML-G10+ 405 |  | 0.405 | 9 | 251 | 30 |  | Fixed | Roof
NJADRE1555962934 | Administratively Determined Incentive Program | WARREN | 7059 | 5 | 8.1 | Residential | Behind the Meter | Yes | Net Metered Residential | Sunrun Installation Services, Inc. |  | JCP&L | Accepted | 2024-03-05 | 2024-03-25 | 2025-03-25 | Solar Panels | Hanwha Q Cells | Q.PEAK DUO BLK ML-G10+ 405 |  | 0.405 | 4 | 71 | 30 |  | Fixed | Roof
NJADRE1555962934 | Administratively Determined Incentive Program | WARREN | 7059 | 5 | 8.1 | Residential | Behind the Meter | Yes | Net Metered Residential | Sunrun Installation Services, Inc. |  | JCP&L | Accepted | 2024-03-05 | 2024-03-25 | 2025-03-25 | Solar Panels | Hanwha Q Cells | Q.PEAK DUO BLK ML-G10+ 405 |  | 0.405 | 4 | 251 | 9 |  | Fixed | Roof
NJADRE1555962934 | Administratively Determined Incentive Program | WARREN | 7059 | 5 | 8.1 | Residential | Behind the Meter | Yes | Net Metered Residential | Sunrun Installation Services, Inc. |  | JCP&L | Accepted | 2024-03-05 | 2024-03-25 | 2025-03-25 | Solar Panels | Hanwha Q Cells | Q.PEAK DUO BLK ML-G10+ 405 |  | 0.405 | 3 | 341 | 34 |  | Fixed | Roof
NJADRE1555962936 | Administratively Determined Incentive Program | UNION | 7083 | 10 | 8 | Residential | Behind the Meter | Yes | Net Metered Residential | Sunrun Installation Services, Inc. |  | PSE&G | Accepted | 2024-03-05 | 2024-03-25 | 2025-03-25 | Inverters | SOLAREDGE TECHNOLOGIES | SE6000H-USSN | 6000 |  | 1 |  |  | 0.99 |  | Outside | Next To Meter
NJADRE1555962936 | Administratively Determined Incentive Program | UNION | 7083 | 10 | 8 | Residential | Behind the Meter | Yes | Net Metered Residential | Sunrun Installation Services, Inc. |  | PSE&G | Accepted | 2024-03-05 | 2024-03-25 | 2025-03-25 | Solar Panels | Hanwha Q Cells | Q.PEAK DUO BLK ML-G10+/T 400 |  | 0.4 | 10 | 67 | 44 |  | Fixed | Roof
NJADRE1555962936 | Administratively Determined Incentive Program | UNION | 7083 | 10 | 8 | Residential | Behind the Meter | Yes | Net Metered Residential | Sunrun Installation Services, Inc. |  | PSE&G | Accepted | 2024-03-05 | 2024-03-25 | 2025-03-25 | Solar Panels | Hanwha Q Cells | Q.PEAK DUO BLK ML-G10+/T 400 |  | 0.4 | 7 | 247 | 11 |  | Fixed | Roof
NJADRE1555962936 | Administratively Determined Incentive Program | UNION | 7083 | 10 | 8 | Residential | Behind the Meter | Yes | Net Metered Residential | Sunrun Installation Services, Inc. |  | PSE&G | Accepted | 2024-03-05 | 2024-03-25 | 2025-03-25 | Solar Panels | SOLAREDGE TECHNOLOGIES | Q.PEAK DUO BLK ML-G10+/T 400 |  | 0.4 | 3 | 247 | 11 |  | Fixed | Roof
NJADRE1555962939 | Administratively Determined Incentive Program | HILLSBOROUGH | 8844 | 5 | 2.8 | Residential | Behind the Meter | Yes | Net Metered Residential | Sunrun Installation Services, Inc. |  | PSE&G | Accepted | 2024-03-05 | 2024-03-25 | 2025-03-25 | Inverters | DELTA ELECTRONICS | E6-TL-US | 6000 |  | 1 |  |  | 0.98 |  | Outdoor | Next to meter
NJADRE1555962939 | Administratively Determined Incentive Program | HILLSBOROUGH | 8844 | 5 | 2.8 | Residential | Behind the Meter | Yes | Net Metered Residential | Sunrun Installation Services, Inc. |  | PSE&G | Accepted | 2024-03-05 | 2024-03-25 | 2025-03-25 | Solar Panels | Hanwha Q Cells | Q.PEAK DUO BLK ML-G10+/T 400 |  | 0.4 | 7 | 206 | 27 |  | Fixed | Roof
NJADRE1555962950 | Administratively Determined Incentive Program | CAMDEN | 8102 | 14 | 3.2 | Residential | Behind the Meter | Yes | Net Metered Residential | Sunrun Installation Services, Inc. |  | PSE&G | Accepted | 2024-03-05 | 2024-03-26 | 2025-03-26 | Inverters | SolarEdge Technologies | SE3800H-USMN | 3800 |  | 1 |  |  | 0.99 |  | Outdoor | Next to meter
NJADRE1555962950 | Administratively Determined Incentive Program | CAMDEN | 8102 | 14 | 3.2 | Residential | Behind the Meter | Yes | Net Metered Residential | Sunrun Installation Services, Inc. |  | PSE&G | Accepted | 2024-03-05 | 2024-03-26 | 2025-03-26 | Solar Panels | Hanwha Q Cells | Q.PEAK DUO BLK ML-G10+/T 400 |  | 0.4 | 8 | 284 | 3 |  | Fixed | Roof
NJADRE1555962952 | Administratively Determined Incentive Program | RAHWAY | 7065 | 10 | 11.6 | Residential | Behind the Meter | Yes | Net Metered Residential | Sunrun Installation Services, Inc. |  | PSE&G | Accepted | 2024-03-05 | 2024-03-25 | 2025-03-25 | Inverters | SOLAREDGE TECHNOLOGIES | SE10000H-USSN | 10000 |  | 1 |  |  | 0.99 |  | Outside | Next To Meter
NJADRE1555962952 | Administratively Determined Incentive Program | RAHWAY | 7065 | 10 | 11.6 | Residential | Behind the Meter | Yes | Net Metered Residential | Sunrun Installation Services, Inc. |  | PSE&G | Accepted | 2024-03-05 | 2024-03-25 | 2025-03-25 | Solar Panels | Hanwha Q Cells | Q.PEAK DUO BLK ML-G10+/T 400 |  | 0.4 | 4 | 41 | 29 |  | Fixed | Roof
NJADRE1555962952 | Administratively Determined Incentive Program | RAHWAY | 7065 | 10 | 11.6 | Residential | Behind the Meter | Yes | Net Metered Residential | Sunrun Installation Services, Inc. |  | PSE&G | Accepted | 2024-03-05 | 2024-03-25 | 2025-03-25 | Solar Panels | Hanwha Q Cells | Q.PEAK DUO BLK ML-G10+/T 400 |  | 0.4 | 4 | 310 | 30 |  | Fixed | Roof
NJADRE1555962952 | Administratively Determined Incentive Program | RAHWAY | 7065 | 10 | 11.6 | Residential | Behind the Meter | Yes | Net Metered Residential | Sunrun Installation Services, Inc. |  | PSE&G | Accepted | 2024-03-05 | 2024-03-25 | 2025-03-25 | Solar Panels | Hanwha Q Cells | Q.PEAK DUO BLK ML-G10+/T 400 |  | 0.4 | 12 | 221 | 29 |  | Fixed | Roof
NJADRE1555962952 | Administratively Determined Incentive Program | RAHWAY | 7065 | 10 | 11.6 | Residential | Behind the Meter | Yes | Net Metered Residential | Sunrun Installation Services, Inc. |  | PSE&G | Accepted | 2024-03-05 | 2024-03-25 | 2025-03-25 | Solar Panels | Hanwha Q Cells | Q.PEAK DUO BLK ML-G10+/T 400 |  | 0.4 | 4 | 220 | 29 |  | Fixed | Roof
NJADRE1555962952 | Administratively Determined Incentive Program | RAHWAY | 7065 | 10 | 11.6 | Residential | Behind the Meter | Yes | Net Metered Residential | Sunrun Installation Services, Inc. |  | PSE&G | Accepted | 2024-03-05 | 2024-03-25 | 2025-03-25 | Solar Panels | Hanwha Q Cells | Q.PEAK DUO BLK ML-G10+/T 400 |  | 0.4 | 5 | 131 | 30 |  | Fixed | Roof
NJADRE1555962957 | Administratively Determined Incentive Program | PLAINFIELD | 7063 | 10 | 5.2 | Residential | Behind the Meter | Yes | Net Metered Residential | Power Energy Solutions |  | PSE&G | Accepted | 2024-03-05 | 2024-03-26 | 2025-03-26 | Inverters | SolarEdge | SE3800H-US | 4 |  | 1 |  |  | 0.97 |  | Outdoor
NJADRE1555962957 | Administratively Determined Incentive Program | PLAINFIELD | 7063 | 10 | 5.2 | Residential | Behind the Meter | Yes | Net Metered Residential | Power Energy Solutions |  | PSE&G | Accepted | 2024-03-05 | 2024-03-26 | 2025-03-26 | Solar Panels | Canadian Solar | CS6R-400MS-HL HIKU6 BLACK MONO |  | 0.4 | 5 | 134 | 42 |  | Fixed | Roof
NJADRE1555962957 | Administratively Determined Incentive Program | PLAINFIELD | 7063 | 10 | 5.2 | Residential | Behind the Meter | Yes | Net Metered Residential | Power Energy Solutions |  | PSE&G | Accepted | 2024-03-05 | 2024-03-26 | 2025-03-26 | Solar Panels | Canadian Solar | CS6R-400MS-HL HIKU6 BLACK MONO |  | 0.4 | 3 | 135 | 8 |  | Fixed | Roof
NJADRE1555962957 | Administratively Determined Incentive Program | PLAINFIELD | 7063 | 10 | 5.2 | Residential | Behind the Meter | Yes | Net Metered Residential | Power Energy Solutions |  | PSE&G | Accepted | 2024-03-05 | 2024-03-26 | 2025-03-26 | Solar Panels | Canadian Solar | CS6R-400MS-HL HIKU6 BLACK MONO |  | 0.4 | 5 | 314 | 42 |  | Fixed | Roof
NJADRE1555962961 | Administratively Determined Incentive Program | MAYWOOD | 7607 | 7 | 4 | Residential | Behind the Meter | Yes | Net Metered Residential | Sunrun Installation Services, Inc. |  | PSE&G | Accepted | 2024-03-05 | 2024-03-25 | 2025-03-25 | Inverters | SolarEdge Technologies | SE3800H-USMN | 3800 |  | 1 |  |  | 0.99 |  | Outside | Next to meter
NJADRE1555962961 | Administratively Determined Incentive Program | MAYWOOD | 7607 | 7 | 4 | Residential | Behind the Meter | Yes | Net Metered Residential | Sunrun Installation Services, Inc. |  | PSE&G | Accepted | 2024-03-05 | 2024-03-25 | 2025-03-25 | Solar Panels | Hanwha Q Cells | Q.PEAK DUO BLK ML-G10+/t 400 |  | 0.4 | 8 | 218 | 38 |  | Fixed | Roof
NJADRE1555962961 | Administratively Determined Incentive Program | MAYWOOD | 7607 | 7 | 4 | Residential | Behind the Meter | Yes | Net Metered Residential | Sunrun Installation Services, Inc. |  | PSE&G | Accepted | 2024-03-05 | 2024-03-25 | 2025-03-25 | Solar Panels | Hanwha Q Cells | Q.PEAK DUO BLK ML-G10+/t 400 |  | 0.4 | 2 | 128 | 37 |  | Fixed | Roof
NJADRE1555962961 | Administratively Determined Incentive Program | MAYWOOD | 7607 | 7 | 4 | Residential | Behind the Meter | Yes | Net Metered Residential | Sunrun Installation Services, Inc. |  | PSE&G | Accepted | 2024-03-05 | 2024-03-25 | 2025-03-25 | Electric Storage Battery | Tesla | Powerwall |  |  | 1 |  |  |  | Lithium Ion |  | OUTSIDE?
NJADRE1555962962 | Administratively Determined Incentive Program | WEST WILDWOOD | 8260 | 21 | 5.2 | Residential | Behind the Meter | Yes | Net Metered Residential | Sunrun Installation Services, Inc. |  | AC Electric | Accepted | 2024-03-05 | 2024-03-26 | 2025-03-26 | Inverters | SolarEdge Technologies | SE3800H-USMN | 3800 |  | 1 |  |  | 0.99 |  | Outdoor | Next to meter
NJADRE1555962962 | Administratively Determined Incentive Program | WEST WILDWOOD | 8260 | 21 | 5.2 | Residential | Behind the Meter | Yes | Net Metered Residential | Sunrun Installation Services, Inc. |  | AC Electric | Accepted | 2024-03-05 | 2024-03-26 | 2025-03-26 | Solar Panels | Hanwha Q Cells | Q.PEAK DUO BLK ML-G10+/t 400 |  | 0.4 | 13 | 315 | 2 |  | Fixed | Roof
NJADRE1555962965 | Administratively Determined Incentive Program | AVENEL | 7001 | 11 | 5.6 | Residential | Behind the Meter | Yes | Net Metered Residential | Power Energy Solutions |  | PSE&G | Accepted | 2024-03-05 | 2024-03-25 | 2025-03-25 | Inverters | SolarEdge | SE3800H-US | 4 |  | 1 |  |  | 0.97 |  | Outdoor
NJADRE1555962965 | Administratively Determined Incentive Program | AVENEL | 7001 | 11 | 5.6 | Residential | Behind the Meter | Yes | Net Metered Residential | Power Energy Solutions |  | PSE&G | Accepted | 2024-03-05 | 2024-03-25 | 2025-03-25 | Solar Panels | Canadian Solar | CS6R-400MS-HL HIKU6 BLACK MONO |  | 0.4 | 5 | 173 | 31 |  | Fixed | Roof
NJADRE1555962965 | Administratively Determined Incentive Program | AVENEL | 7001 | 11 | 5.6 | Residential | Behind the Meter | Yes | Net Metered Residential | Power Energy Solutions |  | PSE&G | Accepted | 2024-03-05 | 2024-03-25 | 2025-03-25 | Solar Panels | Canadian Solar | CS6R-400MS-HL HIKU6 BLACK MONO |  | 0.4 | 6 | 173 | 12 |  | Fixed | Roof
NJADRE1555962965 | Administratively Determined Incentive Program | AVENEL | 7001 | 11 | 5.6 | Residential | Behind the Meter | Yes | Net Metered Residential | Power Energy Solutions |  | PSE&G | Accepted | 2024-03-05 | 2024-03-25 | 2025-03-25 | Solar Panels | Canadian Solar | CS6R-400MS-HL HIKU6 BLACK MONO |  | 0.4 | 3 | 173 | 2 |  | Fixed | Roof
NJADRE1555962998 | Administratively Determined Incentive Program | PLAINFIELD | 7062 | 10 | 9.2 | Residential | Behind the Meter | Yes | Net Metered Residential | Power Energy Solutions |  | PSE&G | Accepted | 2024-03-05 | 2024-03-26 | 2025-03-26 | Inverters | SolarEdge | SE6000H-US | 6 |  | 1 |  |  | 0.97 |  | Outdoor
NJADRE1555962998 | Administratively Determined Incentive Program | PLAINFIELD | 7062 | 10 | 9.2 | Residential | Behind the Meter | Yes | Net Metered Residential | Power Energy Solutions |  | PSE&G | Accepted | 2024-03-05 | 2024-03-26 | 2025-03-26 | Solar Panels | Canadian Solar | CS6R-400MS-HL HIKU6 BLACK MONO |  | 0.4 | 13 | 140 | 26 |  | Fixed | Roof
NJADRE1555962998 | Administratively Determined Incentive Program | PLAINFIELD | 7062 | 10 | 9.2 | Residential | Behind the Meter | Yes | Net Metered Residential | Power Energy Solutions |  | PSE&G | Accepted | 2024-03-05 | 2024-03-26 | 2025-03-26 | Solar Panels | Canadian Solar | CS6R-400MS-HL HIKU6 BLACK MONO |  | 0.4 | 10 | 320 | 26 |  | Fixed | Roof
NJADRE1555963004 | Administratively Determined Incentive Program | WEST ORANGE | 7052 | 9 | 7.2 | Residential | Behind the Meter | Yes | Net Metered Residential | Sunrun Installation Services, Inc. |  | PSE&G | Accepted | 2024-03-05 | 2024-03-26 | 2025-03-26 | Inverters | SOLAREDGE TECHNOLOGIES | SE6000H-USSN | 6000 |  | 1 |  |  | 0.99 |  | Outside | Next To Meter
NJADRE1555963004 | Administratively Determined Incentive Program | WEST ORANGE | 7052 | 9 | 7.2 | Residential | Behind the Meter | Yes | Net Metered Residential | Sunrun Installation Services, Inc. |  | PSE&G | Accepted | 2024-03-05 | 2024-03-26 | 2025-03-26 | Solar Panels | Hanwha Q Cells | Q.PEAK DUO BLK ML-G10+/T 400 |  | 0.4 | 11 | 23 | 12 |  | Fixed | Roof
NJADRE1555963004 | Administratively Determined Incentive Program | WEST ORANGE | 7052 | 9 | 7.2 | Residential | Behind the Meter | Yes | Net Metered Residential | Sunrun Installation Services, Inc. |  | PSE&G | Accepted | 2024-03-05 | 2024-03-26 | 2025-03-26 | Solar Panels | Hanwha Q Cells | Q.PEAK DUO BLK ML-G10+/T 400 |  | 0.4 | 7 | 203 | 12 |  | Fixed | Roof
NJADRE1555963006 | Administratively Determined Incentive Program | NORTHFIELD | 8225 | 19 | 4.4 | Residential | Behind the Meter | Yes | Net Metered Residential | Sunrun Installation Services, Inc. |  | AC Electric | Accepted | 2024-03-05 | 2024-03-26 | 2025-03-26 | Inverters | SolarEdge Technologies | SE3800H-USMN | 3800 |  | 1 |  |  | 0.99 |  | Outdoor | Next to meter
NJADRE1555963006 | Administratively Determined Incentive Program | NORTHFIELD | 8225 | 19 | 4.4 | Residential | Behind the Meter | Yes | Net Metered Residential | Sunrun Installation Services, Inc. |  | AC Electric | Accepted | 2024-03-05 | 2024-03-26 | 2025-03-26 | Solar Panels | Hanwha Q Cells | Q.PEAK DUO BLK ML-G10+/T 400 |  | 0.4 | 11 | 70 | 18 |  | Fixed | Roof
NJADRE1555963010 | Administratively Determined Incentive Program | SMITHVILLE | 8205 | 19 | 2.8 | Residential | Behind the Meter | Yes | Net Metered Residential | Sunrun Installation Services, Inc. |  | AC Electric | Accepted | 2024-03-05 | 2024-03-26 | 2025-03-26 | Inverters | Delta Electronics | E4-TL-US | 4000 |  | 1 |  |  | 0.975 |  | Outside | next to meter
NJADRE1555963010 | Administratively Determined Incentive Program | SMITHVILLE | 8205 | 19 | 2.8 | Residential | Behind the Meter | Yes | Net Metered Residential | Sunrun Installation Services, Inc. |  | AC Electric | Accepted | 2024-03-05 | 2024-03-26 | 2025-03-26 | Solar Panels | Hanwha Q Cells | Q.PEAK DUO BLK ML-G10+/t 400 |  | 0.4 | 7 | 185 | 30 |  | Fixed | Roof
NJADRE1555963016 | Administratively Determined Incentive Program | BLACKWOOD | 8012 | 14 | 5.2 | Residential | Behind the Meter | Yes | Net Metered Residential | Pro Custom Solar dba Momentum Solar |  | AC Electric | Accepted | 2024-03-05 | 2024-03-26 | 2025-03-26 | Solar Panels | Q. PEAK DUO BLK ML-G10+400 | HANWHA |  | 0.4 | 13 | 240 | 30 |  | Fixed | Roof
NJADRE1555963016 | Administratively Determined Incentive Program | BLACKWOOD | 8012 | 14 | 5.2 | Residential | Behind the Meter | Yes | Net Metered Residential | Pro Custom Solar dba Momentum Solar |  | AC Electric | Accepted | 2024-03-05 | 2024-03-26 | 2025-03-26 | Inverters | IQ8PLUS-72-2-US | ENPHASE | 290 |  | 13 |  |  | 0.97 |  | Outdoor
NJADRE1555963044 | Administratively Determined Incentive Program | TOMS RIVER | 8755 | 18 | 23.6 | Residential | Behind the Meter | Yes | Net Metered Residential | Kamtech Solar |  | JCP&L | Accepted | 2024-03-05 | 2024-03-26 | 2025-03-26 | Inverters | ENPHASE | IQ7HS-66-M-US | 384 |  | 59 |  |  | 0.97 |  | Outdoor | ROOFTOP
NJADRE1555963044 | Administratively Determined Incentive Program | TOMS RIVER | 8755 | 18 | 23.6 | Residential | Behind the Meter | Yes | Net Metered Residential | Kamtech Solar |  | JCP&L | Accepted | 2024-03-05 | 2024-03-26 | 2025-03-26 | Solar Panels | WAAREE ARKA | WSMDI-400 |  | 0.4 | 47 | 178 | 35 |  | Fixed | Roof
NJADRE1555963044 | Administratively Determined Incentive Program | TOMS RIVER | 8755 | 18 | 23.6 | Residential | Behind the Meter | Yes | Net Metered Residential | Kamtech Solar |  | JCP&L | Accepted | 2024-03-05 | 2024-03-26 | 2025-03-26 | Solar Panels | WAAREE ARKA | WSMDI-400 |  | 0.4 | 3 | 88 | 35 |  | Fixed | Roof
NJADRE1555963044 | Administratively Determined Incentive Program | TOMS RIVER | 8755 | 18 | 23.6 | Residential | Behind the Meter | Yes | Net Metered Residential | Kamtech Solar |  | JCP&L | Accepted | 2024-03-05 | 2024-03-26 | 2025-03-26 | Solar Panels | WAAREE ARKA | WSMDI-400 |  | 0.4 | 3 | 268 | 35 |  | Fixed | Roof
NJADRE1555963044 | Administratively Determined Incentive Program | TOMS RIVER | 8755 | 18 | 23.6 | Residential | Behind the Meter | Yes | Net Metered Residential | Kamtech Solar |  | JCP&L | Accepted | 2024-03-05 | 2024-03-26 | 2025-03-26 | Solar Panels | WAAREE ARKA | WSMDI-400 |  | 0.4 | 2 | 88 | 40 |  | Fixed | Roof
NJADRE1555963044 | Administratively Determined Incentive Program | TOMS RIVER | 8755 | 18 | 23.6 | Residential | Behind the Meter | Yes | Net Metered Residential | Kamtech Solar |  | JCP&L | Accepted | 2024-03-05 | 2024-03-26 | 2025-03-26 | Solar Panels | WAAREE ARKA | WSMDI-400 |  | 0.4 | 1 | 178 | 34 |  | Fixed | Roof
NJADRE1555963044 | Administratively Determined Incentive Program | TOMS RIVER | 8755 | 18 | 23.6 | Residential | Behind the Meter | Yes | Net Metered Residential | Kamtech Solar |  | JCP&L | Accepted | 2024-03-05 | 2024-03-26 | 2025-03-26 | Solar Panels | WAAREE ARKA | WSMDI-400 |  | 0.4 | 1 | 178 | 40 |  | Fixed | Roof
NJADRE1555963044 | Administratively Determined Incentive Program | TOMS RIVER | 8755 | 18 | 23.6 | Residential | Behind the Meter | Yes | Net Metered Residential | Kamtech Solar |  | JCP&L | Accepted | 2024-03-05 | 2024-03-26 | 2025-03-26 | Solar Panels | WAAREE ARKA | WSMDI-400 |  | 0.4 | 2 | 268 | 39 |  | Fixed | Roof
NJADRE1555963046 | Administratively Determined Incentive Program | EAST WINDSOR | 8520 | 12 | 4.26 | Residential | Behind the Meter | No | Net Metered Residential | Solar Energy World |  | JCP&L | Accepted | 2024-03-05 | 2024-03-26 | 2025-03-26 | Solar Panels | Longi | LR4-60-HPB-355M |  | 0.355 | 12 | 30 | 22 |  | Fixed | Roof
NJADRE1555963046 | Administratively Determined Incentive Program | EAST WINDSOR | 8520 | 12 | 4.26 | Residential | Behind the Meter | No | Net Metered Residential | Solar Energy World |  | JCP&L | Accepted | 2024-03-05 | 2024-03-26 | 2025-03-26 | Inverters | Enphase | IQ8-60-2-US | 240 |  | 12 |  |  | 0.97 |  | Outside
NJADRE1555963047 | Administratively Determined Incentive Program | CLIFTON | 7012 | 6 | 3.6 | Residential | Behind the Meter | Yes | Net Metered Residential | Sunrun Installation Services, Inc. |  | PSE&G | Accepted | 2024-03-05 | 2024-03-26 | 2025-03-26 | Inverters | SolarEdge Technologies | SE3800H-USMN | 3800 |  | 1 |  |  | 0.99 |  | Outdoor | Next to meter
NJADRE1555963047 | Administratively Determined Incentive Program | CLIFTON | 7012 | 6 | 3.6 | Residential | Behind the Meter | Yes | Net Metered Residential | Sunrun Installation Services, Inc. |  | PSE&G | Accepted | 2024-03-05 | 2024-03-26 | 2025-03-26 | Solar Panels | Hanwha Q Cells | Q.PEAK DUO BLK ML-G10+/T 400 |  | 0.4 | 9 | 187 | 41 |  | Fixed | Roof
NJADRE1555963070 | Administratively Determined Incentive Program | MARLBORO | 7746 | 17 | 9.78 | Residential | Behind the Meter | No | Net Metered Residential | Green Power Energy |  | JCP&L | Accepted | 2024-03-05 | 2024-03-26 | 2025-03-26 | Inverters | Enphase Energy | IQ8PLUS-72-2-US [240V] | 290 |  | 23 |  |  | 0.975 |  | Outdoor | Roof
NJADRE1555963070 | Administratively Determined Incentive Program | MARLBORO | 7746 | 17 | 9.78 | Residential | Behind the Meter | No | Net Metered Residential | Green Power Energy |  | JCP&L | Accepted | 2024-03-05 | 2024-03-26 | 2025-03-26 | Solar Panels | Q-Cells | Q.Tron BLK M-G2+ 425 |  | 0.425 | 4 | 219 | 18 |  | Fixed | Roof
NJADRE1555963070 | Administratively Determined Incentive Program | MARLBORO | 7746 | 17 | 9.78 | Residential | Behind the Meter | No | Net Metered Residential | Green Power Energy |  | JCP&L | Accepted | 2024-03-05 | 2024-03-26 | 2025-03-26 | Solar Panels | Q-Cells | Q.Tron BLK M-G2+ 425 |  | 0.425 | 8 | 219 | 18 |  | Fixed | Roof
NJADRE1555963070 | Administratively Determined Incentive Program | MARLBORO | 7746 | 17 | 9.78 | Residential | Behind the Meter | No | Net Metered Residential | Green Power Energy |  | JCP&L | Accepted | 2024-03-05 | 2024-03-26 | 2025-03-26 | Solar Panels | Q-Cells | Q.Tron BLK M-G2+ 425 |  | 0.425 | 11 | 219 | 18 |  | Fixed | Roof
NJADRE1555963078 | Administratively Determined Incentive Program | Woodbine | 8270 | 21 | 13.2 | Residential | Behind the Meter | Yes | Net Metered Residential | Power Energy Solutions |  | AC Electric | Accepted | 2024-03-05 | 2024-03-26 | 2025-03-26 | Inverters | SolarEdge | SE11400H-US | 11 |  | 1 |  |  | 0.97 |  | Outdoor
NJADRE1555963078 | Administratively Determined Incentive Program | Woodbine | 8270 | 21 | 13.2 | Residential | Behind the Meter | Yes | Net Metered Residential | Power Energy Solutions |  | AC Electric | Accepted | 2024-03-05 | 2024-03-26 | 2025-03-26 | Solar Panels | Canadian Solar | CS6R-400MS-HL HIKU6 BLACK MONO |  | 0.4 | 20 | 120 | 20 |  | Fixed | Roof
NJADRE1555963078 | Administratively Determined Incentive Program | Woodbine | 8270 | 21 | 13.2 | Residential | Behind the Meter | Yes | Net Metered Residential | Power Energy Solutions |  | AC Electric | Accepted | 2024-03-05 | 2024-03-26 | 2025-03-26 | Solar Panels | Canadian Solar | CS6R-400MS-HL HIKU6 BLACK MONO |  | 0.4 | 7 | 210 | 20 |  | Fixed | Roof
NJADRE1555963078 | Administratively Determined Incentive Program | Woodbine | 8270 | 21 | 13.2 | Residential | Behind the Meter | Yes | Net Metered Residential | Power Energy Solutions |  | AC Electric | Accepted | 2024-03-05 | 2024-03-26 | 2025-03-26 | Solar Panels | Canadian Solar | CS6R-400MS-HL HIKU6 BLACK MONO |  | 0.4 | 4 | 30 | 20 |  | Fixed | Roof
NJADRE1555963078 | Administratively Determined Incentive Program | Woodbine | 8270 | 21 | 13.2 | Residential | Behind the Meter | Yes | Net Metered Residential | Power Energy Solutions |  | AC Electric | Accepted | 2024-03-05 | 2024-03-26 | 2025-03-26 | Solar Panels | Canadian Solar | CS6R-400MS-HL HIKU6 BLACK MONO |  | 0.4 | 2 | 300 | 20 |  | Fixed | Roof
NJADRE1555963081 | Administratively Determined Incentive Program | BRIDGETON | 8302 | 20 | 12.8 | Residential | Behind the Meter | No | Net Metered Residential | RCL Enterprises Inc |  | AC Electric | Accepted | 2024-03-05 | 2024-03-26 | 2025-03-26 | Inverters | Enphase | IQ8plus | 290 |  | 32 |  |  | 0.97 |  | Outside
NJADRE1555963081 | Administratively Determined Incentive Program | BRIDGETON | 8302 | 20 | 12.8 | Residential | Behind the Meter | No | Net Metered Residential | RCL Enterprises Inc |  | AC Electric | Accepted | 2024-03-05 | 2024-03-26 | 2025-03-26 | Solar Panels | JA Solar | JAM54S31 |  | 0.4 | 32 | 174 | 22 |  | Fixed | Roof
NJADRE1555963082 | Administratively Determined Incentive Program | BARNEGAT | 8005 | 18 | 7.6 | Residential | Behind the Meter | Yes | Net Metered Residential | Sunrun Installation Services, Inc. |  | JCP&L | Accepted | 2024-03-05 | 2024-03-26 | 2025-03-26 | Inverters | SolarEdge Technologies | SE6000H-USSN | 6000 |  | 1 |  |  | 0.99 |  | Outdoor | Next to meter
NJADRE1555963082 | Administratively Determined Incentive Program | BARNEGAT | 8005 | 18 | 7.6 | Residential | Behind the Meter | Yes | Net Metered Residential | Sunrun Installation Services, Inc. |  | JCP&L | Accepted | 2024-03-05 | 2024-03-26 | 2025-03-26 | Solar Panels | Hanwha Q Cells | Q.PEAK DUO BLK ML-G10+/T 400 |  | 0.4 | 6 | 286 | 23 |  | Fixed | Roof
NJADRE1555963082 | Administratively Determined Incentive Program | BARNEGAT | 8005 | 18 | 7.6 | Residential | Behind the Meter | Yes | Net Metered Residential | Sunrun Installation Services, Inc. |  | JCP&L | Accepted | 2024-03-05 | 2024-03-26 | 2025-03-26 | Solar Panels | Hanwha Q Cells | Q.PEAK DUO BLK ML-G10+/T 400 |  | 0.4 | 13 | 106 | 22 |  | Fixed | Roof
NJADRE1555963107 | Administratively Determined Incentive Program | SPARTA | 7871 | 1 | 13.12 | Residential | Behind the Meter | No | Net Metered Residential | Infinity Solar Systems |  | JCP&L | Accepted | 2024-03-05 | 2024-03-26 | 2025-03-26 | Inverters | Enphase | IQ8PLUS-72-2-US | 290 |  | 32 |  |  | 0.97 |  | Outdoor
NJADRE1555963107 | Administratively Determined Incentive Program | SPARTA | 7871 | 1 | 13.12 | Residential | Behind the Meter | No | Net Metered Residential | Infinity Solar Systems |  | JCP&L | Accepted | 2024-03-05 | 2024-03-26 | 2025-03-26 | Solar Panels | SEG Solar | SEG-410-BMD-HV |  | 0.41 | 4 | 107 | 37 |  | Fixed | Roof
NJADRE1555963107 | Administratively Determined Incentive Program | SPARTA | 7871 | 1 | 13.12 | Residential | Behind the Meter | No | Net Metered Residential | Infinity Solar Systems |  | JCP&L | Accepted | 2024-03-05 | 2024-03-26 | 2025-03-26 | Solar Panels | SEG Solar | SEG-410-BMD-HV |  | 0.41 | 10 | 197 | 37 |  | Fixed | Roof
NJADRE1555963107 | Administratively Determined Incentive Program | SPARTA | 7871 | 1 | 13.12 | Residential | Behind the Meter | No | Net Metered Residential | Infinity Solar Systems |  | JCP&L | Accepted | 2024-03-05 | 2024-03-26 | 2025-03-26 | Solar Panels | SEG Solar | SEG-410-BMD-HV |  | 0.41 | 3 | 197 | 37 |  | Fixed | Roof
NJADRE1555963107 | Administratively Determined Incentive Program | SPARTA | 7871 | 1 | 13.12 | Residential | Behind the Meter | No | Net Metered Residential | Infinity Solar Systems |  | JCP&L | Accepted | 2024-03-05 | 2024-03-26 | 2025-03-26 | Solar Panels | SEG Solar | SEG-410-BMD-HV |  | 0.41 | 3 | 197 | 37 |  | Fixed | Roof
NJADRE1555963107 | Administratively Determined Incentive Program | SPARTA | 7871 | 1 | 13.12 | Residential | Behind the Meter | No | Net Metered Residential | Infinity Solar Systems |  | JCP&L | Accepted | 2024-03-05 | 2024-03-26 | 2025-03-26 | Solar Panels | SEG Solar | SEG-410-BMD-HV |  | 0.41 | 12 | 107 | 37 |  | Fixed | Roof
NJADRE1555963110 | Administratively Determined Incentive Program | MORGANVILLE | 7751 | 17 | 9.35 | Residential | Behind the Meter | No | Net Metered Residential | Green Power Energy |  | JCP&L | Accepted | 2024-03-05 | 2024-03-26 | 2025-03-26 | Inverters | Enphase Energy | IQ8M-72-2-US [240V] | 325 |  | 22 |  |  | 0.975 |  | Outdoor | Roof
NJADRE1555963110 | Administratively Determined Incentive Program | MORGANVILLE | 7751 | 17 | 9.35 | Residential | Behind the Meter | No | Net Metered Residential | Green Power Energy |  | JCP&L | Accepted | 2024-03-05 | 2024-03-26 | 2025-03-26 | Solar Panels | Q-Cells | Q.Tron BLK M-G2+ 425 |  | 0.425 | 7 | 32 | 30 |  | Fixed | Roof
NJADRE1555963110 | Administratively Determined Incentive Program | MORGANVILLE | 7751 | 17 | 9.35 | Residential | Behind the Meter | No | Net Metered Residential | Green Power Energy |  | JCP&L | Accepted | 2024-03-05 | 2024-03-26 | 2025-03-26 | Solar Panels | Q-Cells | Q.Tron BLK M-G2+ 425 |  | 0.425 | 15 | 212 | 30 |  | Fixed | Roof
NJADRE1555963153 | Administratively Determined Incentive Program | ROSELLE | 7203 | 10 | 4.97 | Residential | Behind the Meter | No | Net Metered Residential | Solar Energy World |  | PSE&G | Accepted | 2024-03-05 | 2024-03-26 | 2025-03-26 | Solar Panels | Longi | LR4-60-HPB-355M |  | 0.355 | 14 | 170 | 34 |  | Fixed | Roof
NJADRE1555963153 | Administratively Determined Incentive Program | ROSELLE | 7203 | 10 | 4.97 | Residential | Behind the Meter | No | Net Metered Residential | Solar Energy World |  | PSE&G | Accepted | 2024-03-05 | 2024-03-26 | 2025-03-26 | Inverters | Enphase | IQ8-60-2-US | 240 |  | 14 |  |  | 0.97 |  | Outside
NJADRE1555963154 | Administratively Determined Incentive Program | MORGANVILLE | 7751 | 17 | 9.78 | Residential | Behind the Meter | No | Net Metered Residential | Green Power Energy |  | JCP&L | Accepted | 2024-03-05 | 2024-03-26 | 2025-03-26 | Inverters | Enphase Energy | IQ8M-72-2-US [240V] | 325 |  | 23 |  |  | 0.975 |  | Outdoor | Roof
NJADRE1555963154 | Administratively Determined Incentive Program | MORGANVILLE | 7751 | 17 | 9.78 | Residential | Behind the Meter | No | Net Metered Residential | Green Power Energy |  | JCP&L | Accepted | 2024-03-05 | 2024-03-26 | 2025-03-26 | Solar Panels | Q-Cells | Q.Tron BLK M-G2+ 425 |  | 0.425 | 5 | 31 | 30 |  | Fixed | Roof
NJADRE1555963154 | Administratively Determined Incentive Program | MORGANVILLE | 7751 | 17 | 9.78 | Residential | Behind the Meter | No | Net Metered Residential | Green Power Energy |  | JCP&L | Accepted | 2024-03-05 | 2024-03-26 | 2025-03-26 | Solar Panels | Q-Cells | Q.Tron BLK M-G2+ 425 |  | 0.425 | 8 | 302 | 45 |  | Fixed | Roof
NJADRE1555963154 | Administratively Determined Incentive Program | MORGANVILLE | 7751 | 17 | 9.78 | Residential | Behind the Meter | No | Net Metered Residential | Green Power Energy |  | JCP&L | Accepted | 2024-03-05 | 2024-03-26 | 2025-03-26 | Solar Panels | Q-Cells | Q.Tron BLK M-G2+ 425 |  | 0.425 | 10 | 211 | 30 |  | Fixed | Roof
NJADRE1555963165 | Administratively Determined Incentive Program | CORBIN CITY | 8270 | 21 | 10.8 | Residential | Behind the Meter | Yes | Net Metered Residential | Power Energy Solutions |  | AC Electric | Accepted | 2024-03-05 | 2024-03-26 | 2025-03-26 | Inverters | SolarEdge | SE7600H-US | 8 |  | 1 |  |  | 0.97 |  | Outdoor
NJADRE1555963165 | Administratively Determined Incentive Program | CORBIN CITY | 8270 | 21 | 10.8 | Residential | Behind the Meter | Yes | Net Metered Residential | Power Energy Solutions |  | AC Electric | Accepted | 2024-03-05 | 2024-03-26 | 2025-03-26 | Solar Panels | Canadian Solar | CS6R-400MS-HL HIKU6 BLACK MONO |  | 0.4 | 15 | 232 | 40 |  | Fixed | Roof
NJADRE1555963165 | Administratively Determined Incentive Program | CORBIN CITY | 8270 | 21 | 10.8 | Residential | Behind the Meter | Yes | Net Metered Residential | Power Energy Solutions |  | AC Electric | Accepted | 2024-03-05 | 2024-03-26 | 2025-03-26 | Solar Panels | Canadian Solar | CS6R-400MS-HL HIKU6 BLACK MONO |  | 0.4 | 12 | 232 | 17 |  | Fixed | Roof
NJADRE1555963205 | Administratively Determined Incentive Program | RIDGEFIELD | 7657 | 7 | 6.8 | Residential | Behind the Meter | Yes | Net Metered Residential | Sunrun Installation Services, Inc. |  | PSE&G | Accepted | 2024-03-05 | 2024-03-26 | 2025-03-26 | Inverters | SOLAREDGE TECHNOLOGIES | SE6000H-USSN | 6000 |  | 1 |  |  | 0.99 |  | Outside | Next To Meter
NJADRE1555963205 | Administratively Determined Incentive Program | RIDGEFIELD | 7657 | 7 | 6.8 | Residential | Behind the Meter | Yes | Net Metered Residential | Sunrun Installation Services, Inc. |  | PSE&G | Accepted | 2024-03-05 | 2024-03-26 | 2025-03-26 | Solar Panels | Hanwha Q Cells | Q.PEAK DUO BLK ML-G10+/T 400 |  | 0.4 | 4 | 307 | 40 |  | Fixed | Roof
NJADRE1555963205 | Administratively Determined Incentive Program | RIDGEFIELD | 7657 | 7 | 6.8 | Residential | Behind the Meter | Yes | Net Metered Residential | Sunrun Installation Services, Inc. |  | PSE&G | Accepted | 2024-03-05 | 2024-03-26 | 2025-03-26 | Solar Panels | Hanwha Q Cells | Q.PEAK DUO BLK ML-G10+/T 400 |  | 0.4 | 5 | 127 | 25 |  | Fixed | Roof
NJADRE1555963205 | Administratively Determined Incentive Program | RIDGEFIELD | 7657 | 7 | 6.8 | Residential | Behind the Meter | Yes | Net Metered Residential | Sunrun Installation Services, Inc. |  | PSE&G | Accepted | 2024-03-05 | 2024-03-26 | 2025-03-26 | Solar Panels | Hanwha Q Cells | Q.PEAK DUO BLK ML-G10+/T 400 |  | 0.4 | 8 | 217 | 38 |  | Fixed | Roof
NJADRE1555963218 | Administratively Determined Incentive Program | LITTLE EGG HARBOR TWP | 8087 | 18 | 9.94 | Residential | Behind the Meter | No | Net Metered Residential | Solar Energy World |  | AC Electric | Accepted | 2024-03-05 | 2024-03-26 | 2025-03-26 | Solar Panels | Longi | LR4-60-HPB-355M |  | 0.355 | 28 | 102 | 23 |  | Fixed | Roof
NJADRE1555963218 | Administratively Determined Incentive Program | LITTLE EGG HARBOR TWP | 8087 | 18 | 9.94 | Residential | Behind the Meter | No | Net Metered Residential | Solar Energy World |  | AC Electric | Accepted | 2024-03-05 | 2024-03-26 | 2025-03-26 | Inverters | Enphase | IQ8-60-2-US | 240 |  | 28 |  |  | 0.97 |  | Outside
NJADRE1555963254 | Administratively Determined Incentive Program | CRESSKILL | 7626 | 7 | 15.58 | Residential | Behind the Meter | No | Net Metered Residential | Green Power Energy |  | Orange Rockland Electric | Accepted | 2024-03-05 | 2024-03-26 | 2025-03-26 | Inverters | Enphase Energy | IQ8M-72-2-US [240V] | 325 |  | 38 |  |  | 0.975 |  | Outdoor | Roof
NJADRE1555963254 | Administratively Determined Incentive Program | CRESSKILL | 7626 | 7 | 15.58 | Residential | Behind the Meter | No | Net Metered Residential | Green Power Energy |  | Orange Rockland Electric | Accepted | 2024-03-05 | 2024-03-26 | 2025-03-26 | Solar Panels | Hanwha Q-Cells | Q.PEAK DUO BLK ML-G10+ 410 |  | 0.41 | 3 | 128 | 15 |  | Fixed | Roof
NJADRE1555963254 | Administratively Determined Incentive Program | CRESSKILL | 7626 | 7 | 15.58 | Residential | Behind the Meter | No | Net Metered Residential | Green Power Energy |  | Orange Rockland Electric | Accepted | 2024-03-05 | 2024-03-26 | 2025-03-26 | Solar Panels | Hanwha Q-Cells | Q.PEAK DUO BLK ML-G10+ 410 |  | 0.41 | 3 | 128 | 18 |  | Fixed | Roof
NJADRE1555963254 | Administratively Determined Incentive Program | CRESSKILL | 7626 | 7 | 15.58 | Residential | Behind the Meter | No | Net Metered Residential | Green Power Energy |  | Orange Rockland Electric | Accepted | 2024-03-05 | 2024-03-26 | 2025-03-26 | Solar Panels | Hanwha Q-Cells | Q.PEAK DUO BLK ML-G10+ 410 |  | 0.41 | 3 | 218 | 18 |  | Fixed | Roof
NJADRE1555963254 | Administratively Determined Incentive Program | CRESSKILL | 7626 | 7 | 15.58 | Residential | Behind the Meter | No | Net Metered Residential | Green Power Energy |  | Orange Rockland Electric | Accepted | 2024-03-05 | 2024-03-26 | 2025-03-26 | Solar Panels | Hanwha Q-Cells | Q.PEAK DUO BLK ML-G10+ 410 |  | 0.41 | 4 | 218 | 18 |  | Fixed | Roof
NJADRE1555963254 | Administratively Determined Incentive Program | CRESSKILL | 7626 | 7 | 15.58 | Residential | Behind the Meter | No | Net Metered Residential | Green Power Energy |  | Orange Rockland Electric | Accepted | 2024-03-05 | 2024-03-26 | 2025-03-26 | Solar Panels | Hanwha Q-Cells | Q.PEAK DUO BLK ML-G10+ 410 |  | 0.41 | 11 | 218 | 18 |  | Fixed | Roof
NJADRE1555963254 | Administratively Determined Incentive Program | CRESSKILL | 7626 | 7 | 15.58 | Residential | Behind the Meter | No | Net Metered Residential | Green Power Energy |  | Orange Rockland Electric | Accepted | 2024-03-05 | 2024-03-26 | 2025-03-26 | Solar Panels | Hanwha Q-Cells | Q.PEAK DUO BLK ML-G10+ 410 |  | 0.41 | 14 | 38 | 18 |  | Fixed | Roof
NJADRE1555963966 | Administratively Determined Incentive Program | BRIDGETON | 8302 | 20 | 7.2 | Residential | Behind the Meter | Yes | Net Metered Residential | Power Energy Solutions |  | AC Electric | Accepted | 2024-03-05 | 2024-03-26 | 2025-03-26 | Inverters | SolarEdge | SE6000H-US | 6 |  | 1 |  |  | 0.97 |  | Outdoor
NJADRE1555963966 | Administratively Determined Incentive Program | BRIDGETON | 8302 | 20 | 7.2 | Residential | Behind the Meter | Yes | Net Metered Residential | Power Energy Solutions |  | AC Electric | Accepted | 2024-03-05 | 2024-03-26 | 2025-03-26 | Solar Panels | Canadian Solar | CS6R-400MS-HL HIKU6 BLACK MONO |  | 0.4 | 10 | 270 | 17 |  | Fixed | Roof
NJADRE1555963966 | Administratively Determined Incentive Program | BRIDGETON | 8302 | 20 | 7.2 | Residential | Behind the Meter | Yes | Net Metered Residential | Power Energy Solutions |  | AC Electric | Accepted | 2024-03-05 | 2024-03-26 | 2025-03-26 | Solar Panels | Canadian Solar | CS6R-400MS-HL HIKU6 BLACK MONO |  | 0.4 | 8 | 90 | 17 |  | Fixed | Roof
NJADRE1555964716 | Administratively Determined Incentive Program | ATLANTIC CITY | 8401 | 19 | 6 | Residential | Behind the Meter | Yes | Net Metered Residential | Power Energy Solutions |  | AC Electric | Accepted | 2024-03-05 | 2024-03-26 | 2025-03-26 | Inverters | SolarEdge | SE7600H-US | 7600 |  | 1 |  |  | 0.97 |  | Outdoor
NJADRE1555964716 | Administratively Determined Incentive Program | ATLANTIC CITY | 8401 | 19 | 6 | Residential | Behind the Meter | Yes | Net Metered Residential | Power Energy Solutions |  | AC Electric | Accepted | 2024-03-05 | 2024-03-26 | 2025-03-26 | Solar Panels | Canadian Solar | CS6R-400MS-HL HIKU6 BLACK MONO |  | 0.4 | 6 | 240 | 14 |  | Fixed | Roof
NJADRE1555964716 | Administratively Determined Incentive Program | ATLANTIC CITY | 8401 | 19 | 6 | Residential | Behind the Meter | Yes | Net Metered Residential | Power Energy Solutions |  | AC Electric | Accepted | 2024-03-05 | 2024-03-26 | 2025-03-26 | Solar Panels | Canadian Solar | CS6R-400MS-HL HIKU6 BLACK MONO |  | 0.4 | 9 | 60 | 14 |  | Fixed | Roof
NJADRE1555968267 | Administratively Determined Incentive Program | CLIFTON | 7013 | 6 | 6.15 | Residential | Behind the Meter | Yes | Net Metered Residential | Pro Custom Solar dba Momentum Solar |  | PSE&G | Accepted | 2024-03-05 | 2024-03-26 | 2025-03-26 | Solar Panels | Q. PEAK DUO BLK ML-G10+410 | HANWHA |  | 0.41 | 6 | 85 | 19 |  | Fixed | Roof
NJADRE1555968267 | Administratively Determined Incentive Program | CLIFTON | 7013 | 6 | 6.15 | Residential | Behind the Meter | Yes | Net Metered Residential | Pro Custom Solar dba Momentum Solar |  | PSE&G | Accepted | 2024-03-05 | 2024-03-26 | 2025-03-26 | Solar Panels | Q. PEAK DUO BLK ML-G10+410 | HANWHA |  | 0.41 | 5 | 265 | 19 |  | Fixed | Roof
NJADRE1555968267 | Administratively Determined Incentive Program | CLIFTON | 7013 | 6 | 6.15 | Residential | Behind the Meter | Yes | Net Metered Residential | Pro Custom Solar dba Momentum Solar |  | PSE&G | Accepted | 2024-03-05 | 2024-03-26 | 2025-03-26 | Solar Panels | Q. PEAK DUO BLK ML-G10+410 | HANWHA |  | 0.41 | 4 | 175 | 22 |  | Fixed | Roof
NJADRE1555968267 | Administratively Determined Incentive Program | CLIFTON | 7013 | 6 | 6.15 | Residential | Behind the Meter | Yes | Net Metered Residential | Pro Custom Solar dba Momentum Solar |  | PSE&G | Accepted | 2024-03-05 | 2024-03-26 | 2025-03-26 | Inverters | IQ8PLUS-72-2-US | ENPHASE | 290 |  | 15 |  |  | 0.97 |  | Outdoor
NJADRE1555968389 | Administratively Determined Incentive Program | PERTH AMBOY | 8861 | 11 | 4.8 | Residential | Behind the Meter | Yes | Net Metered Residential | Sunrun Installation Services, Inc. |  | PSE&G | Accepted | 2024-03-05 | 2024-03-26 | 2025-03-26 | Inverters | SolarEdge Technologies | SE3800H-USMN | 3800 |  | 1 |  |  | 0.99 |  | Indoor | Next to meter
NJADRE1555968389 | Administratively Determined Incentive Program | PERTH AMBOY | 8861 | 11 | 4.8 | Residential | Behind the Meter | Yes | Net Metered Residential | Sunrun Installation Services, Inc. |  | PSE&G | Accepted | 2024-03-05 | 2024-03-26 | 2025-03-26 | Solar Panels | Hanwha Q Cells | Q.PEAK DUO BLK ML-G10+/t 400 |  | 0.4 | 12 | 201 | 3 |  | Fixed | Roof
NJADRE1555968394 | Administratively Determined Incentive Program | Manahawkin | 8050 | 18 | 53.28 | Commercial | Behind the Meter | No | Small Net-Metered Non-Residential located on Rooftop, Carport, Canopy and Floating Solar | Spectacular Solar |  | AC Electric | Accepted | 2024-03-06 | 2024-03-07 | 2025-03-07 | Solar Panels | Axitec | axitec AC-360M/72s |  | 0.36 | 148 | 228 | 3 |  | Fixed | Roof
NJADRE1555968394 | Administratively Determined Incentive Program | Manahawkin | 8050 | 18 | 53.28 | Commercial | Behind the Meter | No | Small Net-Metered Non-Residential located on Rooftop, Carport, Canopy and Floating Solar | Spectacular Solar |  | AC Electric | Accepted | 2024-03-06 | 2024-03-07 | 2025-03-07 | Inverters | SolarEdge | SOLAREDGE SE43.2KUS | 43 |  | 1 |  |  | 0.9 |  | Outside
NJADRE1555968394 | Administratively Determined Incentive Program | Manahawkin | 8050 | 18 | 53.28 | Commercial | Behind the Meter | No | Small Net-Metered Non-Residential located on Rooftop, Carport, Canopy and Floating Solar | Spectacular Solar |  | AC Electric | Accepted | 2024-03-06 | 2024-03-07 | 2025-03-07 | Inverters | SolarEdge | SOLAREDGE SE9KUS | 9 |  | 1 |  |  | 0.95 |  | Outside
NJADRE1555968394 | Administratively Determined Incentive Program | Manahawkin | 8050 | 18 | 53.28 | Commercial | Behind the Meter | No | Small Net-Metered Non-Residential located on Rooftop, Carport, Canopy and Floating Solar | Spectacular Solar |  | AC Electric | Accepted | 2024-03-06 | 2024-03-07 | 2025-03-07 | Meters | Schlumberger | D200 |  |  | 1 |  |  |  | No | Outdoor
NJADRE1555968396 | Administratively Determined Incentive Program | HIGHTSTOWN | 8520 | 12 | 8.06 | Residential | Behind the Meter | No | Net Metered Residential | CE Team Inc |  | JCP&L | Accepted | 2024-03-05 | 2024-03-26 | 2025-03-26 | Meters | Hailieah | Cl200 |  |  | 1 |  |  |  | Yes | Outdoor
NJADRE1555968396 | Administratively Determined Incentive Program | HIGHTSTOWN | 8520 | 12 | 8.06 | Residential | Behind the Meter | No | Net Metered Residential | CE Team Inc |  | JCP&L | Accepted | 2024-03-05 | 2024-03-26 | 2025-03-26 | Inverters | Solaredge | SE7600H | 7600 |  | 1 |  |  | 0.992 |  | Outside
NJADRE1555968396 | Administratively Determined Incentive Program | HIGHTSTOWN | 8520 | 12 | 8.06 | Residential | Behind the Meter | No | Net Metered Residential | CE Team Inc |  | JCP&L | Accepted | 2024-03-05 | 2024-03-26 | 2025-03-26 | Solar Panels | axitec | ac310 |  | 0.31 | 8 | 211 | 27 |  | Fixed | Roof
NJADRE1555968396 | Administratively Determined Incentive Program | HIGHTSTOWN | 8520 | 12 | 8.06 | Residential | Behind the Meter | No | Net Metered Residential | CE Team Inc |  | JCP&L | Accepted | 2024-03-05 | 2024-03-26 | 2025-03-26 | Solar Panels | Axitec | AC310 |  | 0.31 | 18 | 311 | 27 |  | Fixed | Roof
NJADRE1555968431 | Administratively Determined Incentive Program | PITMAN | 8071 | 15 | 11.07 | Residential | Behind the Meter | Yes | Net Metered Residential | Pro Custom Solar dba Momentum Solar |  | AC Electric | Accepted | 2024-03-05 | 2024-03-27 | 2025-03-27 | Solar Panels | Q. PEAK DUO BLK ML-G10+410 | HANWHA |  | 0.41 | 27 | 157 | 6 |  | Fixed | Roof
NJADRE1555968431 | Administratively Determined Incentive Program | PITMAN | 8071 | 15 | 11.07 | Residential | Behind the Meter | Yes | Net Metered Residential | Pro Custom Solar dba Momentum Solar |  | AC Electric | Accepted | 2024-03-05 | 2024-03-27 | 2025-03-27 | Inverters | IQ8PLUS-72-2-US | ENPHASE | 290 |  | 27 |  |  | 0.97 |  | Outdoor
NJADRE1555968456 | Administratively Determined Incentive Program | CLIFTON | 7011 | 6 | 7.38 | Residential | Behind the Meter | Yes | Net Metered Residential | Pro Custom Solar dba Momentum Solar |  | PSE&G | Accepted | 2024-03-05 | 2024-03-26 | 2025-03-26 | Solar Panels | Q. PEAK DUO BLK ML-G10+410 | HANWHA |  | 0.41 | 8 | 257 | 23 |  | Fixed | Roof
NJADRE1555968456 | Administratively Determined Incentive Program | CLIFTON | 7011 | 6 | 7.38 | Residential | Behind the Meter | Yes | Net Metered Residential | Pro Custom Solar dba Momentum Solar |  | PSE&G | Accepted | 2024-03-05 | 2024-03-26 | 2025-03-26 | Solar Panels | Q. PEAK DUO BLK ML-G10+410 | HANWHA |  | 0.41 | 10 | 167 | 23 |  | Fixed | Roof
NJADRE1555968456 | Administratively Determined Incentive Program | CLIFTON | 7011 | 6 | 7.38 | Residential | Behind the Meter | Yes | Net Metered Residential | Pro Custom Solar dba Momentum Solar |  | PSE&G | Accepted | 2024-03-05 | 2024-03-26 | 2025-03-26 | Inverters | IQ8PLUS-72-2-US | ENPHASE | 290 |  | 18 |  |  | 0.97 |  | Outdoor
NJADRE1555968484 | Administratively Determined Incentive Program | TRENTON | 8619 | 12 | 4.1 | Residential | Behind the Meter | Yes | Net Metered Residential | Pro Custom Solar dba Momentum Solar |  | PSE&G | Accepted | 2024-03-05 | 2024-03-26 | 2025-03-26 | Solar Panels | Q. PEAK DUO BLK ML-G10+410 | HANWHA |  | 0.41 | 10 | 179 | 37 |  | Fixed | Roof
NJADRE1555968484 | Administratively Determined Incentive Program | TRENTON | 8619 | 12 | 4.1 | Residential | Behind the Meter | Yes | Net Metered Residential | Pro Custom Solar dba Momentum Solar |  | PSE&G | Accepted | 2024-03-05 | 2024-03-26 | 2025-03-26 | Inverters | IQ8PLUS-72-2-US | ENPHASE | 290 |  | 10 |  |  | 0.97 |  | Outdoor
NJADRE1555968502 | Administratively Determined Incentive Program | BRIDGETON | 8302 | 20 | 23.63 | Residential | Behind the Meter | Yes | Net Metered Residential | Sunrun Installation Services, Inc. |  | AC Electric | Accepted | 2024-03-05 | 2024-03-26 | 2025-03-26 | Solar Panels | Vikram Solar | VSMDHT.60.375.05 |  | 0.375 | 7 | 106 | 21 |  | Fixed | Roof
NJADRE1555968502 | Administratively Determined Incentive Program | BRIDGETON | 8302 | 20 | 23.63 | Residential | Behind the Meter | Yes | Net Metered Residential | Sunrun Installation Services, Inc. |  | AC Electric | Accepted | 2024-03-05 | 2024-03-26 | 2025-03-26 | Inverters | SolarEdge Technologies | SE7600H-USSN | 7600 |  | 1 |  |  | 0.99 |  | Outside
NJADRE1555968502 | Administratively Determined Incentive Program | BRIDGETON | 8302 | 20 | 23.63 | Residential | Behind the Meter | Yes | Net Metered Residential | Sunrun Installation Services, Inc. |  | AC Electric | Accepted | 2024-03-05 | 2024-03-26 | 2025-03-26 | Inverters | SolarEdge Technologies | SE10000H-USSN | 10000 |  | 1 |  |  | 0.99 |  | Outside
NJADRE1555968502 | Administratively Determined Incentive Program | BRIDGETON | 8302 | 20 | 23.63 | Residential | Behind the Meter | Yes | Net Metered Residential | Sunrun Installation Services, Inc. |  | AC Electric | Accepted | 2024-03-05 | 2024-03-26 | 2025-03-26 | Solar Panels | Vikram Solar | VSMDHT.60.375.05 |  | 0.375 | 11 | 196 | 20 |  | Fixed | Roof
NJADRE1555968502 | Administratively Determined Incentive Program | BRIDGETON | 8302 | 20 | 23.63 | Residential | Behind the Meter | Yes | Net Metered Residential | Sunrun Installation Services, Inc. |  | AC Electric | Accepted | 2024-03-05 | 2024-03-26 | 2025-03-26 | Solar Panels | Vikram Solar | VSMDHT.60.375.05 |  | 0.375 | 5 | 286 | 21 |  | Fixed | Roof
NJADRE1555968502 | Administratively Determined Incentive Program | BRIDGETON | 8302 | 20 | 23.63 | Residential | Behind the Meter | Yes | Net Metered Residential | Sunrun Installation Services, Inc. |  | AC Electric | Accepted | 2024-03-05 | 2024-03-26 | 2025-03-26 | Solar Panels | Vikram Solar | VSMDHT.60.375.05 |  | 0.375 | 11 | 286 | 21 |  | Fixed | Roof
NJADRE1555968502 | Administratively Determined Incentive Program | BRIDGETON | 8302 | 20 | 23.63 | Residential | Behind the Meter | Yes | Net Metered Residential | Sunrun Installation Services, Inc. |  | AC Electric | Accepted | 2024-03-05 | 2024-03-26 | 2025-03-26 | Solar Panels | Vikram Solar | VSMDHT.60.375.05 |  | 0.375 | 29 | 16 | 21 |  | Fixed | Roof
NJADRE1555968506 | Administratively Determined Incentive Program | MOUNT EPHRAIM | 8059 | 14 | 6.8 | Residential | Behind the Meter | Yes | Net Metered Residential | Power Energy Solutions |  | PSE&G | Accepted | 2024-03-05 | 2024-03-26 | 2025-03-26 | Inverters | SolarEdge | SE6000H-US | 6 |  | 1 |  |  | 0.97 |  | Outdoor
NJADRE1555968506 | Administratively Determined Incentive Program | MOUNT EPHRAIM | 8059 | 14 | 6.8 | Residential | Behind the Meter | Yes | Net Metered Residential | Power Energy Solutions |  | PSE&G | Accepted | 2024-03-05 | 2024-03-26 | 2025-03-26 | Solar Panels | Canadian Solar | CS6R-400MS-HL HIKU6 BLACK MONO |  | 0.4 | 10 | 205 | 5 |  | Fixed | Roof
NJADRE1555968506 | Administratively Determined Incentive Program | MOUNT EPHRAIM | 8059 | 14 | 6.8 | Residential | Behind the Meter | Yes | Net Metered Residential | Power Energy Solutions |  | PSE&G | Accepted | 2024-03-05 | 2024-03-26 | 2025-03-26 | Solar Panels | Canadian Solar | CS6R-400MS-HL HIKU6 BLACK MONO |  | 0.4 | 2 | 204 | 28 |  | Fixed | Roof
NJADRE1555968506 | Administratively Determined Incentive Program | MOUNT EPHRAIM | 8059 | 14 | 6.8 | Residential | Behind the Meter | Yes | Net Metered Residential | Power Energy Solutions |  | PSE&G | Accepted | 2024-03-05 | 2024-03-26 | 2025-03-26 | Solar Panels | Canadian Solar | CS6R-400MS-HL HIKU6 BLACK MONO |  | 0.4 | 3 | 25 | 32 |  | Fixed | Roof
NJADRE1555968506 | Administratively Determined Incentive Program | MOUNT EPHRAIM | 8059 | 14 | 6.8 | Residential | Behind the Meter | Yes | Net Metered Residential | Power Energy Solutions |  | PSE&G | Accepted | 2024-03-05 | 2024-03-26 | 2025-03-26 | Solar Panels | Canadian Solar | CS6R-400MS-HL HIKU6 BLACK MONO |  | 0.4 | 2 | 24 | 28 |  | Fixed | Roof
NJADRE1555968532 | Administratively Determined Incentive Program | WOODLAND PARK | 7424 | 6 | 7.7 | Residential | Behind the Meter | Yes | Net Metered Residential | Sunrun Installation Services, Inc. |  | PSE&G | Accepted | 2024-03-05 | 2024-03-26 | 2025-03-26 | Electric Storage Battery | Tesla | Powerwall 2 AC |  |  | 1 |  |  |  | Lithium Ion |  | Inside
NJADRE1555968532 | Administratively Determined Incentive Program | WOODLAND PARK | 7424 | 6 | 7.7 | Residential | Behind the Meter | Yes | Net Metered Residential | Sunrun Installation Services, Inc. |  | PSE&G | Accepted | 2024-03-05 | 2024-03-26 | 2025-03-26 | Inverters | SolarEdge Technologies | SE6000H-USSN | 6000 |  | 1 |  |  | 0.99 |  | Indoor
NJADRE1555968532 | Administratively Determined Incentive Program | WOODLAND PARK | 7424 | 6 | 7.7 | Residential | Behind the Meter | Yes | Net Metered Residential | Sunrun Installation Services, Inc. |  | PSE&G | Accepted | 2024-03-05 | 2024-03-26 | 2025-03-26 | Solar Panels | Hanwha Q Cells | Q.PEAK DUO BLK ML-G10+ 405 |  | 0.405 | 7 | 39 | 12 |  | Fixed | Roof
NJADRE1555968532 | Administratively Determined Incentive Program | WOODLAND PARK | 7424 | 6 | 7.7 | Residential | Behind the Meter | Yes | Net Metered Residential | Sunrun Installation Services, Inc. |  | PSE&G | Accepted | 2024-03-05 | 2024-03-26 | 2025-03-26 | Solar Panels | Hanwha Q Cells | Q.PEAK DUO BLK ML-G10+ 405 |  | 0.405 | 12 | 220 | 12 |  | Fixed | Roof
NJADRE1555968536 | Administratively Determined Incentive Program | PLAINSBORO | 8536 | 11 | 10 | Residential | Behind the Meter | Yes | Net Metered Residential | Pro Custom Solar dba Momentum Solar |  | PSE&G | Accepted | 2024-03-05 | 2024-03-26 | 2025-03-26 | Solar Panels | Q. PEAK DUO BLK ML-G10+400 | HANWHA |  | 0.4 | 11 | 145 | 26 |  | Fixed | Roof
NJADRE1555968536 | Administratively Determined Incentive Program | PLAINSBORO | 8536 | 11 | 10 | Residential | Behind the Meter | Yes | Net Metered Residential | Pro Custom Solar dba Momentum Solar |  | PSE&G | Accepted | 2024-03-05 | 2024-03-26 | 2025-03-26 | Solar Panels | Q. PEAK DUO BLK ML-G10+400 | HANWHA |  | 0.4 | 6 | 146 | 26 |  | Fixed | Roof
NJADRE1555968536 | Administratively Determined Incentive Program | PLAINSBORO | 8536 | 11 | 10 | Residential | Behind the Meter | Yes | Net Metered Residential | Pro Custom Solar dba Momentum Solar |  | PSE&G | Accepted | 2024-03-05 | 2024-03-26 | 2025-03-26 | Solar Panels | Q. PEAK DUO BLK ML-G10+400 | HANWHA |  | 0.4 | 8 | 324 | 27 |  | Fixed | Roof
NJADRE1555968536 | Administratively Determined Incentive Program | PLAINSBORO | 8536 | 11 | 10 | Residential | Behind the Meter | Yes | Net Metered Residential | Pro Custom Solar dba Momentum Solar |  | PSE&G | Accepted | 2024-03-05 | 2024-03-26 | 2025-03-26 | Inverters | IQ8PLUS-72-2-US | ENPHASE | 290 |  | 25 |  |  | 0.97 |  | Outdoor
NJADRE1555968560 | Administratively Determined Incentive Program | RIVER VALE | 7675 | 7 | 10.88 | Residential | Behind the Meter | No | Net Metered Residential | SunPower Corporation, Systems |  | PSE&G | Accepted | 2024-03-05 | 2024-03-14 | 2025-03-14 | Solar Panels | Sunpower | SPR-M435-H-AC |  | 0.435 | 22 | 80 | 25 |  | Fixed | Roof
NJADRE1555968560 | Administratively Determined Incentive Program | RIVER VALE | 7675 | 7 | 10.88 | Residential | Behind the Meter | No | Net Metered Residential | SunPower Corporation, Systems |  | PSE&G | Accepted | 2024-03-05 | 2024-03-14 | 2025-03-14 | Solar Panels | Sunpower | SPR-M435-H-AC |  | 0.435 | 3 | 80 | 35 |  | Fixed | Roof
NJADRE1555968560 | Administratively Determined Incentive Program | RIVER VALE | 7675 | 7 | 10.88 | Residential | Behind the Meter | No | Net Metered Residential | SunPower Corporation, Systems |  | PSE&G | Accepted | 2024-03-05 | 2024-03-14 | 2025-03-14 | Inverters | Enphase | IQ7HS-66-ACM-US | 384 |  | 25 |  |  | 0.97 |  | Other | Under Each Panel
NJADRE1555968560 | Administratively Determined Incentive Program | RIVER VALE | 7675 | 7 | 10.88 | Residential | Behind the Meter | No | Net Metered Residential | SunPower Corporation, Systems |  | PSE&G | Accepted | 2024-03-05 | 2024-03-14 | 2025-03-14 | Meters | Sunpower | PVS6 |  |  | 1 |  |  |  | Yes | Outdoor
NJADRE1555968575 | Administratively Determined Incentive Program | SOMERSET | 8873 | 5 | 13.77 | Residential | Behind the Meter | Yes | Net Metered Residential | Sunrun Installation Services, Inc. |  | PSE&G | Accepted | 2024-03-05 | 2024-03-26 | 2025-03-26 | Electric Storage Battery | TESLA | POWERWALL |  |  | 1 |  |  |  | Lithium Ion |  | OUTSIDE
NJADRE1555968575 | Administratively Determined Incentive Program | SOMERSET | 8873 | 5 | 13.77 | Residential | Behind the Meter | Yes | Net Metered Residential | Sunrun Installation Services, Inc. |  | PSE&G | Accepted | 2024-03-05 | 2024-03-26 | 2025-03-26 | Inverters | SolarEdge Technologies | SE6000H-USSN | 6000 |  | 1 |  |  | 0.99 |  | Outdoor | Next To Meter
NJADRE1555968575 | Administratively Determined Incentive Program | SOMERSET | 8873 | 5 | 13.77 | Residential | Behind the Meter | Yes | Net Metered Residential | Sunrun Installation Services, Inc. |  | PSE&G | Accepted | 2024-03-05 | 2024-03-26 | 2025-03-26 | Inverters | SolarEdge Technologies | SE3800H-USMN | 3800 |  | 1 |  |  | 0.99 |  | Outdoor | Next to meter
NJADRE1555968575 | Administratively Determined Incentive Program | SOMERSET | 8873 | 5 | 13.77 | Residential | Behind the Meter | Yes | Net Metered Residential | Sunrun Installation Services, Inc. |  | PSE&G | Accepted | 2024-03-05 | 2024-03-26 | 2025-03-26 | Solar Panels | HANWHA Q-CELLS | Q.PEAK DUO BLK ML-G10+ 405 |  | 0.405 | 8 | 293 | 37 |  | Fixed | Roof
NJADRE1555968575 | Administratively Determined Incentive Program | SOMERSET | 8873 | 5 | 13.77 | Residential | Behind the Meter | Yes | Net Metered Residential | Sunrun Installation Services, Inc. |  | PSE&G | Accepted | 2024-03-05 | 2024-03-26 | 2025-03-26 | Solar Panels | HANWHA Q-CELLS | Q.PEAK DUO BLK ML-G10+ 405 |  | 0.405 | 15 | 293 | 40 |  | Fixed | Roof
NJADRE1555968575 | Administratively Determined Incentive Program | SOMERSET | 8873 | 5 | 13.77 | Residential | Behind the Meter | Yes | Net Metered Residential | Sunrun Installation Services, Inc. |  | PSE&G | Accepted | 2024-03-05 | 2024-03-26 | 2025-03-26 | Solar Panels | HANWHA Q-CELLS | Q.PEAK DUO BLK ML-G10+ 405 |  | 0.405 | 8 | 113 | 18 |  | Fixed | Roof
NJADRE1555968575 | Administratively Determined Incentive Program | SOMERSET | 8873 | 5 | 13.77 | Residential | Behind the Meter | Yes | Net Metered Residential | Sunrun Installation Services, Inc. |  | PSE&G | Accepted | 2024-03-05 | 2024-03-26 | 2025-03-26 | Solar Panels | HANWHA Q-CELLS | Q.PEAK DUO BLK ML-G10+ 405 |  | 0.405 | 3 | 202 | 45 |  | Fixed | Roof
NJADRE1555968581 | Administratively Determined Incentive Program | WILLIAMSTOWN | 8094 | 15 | 13.2 | Residential | Behind the Meter | Yes | Net Metered Residential | Power Energy Solutions |  | AC Electric | Accepted | 2024-03-05 | 2024-03-27 | 2025-03-27 | Inverters | SolarEdge | SE11400H-US | 11 |  | 1 |  |  | 0.97 |  | Outdoor
NJADRE1555968581 | Administratively Determined Incentive Program | WILLIAMSTOWN | 8094 | 15 | 13.2 | Residential | Behind the Meter | Yes | Net Metered Residential | Power Energy Solutions |  | AC Electric | Accepted | 2024-03-05 | 2024-03-27 | 2025-03-27 | Solar Panels | Canadian Solar | CS6R-400MS-HL HIKU6 BLACK MONO |  | 0.4 | 4 | 209 | 45 |  | Fixed | Roof
NJADRE1555968581 | Administratively Determined Incentive Program | WILLIAMSTOWN | 8094 | 15 | 13.2 | Residential | Behind the Meter | Yes | Net Metered Residential | Power Energy Solutions |  | AC Electric | Accepted | 2024-03-05 | 2024-03-27 | 2025-03-27 | Solar Panels | Canadian Solar | CS6R-400MS-HL HIKU6 BLACK MONO |  | 0.4 | 16 | 119 | 35 |  | Fixed | Roof
NJADRE1555968581 | Administratively Determined Incentive Program | WILLIAMSTOWN | 8094 | 15 | 13.2 | Residential | Behind the Meter | Yes | Net Metered Residential | Power Energy Solutions |  | AC Electric | Accepted | 2024-03-05 | 2024-03-27 | 2025-03-27 | Solar Panels | Canadian Solar | CS6R-400MS-HL HIKU6 BLACK MONO |  | 0.4 | 13 | 299 | 29 |  | Fixed | Roof
NJADRE1555968599 | Administratively Determined Incentive Program | NORTH BRUNSWICK | 8902 | 11 | 9.72 | Residential | Behind the Meter | Yes | Net Metered Residential | EMT RENEWABLES LLC |  | PSE&G | Accepted | 2024-03-05 | 2024-03-26 | 2025-03-26 | Inverters | ENPHASE | IQ8+ | 290 |  | 24 |  |  | 0.98 |  | Other | UNDER EACH PANEL
NJADRE1555968599 | Administratively Determined Incentive Program | NORTH BRUNSWICK | 8902 | 11 | 9.72 | Residential | Behind the Meter | Yes | Net Metered Residential | EMT RENEWABLES LLC |  | PSE&G | Accepted | 2024-03-05 | 2024-03-26 | 2025-03-26 | Solar Panels | Q.CELLS | Q.PEAK DUO |  | 0.405 | 12 | 178 | 34 |  | Fixed | Roof
NJADRE1555968599 | Administratively Determined Incentive Program | NORTH BRUNSWICK | 8902 | 11 | 9.72 | Residential | Behind the Meter | Yes | Net Metered Residential | EMT RENEWABLES LLC |  | PSE&G | Accepted | 2024-03-05 | 2024-03-26 | 2025-03-26 | Solar Panels | Q.CELLS | Q.PEAK DUO |  | 0.405 | 1 | 178 | 14 |  | Fixed | Roof
NJADRE1555968599 | Administratively Determined Incentive Program | NORTH BRUNSWICK | 8902 | 11 | 9.72 | Residential | Behind the Meter | Yes | Net Metered Residential | EMT RENEWABLES LLC |  | PSE&G | Accepted | 2024-03-05 | 2024-03-26 | 2025-03-26 | Solar Panels | Q.CELLS | Q.PEAK DUO |  | 0.405 | 4 | 88 | 34 |  | Fixed | Roof
NJADRE1555968599 | Administratively Determined Incentive Program | NORTH BRUNSWICK | 8902 | 11 | 9.72 | Residential | Behind the Meter | Yes | Net Metered Residential | EMT RENEWABLES LLC |  | PSE&G | Accepted | 2024-03-05 | 2024-03-26 | 2025-03-26 | Solar Panels | Q.CELLS | Q.PEAK DUO |  | 0.405 | 4 | 268 | 33 |  | Fixed | Roof
NJADRE1555968599 | Administratively Determined Incentive Program | NORTH BRUNSWICK | 8902 | 11 | 9.72 | Residential | Behind the Meter | Yes | Net Metered Residential | EMT RENEWABLES LLC |  | PSE&G | Accepted | 2024-03-05 | 2024-03-26 | 2025-03-26 | Solar Panels | Q.CELLS | Q.PEAK DUO |  | 0.405 | 3 | 268 | 34 |  | Fixed | Roof
NJADRE1555968931 | Administratively Determined Incentive Program | HILLSIDE | 7205 | 10 | 6.21 | Residential | Behind the Meter | Yes | Net Metered Residential | SunPower Corporation, Systems |  | PSE&G | Accepted | 2024-03-05 | 2024-03-28 | 2025-03-28 | Solar Panels | Sunpower | SPR-E20-327-E-AC |  | 0.327 | 9 | 354 | 33 |  | Fixed | Roof
NJADRE1555968931 | Administratively Determined Incentive Program | HILLSIDE | 7205 | 10 | 6.21 | Residential | Behind the Meter | Yes | Net Metered Residential | SunPower Corporation, Systems |  | PSE&G | Accepted | 2024-03-05 | 2024-03-28 | 2025-03-28 | Solar Panels | Sunpower | SPR-E20-327-E-AC |  | 0.327 | 10 | 174 | 33 |  | Fixed | Roof
NJADRE1555968931 | Administratively Determined Incentive Program | HILLSIDE | 7205 | 10 | 6.21 | Residential | Behind the Meter | Yes | Net Metered Residential | SunPower Corporation, Systems |  | PSE&G | Accepted | 2024-03-05 | 2024-03-28 | 2025-03-28 | Inverters | Enphase | IQ7XS-96-ACM-US | 315 |  | 19 |  |  | 0.98 |  | Other | under each panel
NJADRE1555968933 | Administratively Determined Incentive Program | NUTLEY | 7110 | 9 | 4.4 | Residential | Behind the Meter | Yes | Net Metered Residential | Power Energy Solutions |  | PSE&G | Accepted | 2024-03-05 | 2024-03-26 | 2025-03-26 | Inverters | SolarEdge | SE3800H-US | 3800 |  | 1 |  |  | 0.97 |  | Outdoor
NJADRE1555968933 | Administratively Determined Incentive Program | NUTLEY | 7110 | 9 | 4.4 | Residential | Behind the Meter | Yes | Net Metered Residential | Power Energy Solutions |  | PSE&G | Accepted | 2024-03-05 | 2024-03-26 | 2025-03-26 | Solar Panels | Canadian Solar | CS6R-400MS-HL HIKU6 BLACK MONO |  | 0.4 | 2 | 189 | 21 |  | Fixed | Roof
NJADRE1555968933 | Administratively Determined Incentive Program | NUTLEY | 7110 | 9 | 4.4 | Residential | Behind the Meter | Yes | Net Metered Residential | Power Energy Solutions |  | PSE&G | Accepted | 2024-03-05 | 2024-03-26 | 2025-03-26 | Solar Panels | Canadian Solar | CS6R-400MS-HL HIKU6 BLACK MONO |  | 0.4 | 2 | 9 | 21 |  | Fixed | Roof
NJADRE1555968933 | Administratively Determined Incentive Program | NUTLEY | 7110 | 9 | 4.4 | Residential | Behind the Meter | Yes | Net Metered Residential | Power Energy Solutions |  | PSE&G | Accepted | 2024-03-05 | 2024-03-26 | 2025-03-26 | Solar Panels | Canadian Solar | CS6R-400MS-HL HIKU6 BLACK MONO |  | 0.4 | 2 | 189 | 35 |  | Fixed | Roof
NJADRE1555968933 | Administratively Determined Incentive Program | NUTLEY | 7110 | 9 | 4.4 | Residential | Behind the Meter | Yes | Net Metered Residential | Power Energy Solutions |  | PSE&G | Accepted | 2024-03-05 | 2024-03-26 | 2025-03-26 | Solar Panels | Canadian Solar | CS6R-400MS-HL HIKU6 BLACK MONO |  | 0.4 | 3 | 99 | 35 |  | Fixed | Roof
NJADRE1555968933 | Administratively Determined Incentive Program | NUTLEY | 7110 | 9 | 4.4 | Residential | Behind the Meter | Yes | Net Metered Residential | Power Energy Solutions |  | PSE&G | Accepted | 2024-03-05 | 2024-03-26 | 2025-03-26 | Solar Panels | Canadian Solar | CS6R-400MS-HL HIKU6 BLACK MONO |  | 0.4 | 2 | 279 | 35 |  | Fixed | Roof
NJADRE1555968963 | Administratively Determined Incentive Program | GLASSBORO | 8028 | 15 | 5.33 | Residential | Behind the Meter | Yes | Net Metered Residential | Pro Custom Solar dba Momentum Solar |  | AC Electric | Accepted | 2024-03-05 | 2024-03-26 | 2025-03-26 | Solar Panels | Q. PEAK DUO BLK ML-G10+410 | HANWHA |  | 0.41 | 13 | 245 | 42 |  | Fixed | Roof
NJADRE1555968963 | Administratively Determined Incentive Program | GLASSBORO | 8028 | 15 | 5.33 | Residential | Behind the Meter | Yes | Net Metered Residential | Pro Custom Solar dba Momentum Solar |  | AC Electric | Accepted | 2024-03-05 | 2024-03-26 | 2025-03-26 | Inverters | IQ8PLUS-72-2-US | ENPHASE | 290 |  | 13 |  |  | 0.97 |  | Outdoor
NJADRE1555969008 | Administratively Determined Incentive Program | EGG HARBOR CITY | 8215 | 19 | 14.4 | Residential | Behind the Meter | Yes | Net Metered Residential | Big Solar Energy, LLC |  | AC Electric | Accepted | 2024-03-05 | 2024-03-26 | 2025-03-26 | Inverters | SolarEdge | SE10000H-US | 10000 |  | 1 |  |  | 0.992 |  | Outdoor
NJADRE1555969008 | Administratively Determined Incentive Program | EGG HARBOR CITY | 8215 | 19 | 14.4 | Residential | Behind the Meter | Yes | Net Metered Residential | Big Solar Energy, LLC |  | AC Electric | Accepted | 2024-03-05 | 2024-03-26 | 2025-03-26 | Solar Panels | JA SOLAR | JAM54S31-400 |  | 0.4 | 18 | 133 | 20 |  | Fixed | Roof
NJADRE1555969008 | Administratively Determined Incentive Program | EGG HARBOR CITY | 8215 | 19 | 14.4 | Residential | Behind the Meter | Yes | Net Metered Residential | Big Solar Energy, LLC |  | AC Electric | Accepted | 2024-03-05 | 2024-03-26 | 2025-03-26 | Solar Panels | JA SOLAR | JAM54S31-400 |  | 0.4 | 18 | 313 | 20 |  | Fixed | Roof
NJADRE1555969013 | Administratively Determined Incentive Program | FRANKLIN TWP, SOM | 8873 | 5 | 13.44 | Residential | Behind the Meter | No | Net Metered Residential | Green Power Energy, Llc |  | PSE&G | Accepted | 2024-03-05 | 2024-03-26 | 2025-03-26 | Inverters | Enphase Energy | IQ8M-72-2-US [240V] | 325 |  | 32 |  |  | 0.975 |  | Outdoor | Roof
NJADRE1555969013 | Administratively Determined Incentive Program | FRANKLIN TWP, SOM | 8873 | 5 | 13.44 | Residential | Behind the Meter | No | Net Metered Residential | Green Power Energy, Llc |  | PSE&G | Accepted | 2024-03-05 | 2024-03-26 | 2025-03-26 | Solar Panels | REC Solar | REC420AA Pure 2 |  | 0.42 | 6 | 109 | 30 |  | Fixed | Roof
NJADRE1555969013 | Administratively Determined Incentive Program | FRANKLIN TWP, SOM | 8873 | 5 | 13.44 | Residential | Behind the Meter | No | Net Metered Residential | Green Power Energy, Llc |  | PSE&G | Accepted | 2024-03-05 | 2024-03-26 | 2025-03-26 | Solar Panels | REC Solar | REC420AA Pure 2 |  | 0.42 | 8 | 199 | 37 |  | Fixed | Roof
NJADRE1555969013 | Administratively Determined Incentive Program | FRANKLIN TWP, SOM | 8873 | 5 | 13.44 | Residential | Behind the Meter | No | Net Metered Residential | Green Power Energy, Llc |  | PSE&G | Accepted | 2024-03-05 | 2024-03-26 | 2025-03-26 | Solar Panels | REC Solar | REC420AA Pure 2 |  | 0.42 | 18 | 289 | 30 |  | Fixed | Roof
NJADRE1555969028 | Administratively Determined Incentive Program | BRIDGETON | 8302 | 20 | 13.2 | Residential | Behind the Meter | Yes | Net Metered Residential | Big Solar Energy, LLC |  | AC Electric | Accepted | 2024-03-05 | 2024-03-26 | 2025-03-26 | Inverters | SolarEdge | SE10000H-US | 10000 |  | 1 |  |  | 0.992 |  | Outdoor
NJADRE1555969028 | Administratively Determined Incentive Program | BRIDGETON | 8302 | 20 | 13.2 | Residential | Behind the Meter | Yes | Net Metered Residential | Big Solar Energy, LLC |  | AC Electric | Accepted | 2024-03-05 | 2024-03-26 | 2025-03-26 | Solar Panels | Canadian Solar | CS6R-400MS-HL |  | 0.4 | 3 | 26 | 35 |  | Fixed | Roof
NJADRE1555969028 | Administratively Determined Incentive Program | BRIDGETON | 8302 | 20 | 13.2 | Residential | Behind the Meter | Yes | Net Metered Residential | Big Solar Energy, LLC |  | AC Electric | Accepted | 2024-03-05 | 2024-03-26 | 2025-03-26 | Solar Panels | Canadian Solar | CS6R-400MS-HL |  | 0.4 | 30 | 206 | 35 |  | Fixed | Roof
NJADRE1555969037 | Administratively Determined Incentive Program | LITTLE EGG HARBOR TWP | 8087 | 18 | 7.11 | Residential | Behind the Meter | Yes | Net Metered Residential | Big Solar Energy, LLC |  | AC Electric | Accepted | 2024-03-05 | 2024-03-26 | 2025-03-26 | Inverters | SolarEdge | SE-5000H-US | 5000 |  | 1 |  |  | 0.992 |  | Outdoor
NJADRE1555969037 | Administratively Determined Incentive Program | LITTLE EGG HARBOR TWP | 8087 | 18 | 7.11 | Residential | Behind the Meter | Yes | Net Metered Residential | Big Solar Energy, LLC |  | AC Electric | Accepted | 2024-03-05 | 2024-03-26 | 2025-03-26 | Solar Panels | JA Solar | JAM54S31-395/MR |  | 0.395 | 9 | 84 | 42 |  | Fixed | Roof
NJADRE1555969037 | Administratively Determined Incentive Program | LITTLE EGG HARBOR TWP | 8087 | 18 | 7.11 | Residential | Behind the Meter | Yes | Net Metered Residential | Big Solar Energy, LLC |  | AC Electric | Accepted | 2024-03-05 | 2024-03-26 | 2025-03-26 | Solar Panels | JA Solar | JAM54S31-395/MR |  | 0.395 | 9 | 264 | 13 |  | Fixed | Roof
NJADRE1555975335 | Administratively Determined Incentive Program | LINDEN | 7036 | 10 | 7.2 | Residential | Behind the Meter | Yes | Net Metered Residential | Sunrun Installation Services, Inc. |  | PSE&G | Accepted | 2024-03-06 | 2024-03-26 | 2025-03-26 | Inverters | SolarEdge Technologies | SE6000H-USSN | 6000 |  | 1 |  |  | 0.99 |  | Outdoor
NJADRE1555975335 | Administratively Determined Incentive Program | LINDEN | 7036 | 10 | 7.2 | Residential | Behind the Meter | Yes | Net Metered Residential | Sunrun Installation Services, Inc. |  | PSE&G | Accepted | 2024-03-06 | 2024-03-26 | 2025-03-26 | Solar Panels | Hanwha Q Cells | Q.PEAK DUO BLK ML-G10+/T 400 |  | 0.4 | 8 | 314 | 20 |  | Fixed | Roof
NJADRE1555975335 | Administratively Determined Incentive Program | LINDEN | 7036 | 10 | 7.2 | Residential | Behind the Meter | Yes | Net Metered Residential | Sunrun Installation Services, Inc. |  | PSE&G | Accepted | 2024-03-06 | 2024-03-26 | 2025-03-26 | Solar Panels | Hanwha Q Cells | Q.PEAK DUO BLK ML-G10+/T 400 |  | 0.4 | 10 | 134 | 20 |  | Fixed | Roof
NJADRE1555975336 | Administratively Determined Incentive Program | TENAFLY | 7670 | 7 | 8.4 | Residential | Behind the Meter | Yes | Net Metered Residential | Sunrun Installation Services, Inc. |  | PSE&G | Accepted | 2024-03-06 | 2024-03-26 | 2025-03-26 | Inverters | SolarEdge Technologies | SE6000H-USSN | 6000 |  | 1 |  |  | 0.99 |  | Outdoor
NJADRE1555975336 | Administratively Determined Incentive Program | TENAFLY | 7670 | 7 | 8.4 | Residential | Behind the Meter | Yes | Net Metered Residential | Sunrun Installation Services, Inc. |  | PSE&G | Accepted | 2024-03-06 | 2024-03-26 | 2025-03-26 | Solar Panels | Hanwha Q Cells | Q.PEAK DUO BLK ML-G10+/T 400 |  | 0.4 | 6 | 45 | 43 |  | Fixed | Roof
NJADRE1555975336 | Administratively Determined Incentive Program | TENAFLY | 7670 | 7 | 8.4 | Residential | Behind the Meter | Yes | Net Metered Residential | Sunrun Installation Services, Inc. |  | PSE&G | Accepted | 2024-03-06 | 2024-03-26 | 2025-03-26 | Solar Panels | Hanwha Q Cells | Q.PEAK DUO BLK ML-G10+/T 400 |  | 0.4 | 15 | 225 | 43 |  | Fixed | Roof
NJADRE1555975340 | Administratively Determined Incentive Program | BARNEGAT | 8005 | 18 | 7.6 | Residential | Behind the Meter | Yes | Net Metered Residential | Sunrun Installation Services, Inc. |  | JCP&L | Accepted | 2024-03-06 | 2024-03-26 | 2025-03-26 | Inverters | SolarEdge Technologies | SE6000H-USSN | 6000 |  | 1 |  |  | 0.99 |  | Outdoor
NJADRE1555975340 | Administratively Determined Incentive Program | BARNEGAT | 8005 | 18 | 7.6 | Residential | Behind the Meter | Yes | Net Metered Residential | Sunrun Installation Services, Inc. |  | JCP&L | Accepted | 2024-03-06 | 2024-03-26 | 2025-03-26 | Solar Panels | Hanwha Q Cells | Q.PEAK DUO BLK ML-G10+/T 400 |  | 0.4 | 3 | 39 | 33 |  | Fixed | Roof
NJADRE1555975340 | Administratively Determined Incentive Program | BARNEGAT | 8005 | 18 | 7.6 | Residential | Behind the Meter | Yes | Net Metered Residential | Sunrun Installation Services, Inc. |  | JCP&L | Accepted | 2024-03-06 | 2024-03-26 | 2025-03-26 | Solar Panels | Hanwha Q Cells | Q.PEAK DUO BLK ML-G10+/T 400 |  | 0.4 | 13 | 219 | 34 |  | Fixed | Roof
NJADRE1555975340 | Administratively Determined Incentive Program | BARNEGAT | 8005 | 18 | 7.6 | Residential | Behind the Meter | Yes | Net Metered Residential | Sunrun Installation Services, Inc. |  | JCP&L | Accepted | 2024-03-06 | 2024-03-26 | 2025-03-26 | Solar Panels | Hanwha Q Cells | Q.PEAK DUO BLK ML-G10+/T 400 |  | 0.4 | 3 | 219 | 34 |  | Fixed | Roof
NJADRE1555975350 | Administratively Determined Incentive Program | KEANSBURG | 7734 | 17 | 4.8 | Residential | Behind the Meter | Yes | Net Metered Residential | Power Energy Solutions |  | JCP&L | Accepted | 2024-03-06 | 2024-03-27 | 2025-03-27 | Inverters | SolarEdge | SE3800H-US | 4 |  | 1 |  |  | 0.97 |  | Outdoor
NJADRE1555975350 | Administratively Determined Incentive Program | KEANSBURG | 7734 | 17 | 4.8 | Residential | Behind the Meter | Yes | Net Metered Residential | Power Energy Solutions |  | JCP&L | Accepted | 2024-03-06 | 2024-03-27 | 2025-03-27 | Solar Panels | Canadian Solar | CS6R-400MS-HL HIKU6 BLACK MONO |  | 0.4 | 5 | 245 | 25 |  | Fixed | Roof
NJADRE1555975350 | Administratively Determined Incentive Program | KEANSBURG | 7734 | 17 | 4.8 | Residential | Behind the Meter | Yes | Net Metered Residential | Power Energy Solutions |  | JCP&L | Accepted | 2024-03-06 | 2024-03-27 | 2025-03-27 | Solar Panels | Canadian Solar | CS6R-400MS-HL HIKU6 BLACK MONO |  | 0.4 | 7 | 65 | 25 |  | Fixed | Roof
NJADRE1555975355 | Administratively Determined Incentive Program | FAIR LAWN | 7410 | 7 | 6.8 | Residential | Behind the Meter | Yes | Net Metered Residential | Sunrun Installation Services, Inc. |  | PSE&G | Accepted | 2024-03-06 | 2024-03-27 | 2025-03-27 | Inverters | SolarEdge Technologies | SE6000H-USSN | 6000 |  | 1 |  |  | 0.99 |  | Outdoor
NJADRE1555975355 | Administratively Determined Incentive Program | FAIR LAWN | 7410 | 7 | 6.8 | Residential | Behind the Meter | Yes | Net Metered Residential | Sunrun Installation Services, Inc. |  | PSE&G | Accepted | 2024-03-06 | 2024-03-27 | 2025-03-27 | Solar Panels | Hanwha Q Cells | Q.PEAK DUO BLK ML-G10+/T 400 |  | 0.4 | 8 | 193 | 27 |  | Fixed | Roof
NJADRE1555975355 | Administratively Determined Incentive Program | FAIR LAWN | 7410 | 7 | 6.8 | Residential | Behind the Meter | Yes | Net Metered Residential | Sunrun Installation Services, Inc. |  | PSE&G | Accepted | 2024-03-06 | 2024-03-27 | 2025-03-27 | Solar Panels | Hanwha Q Cells | Q.PEAK DUO BLK ML-G10+/T 400 |  | 0.4 | 9 | 193 | 27 |  | Fixed | Roof
NJADRE1555975368 | Administratively Determined Incentive Program | NEWARK | 7112 | 9 | 6 | Residential | Behind the Meter | Yes | Net Metered Residential | Power Energy Solutions |  | PSE&G | Accepted | 2024-03-06 | 2024-03-27 | 2025-03-27 | Inverters | SolarEdge | SE6000H-US | 6 |  | 1 |  |  | 0.97 |  | Outdoor
NJADRE1555975368 | Administratively Determined Incentive Program | NEWARK | 7112 | 9 | 6 | Residential | Behind the Meter | Yes | Net Metered Residential | Power Energy Solutions |  | PSE&G | Accepted | 2024-03-06 | 2024-03-27 | 2025-03-27 | Solar Panels | Canadian Solar | CS6R-400MS-HL HIKU6 BLACK MONO |  | 0.4 | 15 | 222 | 31 |  | Fixed | Roof
NJADRE1555975370 | Administratively Determined Incentive Program | ERIAL | 8081 | 14 | 7.2 | Residential | Behind the Meter | Yes | Net Metered Residential | Sunrun Installation Services, Inc. |  | AC Electric | Accepted | 2024-03-06 | 2024-03-26 | 2025-03-26 | Inverters | Delta Electronics | E6-TL-US | 6000 |  | 1 |  |  | 0.975 |  | Outside | next to meter
NJADRE1555975370 | Administratively Determined Incentive Program | ERIAL | 8081 | 14 | 7.2 | Residential | Behind the Meter | Yes | Net Metered Residential | Sunrun Installation Services, Inc. |  | AC Electric | Accepted | 2024-03-06 | 2024-03-26 | 2025-03-26 | Solar Panels | Hanwha Q Cells | Q.PEAK DUO BLK ML-G10+/t 400 |  | 0.4 | 3 | 83 | 22 |  | Fixed | Roof
NJADRE1555975370 | Administratively Determined Incentive Program | ERIAL | 8081 | 14 | 7.2 | Residential | Behind the Meter | Yes | Net Metered Residential | Sunrun Installation Services, Inc. |  | AC Electric | Accepted | 2024-03-06 | 2024-03-26 | 2025-03-26 | Solar Panels | Hanwha Q Cells | Q.PEAK DUO BLK ML-G10+/t 400 |  | 0.4 | 4 | 83 | 22 |  | Fixed | Roof
NJADRE1555975370 | Administratively Determined Incentive Program | ERIAL | 8081 | 14 | 7.2 | Residential | Behind the Meter | Yes | Net Metered Residential | Sunrun Installation Services, Inc. |  | AC Electric | Accepted | 2024-03-06 | 2024-03-26 | 2025-03-26 | Solar Panels | Hanwha Q Cells | Q.PEAK DUO BLK ML-G10+/t 400 |  | 0.4 | 3 | 263 | 22 |  | Fixed | Roof
NJADRE1555975370 | Administratively Determined Incentive Program | ERIAL | 8081 | 14 | 7.2 | Residential | Behind the Meter | Yes | Net Metered Residential | Sunrun Installation Services, Inc. |  | AC Electric | Accepted | 2024-03-06 | 2024-03-26 | 2025-03-26 | Solar Panels | Hanwha Q Cells | Q.PEAK DUO BLK ML-G10+/t 400 |  | 0.4 | 8 | 263 | 22 |  | Fixed | Roof
NJADRE1555975393 | Administratively Determined Incentive Program | BLOOMFIELD | 7003 | 9 | 3.6 | Residential | Behind the Meter | Yes | Net Metered Residential | Sunrun Installation Services, Inc. |  | PSE&G | Accepted | 2024-03-06 | 2024-03-27 | 2025-03-27 | Inverters | SolarEdge Technologies | SE3800H-USMN | 3800 |  | 1 |  |  | 0.99 |  | Outside | Next to meter
NJADRE1555975393 | Administratively Determined Incentive Program | BLOOMFIELD | 7003 | 9 | 3.6 | Residential | Behind the Meter | Yes | Net Metered Residential | Sunrun Installation Services, Inc. |  | PSE&G | Accepted | 2024-03-06 | 2024-03-27 | 2025-03-27 | Solar Panels | Hanwha Q Cells | Q.PEAK DUO BLK ML-G10+/t 400 |  | 0.4 | 9 | 172 | 31 |  | Fixed | Roof
NJADRE1555975400 | Administratively Determined Incentive Program | TURNERSVILLE | 8012 | 14 | 10.8 | Residential | Behind the Meter | Yes | Net Metered Residential | Power Energy Solutions |  | AC Electric | Accepted | 2024-03-06 | 2024-03-26 | 2025-03-26 | Inverters | SolarEdge | SE7600H-US | 8 |  | 1 |  |  | 0.97 |  | Outdoor
NJADRE1555975400 | Administratively Determined Incentive Program | TURNERSVILLE | 8012 | 14 | 10.8 | Residential | Behind the Meter | Yes | Net Metered Residential | Power Energy Solutions |  | AC Electric | Accepted | 2024-03-06 | 2024-03-26 | 2025-03-26 | Solar Panels | Canadian Solar | CS6R-400MS-HL HIKU6 BLACK MONO |  | 0.4 | 15 | 252 | 19 |  | Fixed | Roof
NJADRE1555975400 | Administratively Determined Incentive Program | TURNERSVILLE | 8012 | 14 | 10.8 | Residential | Behind the Meter | Yes | Net Metered Residential | Power Energy Solutions |  | AC Electric | Accepted | 2024-03-06 | 2024-03-26 | 2025-03-26 | Solar Panels | Canadian Solar | CS6R-400MS-HL HIKU6 BLACK MONO |  | 0.4 | 12 | 72 | 19 |  | Fixed | Roof
NJADRE1555975401 | Administratively Determined Incentive Program | TRENTON | 8610 | 12 | 7.6 | Residential | Behind the Meter | Yes | Net Metered Residential | Sunrun Installation Services, Inc. |  | PSE&G | Accepted | 2024-03-06 | 2024-03-26 | 2025-03-26 | Inverters | SolarEdge Technologies | SE6000H-USSN | 6000 |  | 1 |  |  | 0.99 |  | Outdoor
NJADRE1555975401 | Administratively Determined Incentive Program | TRENTON | 8610 | 12 | 7.6 | Residential | Behind the Meter | Yes | Net Metered Residential | Sunrun Installation Services, Inc. |  | PSE&G | Accepted | 2024-03-06 | 2024-03-26 | 2025-03-26 | Solar Panels | Hanwha Q Cells | Q.PEAK DUO BLK ML-G10+/T 400 |  | 0.4 | 11 | 202 | 22 |  | Fixed | Roof
NJADRE1555975401 | Administratively Determined Incentive Program | TRENTON | 8610 | 12 | 7.6 | Residential | Behind the Meter | Yes | Net Metered Residential | Sunrun Installation Services, Inc. |  | PSE&G | Accepted | 2024-03-06 | 2024-03-26 | 2025-03-26 | Solar Panels | Hanwha Q Cells | Q.PEAK DUO BLK ML-G10+/T 400 |  | 0.4 | 8 | 22 | 20 |  | Fixed | Roof
NJADRE1555975426 | Administratively Determined Incentive Program | NEW BRUNSWICK | 8901 | 11 | 6.48 | Residential | Behind the Meter | Yes | Net Metered Residential | Sunrun Installation Services, Inc. |  | PSE&G | Accepted | 2024-03-06 | 2024-03-26 | 2025-03-26 | Inverters | SolarEdge Technologies | SE6000H-USS3 | 6000 |  | 1 |  |  | 0.99 |  | Outside | Next to meter
NJADRE1555975426 | Administratively Determined Incentive Program | NEW BRUNSWICK | 8901 | 11 | 6.48 | Residential | Behind the Meter | Yes | Net Metered Residential | Sunrun Installation Services, Inc. |  | PSE&G | Accepted | 2024-03-06 | 2024-03-26 | 2025-03-26 | Solar Panels | Hanwha Q Cells | Q.PEAK DUO BLK ML-G10+ 405 |  | 0.405 | 11 | 130 | 36 |  | Fixed | Roof
NJADRE1555975426 | Administratively Determined Incentive Program | NEW BRUNSWICK | 8901 | 11 | 6.48 | Residential | Behind the Meter | Yes | Net Metered Residential | Sunrun Installation Services, Inc. |  | PSE&G | Accepted | 2024-03-06 | 2024-03-26 | 2025-03-26 | Solar Panels | Hanwha Q Cells | Q.PEAK DUO BLK ML-G10+ 405 |  | 0.405 | 5 | 310 | 36 |  | Fixed | Roof
NJADRE1555975429 | Administratively Determined Incentive Program | BARGAINTOWN | 8234 | 19 | 8 | Residential | Behind the Meter | Yes | Net Metered Residential | Big Solar Energy, LLC |  | AC Electric | Accepted | 2024-03-06 | 2024-03-26 | 2025-03-26 | Inverters | SolarEdge | SE6000H-US | 6000 |  | 1 |  |  | 0.992 |  | Outdoor
NJADRE1555975429 | Administratively Determined Incentive Program | BARGAINTOWN | 8234 | 19 | 8 | Residential | Behind the Meter | Yes | Net Metered Residential | Big Solar Energy, LLC |  | AC Electric | Accepted | 2024-03-06 | 2024-03-26 | 2025-03-26 | Solar Panels | Canadian Solar | CS6R-400MS-HL |  | 0.4 | 20 | 260 | 30 |  | Fixed | Roof
NJADRE1555975431 | Administratively Determined Incentive Program | RAHWAY | 7065 | 10 | 3.6 | Residential | Behind the Meter | Yes | Net Metered Residential | Power Energy Solutions |  | PSE&G | Accepted | 2024-03-06 | 2024-03-26 | 2025-03-26 | Inverters | SolarEdge | SE3800H-US | 4 |  | 1 |  |  | 0.97 |  | Outdoor
NJADRE1555975431 | Administratively Determined Incentive Program | RAHWAY | 7065 | 10 | 3.6 | Residential | Behind the Meter | Yes | Net Metered Residential | Power Energy Solutions |  | PSE&G | Accepted | 2024-03-06 | 2024-03-26 | 2025-03-26 | Solar Panels | Canadian Solar | CS6R-400MS-HL HIKU6 BLACK MONO |  | 0.4 | 9 | 221 | 20 |  | Fixed | Roof
NJADRE1555975465 | Administratively Determined Incentive Program | HILLSBOROUGH TOWNSHIP | 8844 | 5 | 7.6 | Residential | Behind the Meter | Yes | Net Metered Residential | Sunrun Installation Services, Inc. |  | PSE&G | Accepted | 2024-03-06 | 2024-03-26 | 2025-03-26 | Inverters | SOLAREDGE TECHNOLOGIES | SE6000H-USSN | 6000 |  | 1 |  |  | 0.99 |  | Outside | Next To Meter
NJADRE1555975465 | Administratively Determined Incentive Program | HILLSBOROUGH TOWNSHIP | 8844 | 5 | 7.6 | Residential | Behind the Meter | Yes | Net Metered Residential | Sunrun Installation Services, Inc. |  | PSE&G | Accepted | 2024-03-06 | 2024-03-26 | 2025-03-26 | Solar Panels | Hanwha Q Cells | Q.PEAK DUO BLK ML-G10+/T 400 |  | 0.4 | 2 | 93 | 30 |  | Fixed | Roof
NJADRE1555975465 | Administratively Determined Incentive Program | HILLSBOROUGH TOWNSHIP | 8844 | 5 | 7.6 | Residential | Behind the Meter | Yes | Net Metered Residential | Sunrun Installation Services, Inc. |  | PSE&G | Accepted | 2024-03-06 | 2024-03-26 | 2025-03-26 | Solar Panels | 29 | 274 |  | 0.4 | 8 | 274 | 29 |  | Fixed | Roof
NJADRE1555975465 | Administratively Determined Incentive Program | HILLSBOROUGH TOWNSHIP | 8844 | 5 | 7.6 | Residential | Behind the Meter | Yes | Net Metered Residential | Sunrun Installation Services, Inc. |  | PSE&G | Accepted | 2024-03-06 | 2024-03-26 | 2025-03-26 | Solar Panels | Hanwha Q Cells | Q.PEAK DUO BLK ML-G10+/T 400 |  | 0.4 | 9 | 274 | 23 |  | Fixed | Roof
NJADRE1555975471 | Administratively Determined Incentive Program | WILLINGBORO TWP | 8046 | 13 | 12.8 | Residential | Behind the Meter | Yes | Net Metered Residential | Sunrun Installation Services, Inc. |  | PSE&G | Accepted | 2024-03-06 | 2024-03-26 | 2025-03-26 | Inverters | SolarEdge Technologies | SE10000H-USSN | 10000 |  | 1 |  |  | 0.99 |  | Outside | Next to meter
NJADRE1555975471 | Administratively Determined Incentive Program | WILLINGBORO TWP | 8046 | 13 | 12.8 | Residential | Behind the Meter | Yes | Net Metered Residential | Sunrun Installation Services, Inc. |  | PSE&G | Accepted | 2024-03-06 | 2024-03-26 | 2025-03-26 | Solar Panels | Hanwha Q Cells | Q.PEAK DUO BLK ML-G10+/t 400 |  | 0.4 | 12 | 119 | 26 |  | Fixed | Roof
NJADRE1555975471 | Administratively Determined Incentive Program | WILLINGBORO TWP | 8046 | 13 | 12.8 | Residential | Behind the Meter | Yes | Net Metered Residential | Sunrun Installation Services, Inc. |  | PSE&G | Accepted | 2024-03-06 | 2024-03-26 | 2025-03-26 | Solar Panels | Hanwha Q Cells | Q.PEAK DUO BLK ML-G10+/t 400 |  | 0.4 | 10 | 29 | 19 |  | Fixed | Roof
NJADRE1555975471 | Administratively Determined Incentive Program | WILLINGBORO TWP | 8046 | 13 | 12.8 | Residential | Behind the Meter | Yes | Net Metered Residential | Sunrun Installation Services, Inc. |  | PSE&G | Accepted | 2024-03-06 | 2024-03-26 | 2025-03-26 | Solar Panels | Hanwha Q Cells | Q.PEAK DUO BLK ML-G10+/t 400 |  | 0.4 | 10 | 209 | 18 |  | Fixed | Roof
NJADRE1555975488 | Administratively Determined Incentive Program | WENONAH | 8090 | 15 | 14.4 | Residential | Behind the Meter | Yes | Net Metered Residential | Power Energy Solutions |  | PSE&G | Accepted | 2024-03-06 | 2024-03-26 | 2025-03-26 | Inverters | SolarEdge | SE11400H-US | 11400 |  | 1 |  |  | 0.97 |  | Outdoor
NJADRE1555975488 | Administratively Determined Incentive Program | WENONAH | 8090 | 15 | 14.4 | Residential | Behind the Meter | Yes | Net Metered Residential | Power Energy Solutions |  | PSE&G | Accepted | 2024-03-06 | 2024-03-26 | 2025-03-26 | Solar Panels | Canadian Solar | CS6R-400MS-HL HIKU6 BLACK MONO |  | 0.4 | 12 | 130 | 20 |  | Fixed | Roof
NJADRE1555975488 | Administratively Determined Incentive Program | WENONAH | 8090 | 15 | 14.4 | Residential | Behind the Meter | Yes | Net Metered Residential | Power Energy Solutions |  | PSE&G | Accepted | 2024-03-06 | 2024-03-26 | 2025-03-26 | Solar Panels | Canadian Solar | CS6R-400MS-HL HIKU6 BLACK MONO |  | 0.4 | 6 | 130 | 20 |  | Fixed | Roof
NJADRE1555975488 | Administratively Determined Incentive Program | WENONAH | 8090 | 15 | 14.4 | Residential | Behind the Meter | Yes | Net Metered Residential | Power Energy Solutions |  | PSE&G | Accepted | 2024-03-06 | 2024-03-26 | 2025-03-26 | Solar Panels | Canadian Solar | CS6R-400MS-HL HIKU6 BLACK MONO |  | 0.4 | 12 | 310 | 20 |  | Fixed | Roof
NJADRE1555975488 | Administratively Determined Incentive Program | WENONAH | 8090 | 15 | 14.4 | Residential | Behind the Meter | Yes | Net Metered Residential | Power Energy Solutions |  | PSE&G | Accepted | 2024-03-06 | 2024-03-26 | 2025-03-26 | Solar Panels | Canadian Solar | CS6R-400MS-HL HIKU6 BLACK MONO |  | 0.4 | 6 | 310 | 20 |  | Fixed | Roof
NJADRE1555975498 | Administratively Determined Incentive Program | VINELAND | 8360 | 20 | 6.4 | Residential | Behind the Meter | Yes | Net Metered Residential | Big Solar Energy, LLC |  | Vineland Muni Electric | Accepted | 2024-03-06 | 2024-03-26 | 2025-03-26 | Inverters | SolarEdge | SE5000H-US | 5000 |  | 1 |  |  | 0.992 |  | Outdoor
NJADRE1555975498 | Administratively Determined Incentive Program | VINELAND | 8360 | 20 | 6.4 | Residential | Behind the Meter | Yes | Net Metered Residential | Big Solar Energy, LLC |  | Vineland Muni Electric | Accepted | 2024-03-06 | 2024-03-26 | 2025-03-26 | Solar Panels | JA Solar | JAM54S31-400/MR |  | 0.4 | 14 | 175 | 35 |  | Fixed | Roof
NJADRE1555975498 | Administratively Determined Incentive Program | VINELAND | 8360 | 20 | 6.4 | Residential | Behind the Meter | Yes | Net Metered Residential | Big Solar Energy, LLC |  | Vineland Muni Electric | Accepted | 2024-03-06 | 2024-03-26 | 2025-03-26 | Solar Panels | JA Solar | JAM54S31-400/MR |  | 0.4 | 2 | 265 | 46 |  | Fixed | Roof
NJADRE1555975513 | Administratively Determined Incentive Program | BAYONNE | 7002 | 8 | 13.12 | Residential | Behind the Meter | Yes | Net Metered Residential | Pro Custom Solar dba Momentum Solar |  | PSE&G | Accepted | 2024-03-06 | 2024-03-26 | 2025-03-26 | Solar Panels | Q. PEAK DUO BLK ML-G10+410 | HANWHA |  | 0.41 | 10 | 32 | 38 |  | Fixed | Roof
NJADRE1555975513 | Administratively Determined Incentive Program | BAYONNE | 7002 | 8 | 13.12 | Residential | Behind the Meter | Yes | Net Metered Residential | Pro Custom Solar dba Momentum Solar |  | PSE&G | Accepted | 2024-03-06 | 2024-03-26 | 2025-03-26 | Solar Panels | Q. PEAK DUO BLK ML-G10+410 | HANWHA |  | 0.41 | 6 | 212 | 31 |  | Fixed | Roof
NJADRE1555975513 | Administratively Determined Incentive Program | BAYONNE | 7002 | 8 | 13.12 | Residential | Behind the Meter | Yes | Net Metered Residential | Pro Custom Solar dba Momentum Solar |  | PSE&G | Accepted | 2024-03-06 | 2024-03-26 | 2025-03-26 | Solar Panels | Q. PEAK DUO BLK ML-G10+410 | HANWHA |  | 0.41 | 2 | 123 | 20 |  | Fixed | Roof
NJADRE1555975513 | Administratively Determined Incentive Program | BAYONNE | 7002 | 8 | 13.12 | Residential | Behind the Meter | Yes | Net Metered Residential | Pro Custom Solar dba Momentum Solar |  | PSE&G | Accepted | 2024-03-06 | 2024-03-26 | 2025-03-26 | Solar Panels | Q. PEAK DUO BLK ML-G10+410 | HANWHA |  | 0.41 | 2 | 303 | 20 |  | Fixed | Roof
NJADRE1555975513 | Administratively Determined Incentive Program | BAYONNE | 7002 | 8 | 13.12 | Residential | Behind the Meter | Yes | Net Metered Residential | Pro Custom Solar dba Momentum Solar |  | PSE&G | Accepted | 2024-03-06 | 2024-03-26 | 2025-03-26 | Solar Panels | Q. PEAK DUO BLK ML-G10+410 | HANWHA |  | 0.41 | 12 | 33 | 6 |  | Fixed | Roof
NJADRE1555975513 | Administratively Determined Incentive Program | BAYONNE | 7002 | 8 | 13.12 | Residential | Behind the Meter | Yes | Net Metered Residential | Pro Custom Solar dba Momentum Solar |  | PSE&G | Accepted | 2024-03-06 | 2024-03-26 | 2025-03-26 | Inverters | IQ8PLUS-72-2-US | ENPHASE | 290 |  | 32 |  |  | 0.97 |  | Outdoor
NJADRE1555975522 | Administratively Determined Incentive Program | LINDEN | 7036 | 10 | 5.6 | Residential | Behind the Meter | Yes | Net Metered Residential | Sunrun Installation Services, Inc. |  | PSE&G | Accepted | 2024-03-06 | 2024-03-26 | 2025-03-26 | Inverters | SolarEdge Technologies | SE3800H-USMN | 3800 |  | 1 |  |  | 0.99 |  | Outdoor | Next to meter
NJADRE1555975522 | Administratively Determined Incentive Program | LINDEN | 7036 | 10 | 5.6 | Residential | Behind the Meter | Yes | Net Metered Residential | Sunrun Installation Services, Inc. |  | PSE&G | Accepted | 2024-03-06 | 2024-03-26 | 2025-03-26 | Solar Panels | Hanwha Q Cells | Q.PEAK DUO BLKML-G10+/T 400 |  | 0.4 | 14 | 133 | 35 |  | Fixed | Roof
NJADRE1555975578 | Administratively Determined Incentive Program | BLOOMFIELD | 7003 | 9 | 8.2 | Residential | Behind the Meter | Yes | Net Metered Residential | Pro Custom Solar dba Momentum Solar |  | PSE&G | Accepted | 2024-03-06 | 2024-03-27 | 2025-03-27 | Solar Panels | Q. PEAK DUO BLK ML-G10+410 | HANWHA |  | 0.41 | 11 | 125 | 41 |  | Fixed | Roof
NJADRE1555975578 | Administratively Determined Incentive Program | BLOOMFIELD | 7003 | 9 | 8.2 | Residential | Behind the Meter | Yes | Net Metered Residential | Pro Custom Solar dba Momentum Solar |  | PSE&G | Accepted | 2024-03-06 | 2024-03-27 | 2025-03-27 | Solar Panels | Q. PEAK DUO BLK ML-G10+410 | HANWHA |  | 0.41 | 9 | 305 | 24 |  | Fixed | Roof
NJADRE1555975578 | Administratively Determined Incentive Program | BLOOMFIELD | 7003 | 9 | 8.2 | Residential | Behind the Meter | Yes | Net Metered Residential | Pro Custom Solar dba Momentum Solar |  | PSE&G | Accepted | 2024-03-06 | 2024-03-27 | 2025-03-27 | Inverters | IQ8PLUS-72-2-US | ENPHASE | 290 |  | 20 |  |  | 0.97 |  | Outdoor
NJADRE1555975590 | Administratively Determined Incentive Program | PLEASANTVILLE | 8232 | 19 | 4.8 | Residential | Behind the Meter | Yes | Net Metered Residential | Power Energy Solutions |  | AC Electric | Accepted | 2024-03-06 | 2024-03-27 | 2025-03-27 | Inverters | SolarEdge | SE3800H-US | 3800 |  | 1 |  |  | 0.97 |  | Outdoor
NJADRE1555975590 | Administratively Determined Incentive Program | PLEASANTVILLE | 8232 | 19 | 4.8 | Residential | Behind the Meter | Yes | Net Metered Residential | Power Energy Solutions |  | AC Electric | Accepted | 2024-03-06 | 2024-03-27 | 2025-03-27 | Solar Panels | Canadian Solar | CS6R-400MS-HL HIKU6 BLACK MONO |  | 0.4 | 6 | 110 | 25 |  | Fixed | Roof
NJADRE1555975590 | Administratively Determined Incentive Program | PLEASANTVILLE | 8232 | 19 | 4.8 | Residential | Behind the Meter | Yes | Net Metered Residential | Power Energy Solutions |  | AC Electric | Accepted | 2024-03-06 | 2024-03-27 | 2025-03-27 | Solar Panels | Canadian Solar | CS6R-400MS-HL HIKU6 BLACK MONO |  | 0.4 | 6 | 290 | 25 |  | Fixed | Roof
NJADRE1555975602 | Administratively Determined Incentive Program | PASSAIC | 7055 | 6 | 11.6 | Residential | Behind the Meter | Yes | Net Metered Residential | Sunrun Installation Services, Inc. |  | PSE&G | Accepted | 2024-03-06 | 2024-03-27 | 2025-03-27 | Inverters | SolarEdge Technologies | SE10000H-USSN | 10000 |  | 1 |  |  | 0.99 |  | Outdoor | Next to meter
NJADRE1555975602 | Administratively Determined Incentive Program | PASSAIC | 7055 | 6 | 11.6 | Residential | Behind the Meter | Yes | Net Metered Residential | Sunrun Installation Services, Inc. |  | PSE&G | Accepted | 2024-03-06 | 2024-03-27 | 2025-03-27 | Solar Panels | Hanwha Q Cells | Q.PEAK DUO BLKML-G10+/T 400 |  | 0.4 | 14 | 79 | 20 |  | Fixed | Roof
NJADRE1555975602 | Administratively Determined Incentive Program | PASSAIC | 7055 | 6 | 11.6 | Residential | Behind the Meter | Yes | Net Metered Residential | Sunrun Installation Services, Inc. |  | PSE&G | Accepted | 2024-03-06 | 2024-03-27 | 2025-03-27 | Solar Panels | Hanwha Q Cells | Q.PEAK DUO BLKML-G10+/T 400 |  | 0.4 | 15 | 259 | 24 |  | Fixed | Roof
NJADRE1555975617 | Administratively Determined Incentive Program | SADDLE BROOK | 7663 | 7 | 11.48 | Residential | Behind the Meter | Yes | Net Metered Residential | Pro Custom Solar dba Momentum Solar |  | PSE&G | Accepted | 2024-03-06 | 2024-03-26 | 2025-03-26 | Solar Panels | Q. PEAK DUO BLK ML-G10+410 | HANWHA |  | 0.41 | 18 | 160 | 26 |  | Fixed | Roof
NJADRE1555975617 | Administratively Determined Incentive Program | SADDLE BROOK | 7663 | 7 | 11.48 | Residential | Behind the Meter | Yes | Net Metered Residential | Pro Custom Solar dba Momentum Solar |  | PSE&G | Accepted | 2024-03-06 | 2024-03-26 | 2025-03-26 | Solar Panels | Q. PEAK DUO BLK ML-G10+410 | HANWHA |  | 0.41 | 6 | 70 | 26 |  | Fixed | Roof
NJADRE1555975617 | Administratively Determined Incentive Program | SADDLE BROOK | 7663 | 7 | 11.48 | Residential | Behind the Meter | Yes | Net Metered Residential | Pro Custom Solar dba Momentum Solar |  | PSE&G | Accepted | 2024-03-06 | 2024-03-26 | 2025-03-26 | Solar Panels | Q. PEAK DUO BLK ML-G10+410 | HANWHA |  | 0.41 | 4 | 340 | 26 |  | Fixed | Roof
NJADRE1555975617 | Administratively Determined Incentive Program | SADDLE BROOK | 7663 | 7 | 11.48 | Residential | Behind the Meter | Yes | Net Metered Residential | Pro Custom Solar dba Momentum Solar |  | PSE&G | Accepted | 2024-03-06 | 2024-03-26 | 2025-03-26 | Inverters | IQ8PLUS-72-2-US | ENPHASE | 290 |  | 28 |  |  | 0.97 |  | Outdoor
NJADRE1555975684 | Administratively Determined Incentive Program | MANALAPAN | 7726 | 17 | 16.43 | Residential | Behind the Meter | No | Net Metered Residential | Solar Energy World |  | JCP&L | Accepted | 2024-03-06 | 2024-03-27 | 2025-03-27 | Solar Panels | Hanwha | Q.PEAK DUO BLK-G10+-365W |  | 0.365 | 8 | 177 | 30 |  | Fixed | Roof
NJADRE1555975684 | Administratively Determined Incentive Program | MANALAPAN | 7726 | 17 | 16.43 | Residential | Behind the Meter | No | Net Metered Residential | Solar Energy World |  | JCP&L | Accepted | 2024-03-06 | 2024-03-27 | 2025-03-27 | Solar Panels | Hanwha | Q.PEAK DUO BLK-G10+-365W |  | 0.365 | 5 | 266 | 39 |  | Fixed | Roof
NJADRE1555975684 | Administratively Determined Incentive Program | MANALAPAN | 7726 | 17 | 16.43 | Residential | Behind the Meter | No | Net Metered Residential | Solar Energy World |  | JCP&L | Accepted | 2024-03-06 | 2024-03-27 | 2025-03-27 | Solar Panels | Hanwha | Q.PEAK DUO BLK-G10+-365W |  | 0.365 | 6 | 85 | 39 |  | Fixed | Roof
NJADRE1555975684 | Administratively Determined Incentive Program | MANALAPAN | 7726 | 17 | 16.43 | Residential | Behind the Meter | No | Net Metered Residential | Solar Energy World |  | JCP&L | Accepted | 2024-03-06 | 2024-03-27 | 2025-03-27 | Solar Panels | Hanwha | Q.PEAK DUO BLK-G10+-365W |  | 0.365 | 13 | 355 | 29 |  | Fixed | Roof
NJADRE1555975684 | Administratively Determined Incentive Program | MANALAPAN | 7726 | 17 | 16.43 | Residential | Behind the Meter | No | Net Metered Residential | Solar Energy World |  | JCP&L | Accepted | 2024-03-06 | 2024-03-27 | 2025-03-27 | Solar Panels | Hanwha | Q.PEAK DUO BLK-G10+-365W |  | 0.365 | 8 | 356 | 30 |  | Fixed | Roof
NJADRE1555975684 | Administratively Determined Incentive Program | MANALAPAN | 7726 | 17 | 16.43 | Residential | Behind the Meter | No | Net Metered Residential | Solar Energy World |  | JCP&L | Accepted | 2024-03-06 | 2024-03-27 | 2025-03-27 | Solar Panels | Hanwha | Q.PEAK DUO BLK-G10+-365W |  | 0.365 | 5 | 86 | 29 |  | Fixed | Roof
NJADRE1555975684 | Administratively Determined Incentive Program | MANALAPAN | 7726 | 17 | 16.43 | Residential | Behind the Meter | No | Net Metered Residential | Solar Energy World |  | JCP&L | Accepted | 2024-03-06 | 2024-03-27 | 2025-03-27 | Inverters | Enphase | IQ8PLUS-72-2-US | 290 |  | 45 |  |  | 0.97 |  | Outside
NJADRE1555975700 | Administratively Determined Incentive Program | WOODBRIDGE | 7095 | 11 | 11.48 | Residential | Behind the Meter | Yes | Net Metered Residential | Pro Custom Solar dba Momentum Solar |  | PSE&G | Accepted | 2024-03-06 | 2024-03-27 | 2025-03-27 | Solar Panels | Q. PEAK DUO BLK ML-G10+410 | hanwha |  | 0.41 | 28 | 10 | 23 |  | Fixed | Roof
NJADRE1555975700 | Administratively Determined Incentive Program | WOODBRIDGE | 7095 | 11 | 11.48 | Residential | Behind the Meter | Yes | Net Metered Residential | Pro Custom Solar dba Momentum Solar |  | PSE&G | Accepted | 2024-03-06 | 2024-03-27 | 2025-03-27 | Inverters | IQ8PLUS-72-2-US | ENPHASE | 290 |  | 28 |  |  | 0.97 |  | Outdoor
NJADRE1555975731 | Administratively Determined Incentive Program | ENGLISHTOWN | 7726 | 17 | 8.91 | Residential | Behind the Meter | No | Net Metered Residential | EMT RENEWABLES |  | JCP&L | Accepted | 2024-03-06 | 2024-03-27 | 2025-03-27 | Inverters | ENPHASE | IQ8+ | 290 |  | 22 |  |  | 0.98 |  | Other | UNDER EACH PANEL
NJADRE1555975731 | Administratively Determined Incentive Program | ENGLISHTOWN | 7726 | 17 | 8.91 | Residential | Behind the Meter | No | Net Metered Residential | EMT RENEWABLES |  | JCP&L | Accepted | 2024-03-06 | 2024-03-27 | 2025-03-27 | Solar Panels | Q.CELLS | Q.PEAK DUO |  | 0.405 | 22 | 313 | 2 |  | Fixed | Roof
NJADRE1555975736 | Administratively Determined Incentive Program | HILLSBOROUGH | 8844 | 5 | 10.25 | Residential | Behind the Meter | Yes | Net Metered Residential | Pro Custom Solar dba Momentum Solar |  | PSE&G | Accepted | 2024-03-06 | 2024-03-27 | 2025-03-27 | Solar Panels | Q. PEAK DUO BLK ML-G10+410 | hanwha |  | 0.41 | 10 | 208 | 37 |  | Fixed | Roof
NJADRE1555975736 | Administratively Determined Incentive Program | HILLSBOROUGH | 8844 | 5 | 10.25 | Residential | Behind the Meter | Yes | Net Metered Residential | Pro Custom Solar dba Momentum Solar |  | PSE&G | Accepted | 2024-03-06 | 2024-03-27 | 2025-03-27 | Solar Panels | Q. PEAK DUO BLK ML-G10+410 | hanwha |  | 0.41 | 9 | 28 | 37 |  | Fixed | Roof
NJADRE1555975736 | Administratively Determined Incentive Program | HILLSBOROUGH | 8844 | 5 | 10.25 | Residential | Behind the Meter | Yes | Net Metered Residential | Pro Custom Solar dba Momentum Solar |  | PSE&G | Accepted | 2024-03-06 | 2024-03-27 | 2025-03-27 | Solar Panels | Q. PEAK DUO BLK ML-G10+410 | hanwha |  | 0.41 | 3 | 118 | 36 |  | Fixed | Roof
NJADRE1555975736 | Administratively Determined Incentive Program | HILLSBOROUGH | 8844 | 5 | 10.25 | Residential | Behind the Meter | Yes | Net Metered Residential | Pro Custom Solar dba Momentum Solar |  | PSE&G | Accepted | 2024-03-06 | 2024-03-27 | 2025-03-27 | Solar Panels | Q. PEAK DUO BLK ML-G10+410 | hanwha |  | 0.41 | 3 | 28 | 37 |  | Fixed | Roof
NJADRE1555975736 | Administratively Determined Incentive Program | HILLSBOROUGH | 8844 | 5 | 10.25 | Residential | Behind the Meter | Yes | Net Metered Residential | Pro Custom Solar dba Momentum Solar |  | PSE&G | Accepted | 2024-03-06 | 2024-03-27 | 2025-03-27 | Inverters | IQ8PLUS-72-2-US | ENPHASE | 290 |  | 25 |  |  | 0.97 |  | Outdoor
NJADRE1555975748 | Administratively Determined Incentive Program | TOMS RIVER | 8757 | 18 | 6.15 | Residential | Behind the Meter | No | Net Metered Residential | Infinity Solar Systems |  | JCP&L | Accepted | 2024-03-06 | 2024-03-27 | 2025-03-27 | Inverters | Enphase | IQ8PLUS-72-2-US | 290 |  | 15 |  |  | 0.97 |  | Outdoor
NJADRE1555975748 | Administratively Determined Incentive Program | TOMS RIVER | 8757 | 18 | 6.15 | Residential | Behind the Meter | No | Net Metered Residential | Infinity Solar Systems |  | JCP&L | Accepted | 2024-03-06 | 2024-03-27 | 2025-03-27 | Solar Panels | SEG Solar | SEG-410-BMD-HV |  | 0.41 | 15 | 120 | 23 |  | Fixed | Roof
NJADRE1555975758 | Administratively Determined Incentive Program | Pleasantville | 8232 | 19 | 4.4 | Residential | Behind the Meter | Yes | Small Net-Metered Non-Residential located on Rooftop, Carport, Canopy and Floating Solar | Power Energy Solutions |  | AC Electric | Accepted | 2024-03-06 | 2024-03-27 | 2025-03-27 | Inverters | SolarEdge | SE3800H-US | 4 |  | 1 |  |  | 0.97 |  | Outdoor
NJADRE1555975758 | Administratively Determined Incentive Program | Pleasantville | 8232 | 19 | 4.4 | Residential | Behind the Meter | Yes | Small Net-Metered Non-Residential located on Rooftop, Carport, Canopy and Floating Solar | Power Energy Solutions |  | AC Electric | Accepted | 2024-03-06 | 2024-03-27 | 2025-03-27 | Solar Panels | Canadian Solar | CS6R-400MS-HL HIKU6 BLACK MONO |  | 0.4 | 9 | 200 | 5 |  | Fixed | Roof
NJADRE1555975758 | Administratively Determined Incentive Program | Pleasantville | 8232 | 19 | 4.4 | Residential | Behind the Meter | Yes | Small Net-Metered Non-Residential located on Rooftop, Carport, Canopy and Floating Solar | Power Energy Solutions |  | AC Electric | Accepted | 2024-03-06 | 2024-03-27 | 2025-03-27 | Solar Panels | Canadian Solar | CS6R-400MS-HL HIKU6 BLACK MONO |  | 0.4 | 2 | 20 | 20 |  | Fixed | Roof
NJADRE1555975966 | Administratively Determined Incentive Program | WEST WINDSOR TOWNSHIP | 8550 | 12 | 7.81 | Residential | Behind the Meter | No | Net Metered Residential | Solar Energy World |  | PSE&G | Accepted | 2024-03-06 | 2024-03-27 | 2025-03-27 | Solar Panels | Longi | LR4-60-HPB-355M |  | 0.355 | 11 | 171 | 35 |  | Fixed | Roof
NJADRE1555975966 | Administratively Determined Incentive Program | WEST WINDSOR TOWNSHIP | 8550 | 12 | 7.81 | Residential | Behind the Meter | No | Net Metered Residential | Solar Energy World |  | PSE&G | Accepted | 2024-03-06 | 2024-03-27 | 2025-03-27 | Solar Panels | Longi | LR4-60-HPB-355M |  | 0.355 | 4 | 81 | 46 |  | Fixed | Roof
NJADRE1555975966 | Administratively Determined Incentive Program | WEST WINDSOR TOWNSHIP | 8550 | 12 | 7.81 | Residential | Behind the Meter | No | Net Metered Residential | Solar Energy World |  | PSE&G | Accepted | 2024-03-06 | 2024-03-27 | 2025-03-27 | Solar Panels | Longi | LR4-60-HPB-355M |  | 0.355 | 4 | 351 | 33 |  | Fixed | Roof
NJADRE1555975966 | Administratively Determined Incentive Program | WEST WINDSOR TOWNSHIP | 8550 | 12 | 7.81 | Residential | Behind the Meter | No | Net Metered Residential | Solar Energy World |  | PSE&G | Accepted | 2024-03-06 | 2024-03-27 | 2025-03-27 | Solar Panels | Longi | LR4-60-HPB-355M |  | 0.355 | 3 | 172 | 36 |  | Fixed | Roof
NJADRE1555975966 | Administratively Determined Incentive Program | WEST WINDSOR TOWNSHIP | 8550 | 12 | 7.81 | Residential | Behind the Meter | No | Net Metered Residential | Solar Energy World |  | PSE&G | Accepted | 2024-03-06 | 2024-03-27 | 2025-03-27 | Inverters | Enphase | IQ8-60-2-US | 240 |  | 22 |  |  | 0.97 |  | Outside
NJADRE1555976044 | Administratively Determined Incentive Program | BURLNGTN TWP | 8016 | 13 | 6 | Residential | Behind the Meter | Yes | Net Metered Residential | Power Energy Solutions |  | PSE&G | Accepted | 2024-03-06 | 2024-03-27 | 2025-03-27 | Inverters | SolarEdge | SE6000H-US | 6 |  | 1 |  |  | 0.97 |  | Outdoor
NJADRE1555976044 | Administratively Determined Incentive Program | BURLNGTN TWP | 8016 | 13 | 6 | Residential | Behind the Meter | Yes | Net Metered Residential | Power Energy Solutions |  | PSE&G | Accepted | 2024-03-06 | 2024-03-27 | 2025-03-27 | Solar Panels | Canadian Solar | CS6R-400MS-HL HIKU6 BLACK MONO |  | 0.4 | 15 | 161 | 34 |  | Fixed | Roof
NJADRE1555976081 | Administratively Determined Incentive Program | ATCO | 8004 | 14 | 8.2 | Residential | Behind the Meter | Yes | Net Metered Residential | Trinity Solar |  | JCP&L | Accepted | 2024-03-06 | 2024-03-27 | 2025-03-27 | Inverters | Solar Edge | SE7600H-US | 7600 |  | 1 |  |  | 0.97 |  | Outdoor
NJADRE1555976081 | Administratively Determined Incentive Program | ATCO | 8004 | 14 | 8.2 | Residential | Behind the Meter | Yes | Net Metered Residential | Trinity Solar |  | JCP&L | Accepted | 2024-03-06 | 2024-03-27 | 2025-03-27 | Solar Panels | HANWHA | (Q.PEAK DUO BLK ML-G10+ 410) |  | 0.41 | 14 | 144 | 23 |  | Fixed | Roof
NJADRE1555976081 | Administratively Determined Incentive Program | ATCO | 8004 | 14 | 8.2 | Residential | Behind the Meter | Yes | Net Metered Residential | Trinity Solar |  | JCP&L | Accepted | 2024-03-06 | 2024-03-27 | 2025-03-27 | Solar Panels | HANWHA | (Q.PEAK DUO BLK ML-G10+ 410) |  | 0.41 | 6 | 144 | 23 |  | Fixed | Roof
NJADRE1555976084 | Administratively Determined Incentive Program | WILLIAMSTOWN | 8094 | 15 | 10.4 | Residential | Behind the Meter | Yes | Net Metered Residential | Posigen Developer. LLC |  | AC Electric | Accepted | 2024-03-06 | 2024-03-27 | 2025-03-27 | Inverters | SolarEdge | SE10000H-US | 10000 |  | 1 |  |  | 0.99 |  | Outdoor | within ten feet of meter
NJADRE1555976084 | Administratively Determined Incentive Program | WILLIAMSTOWN | 8094 | 15 | 10.4 | Residential | Behind the Meter | Yes | Net Metered Residential | Posigen Developer. LLC |  | AC Electric | Accepted | 2024-03-06 | 2024-03-27 | 2025-03-27 | Solar Panels | Silfab | SIL-400 HC+ |  | 0.4 | 14 | 172 | 34 |  | Fixed | Roof
NJADRE1555976084 | Administratively Determined Incentive Program | WILLIAMSTOWN | 8094 | 15 | 10.4 | Residential | Behind the Meter | Yes | Net Metered Residential | Posigen Developer. LLC |  | AC Electric | Accepted | 2024-03-06 | 2024-03-27 | 2025-03-27 | Solar Panels | Silfab | SIL-400 HC+ |  | 0.4 | 12 | 353 | 34 |  | Fixed | Roof
NJADRE1555976132 | Administratively Determined Incentive Program | LITTLE FALLS | 7424 | 6 | 6.8 | Residential | Behind the Meter | Yes | Net Metered Residential | Power Energy Solutions |  | PSE&G | Accepted | 2024-03-06 | 2024-03-27 | 2025-03-27 | Inverters | SolarEdge | SE6000H-US | 6000 |  | 1 |  |  | 0.97 |  | Outdoor
NJADRE1555976132 | Administratively Determined Incentive Program | LITTLE FALLS | 7424 | 6 | 6.8 | Residential | Behind the Meter | Yes | Net Metered Residential | Power Energy Solutions |  | PSE&G | Accepted | 2024-03-06 | 2024-03-27 | 2025-03-27 | Solar Panels | Canadian Solar | CS6R-400MS-HL HIKU6 BLACK MONO |  | 0.4 | 11 | 208 | 38 |  | Fixed | Roof
NJADRE1555976132 | Administratively Determined Incentive Program | LITTLE FALLS | 7424 | 6 | 6.8 | Residential | Behind the Meter | Yes | Net Metered Residential | Power Energy Solutions |  | PSE&G | Accepted | 2024-03-06 | 2024-03-27 | 2025-03-27 | Solar Panels | Canadian Solar | CS6R-400MS-HL HIKU6 BLACK MONO |  | 0.4 | 6 | 28 | 38 |  | Fixed | Roof
NJADRE1555976144 | Administratively Determined Incentive Program | FRANKLINVILLE | 8322 | 15 | 12 | Residential | Behind the Meter | Yes | Net Metered Residential | Sunrun Installation Services, Inc. |  | AC Electric | Accepted | 2024-03-06 | 2024-03-27 | 2025-03-27 | Inverters | SolarEdge Technologies | SE10000H-USSN | 10000 |  | 1 |  |  | 0.99 |  | Outside | Next to meter
NJADRE1555976144 | Administratively Determined Incentive Program | FRANKLINVILLE | 8322 | 15 | 12 | Residential | Behind the Meter | Yes | Net Metered Residential | Sunrun Installation Services, Inc. |  | AC Electric | Accepted | 2024-03-06 | 2024-03-27 | 2025-03-27 | Solar Panels | Hanwha Q Cells | Q.PEAK DUO BLK ML-G10+/t 400 |  | 0.4 | 18 | 129 | 32 |  | Fixed | Roof
NJADRE1555976144 | Administratively Determined Incentive Program | FRANKLINVILLE | 8322 | 15 | 12 | Residential | Behind the Meter | Yes | Net Metered Residential | Sunrun Installation Services, Inc. |  | AC Electric | Accepted | 2024-03-06 | 2024-03-27 | 2025-03-27 | Solar Panels | Hanwha Q Cells | Q.PEAK DUO BLK ML-G10+/t 400 |  | 0.4 | 4 | 309 | 35 |  | Fixed | Roof
NJADRE1555976144 | Administratively Determined Incentive Program | FRANKLINVILLE | 8322 | 15 | 12 | Residential | Behind the Meter | Yes | Net Metered Residential | Sunrun Installation Services, Inc. |  | AC Electric | Accepted | 2024-03-06 | 2024-03-27 | 2025-03-27 | Solar Panels | Hanwha Q Cells | Q.PEAK DUO BLK ML-G10+/t 400 |  | 0.4 | 8 | 219 | 46 |  | Fixed | Roof
NJADRE1555976183 | Administratively Determined Incentive Program | CAPE MAY | 8204 | 21 | 6.15 | Residential | Behind the Meter | No | Net Metered Residential | Solar Energy World |  | AC Electric | Accepted | 2024-03-06 | 2024-03-27 | 2025-03-27 | Inverters | Enphase Energy | IQ8PLUS-72-2-US | 290 |  | 15 |  |  | 0.97 |  | Outdoor
NJADRE1555976183 | Administratively Determined Incentive Program | CAPE MAY | 8204 | 21 | 6.15 | Residential | Behind the Meter | No | Net Metered Residential | Solar Energy World |  | AC Electric | Accepted | 2024-03-06 | 2024-03-27 | 2025-03-27 | Solar Panels | Silfab | SIL-410 BG |  | 0.41 | 15 | 122 | 30 |  | Fixed | Roof
NJADRE1555976184 | Administratively Determined Incentive Program | BUDD LAKE | 7828 | 3 | 11.89 | Residential | Behind the Meter | Yes | Net Metered Residential | Pro Custom Solar dba Momentum Solar |  | JCP&L | Accepted | 2024-03-06 | 2024-03-27 | 2025-03-27 | Solar Panels | Q. PEAK DUO BLK ML-G10+410 | hanwha |  | 0.41 | 17 | 226 | 30 |  | Fixed | Roof
NJADRE1555976184 | Administratively Determined Incentive Program | BUDD LAKE | 7828 | 3 | 11.89 | Residential | Behind the Meter | Yes | Net Metered Residential | Pro Custom Solar dba Momentum Solar |  | JCP&L | Accepted | 2024-03-06 | 2024-03-27 | 2025-03-27 | Solar Panels | Q. PEAK DUO BLK ML-G10+410 | hanwha |  | 0.41 | 12 | 226 | 30 |  | Fixed | Roof
NJADRE1555976184 | Administratively Determined Incentive Program | BUDD LAKE | 7828 | 3 | 11.89 | Residential | Behind the Meter | Yes | Net Metered Residential | Pro Custom Solar dba Momentum Solar |  | JCP&L | Accepted | 2024-03-06 | 2024-03-27 | 2025-03-27 | Inverters | IQ8PLUS-72-2-US | ENPHASE | 290 |  | 29 |  |  | 0.97 |  | Outdoor
NJADRE1555976201 | Administratively Determined Incentive Program | Irvington | 7111 | 9 | 4.8 | Residential | Behind the Meter | Yes | Net Metered Residential | Power Energy Solutions |  | PSE&G | Accepted | 2024-03-06 | 2024-03-28 | 2025-03-28 | Inverters | SolarEdge | SE3800H-US | 4 |  | 1 |  |  | 0.97 |  | Outdoor
NJADRE1555976201 | Administratively Determined Incentive Program | Irvington | 7111 | 9 | 4.8 | Residential | Behind the Meter | Yes | Net Metered Residential | Power Energy Solutions |  | PSE&G | Accepted | 2024-03-06 | 2024-03-28 | 2025-03-28 | Solar Panels | Canadian Solar | CS6R-400MS-HL HIKU6 BLACK MONO |  | 0.4 | 3 | 200 | 26 |  | Fixed | Roof
NJADRE1555976201 | Administratively Determined Incentive Program | Irvington | 7111 | 9 | 4.8 | Residential | Behind the Meter | Yes | Net Metered Residential | Power Energy Solutions |  | PSE&G | Accepted | 2024-03-06 | 2024-03-28 | 2025-03-28 | Solar Panels | Canadian Solar | CS6R-400MS-HL HIKU6 BLACK MONO |  | 0.4 | 5 | 290 | 26 |  | Fixed | Roof
NJADRE1555976201 | Administratively Determined Incentive Program | Irvington | 7111 | 9 | 4.8 | Residential | Behind the Meter | Yes | Net Metered Residential | Power Energy Solutions |  | PSE&G | Accepted | 2024-03-06 | 2024-03-28 | 2025-03-28 | Solar Panels | Canadian Solar | CS6R-400MS-HL HIKU6 BLACK MONO |  | 0.4 | 4 | 20 | 26 |  | Fixed | Roof
NJADRE1555976215 | Administratively Determined Incentive Program | PARAMUS | 7652 | 7 | 10.4 | Residential | Behind the Meter | No | Net Metered Residential | Pro Custom Solar dba Momentum Solar |  | PSE&G | Accepted | 2024-03-06 | 2024-03-27 | 2025-03-27 | Solar Panels | Q. PEAK DUO BLK ML-G10+400 | hanwha |  | 0.4 | 13 | 201 | 23 |  | Fixed | Roof
NJADRE1555976215 | Administratively Determined Incentive Program | PARAMUS | 7652 | 7 | 10.4 | Residential | Behind the Meter | No | Net Metered Residential | Pro Custom Solar dba Momentum Solar |  | PSE&G | Accepted | 2024-03-06 | 2024-03-27 | 2025-03-27 | Solar Panels | Q. PEAK DUO BLK ML-G10+400 | hanwha |  | 0.4 | 3 | 111 | 30 |  | Fixed | Roof
NJADRE1555976215 | Administratively Determined Incentive Program | PARAMUS | 7652 | 7 | 10.4 | Residential | Behind the Meter | No | Net Metered Residential | Pro Custom Solar dba Momentum Solar |  | PSE&G | Accepted | 2024-03-06 | 2024-03-27 | 2025-03-27 | Solar Panels | Q. PEAK DUO BLK ML-G10+400 | hanwha |  | 0.4 | 3 | 111 | 29 |  | Fixed | Roof
NJADRE1555976215 | Administratively Determined Incentive Program | PARAMUS | 7652 | 7 | 10.4 | Residential | Behind the Meter | No | Net Metered Residential | Pro Custom Solar dba Momentum Solar |  | PSE&G | Accepted | 2024-03-06 | 2024-03-27 | 2025-03-27 | Solar Panels | Q. PEAK DUO BLK ML-G10+400 | hanwha |  | 0.4 | 7 | 291 | 29 |  | Fixed | Roof
NJADRE1555976215 | Administratively Determined Incentive Program | PARAMUS | 7652 | 7 | 10.4 | Residential | Behind the Meter | No | Net Metered Residential | Pro Custom Solar dba Momentum Solar |  | PSE&G | Accepted | 2024-03-06 | 2024-03-27 | 2025-03-27 | Inverters | IQ8PLUS-72-2-US | ENPHASE | 290 |  | 26 |  |  | 0.97 |  | Outdoor
NJADRE1555976225 | Administratively Determined Incentive Program | JAMESBURG | 8831 | 11 | 5.48 | Residential | Behind the Meter | No | Net Metered Residential | Power Home Remodeling |  | JCP&L | Accepted | 2024-03-06 | 2024-03-27 | 2025-03-27 | Inverters | SolarEdge | SE3800H-US | 3800 |  | 1 |  |  | 0.99 |  | Outdoor
NJADRE1555976225 | Administratively Determined Incentive Program | JAMESBURG | 8831 | 11 | 5.48 | Residential | Behind the Meter | No | Net Metered Residential | Power Home Remodeling |  | JCP&L | Accepted | 2024-03-06 | 2024-03-27 | 2025-03-27 | Meters | SolarEdge | Revenue Grade Data Ansi C12.20 |  |  | 1 |  |  |  | Yes | Outdoor
NJADRE1555976225 | Administratively Determined Incentive Program | JAMESBURG | 8831 | 11 | 5.48 | Residential | Behind the Meter | No | Net Metered Residential | Power Home Remodeling |  | JCP&L | Accepted | 2024-03-06 | 2024-03-27 | 2025-03-27 | Solar Panels | Hyundai | HiS-S365XG(BK) |  | 0.365 | 8 | 316 | 36 |  | Fixed | Roof
NJADRE1555976225 | Administratively Determined Incentive Program | JAMESBURG | 8831 | 11 | 5.48 | Residential | Behind the Meter | No | Net Metered Residential | Power Home Remodeling |  | JCP&L | Accepted | 2024-03-06 | 2024-03-27 | 2025-03-27 | Solar Panels | Hyundai | HiS-S365XG(BK) |  | 0.365 | 7 | 136 | 34 |  | Fixed | Roof
NJADRE1555976234 | Administratively Determined Incentive Program | RIDGEWOOD | 7450 | 7 | 13.44 | Residential | Behind the Meter | No | Net Metered Residential | Infinity Solar Systems |  | PSE&G | Accepted | 2024-03-06 | 2024-03-27 | 2025-03-27 | Inverters | Enphase | IQ7X-96-2-US | 315 |  | 32 |  |  | 0 |  | Outdoor
NJADRE1555976234 | Administratively Determined Incentive Program | RIDGEWOOD | 7450 | 7 | 13.44 | Residential | Behind the Meter | No | Net Metered Residential | Infinity Solar Systems |  | PSE&G | Accepted | 2024-03-06 | 2024-03-27 | 2025-03-27 | Solar Panels | REC Solar | REC420AA Pure-R |  | 0.42 | 24 | 194 | 18 |  | Fixed | Roof
NJADRE1555976234 | Administratively Determined Incentive Program | RIDGEWOOD | 7450 | 7 | 13.44 | Residential | Behind the Meter | No | Net Metered Residential | Infinity Solar Systems |  | PSE&G | Accepted | 2024-03-06 | 2024-03-27 | 2025-03-27 | Solar Panels | REC Solar | REC420AA Pure-R |  | 0.42 | 3 | 104 | 36 |  | Fixed | Roof
NJADRE1555976234 | Administratively Determined Incentive Program | RIDGEWOOD | 7450 | 7 | 13.44 | Residential | Behind the Meter | No | Net Metered Residential | Infinity Solar Systems |  | PSE&G | Accepted | 2024-03-06 | 2024-03-27 | 2025-03-27 | Solar Panels | REC Solar | REC420AA Pure-R |  | 0.42 | 5 | 284 | 36 |  | Fixed | Roof
NJADRE1555976252 | Administratively Determined Incentive Program | PATERSON | 7504 | 6 | 9.72 | Residential | Behind the Meter | No | Net Metered Residential | Seapoint Solar Energy LLC |  | PSE&G | Accepted | 2024-03-07 | 2024-03-28 | 2025-03-28 | Solar Panels | Hanwha Q-Cells | Q.PEAK DUO BLK ML-G10+ |  | 0.405 | 14 | 190 | 15 |  | Fixed | Roof
NJADRE1555976252 | Administratively Determined Incentive Program | PATERSON | 7504 | 6 | 9.72 | Residential | Behind the Meter | No | Net Metered Residential | Seapoint Solar Energy LLC |  | PSE&G | Accepted | 2024-03-07 | 2024-03-28 | 2025-03-28 | Solar Panels | Hanwha Q-Cells | Q.PEAK DUO BLK ML-G10+ |  | 0.405 | 7 | 190 | 15 |  | Fixed | Roof
NJADRE1555976252 | Administratively Determined Incentive Program | PATERSON | 7504 | 6 | 9.72 | Residential | Behind the Meter | No | Net Metered Residential | Seapoint Solar Energy LLC |  | PSE&G | Accepted | 2024-03-07 | 2024-03-28 | 2025-03-28 | Solar Panels | Hanwha Q-Cells | Q.PEAK DUO BLK ML-G10+ |  | 0.405 | 3 | 280 | 15 |  | Fixed | Roof
NJADRE1555976252 | Administratively Determined Incentive Program | PATERSON | 7504 | 6 | 9.72 | Residential | Behind the Meter | No | Net Metered Residential | Seapoint Solar Energy LLC |  | PSE&G | Accepted | 2024-03-07 | 2024-03-28 | 2025-03-28 | Inverters | Enphase | IQ8PLUS-72-2-US | 290 |  | 24 |  |  | 0.97 |  | Outdoor
NJADRE1555976257 | Administratively Determined Incentive Program | CAPE MAY | 8204 | 21 | 7.38 | Residential | Behind the Meter | Yes | Net Metered Residential | Pro Custom Solar dba Momentum Solar |  | AC Electric | Accepted | 2024-03-06 | 2024-03-27 | 2025-03-27 | Solar Panels | Q. PEAK DUO BLK ML-G10+410 | hanwha |  | 0.41 | 10 | 212 | 22 |  | Fixed | Roof
NJADRE1555976257 | Administratively Determined Incentive Program | CAPE MAY | 8204 | 21 | 7.38 | Residential | Behind the Meter | Yes | Net Metered Residential | Pro Custom Solar dba Momentum Solar |  | AC Electric | Accepted | 2024-03-06 | 2024-03-27 | 2025-03-27 | Solar Panels | Q. PEAK DUO BLK ML-G10+410 | hanwha |  | 0.41 | 3 | 212 | 22 |  | Fixed | Roof
NJADRE1555976257 | Administratively Determined Incentive Program | CAPE MAY | 8204 | 21 | 7.38 | Residential | Behind the Meter | Yes | Net Metered Residential | Pro Custom Solar dba Momentum Solar |  | AC Electric | Accepted | 2024-03-06 | 2024-03-27 | 2025-03-27 | Solar Panels | Q. PEAK DUO BLK ML-G10+410 | hanwha |  | 0.41 | 3 | 122 | 19 |  | Fixed | Roof
NJADRE1555976257 | Administratively Determined Incentive Program | CAPE MAY | 8204 | 21 | 7.38 | Residential | Behind the Meter | Yes | Net Metered Residential | Pro Custom Solar dba Momentum Solar |  | AC Electric | Accepted | 2024-03-06 | 2024-03-27 | 2025-03-27 | Solar Panels | Q. PEAK DUO BLK ML-G10+410 | hanwha |  | 0.41 | 2 | 302 | 19 |  | Fixed | Roof
NJADRE1555976257 | Administratively Determined Incentive Program | CAPE MAY | 8204 | 21 | 7.38 | Residential | Behind the Meter | Yes | Net Metered Residential | Pro Custom Solar dba Momentum Solar |  | AC Electric | Accepted | 2024-03-06 | 2024-03-27 | 2025-03-27 | Inverters | IQ8PLUS-72-2-US | ENPHASE | 290 |  | 18 |  |  | 0.97 |  | Outdoor
NJADRE1555980367 | Administratively Determined Incentive Program | VINCENTOWN | 8088 | 13 | 14.4 | Residential | Behind the Meter | Yes | Net Metered Residential | Power Energy Solutions |  | PSE&G | Accepted | 2024-03-06 | 2024-03-27 | 2025-03-27 | Inverters | SolarEdge | SE10000H-US | 10 |  | 1 |  |  | 0.97 |  | Outdoor
NJADRE1555980367 | Administratively Determined Incentive Program | VINCENTOWN | 8088 | 13 | 14.4 | Residential | Behind the Meter | Yes | Net Metered Residential | Power Energy Solutions |  | PSE&G | Accepted | 2024-03-06 | 2024-03-27 | 2025-03-27 | Solar Panels | Canadian Solar | CS6R-400MS-HL HIKU6 BLACK MONO |  | 0.4 | 24 | 225 | 22 |  | Fixed | Roof
NJADRE1555980367 | Administratively Determined Incentive Program | VINCENTOWN | 8088 | 13 | 14.4 | Residential | Behind the Meter | Yes | Net Metered Residential | Power Energy Solutions |  | PSE&G | Accepted | 2024-03-06 | 2024-03-27 | 2025-03-27 | Solar Panels | Canadian Solar | CS6R-400MS-HL HIKU6 BLACK MONO |  | 0.4 | 12 | 45 | 22 |  | Fixed | Roof
NJADRE1555980373 | Administratively Determined Incentive Program | WEST CREEK | 8092 | 18 | 4.92 | Residential | Behind the Meter | Yes | Net Metered Residential | Pro Custom Solar dba Momentum Solar |  | AC Electric | Accepted | 2024-03-06 | 2024-03-27 | 2025-03-27 | Solar Panels | Q. PEAK DUO BLK ML-G10+410 | hanwha |  | 0.41 | 12 | 98 | 11 |  | Fixed | Roof
NJADRE1555980373 | Administratively Determined Incentive Program | WEST CREEK | 8092 | 18 | 4.92 | Residential | Behind the Meter | Yes | Net Metered Residential | Pro Custom Solar dba Momentum Solar |  | AC Electric | Accepted | 2024-03-06 | 2024-03-27 | 2025-03-27 | Inverters | IQ8PLUS-72-2-US | ENPHASE | 290 |  | 12 |  |  | 0.97 |  | Outdoor
NJADRE1555980390 | Administratively Determined Incentive Program | PARSIPPANY | 7054 | 3 | 342.9 | Commercial | Behind the Meter | Yes | Small Net-Metered Non-Residential located on Rooftop, Carport, Canopy and Floating Solar | HESP Construction, LLC |  | JCP&L | Accepted | 2024-03-06 | 2024-03-27 | 2025-03-27 | Solar Panels | Waaree | Bi-57-540 |  | 0.54 | 198 | 208 | 5 |  | Fixed | Roof
NJADRE1555980390 | Administratively Determined Incentive Program | PARSIPPANY | 7054 | 3 | 342.9 | Commercial | Behind the Meter | Yes | Small Net-Metered Non-Residential located on Rooftop, Carport, Canopy and Floating Solar | HESP Construction, LLC |  | JCP&L | Accepted | 2024-03-06 | 2024-03-27 | 2025-03-27 | Solar Panels | Waaree | Bi-57-540 |  | 0.54 | 437 | 163 | 5 |  | Fixed | Roof
NJADRE1555980390 | Administratively Determined Incentive Program | PARSIPPANY | 7054 | 3 | 342.9 | Commercial | Behind the Meter | Yes | Small Net-Metered Non-Residential located on Rooftop, Carport, Canopy and Floating Solar | HESP Construction, LLC |  | JCP&L | Accepted | 2024-03-06 | 2024-03-27 | 2025-03-27 | Inverters | Chint | SCA50KTL-DO/US-480 | 50 |  | 5 |  |  | 0.988 |  | Outdoor
NJADRE1555980390 | Administratively Determined Incentive Program | PARSIPPANY | 7054 | 3 | 342.9 | Commercial | Behind the Meter | Yes | Small Net-Metered Non-Residential located on Rooftop, Carport, Canopy and Floating Solar | HESP Construction, LLC |  | JCP&L | Accepted | 2024-03-06 | 2024-03-27 | 2025-03-27 | Inverters | Chint | SCA36KTL-DO/US-480 | 36 |  | 1 |  |  | 0.988 |  | Outdoor
NJADRE1555980393 | Administratively Determined Incentive Program | MAYS LANDING | 8330 | 19 | 3.69 | Residential | Behind the Meter | Yes | Net Metered Residential | Pro Custom Solar dba Momentum Solar |  | AC Electric | Accepted | 2024-03-06 | 2024-03-27 | 2025-03-27 | Solar Panels | Q. PEAK DUO BLK ML-G10+410 | hanwha |  | 0.41 | 9 | 224 | 21 |  | Fixed | Roof
NJADRE1555980393 | Administratively Determined Incentive Program | MAYS LANDING | 8330 | 19 | 3.69 | Residential | Behind the Meter | Yes | Net Metered Residential | Pro Custom Solar dba Momentum Solar |  | AC Electric | Accepted | 2024-03-06 | 2024-03-27 | 2025-03-27 | Inverters | IQ8PLUS-72-2-US | ENPHASE | 290 |  | 9 |  |  | 0.97 |  | Outdoor
NJADRE1555980450 | Administratively Determined Incentive Program | NEW EGYPT | 8533 | 18 | 4.51 | Residential | Behind the Meter | No | Net Metered Residential | EMT RENEWABLES LLC |  | JCP&L | Accepted | 2024-03-06 | 2024-03-27 | 2025-03-27 | Inverters | ENPHASE | IQ8+ | 290 |  | 11 |  |  | 0.98 |  | Other | UNDER EACH PANEL
NJADRE1555980450 | Administratively Determined Incentive Program | NEW EGYPT | 8533 | 18 | 4.51 | Residential | Behind the Meter | No | Net Metered Residential | EMT RENEWABLES LLC |  | JCP&L | Accepted | 2024-03-06 | 2024-03-27 | 2025-03-27 | Solar Panels | Q.CELLS | Q.PEAK DUO |  | 0.41 | 11 | 162 | 38 |  | Fixed | Roof
NJADRE1555980491 | Administratively Determined Incentive Program | WILLINGBORO | 8046 | 13 | 9.66 | Residential | Behind the Meter | Yes | Net Metered Residential | SunPower Corporation, Systems |  | PSE&G | Accepted | 2024-03-06 | 2024-03-27 | 2025-03-27 | Solar Panels | Sunpower | SPR-M-420-H-AC |  | 0.42 | 12 | 155 | 27 |  | Fixed | Roof
NJADRE1555980491 | Administratively Determined Incentive Program | WILLINGBORO | 8046 | 13 | 9.66 | Residential | Behind the Meter | Yes | Net Metered Residential | SunPower Corporation, Systems |  | PSE&G | Accepted | 2024-03-06 | 2024-03-27 | 2025-03-27 | Solar Panels | Sunpower | SPR-M-420-H-AC |  | 0.42 | 11 | 65 | 18 |  | Fixed | Roof
NJADRE1555980491 | Administratively Determined Incentive Program | WILLINGBORO | 8046 | 13 | 9.66 | Residential | Behind the Meter | Yes | Net Metered Residential | SunPower Corporation, Systems |  | PSE&G | Accepted | 2024-03-06 | 2024-03-27 | 2025-03-27 | Inverters | Enphase | IQ7HS-66-ACM-US | 384 |  | 23 |  |  | 0.97 |  | Other | Under Each Panel
NJADRE1555980491 | Administratively Determined Incentive Program | WILLINGBORO | 8046 | 13 | 9.66 | Residential | Behind the Meter | Yes | Net Metered Residential | SunPower Corporation, Systems |  | PSE&G | Accepted | 2024-03-06 | 2024-03-27 | 2025-03-27 | Meters | Sunpower | PVS6 |  |  | 1 |  |  |  | Yes | Outdoor
NJADRE1555983747 | Administratively Determined Incentive Program | JERSEY CITY | 7305 | 8 | 3.2 | Residential | Behind the Meter | Yes | Net Metered Residential | Sunrun Installation Services, Inc. |  | PSE&G | Accepted | 2024-03-07 | 2024-03-27 | 2025-03-27 | Inverters | Delta Electronics | E4-TL-US | 4000 |  | 1 |  |  | 0.98 |  | Outdoor | next to meter
NJADRE1555983747 | Administratively Determined Incentive Program | JERSEY CITY | 7305 | 8 | 3.2 | Residential | Behind the Meter | Yes | Net Metered Residential | Sunrun Installation Services, Inc. |  | PSE&G | Accepted | 2024-03-07 | 2024-03-27 | 2025-03-27 | Solar Panels | Hanwha Q Cells | Q.PEAK DUO BLK ML-G10+/t 400 |  | 0.4 | 8 | 41 | 3 |  | Fixed | Roof
NJADRE1555983770 | Administratively Determined Incentive Program | TRENTON CITY | 8618 | 12 | 5.2 | Residential | Behind the Meter | Yes | Net Metered Residential | Sunrun Installation Services, Inc. |  | PSE&G | Accepted | 2024-03-07 | 2024-03-27 | 2025-03-27 | Inverters | SolarEdge Technologies | SE3800H-USMN | 3800 |  | 1 |  |  | 0.99 |  | Outdoor | Next to meter
NJADRE1555983770 | Administratively Determined Incentive Program | TRENTON CITY | 8618 | 12 | 5.2 | Residential | Behind the Meter | Yes | Net Metered Residential | Sunrun Installation Services, Inc. |  | PSE&G | Accepted | 2024-03-07 | 2024-03-27 | 2025-03-27 | Solar Panels | Hanwha Q Cells | Q.PEAK DUO BLK ML-G10+/t 400 |  | 0.4 | 13 | 219 | 38 |  | Fixed | Roof
NJADRE1555983771 | Administratively Determined Incentive Program | WILLINGBORO | 8046 | 13 | 6.4 | Residential | Behind the Meter | Yes | Net Metered Residential | Power Energy Solutions |  | PSE&G | Accepted | 2024-03-07 | 2024-03-27 | 2025-03-27 | Inverters | SolarEdge | SE6000H-US | 6000 |  | 1 |  |  | 0.97 |  | Outdoor
NJADRE1555983771 | Administratively Determined Incentive Program | WILLINGBORO | 8046 | 13 | 6.4 | Residential | Behind the Meter | Yes | Net Metered Residential | Power Energy Solutions |  | PSE&G | Accepted | 2024-03-07 | 2024-03-27 | 2025-03-27 | Solar Panels | Canadian Solar | CS6R-400MS-HL HIKU6 BLACK MONO |  | 0.4 | 11 | 140 | 20 |  | Fixed | Roof
NJADRE1555983771 | Administratively Determined Incentive Program | WILLINGBORO | 8046 | 13 | 6.4 | Residential | Behind the Meter | Yes | Net Metered Residential | Power Energy Solutions |  | PSE&G | Accepted | 2024-03-07 | 2024-03-27 | 2025-03-27 | Solar Panels | Canadian Solar | CS6R-400MS-HL HIKU6 BLACK MONO |  | 0.4 | 5 | 230 | 21 |  | Fixed | Roof
NJADRE1555983780 | Administratively Determined Incentive Program | Irvington Town | 7111 | 9 | 4.4 | Residential | Behind the Meter | Yes | Net Metered Residential | Power Energy Solutions |  | PSE&G | Accepted | 2024-03-07 | 2024-03-27 | 2025-03-27 | Inverters | SolarEdge | SE3800H-US | 3800 |  | 1 |  |  | 0.97 |  | Outdoor
NJADRE1555983780 | Administratively Determined Incentive Program | Irvington Town | 7111 | 9 | 4.4 | Residential | Behind the Meter | Yes | Net Metered Residential | Power Energy Solutions |  | PSE&G | Accepted | 2024-03-07 | 2024-03-27 | 2025-03-27 | Solar Panels | Canadian Solar | CS6R-400MS-HL HIKU6 BLACK MONO |  | 0.4 | 11 | 200 | 26 |  | Fixed | Roof
NJADRE1555983792 | Administratively Determined Incentive Program | MONROE TOWNSHIP | 8831 | 11 | 15.99 | Residential | Behind the Meter | No | Net Metered Residential | EMT RENEWABLES LLC |  | JCP&L | Accepted | 2024-03-07 | 2024-03-27 | 2025-03-27 | Inverters | ENPHASE | IQ8+ | 290 |  | 39 |  |  | 0.98 |  | Other | UNDER EACH PANEL
NJADRE1555983792 | Administratively Determined Incentive Program | MONROE TOWNSHIP | 8831 | 11 | 15.99 | Residential | Behind the Meter | No | Net Metered Residential | EMT RENEWABLES LLC |  | JCP&L | Accepted | 2024-03-07 | 2024-03-27 | 2025-03-27 | Solar Panels | Q.CELLS | Q.PEAK DUO |  | 0.41 | 36 | 119 | 22 |  | Fixed | Roof
NJADRE1555983792 | Administratively Determined Incentive Program | MONROE TOWNSHIP | 8831 | 11 | 15.99 | Residential | Behind the Meter | No | Net Metered Residential | EMT RENEWABLES LLC |  | JCP&L | Accepted | 2024-03-07 | 2024-03-27 | 2025-03-27 | Solar Panels | Q.CELLS | Q.PEAK DUO |  | 0.41 | 3 | 299 | 22 |  | Fixed | Roof
NJADRE1555983809 | Administratively Determined Incentive Program | TOMS RIVER | 8755 | 18 | 29.92 | Residential | Behind the Meter | Yes | Net Metered Residential | Kamtech Solar Solution |  | JCP&L | Accepted | 2024-03-07 | 2024-03-28 | 2025-03-28 | Inverters | ENPHASE | IQ7HS-66-M-US | 384 |  | 68 |  |  | 0 |  | Outdoor | ROOFTOP
NJADRE1555983809 | Administratively Determined Incentive Program | TOMS RIVER | 8755 | 18 | 29.92 | Residential | Behind the Meter | Yes | Net Metered Residential | Kamtech Solar Solution |  | JCP&L | Accepted | 2024-03-07 | 2024-03-28 | 2025-03-28 | Solar Panels | SUNPOWER | SPR-M440-H-AC |  | 0.44 | 2 | 225 | 35 |  | Fixed | Roof
NJADRE1555983809 | Administratively Determined Incentive Program | TOMS RIVER | 8755 | 18 | 29.92 | Residential | Behind the Meter | Yes | Net Metered Residential | Kamtech Solar Solution |  | JCP&L | Accepted | 2024-03-07 | 2024-03-28 | 2025-03-28 | Solar Panels | SUNPOWER | SPR-M440-H-AC |  | 0.44 | 4 | 135 | 34 |  | Fixed | Roof
NJADRE1555983809 | Administratively Determined Incentive Program | TOMS RIVER | 8755 | 18 | 29.92 | Residential | Behind the Meter | Yes | Net Metered Residential | Kamtech Solar Solution |  | JCP&L | Accepted | 2024-03-07 | 2024-03-28 | 2025-03-28 | Solar Panels | SUNPOWER | SPR-M440-H-AC |  | 0.44 | 30 | 135 | 34 |  | Fixed | Roof | ROOFTOP
NJADRE1555983809 | Administratively Determined Incentive Program | TOMS RIVER | 8755 | 18 | 29.92 | Residential | Behind the Meter | Yes | Net Metered Residential | Kamtech Solar Solution |  | JCP&L | Accepted | 2024-03-07 | 2024-03-28 | 2025-03-28 | Solar Panels | SUNPOWER | SPR-M440-H-AC |  | 0.44 | 4 | 225 | 33 |  | Fixed | Roof
NJADRE1555983809 | Administratively Determined Incentive Program | TOMS RIVER | 8755 | 18 | 29.92 | Residential | Behind the Meter | Yes | Net Metered Residential | Kamtech Solar Solution |  | JCP&L | Accepted | 2024-03-07 | 2024-03-28 | 2025-03-28 | Solar Panels | SUNPOWER | SPR-M440-H-AC |  | 0.44 | 10 | 315 | 35 |  | Fixed | Roof
NJADRE1555983809 | Administratively Determined Incentive Program | TOMS RIVER | 8755 | 18 | 29.92 | Residential | Behind the Meter | Yes | Net Metered Residential | Kamtech Solar Solution |  | JCP&L | Accepted | 2024-03-07 | 2024-03-28 | 2025-03-28 | Solar Panels | SUNPOWER | SPR-M440-H-AC |  | 0.44 | 10 | 225 | 35 |  | Fixed | Roof
NJADRE1555983809 | Administratively Determined Incentive Program | TOMS RIVER | 8755 | 18 | 29.92 | Residential | Behind the Meter | Yes | Net Metered Residential | Kamtech Solar Solution |  | JCP&L | Accepted | 2024-03-07 | 2024-03-28 | 2025-03-28 | Solar Panels | SUNPOWER | SPR-M440-H-AC |  | 0.44 | 8 | 45 | 35 |  | Fixed | Roof
NJADRE1555983829 | Administratively Determined Incentive Program | SICKLERVILLE | 8081 | 14 | 10.4 | Residential | Behind the Meter | Yes | Net Metered Residential | Power Energy Solutions |  | AC Electric | Accepted | 2024-03-07 | 2024-03-27 | 2025-03-27 | Inverters | SolarEdge | SE7600H-US | 7600 |  | 1 |  |  | 0.97 |  | Outdoor
NJADRE1555983829 | Administratively Determined Incentive Program | SICKLERVILLE | 8081 | 14 | 10.4 | Residential | Behind the Meter | Yes | Net Metered Residential | Power Energy Solutions |  | AC Electric | Accepted | 2024-03-07 | 2024-03-27 | 2025-03-27 | Solar Panels | Canadian Solar | CS6R-400MS-HL HIKU6 BLACK MONO |  | 0.4 | 8 | 284 | 26 |  | Fixed | Roof
NJADRE1555983829 | Administratively Determined Incentive Program | SICKLERVILLE | 8081 | 14 | 10.4 | Residential | Behind the Meter | Yes | Net Metered Residential | Power Energy Solutions |  | AC Electric | Accepted | 2024-03-07 | 2024-03-27 | 2025-03-27 | Solar Panels | Canadian Solar | CS6R-400MS-HL HIKU6 BLACK MONO |  | 0.4 | 18 | 104 | 26 |  | Fixed | Roof
NJADRE1555983833 | Administratively Determined Incentive Program | MORGANVILLE | 7751 | 17 | 9.35 | Residential | Behind the Meter | No | Net Metered Residential | Green Power Energy |  | JCP&L | Accepted | 2024-03-07 | 2024-03-27 | 2025-03-27 | Inverters | Enphase Energy | IQ8M-72-2-US [240V] | 325 |  | 22 |  |  | 0.98 |  | Outdoor | Roof
NJADRE1555983833 | Administratively Determined Incentive Program | MORGANVILLE | 7751 | 17 | 9.35 | Residential | Behind the Meter | No | Net Metered Residential | Green Power Energy |  | JCP&L | Accepted | 2024-03-07 | 2024-03-27 | 2025-03-27 | Solar Panels | Q-Cells | Q.Tron BLK M-G2+ 425 |  | 0.425 | 10 | 133 | 34 |  | Fixed | Roof
NJADRE1555983833 | Administratively Determined Incentive Program | MORGANVILLE | 7751 | 17 | 9.35 | Residential | Behind the Meter | No | Net Metered Residential | Green Power Energy |  | JCP&L | Accepted | 2024-03-07 | 2024-03-27 | 2025-03-27 | Solar Panels | Q-Cells | Q.Tron BLK M-G2+ 425 |  | 0.425 | 12 | 133 | 34 |  | Fixed | Roof
NJADRE1555983840 | Administratively Determined Incentive Program | MAPLE SHADE | 8052 | 13 | 6.4 | Residential | Behind the Meter | Yes | Net Metered Residential | Sunrun Installation Services, Inc. |  | PSE&G | Accepted | 2024-03-07 | 2024-03-27 | 2025-03-27 | Inverters | SOLAREDGE TECHNOLOGIES | SE6000H-USSN | 6000 |  | 1 |  |  | 0.99 |  | Outside | Next To Meter
NJADRE1555983840 | Administratively Determined Incentive Program | MAPLE SHADE | 8052 | 13 | 6.4 | Residential | Behind the Meter | Yes | Net Metered Residential | Sunrun Installation Services, Inc. |  | PSE&G | Accepted | 2024-03-07 | 2024-03-27 | 2025-03-27 | Solar Panels | Hanwha Q Cells | Q.PEAK DUO BLK ML-G10+/t 400 |  | 0.4 | 3 | 240 | 8 |  | Fixed | Roof
NJADRE1555983840 | Administratively Determined Incentive Program | MAPLE SHADE | 8052 | 13 | 6.4 | Residential | Behind the Meter | Yes | Net Metered Residential | Sunrun Installation Services, Inc. |  | PSE&G | Accepted | 2024-03-07 | 2024-03-27 | 2025-03-27 | Solar Panels | Hanwha Q Cells | Q.PEAK DUO BLK ML-G10+/T 400 |  | 0.4 | 3 | 240 | 8 |  | Fixed | Roof
NJADRE1555983840 | Administratively Determined Incentive Program | MAPLE SHADE | 8052 | 13 | 6.4 | Residential | Behind the Meter | Yes | Net Metered Residential | Sunrun Installation Services, Inc. |  | PSE&G | Accepted | 2024-03-07 | 2024-03-27 | 2025-03-27 | Solar Panels | Hanwha Q Cells | Q.PEAK DUO BLK ML-G10+/T 400 |  | 0.4 | 6 | 59 | 23 |  | Fixed | Roof
NJADRE1555983840 | Administratively Determined Incentive Program | MAPLE SHADE | 8052 | 13 | 6.4 | Residential | Behind the Meter | Yes | Net Metered Residential | Sunrun Installation Services, Inc. |  | PSE&G | Accepted | 2024-03-07 | 2024-03-27 | 2025-03-27 | Solar Panels | Hanwha Q Cells | Q.PEAK DUO BLK ML-G10+/T 400 |  | 0.4 | 4 | 239 | 23 |  | Fixed | Roof
NJADRE1555983894 | Administratively Determined Incentive Program | NORTH PLAINFIELD | 7060 | 10 | 6.8 | Residential | Behind the Meter | Yes | Net Metered Residential | Pro Custom Solar dba Momentum Solar |  | PSE&G | Accepted | 2024-03-07 | 2024-03-27 | 2025-03-27 | Solar Panels | Q. PEAK DUO BLK ML-G10+400 | hanwha |  | 0.4 | 10 | 130 | 30 |  | Fixed | Roof
NJADRE1555983894 | Administratively Determined Incentive Program | NORTH PLAINFIELD | 7060 | 10 | 6.8 | Residential | Behind the Meter | Yes | Net Metered Residential | Pro Custom Solar dba Momentum Solar |  | PSE&G | Accepted | 2024-03-07 | 2024-03-27 | 2025-03-27 | Solar Panels | Q. PEAK DUO BLK ML-G10+400 | hanwha |  | 0.4 | 7 | 310 | 30 |  | Fixed | Roof
NJADRE1555983894 | Administratively Determined Incentive Program | NORTH PLAINFIELD | 7060 | 10 | 6.8 | Residential | Behind the Meter | Yes | Net Metered Residential | Pro Custom Solar dba Momentum Solar |  | PSE&G | Accepted | 2024-03-07 | 2024-03-27 | 2025-03-27 | Inverters | IQ8PLUS-72-2-US | ENPHASE | 290 |  | 17 |  |  | 0.97 |  | Outdoor
NJADRE1555983912 | Administratively Determined Incentive Program | EAST BRUNSWICK | 8816 | 11 | 14 | Residential | Behind the Meter | Yes | Net Metered Residential | Power Energy Solutions |  | PSE&G | Accepted | 2024-03-07 | 2024-03-27 | 2025-03-27 | Inverters | SolarEdge | SE10000H-US | 10 |  | 1 |  |  | 0.97 |  | Outdoor
NJADRE1555983912 | Administratively Determined Incentive Program | EAST BRUNSWICK | 8816 | 11 | 14 | Residential | Behind the Meter | Yes | Net Metered Residential | Power Energy Solutions |  | PSE&G | Accepted | 2024-03-07 | 2024-03-27 | 2025-03-27 | Solar Panels | Canadian Solar | CS6R-400MS-HL HIKU6 BLACK MONO |  | 0.4 | 13 | 90 | 20 |  | Fixed | Roof
NJADRE1555983912 | Administratively Determined Incentive Program | EAST BRUNSWICK | 8816 | 11 | 14 | Residential | Behind the Meter | Yes | Net Metered Residential | Power Energy Solutions |  | PSE&G | Accepted | 2024-03-07 | 2024-03-27 | 2025-03-27 | Solar Panels | Canadian Solar | CS6R-400MS-HL HIKU6 BLACK MONO |  | 0.4 | 7 | 181 | 30 |  | Fixed | Roof
NJADRE1555983912 | Administratively Determined Incentive Program | EAST BRUNSWICK | 8816 | 11 | 14 | Residential | Behind the Meter | Yes | Net Metered Residential | Power Energy Solutions |  | PSE&G | Accepted | 2024-03-07 | 2024-03-27 | 2025-03-27 | Solar Panels | Canadian Solar | CS6R-400MS-HL HIKU6 BLACK MONO |  | 0.4 | 15 | 270 | 20 |  | Fixed | Roof
NJADRE1555983928 | Administratively Determined Incentive Program | IRVINGTON | 7111 | 9 | 9.84 | Residential | Behind the Meter | Yes | Net Metered Residential | Pro Custom Solar dba Momentum Solar |  | PSE&G | Accepted | 2024-03-07 | 2024-03-28 | 2025-03-28 | Solar Panels | Q. PEAK DUO BLK ML-G10+410 | hanwha |  | 0.41 | 24 | 287 | 7 |  | Fixed | Roof
NJADRE1555983928 | Administratively Determined Incentive Program | IRVINGTON | 7111 | 9 | 9.84 | Residential | Behind the Meter | Yes | Net Metered Residential | Pro Custom Solar dba Momentum Solar |  | PSE&G | Accepted | 2024-03-07 | 2024-03-28 | 2025-03-28 | Inverters | IQ8PLUS-72-2-US | ENPHASE | 290 |  | 24 |  |  | 0.97 |  | Outdoor
NJADRE1555983929 | Administratively Determined Incentive Program | BLOOMFIELD | 7003 | 9 | 10.4 | Residential | Behind the Meter | Yes | Net Metered Residential | Sunrun Installation Services, Inc. |  | PSE&G | Accepted | 2024-03-07 | 2024-03-27 | 2025-03-27 | Inverters | SolarEdge Technologies | SE7600H-USSN | 7600 |  | 1 |  |  | 0.99 |  | Outside | Next to meter
NJADRE1555983929 | Administratively Determined Incentive Program | BLOOMFIELD | 7003 | 9 | 10.4 | Residential | Behind the Meter | Yes | Net Metered Residential | Sunrun Installation Services, Inc. |  | PSE&G | Accepted | 2024-03-07 | 2024-03-27 | 2025-03-27 | Solar Panels | Hanwha Q Cells | Q.PEAK DUO BLK ML-G10+/t 400 |  | 0.4 | 10 | 67 | 25 |  | Fixed | Roof
NJADRE1555983929 | Administratively Determined Incentive Program | BLOOMFIELD | 7003 | 9 | 10.4 | Residential | Behind the Meter | Yes | Net Metered Residential | Sunrun Installation Services, Inc. |  | PSE&G | Accepted | 2024-03-07 | 2024-03-27 | 2025-03-27 | Solar Panels | Hanwha Q Cells | Q.PEAK DUO BLK ML-G10+/t 400 |  | 0.4 | 13 | 246 | 25 |  | Fixed | Roof
NJADRE1555983929 | Administratively Determined Incentive Program | BLOOMFIELD | 7003 | 9 | 10.4 | Residential | Behind the Meter | Yes | Net Metered Residential | Sunrun Installation Services, Inc. |  | PSE&G | Accepted | 2024-03-07 | 2024-03-27 | 2025-03-27 | Solar Panels | Hanwha Q Cells | Q.PEAK DUO BLK ML-G10+/t 400 |  | 0.4 | 3 | 247 | 25 |  | Fixed | Roof
NJADRE1555983965 | Administratively Determined Incentive Program | SALEM | 8079 | 16 | 16 | Residential | Behind the Meter | No | Net Metered Residential | RCL Enterprises Inc |  | AC Electric | Accepted | 2024-03-07 | 2024-03-27 | 2025-03-27 | Inverters | Enphase | IQ8plus | 290 |  | 40 |  |  | 0.97 |  | Outdoor
NJADRE1555983965 | Administratively Determined Incentive Program | SALEM | 8079 | 16 | 16 | Residential | Behind the Meter | No | Net Metered Residential | RCL Enterprises Inc |  | AC Electric | Accepted | 2024-03-07 | 2024-03-27 | 2025-03-27 | Solar Panels | JA Solar | JAM54S31 |  | 0.4 | 40 | 150 | 18 |  | Fixed | Roof
NJADRE1555983968 | Administratively Determined Incentive Program | EDISON | 8817 | 11 | 13.53 | Residential | Behind the Meter | Yes | Net Metered Residential | Pro Custom Solar dba Momentum Solar |  | PSE&G | Accepted | 2024-03-07 | 2024-03-28 | 2025-03-28 | Solar Panels | Q. PEAK DUO BLK ML-G10+410 | hanwha |  | 0.41 | 13 | 9 | 25 |  | Fixed | Roof
NJADRE1555983968 | Administratively Determined Incentive Program | EDISON | 8817 | 11 | 13.53 | Residential | Behind the Meter | Yes | Net Metered Residential | Pro Custom Solar dba Momentum Solar |  | PSE&G | Accepted | 2024-03-07 | 2024-03-28 | 2025-03-28 | Solar Panels | Q. PEAK DUO BLK ML-G10+410 | hanwha |  | 0.41 | 16 | 189 | 24 |  | Fixed | Roof
NJADRE1555983968 | Administratively Determined Incentive Program | EDISON | 8817 | 11 | 13.53 | Residential | Behind the Meter | Yes | Net Metered Residential | Pro Custom Solar dba Momentum Solar |  | PSE&G | Accepted | 2024-03-07 | 2024-03-28 | 2025-03-28 | Solar Panels | Q. PEAK DUO BLK ML-G10+410 | hanwha |  | 0.41 | 4 | 99 | 23 |  | Fixed | Roof
NJADRE1555983968 | Administratively Determined Incentive Program | EDISON | 8817 | 11 | 13.53 | Residential | Behind the Meter | Yes | Net Metered Residential | Pro Custom Solar dba Momentum Solar |  | PSE&G | Accepted | 2024-03-07 | 2024-03-28 | 2025-03-28 | Inverters | IQ8PLUS-72-2-US | ENPHASE | 290 |  | 33 |  |  | 0.97 |  | Outdoor
NJADRE1555983988 | Administratively Determined Incentive Program | PERTH AMBOY CITY | 8861 | 11 | 8.8 | Residential | Behind the Meter | Yes | Net Metered Residential | Sunrun Installation Services, Inc. |  | PSE&G | Accepted | 2024-03-07 | 2024-03-27 | 2025-03-27 | Inverters | SOLAREDGE TECHNOLOGIES | SE6000H-USSN | 6000 |  | 1 |  |  | 0.99 |  | Outside | Next To Meter
NJADRE1555983988 | Administratively Determined Incentive Program | PERTH AMBOY CITY | 8861 | 11 | 8.8 | Residential | Behind the Meter | Yes | Net Metered Residential | Sunrun Installation Services, Inc. |  | PSE&G | Accepted | 2024-03-07 | 2024-03-27 | 2025-03-27 | Solar Panels | Hanwha Q Cells | Q.PEAK DUO BLK ML-G10+/T 400 |  | 0.4 | 9 | 279 | 17 |  | Fixed | Roof
NJADRE1555983988 | Administratively Determined Incentive Program | PERTH AMBOY CITY | 8861 | 11 | 8.8 | Residential | Behind the Meter | Yes | Net Metered Residential | Sunrun Installation Services, Inc. |  | PSE&G | Accepted | 2024-03-07 | 2024-03-27 | 2025-03-27 | Solar Panels | Hanwha Q Cells | Q.PEAK DUO BLK ML-G10+/T 400 |  | 0.4 | 8 | 99 | 17 |  | Fixed | Roof
NJADRE1555983988 | Administratively Determined Incentive Program | PERTH AMBOY CITY | 8861 | 11 | 8.8 | Residential | Behind the Meter | Yes | Net Metered Residential | Sunrun Installation Services, Inc. |  | PSE&G | Accepted | 2024-03-07 | 2024-03-27 | 2025-03-27 | Solar Panels | Hanwha Q Cells | Q.PEAK DUO BLK ML-G10+/T 400 |  | 0.4 | 5 | 189 | 17 |  | Fixed | Roof
NJADRE1555983994 | Administratively Determined Incentive Program | SEWELL | 8080 | 15 | 18.8 | Residential | Behind the Meter | Yes | Net Metered Residential | Power Energy Solutions |  | AC Electric | Accepted | 2024-03-07 | 2024-03-28 | 2025-03-28 | Inverters | SolarEdge | SE7600H-US | 8 |  | 1 |  |  | 0.97 |  | Outdoor
NJADRE1555983994 | Administratively Determined Incentive Program | SEWELL | 8080 | 15 | 18.8 | Residential | Behind the Meter | Yes | Net Metered Residential | Power Energy Solutions |  | AC Electric | Accepted | 2024-03-07 | 2024-03-28 | 2025-03-28 | Inverters | SolarEdge | SE6000H-US | 6 |  | 1 |  |  | 0.97 |  | Outdoor
NJADRE1555983994 | Administratively Determined Incentive Program | SEWELL | 8080 | 15 | 18.8 | Residential | Behind the Meter | Yes | Net Metered Residential | Power Energy Solutions |  | AC Electric | Accepted | 2024-03-07 | 2024-03-28 | 2025-03-28 | Solar Panels | Canadian Solar | CS6R-400MS-HL HIKU6 BLACK MONO |  | 0.4 | 47 | 218 | 24 |  | Fixed | Roof
NJADRE1555984024 | Administratively Determined Incentive Program | Monroe | 8094 | 15 | 6.15 | Residential | Behind the Meter | No | Net Metered Residential | Palmetto Solar LLC |  | AC Electric | Accepted | 2024-03-07 | 2024-03-28 | 2025-03-28 | Inverters | Enphase | IQ8PLUS-72-2-US | 290 |  | 15 |  |  | 0.98 |  | Outdoor
NJADRE1555984024 | Administratively Determined Incentive Program | Monroe | 8094 | 15 | 6.15 | Residential | Behind the Meter | No | Net Metered Residential | Palmetto Solar LLC |  | AC Electric | Accepted | 2024-03-07 | 2024-03-28 | 2025-03-28 | Meters | Enphase | X2-IQ-AM1-240-4 | 4350 |  | 1 |  |  |  | Yes | Outdoor
NJADRE1555984024 | Administratively Determined Incentive Program | Monroe | 8094 | 15 | 6.15 | Residential | Behind the Meter | No | Net Metered Residential | Palmetto Solar LLC |  | AC Electric | Accepted | 2024-03-07 | 2024-03-28 | 2025-03-28 | Solar Panels | Hanwha Q-Cells | Q.PEAK DUO BLK ML-G10+ 410 |  | 0.41 | 15 | 235 | 30 |  | Fixed | Roof
NJADRE1555984127 | Administratively Determined Incentive Program | CLAYTON | 8312 | 15 | 4.92 | Residential | Behind the Meter | Yes | Net Metered Residential | Define Solar, LLC |  | AC Electric | Accepted | 2024-03-07 | 2024-03-28 | 2025-03-28 | Inverters | Enphase | IQ8PLUS-72-2-US | 290 |  | 12 |  |  | 0.976 |  | Outside | Under each pv panel
NJADRE1555984127 | Administratively Determined Incentive Program | CLAYTON | 8312 | 15 | 4.92 | Residential | Behind the Meter | Yes | Net Metered Residential | Define Solar, LLC |  | AC Electric | Accepted | 2024-03-07 | 2024-03-28 | 2025-03-28 | Solar Panels | Znshine | ZXM7-SH108 410W |  | 0.41 | 12 | 256 | 30 |  | Fixed | Roof
NJADRE1555984133 | Administratively Determined Incentive Program | NEW MILFORD | 7646 | 7 | 6.4 | Residential | Behind the Meter | Yes | Net Metered Residential | Sunrun Installation Services, Inc. |  | PSE&G | Accepted | 2024-03-07 | 2024-03-27 | 2025-03-27 | Inverters | SOLAREDGE TECHNOLOGIES | SE6000H-USSN | 6000 |  | 1 |  |  | 0.99 |  | Outside | Next To Meter
NJADRE1555984133 | Administratively Determined Incentive Program | NEW MILFORD | 7646 | 7 | 6.4 | Residential | Behind the Meter | Yes | Net Metered Residential | Sunrun Installation Services, Inc. |  | PSE&G | Accepted | 2024-03-07 | 2024-03-27 | 2025-03-27 | Solar Panels | Hanwha Q Cells | Q.PEAK DUO BLK ML-G10+/T 400 |  | 0.4 | 6 | 360 | 15 |  | Fixed | Roof
NJADRE1555984133 | Administratively Determined Incentive Program | NEW MILFORD | 7646 | 7 | 6.4 | Residential | Behind the Meter | Yes | Net Metered Residential | Sunrun Installation Services, Inc. |  | PSE&G | Accepted | 2024-03-07 | 2024-03-27 | 2025-03-27 | Solar Panels | Hanwha Q Cells | Q.PEAK DUO BLK ML-G10+/T 400 |  | 0.4 | 10 | 180 | 39 |  | Fixed | Roof
NJADRE1555984139 | Administratively Determined Incentive Program | MOUNT HOLLY | 8060 | 13 | 8.4 | Residential | Behind the Meter | Yes | Net Metered Residential | Power Energy Solutions |  | PSE&G | Accepted | 2024-03-07 | 2024-03-28 | 2025-03-28 | Inverters | SolarEdge | SE6000H-US | 6 |  | 1 |  |  | 0.97 |  | Outdoor
NJADRE1555984139 | Administratively Determined Incentive Program | MOUNT HOLLY | 8060 | 13 | 8.4 | Residential | Behind the Meter | Yes | Net Metered Residential | Power Energy Solutions |  | PSE&G | Accepted | 2024-03-07 | 2024-03-28 | 2025-03-28 | Solar Panels | Canadian Solar | CS6R-400MS-HL HIKU6 BLACK MONO |  | 0.4 | 7 | 266 | 20 |  | Fixed | Roof
NJADRE1555984139 | Administratively Determined Incentive Program | MOUNT HOLLY | 8060 | 13 | 8.4 | Residential | Behind the Meter | Yes | Net Metered Residential | Power Energy Solutions |  | PSE&G | Accepted | 2024-03-07 | 2024-03-28 | 2025-03-28 | Solar Panels | Canadian Solar | CS6R-400MS-HL HIKU6 BLACK MONO |  | 0.4 | 14 | 87 | 20 |  | Fixed | Roof
NJADRE1555984140 | Administratively Determined Incentive Program | TOMS RIVER | 8755 | 18 | 20 | Residential | Behind the Meter | Yes | Net Metered Residential | Sunrun Installation Services, Inc. |  | JCP&L | Accepted | 2024-03-07 | 2024-03-28 | 2025-03-28 | Inverters | SolarEdge Technologies | SE7600H-USSN | 7600 |  | 1 |  |  | 0.99 |  | Outside | Next to meter
NJADRE1555984140 | Administratively Determined Incentive Program | TOMS RIVER | 8755 | 18 | 20 | Residential | Behind the Meter | Yes | Net Metered Residential | Sunrun Installation Services, Inc. |  | JCP&L | Accepted | 2024-03-07 | 2024-03-28 | 2025-03-28 | Inverters | SolarEdge Technologies | SE6000H-USSN | 6000 |  | 1 |  |  | 0.99 |  | Outside | Next to meter
NJADRE1555984140 | Administratively Determined Incentive Program | TOMS RIVER | 8755 | 18 | 20 | Residential | Behind the Meter | Yes | Net Metered Residential | Sunrun Installation Services, Inc. |  | JCP&L | Accepted | 2024-03-07 | 2024-03-28 | 2025-03-28 | Solar Panels | Hanwha Q Cells | Q.PEAK DUO BLK ML-G10+/t 400 |  | 0.4 | 8 | 337 | 44 |  | Fixed | Roof
NJADRE1555984140 | Administratively Determined Incentive Program | TOMS RIVER | 8755 | 18 | 20 | Residential | Behind the Meter | Yes | Net Metered Residential | Sunrun Installation Services, Inc. |  | JCP&L | Accepted | 2024-03-07 | 2024-03-28 | 2025-03-28 | Solar Panels | Hanwha Q Cells | Q.PEAK DUO BLK ML-G10+/t 400 |  | 0.4 | 20 | 247 | 34 |  | Fixed | Roof
NJADRE1555984140 | Administratively Determined Incentive Program | TOMS RIVER | 8755 | 18 | 20 | Residential | Behind the Meter | Yes | Net Metered Residential | Sunrun Installation Services, Inc. |  | JCP&L | Accepted | 2024-03-07 | 2024-03-28 | 2025-03-28 | Solar Panels | Hanwha Q Cells | Q.PEAK DUO BLK ML-G10+/t 400 |  | 0.4 | 11 | 337 | 33 |  | Fixed | Roof
NJADRE1555984140 | Administratively Determined Incentive Program | TOMS RIVER | 8755 | 18 | 20 | Residential | Behind the Meter | Yes | Net Metered Residential | Sunrun Installation Services, Inc. |  | JCP&L | Accepted | 2024-03-07 | 2024-03-28 | 2025-03-28 | Solar Panels | Hanwha Q Cells | Q.PEAK DUO BLK ML-G10+/t 400 |  | 0.4 | 11 | 157 | 33 |  | Fixed | Roof
NJADRE1555984140 | Administratively Determined Incentive Program | TOMS RIVER | 8755 | 18 | 20 | Residential | Behind the Meter | Yes | Net Metered Residential | Sunrun Installation Services, Inc. |  | JCP&L | Accepted | 2024-03-07 | 2024-03-28 | 2025-03-28 | Electric Storage Battery | Tesla | Powerwall |  |  | 1 |  |  |  | Lithium Ion |  | OUTSIDE?
NJADRE1555984145 | Administratively Determined Incentive Program | LAUREL LAKE | 8332 | 20 | 6.48 | Residential | Behind the Meter | Yes | Net Metered Residential | Sunrun Installation Services, Inc. |  | AC Electric | Accepted | 2024-03-07 | 2024-03-28 | 2025-03-28 | Inverters | SolarEdge Technologies | SE6000H-USSN | 6000 |  | 1 |  |  | 0.99 |  | Outdoor | Next to meter
NJADRE1555984145 | Administratively Determined Incentive Program | LAUREL LAKE | 8332 | 20 | 6.48 | Residential | Behind the Meter | Yes | Net Metered Residential | Sunrun Installation Services, Inc. |  | AC Electric | Accepted | 2024-03-07 | 2024-03-28 | 2025-03-28 | Solar Panels | Hanwha Q Cells | Q.PEAK DUO BLK ML-G10+ 405 |  | 0.405 | 4 | 122 | 23 |  | Fixed | Roof
NJADRE1555984145 | Administratively Determined Incentive Program | LAUREL LAKE | 8332 | 20 | 6.48 | Residential | Behind the Meter | Yes | Net Metered Residential | Sunrun Installation Services, Inc. |  | AC Electric | Accepted | 2024-03-07 | 2024-03-28 | 2025-03-28 | Solar Panels | Hanwha Q Cells | Q.PEAK DUO BLK ML-G10+ 405 |  | 0.405 | 12 | 301 | 24 |  | Fixed | Roof
NJADRE1555984169 | Administratively Determined Incentive Program | ELIZABETH | 7202 | 10 | 2 | Residential | Behind the Meter | Yes | Net Metered Residential | Pro Custom Solar dba Momentum Solar |  | PSE&G | Accepted | 2024-03-07 | 2024-03-28 | 2025-03-28 | Inverters | IQ8PLUS-72-2-US | ENPHASE | 290 |  | 5 |  |  | 0.97 |  | Outdoor
NJADRE1555984169 | Administratively Determined Incentive Program | ELIZABETH | 7202 | 10 | 2 | Residential | Behind the Meter | Yes | Net Metered Residential | Pro Custom Solar dba Momentum Solar |  | PSE&G | Accepted | 2024-03-07 | 2024-03-28 | 2025-03-28 | Solar Panels | Q. PEAK DUO BLK ML-G10+400 | hanwha |  | 0.4 | 2 | 66 | 23 |  | Fixed | Roof
NJADRE1555984169 | Administratively Determined Incentive Program | ELIZABETH | 7202 | 10 | 2 | Residential | Behind the Meter | Yes | Net Metered Residential | Pro Custom Solar dba Momentum Solar |  | PSE&G | Accepted | 2024-03-07 | 2024-03-28 | 2025-03-28 | Solar Panels | Q. PEAK DUO BLK ML-G10+400 | hanwha |  | 0.4 | 3 | 336 | 23 |  | Fixed | Roof
NJADRE1555984364 | Administratively Determined Incentive Program | CLIFTON | 7012 | 6 | 6.8 | Residential | Behind the Meter | Yes | Net Metered Residential | Sunrun Installation Services, Inc. |  | PSE&G | Accepted | 2024-03-07 | 2024-03-28 | 2025-03-28 | Inverters | SOLAREDGE TECHNOLOGIES | SE6000H-USSN | 6000 |  | 1 |  |  | 0.99 |  | Outside | Next To Meter
NJADRE1555984364 | Administratively Determined Incentive Program | CLIFTON | 7012 | 6 | 6.8 | Residential | Behind the Meter | Yes | Net Metered Residential | Sunrun Installation Services, Inc. |  | PSE&G | Accepted | 2024-03-07 | 2024-03-28 | 2025-03-28 | Solar Panels | Hanwha Q Cells | Q.PEAK DUO BLK ML-G10+/T 400 |  | 0.4 | 12 | 119 | 38 |  | Fixed | Roof
NJADRE1555984364 | Administratively Determined Incentive Program | CLIFTON | 7012 | 6 | 6.8 | Residential | Behind the Meter | Yes | Net Metered Residential | Sunrun Installation Services, Inc. |  | PSE&G | Accepted | 2024-03-07 | 2024-03-28 | 2025-03-28 | Solar Panels | Hanwha Q Cells | Q.PEAK DUO BLK ML-G10+/T 400 |  | 0.4 | 5 | 299 | 38 |  | Fixed | Roof
NJADRE1555984388 | Administratively Determined Incentive Program | WOODBURY | 8096 | 15 | 5.6 | Residential | Behind the Meter | Yes | Net Metered Residential | Sunrun Installation Services, Inc. |  | PSE&G | Accepted | 2024-03-07 | 2024-03-28 | 2025-03-28 | Inverters | SolarEdge Technologies | SE3800H-USMN | 3800 |  | 1 |  |  | 0.99 |  | Outdoor | Next to meter
NJADRE1555984388 | Administratively Determined Incentive Program | WOODBURY | 8096 | 15 | 5.6 | Residential | Behind the Meter | Yes | Net Metered Residential | Sunrun Installation Services, Inc. |  | PSE&G | Accepted | 2024-03-07 | 2024-03-28 | 2025-03-28 | Solar Panels | Hanwha Q Cells | Q.PEAK DUO BLKML-G10+/T 400 |  | 0.4 | 14 | 180 | 23 |  | Fixed | Roof
NJADRE1555984415 | Administratively Determined Incentive Program | ENGLEWOOD CITY | 7631 | 7 | 4.35 | Residential | Behind the Meter | No | Net Metered Residential | Seapoint Solar Energy LLC |  | PSE&G | Accepted | 2024-03-07 | 2024-03-28 | 2025-03-28 | Solar Panels | Canadian Solar | CS6R-395MS-HL |  | 0.395 | 11 | 226 | 2 |  | Fixed | Roof
NJADRE1555984415 | Administratively Determined Incentive Program | ENGLEWOOD CITY | 7631 | 7 | 4.35 | Residential | Behind the Meter | No | Net Metered Residential | Seapoint Solar Energy LLC |  | PSE&G | Accepted | 2024-03-07 | 2024-03-28 | 2025-03-28 | Inverters | Enphase | IQ8PLUS-72-2-US | 290 |  | 11 |  |  | 0.97 |  | Outdoor
NJADRE1555984422 | Administratively Determined Incentive Program | MOUNT HOLLY | 8060 | 13 | 5.11 | Residential | Behind the Meter | No | Net Metered Residential | Solar Energy World |  | PSE&G | Accepted | 2024-03-07 | 2024-03-28 | 2025-03-28 | Inverters | Enphase Energy | IQ8PLUS-72-2-US | 290 |  | 14 |  |  | 0.97 |  | Outdoor
NJADRE1555984422 | Administratively Determined Incentive Program | MOUNT HOLLY | 8060 | 13 | 5.11 | Residential | Behind the Meter | No | Net Metered Residential | Solar Energy World |  | PSE&G | Accepted | 2024-03-07 | 2024-03-28 | 2025-03-28 | Solar Panels | Hanwha | Q.PEAK DUO BLK-G10+ |  | 0.365 | 14 | 193 | 30 |  | Fixed | Roof
NJADRE1555984423 | Administratively Determined Incentive Program | NORTH PLAINFIELD | 7060 | 10 | 2.8 | Residential | Behind the Meter | Yes | Net Metered Residential | Sunrun Installation Services, Inc. |  | PSE&G | Accepted | 2024-03-07 | 2024-03-28 | 2025-03-28 | Inverters | DELTA ELECTRONICS | E4-TL-US | 4000 |  | 1 |  |  | 0.98 |  | Outdoor | Next to meter
NJADRE1555984423 | Administratively Determined Incentive Program | NORTH PLAINFIELD | 7060 | 10 | 2.8 | Residential | Behind the Meter | Yes | Net Metered Residential | Sunrun Installation Services, Inc. |  | PSE&G | Accepted | 2024-03-07 | 2024-03-28 | 2025-03-28 | Solar Panels | Hanwha Q Cells | Q.PEAK DUO BLKML-G10+/T 400 |  | 0.4 | 7 | 129 | 45 |  | Fixed | Roof
NJADRE1555984447 | Administratively Determined Incentive Program | NEPTUNE | 7753 | 17 | 4.8 | Residential | Behind the Meter | Yes | Net Metered Residential | Sunrun Installation Services, Inc. |  | JCP&L | Accepted | 2024-03-07 | 2024-03-28 | 2025-03-28 | Inverters | SolarEdge Technologies | SE3800H-USMN | 3800 |  | 1 |  |  | 0.99 |  | Outside | Next to meter
NJADRE1555984447 | Administratively Determined Incentive Program | NEPTUNE | 7753 | 17 | 4.8 | Residential | Behind the Meter | Yes | Net Metered Residential | Sunrun Installation Services, Inc. |  | JCP&L | Accepted | 2024-03-07 | 2024-03-28 | 2025-03-28 | Solar Panels | Hanwha Q Cells | Q.PEAK DUO BLK ML-G10+/t 400 |  | 0.4 | 6 | 270 | 18 |  | Fixed | Roof
NJADRE1555984447 | Administratively Determined Incentive Program | NEPTUNE | 7753 | 17 | 4.8 | Residential | Behind the Meter | Yes | Net Metered Residential | Sunrun Installation Services, Inc. |  | JCP&L | Accepted | 2024-03-07 | 2024-03-28 | 2025-03-28 | Solar Panels | Hanwha Q Cells | Q.PEAK DUO BLK ML-G10+/t 400 |  | 0.4 | 3 | 90 | 18 |  | Fixed | Roof
NJADRE1555984447 | Administratively Determined Incentive Program | NEPTUNE | 7753 | 17 | 4.8 | Residential | Behind the Meter | Yes | Net Metered Residential | Sunrun Installation Services, Inc. |  | JCP&L | Accepted | 2024-03-07 | 2024-03-28 | 2025-03-28 | Solar Panels | Hanwha Q Cells | Q.PEAK DUO BLK ML-G10+/t 400 |  | 0.4 | 3 | 1 | 18 |  | Fixed | Roof
NJADRE1555984447 | Administratively Determined Incentive Program | NEPTUNE | 7753 | 17 | 4.8 | Residential | Behind the Meter | Yes | Net Metered Residential | Sunrun Installation Services, Inc. |  | JCP&L | Accepted | 2024-03-07 | 2024-03-28 | 2025-03-28 | Electric Storage Battery | Tesla | Powerwall |  |  | 1 |  |  |  | Lithium Ion |  | OUTSIDE?
NJADRE1555984550 | Administratively Determined Incentive Program | GARFIELD | 7026 | 7 | 3.2 | Residential | Behind the Meter | Yes | Net Metered Residential | Sunrun Installation Services, Inc. |  | PSE&G | Accepted | 2024-03-07 | 2024-03-28 | 2025-03-28 | Inverters | DELTA ELECTRONICS | E4-TL-US | 4000 |  | 1 |  |  | 0.98 |  | Outdoor | Next to meter
NJADRE1555984550 | Administratively Determined Incentive Program | GARFIELD | 7026 | 7 | 3.2 | Residential | Behind the Meter | Yes | Net Metered Residential | Sunrun Installation Services, Inc. |  | PSE&G | Accepted | 2024-03-07 | 2024-03-28 | 2025-03-28 | Solar Panels | Hanwha Q Cells | Q.PEAK DUO BLKML-G10+/T 400 |  | 0.4 | 8 | 252 | 38 |  | Fixed | Roof
NJADRE1555984554 | Administratively Determined Incentive Program | PLAINFIELD | 7060 | 10 | 5.67 | Residential | Behind the Meter | Yes | Net Metered Residential | Sunrun Installation Services, Inc. |  | PSE&G | Accepted | 2024-03-07 | 2024-03-28 | 2025-03-28 | Electric Storage Battery | Tesla | Powerwall 2 AC |  |  | 1 |  |  |  | Lithium Ion |  | Inside
NJADRE1555984554 | Administratively Determined Incentive Program | PLAINFIELD | 7060 | 10 | 5.67 | Residential | Behind the Meter | Yes | Net Metered Residential | Sunrun Installation Services, Inc. |  | PSE&G | Accepted | 2024-03-07 | 2024-03-28 | 2025-03-28 | Inverters | Delta Electronics | E4-TL-US | 3840 |  | 1 |  |  | 0.97 |  | Indoor
NJADRE1555984554 | Administratively Determined Incentive Program | PLAINFIELD | 7060 | 10 | 5.67 | Residential | Behind the Meter | Yes | Net Metered Residential | Sunrun Installation Services, Inc. |  | PSE&G | Accepted | 2024-03-07 | 2024-03-28 | 2025-03-28 | Solar Panels | Hanwha Q Cells | Q.PEAK DUO BLK ML-G10+ 405 |  | 0.405 | 14 | 175 | 27 |  | Fixed | Roof
NJADRE1555984609 | Administratively Determined Incentive Program | NEW BRUNSWICK CITY | 8901 | 11 | 5.6 | Residential | Behind the Meter | Yes | Net Metered Residential | Sunrun Installation Services, Inc. |  | PSE&G | Accepted | 2024-03-07 | 2024-03-28 | 2025-03-28 | Inverters | SolarEdge Technologies | SE3800H-USMN | 3800 |  | 1 |  |  | 0.99 |  | Outdoor | Next to meter
NJADRE1555984609 | Administratively Determined Incentive Program | NEW BRUNSWICK CITY | 8901 | 11 | 5.6 | Residential | Behind the Meter | Yes | Net Metered Residential | Sunrun Installation Services, Inc. |  | PSE&G | Accepted | 2024-03-07 | 2024-03-28 | 2025-03-28 | Solar Panels | Hanwha Q Cells | Q.PEAK DUO BLKML-G10+/T 400 |  | 0.4 | 14 | 220 | 37 |  | Fixed | Roof
NJADRE1555984639 | Administratively Determined Incentive Program | FLANDERS | 7836 | 3 | 3.6 | Residential | Behind the Meter | Yes | Net Metered Residential | Sunrun Installation Services, Inc. |  | JCP&L | Accepted | 2024-03-07 | 2024-03-28 | 2025-03-28 | Inverters | SolarEdge Technologies | SE3800H-USMN | 3800 |  | 1 |  |  | 0.99 |  | Outside | Next to meter
NJADRE1555984639 | Administratively Determined Incentive Program | FLANDERS | 7836 | 3 | 3.6 | Residential | Behind the Meter | Yes | Net Metered Residential | Sunrun Installation Services, Inc. |  | JCP&L | Accepted | 2024-03-07 | 2024-03-28 | 2025-03-28 | Solar Panels | Hanwha Q Cells | Q.PEAK DUO BLK ML-G10+/t 400 |  | 0.4 | 4 | 169 | 25 |  | Fixed | Roof
NJADRE1555984639 | Administratively Determined Incentive Program | FLANDERS | 7836 | 3 | 3.6 | Residential | Behind the Meter | Yes | Net Metered Residential | Sunrun Installation Services, Inc. |  | JCP&L | Accepted | 2024-03-07 | 2024-03-28 | 2025-03-28 | Solar Panels | Hanwha Q Cells | Q.PEAK DUO BLK ML-G10+/t 400 |  | 0.4 | 5 | 259 | 25 |  | Fixed | Roof
NJADRE1555984658 | Administratively Determined Incentive Program | PHILLIPSBURG | 8865 | 2 | 3.28 | Residential | Behind the Meter | No | Net Metered Residential | EMT RENEWABLES LLC |  | JCP&L | Accepted | 2024-03-07 | 2024-03-13 | 2025-03-13 | Inverters | ENPHASE | IQ8+ | 290 |  | 8 |  |  | 0.98 |  | Other | UNDER EACH PANEL
NJADRE1555984658 | Administratively Determined Incentive Program | PHILLIPSBURG | 8865 | 2 | 3.28 | Residential | Behind the Meter | No | Net Metered Residential | EMT RENEWABLES LLC |  | JCP&L | Accepted | 2024-03-07 | 2024-03-13 | 2025-03-13 | Solar Panels | Q.CELLS | Q.PEAK DUO |  | 0.41 | 3 | 137 | 25 |  | Fixed | Roof
NJADRE1555984658 | Administratively Determined Incentive Program | PHILLIPSBURG | 8865 | 2 | 3.28 | Residential | Behind the Meter | No | Net Metered Residential | EMT RENEWABLES LLC |  | JCP&L | Accepted | 2024-03-07 | 2024-03-13 | 2025-03-13 | Solar Panels | Q.CELLS | Q.PEAK DUO |  | 0.41 | 1 | 227 | 25 |  | Fixed | Roof
NJADRE1555984658 | Administratively Determined Incentive Program | PHILLIPSBURG | 8865 | 2 | 3.28 | Residential | Behind the Meter | No | Net Metered Residential | EMT RENEWABLES LLC |  | JCP&L | Accepted | 2024-03-07 | 2024-03-13 | 2025-03-13 | Solar Panels | Q.CELLS | Q.PEAK DUO |  | 0.41 | 3 | 317 | 25 |  | Fixed | Roof
NJADRE1555984658 | Administratively Determined Incentive Program | PHILLIPSBURG | 8865 | 2 | 3.28 | Residential | Behind the Meter | No | Net Metered Residential | EMT RENEWABLES LLC |  | JCP&L | Accepted | 2024-03-07 | 2024-03-13 | 2025-03-13 | Solar Panels | Q.CELLS | Q.PEAK DUO |  | 0.41 | 1 | 47 | 25 |  | Fixed | Roof
NJADRE1555984675 | Administratively Determined Incentive Program | PEMBERTON TOWNSHIP | 8015 | 13 | 11.89 | Residential | Behind the Meter | No | Net Metered Residential | Palmetto Solar LLC |  | JCP&L | Accepted | 2024-03-07 | 2024-03-28 | 2025-03-28 | Inverters | Enphase | IQ8PLUS-72-2-US | 290 |  | 29 |  |  | 0.98 |  | Outdoor
NJADRE1555984675 | Administratively Determined Incentive Program | PEMBERTON TOWNSHIP | 8015 | 13 | 11.89 | Residential | Behind the Meter | No | Net Metered Residential | Palmetto Solar LLC |  | JCP&L | Accepted | 2024-03-07 | 2024-03-28 | 2025-03-28 | Meters | X2-IQ-AM1-240-4 | Enphase | 8410 |  | 1 |  |  |  | Yes | Outdoor
NJADRE1555984675 | Administratively Determined Incentive Program | PEMBERTON TOWNSHIP | 8015 | 13 | 11.89 | Residential | Behind the Meter | No | Net Metered Residential | Palmetto Solar LLC |  | JCP&L | Accepted | 2024-03-07 | 2024-03-28 | 2025-03-28 | Solar Panels | Hanwha Q-Cells | Q.PEAK DUO BLK ML-G10+ 410 |  | 0.41 | 18 | 194 | 23 |  | Fixed | Roof
NJADRE1555984675 | Administratively Determined Incentive Program | PEMBERTON TOWNSHIP | 8015 | 13 | 11.89 | Residential | Behind the Meter | No | Net Metered Residential | Palmetto Solar LLC |  | JCP&L | Accepted | 2024-03-07 | 2024-03-28 | 2025-03-28 | Solar Panels | Hanwha Q-Cells | Q.PEAK DUO BLK ML-G10+ 410 |  | 0.41 | 6 | 104 | 23 |  | Fixed | Roof
NJADRE1555984675 | Administratively Determined Incentive Program | PEMBERTON TOWNSHIP | 8015 | 13 | 11.89 | Residential | Behind the Meter | No | Net Metered Residential | Palmetto Solar LLC |  | JCP&L | Accepted | 2024-03-07 | 2024-03-28 | 2025-03-28 | Solar Panels | Hanwha Q-Cells | Q.PEAK DUO BLK ML-G10+ 410 |  | 0.41 | 5 | 284 | 23 |  | Fixed | Roof
NJADRE1555984678 | Administratively Determined Incentive Program | MORRISTOWN | 7960 | 3 | 6.4 | Residential | Behind the Meter | Yes | Net Metered Residential | Sunrun Installation Services, Inc. |  | JCP&L | Accepted | 2024-03-07 | 2024-03-28 | 2025-03-28 | Inverters | SolarEdge Technologies | SE6000H-USSN | 6000 |  | 1 |  |  | 0.99 |  | Outdoor | Next to meter
NJADRE1555984678 | Administratively Determined Incentive Program | MORRISTOWN | 7960 | 3 | 6.4 | Residential | Behind the Meter | Yes | Net Metered Residential | Sunrun Installation Services, Inc. |  | JCP&L | Accepted | 2024-03-07 | 2024-03-28 | 2025-03-28 | Solar Panels | Hanwha Q Cells | Q.PEAK DUO BLKML-G10+/T 400 |  | 0.4 | 12 | 211 | 2 |  | Fixed | Roof
NJADRE1555984678 | Administratively Determined Incentive Program | MORRISTOWN | 7960 | 3 | 6.4 | Residential | Behind the Meter | Yes | Net Metered Residential | Sunrun Installation Services, Inc. |  | JCP&L | Accepted | 2024-03-07 | 2024-03-28 | 2025-03-28 | Solar Panels | Hanwha Q Cells | Q.PEAK DUO BLKML-G10+/T 400 |  | 0.4 | 4 | 122 | 41 |  | Fixed | Roof
NJADRE1555984684 | Administratively Determined Incentive Program | LIVINGSTON | 7039 | 9 | 13.77 | Residential | Behind the Meter | No | Net Metered Residential | Powur, PBC |  | JCP&L | Accepted | 2024-03-11 | 2024-03-29 | 2025-03-29 | Solar Panels | Rec Solar | REC405AA PURE |  | 0.405 | 12 | 201 | 20 |  | Fixed | Roof
NJADRE1555984684 | Administratively Determined Incentive Program | LIVINGSTON | 7039 | 9 | 13.77 | Residential | Behind the Meter | No | Net Metered Residential | Powur, PBC |  | JCP&L | Accepted | 2024-03-11 | 2024-03-29 | 2025-03-29 | Solar Panels | Rec Solar | REC405AA PURE |  | 0.405 | 12 | 291 | 20 |  | Fixed | Roof
NJADRE1555984684 | Administratively Determined Incentive Program | LIVINGSTON | 7039 | 9 | 13.77 | Residential | Behind the Meter | No | Net Metered Residential | Powur, PBC |  | JCP&L | Accepted | 2024-03-11 | 2024-03-29 | 2025-03-29 | Solar Panels | Rec Solar | REC405AA PURE |  | 0.405 | 10 | 111 | 20 |  | Fixed | Roof
NJADRE1555984684 | Administratively Determined Incentive Program | LIVINGSTON | 7039 | 9 | 13.77 | Residential | Behind the Meter | No | Net Metered Residential | Powur, PBC |  | JCP&L | Accepted | 2024-03-11 | 2024-03-29 | 2025-03-29 | Inverters | Enphase | IQ8PLUS-72-2-US | 290 |  | 34 |  |  | 0.99 |  | Outside
NJADRE1555984703 | Administratively Determined Incentive Program | CLIFTON | 7013 | 6 | 3.2 | Residential | Behind the Meter | Yes | Net Metered Residential | Sunrun Installation Services, Inc. |  | PSE&G | Accepted | 2024-03-07 | 2024-03-28 | 2025-03-28 | Inverters | SolarEdge Technologies | SE3800H-USMN | 3800 |  | 1 |  |  | 0.99 |  | Outside
NJADRE1555984703 | Administratively Determined Incentive Program | CLIFTON | 7013 | 6 | 3.2 | Residential | Behind the Meter | Yes | Net Metered Residential | Sunrun Installation Services, Inc. |  | PSE&G | Accepted | 2024-03-07 | 2024-03-28 | 2025-03-28 | Solar Panels | Hanwha Q Cells | Q.PEAK DUO BLK ML-G10+/t 400 |  | 0.4 | 8 | 146 | 23 |  | Fixed | Roof
NJADRE1555984720 | Administratively Determined Incentive Program | COLLINGS LAKES | 8094 | 15 | 3.6 | Residential | Behind the Meter | Yes | Net Metered Residential | Sunrun Installation Services, Inc. |  | AC Electric | Accepted | 2024-03-07 | 2024-03-28 | 2025-03-28 | Inverters | SolarEdge Technologies | SE3800H-USMN | 3800 |  | 1 |  |  | 0.99 |  | Outdoor | Next to meter
NJADRE1555984720 | Administratively Determined Incentive Program | COLLINGS LAKES | 8094 | 15 | 3.6 | Residential | Behind the Meter | Yes | Net Metered Residential | Sunrun Installation Services, Inc. |  | AC Electric | Accepted | 2024-03-07 | 2024-03-28 | 2025-03-28 | Solar Panels | Hanwha Q Cells | Q.PEAK DUO BLKML-G10+/T 400 |  | 0.4 | 9 | 186 | 24 |  | Fixed | Roof
NJADRE1555984723 | Administratively Determined Incentive Program | HIGHLAND PARK | 8904 | 11 | 9.2 | Residential | Behind the Meter | Yes | Net Metered Residential | Pro Custom Solar dba Momentum Solar |  | PSE&G | Accepted | 2024-03-07 | 2024-03-29 | 2025-03-29 | Solar Panels | Q. PEAK DUO BLK ML-G10+400 | hanwha |  | 0.4 | 8 | 139 | 30 |  | Fixed | Roof
NJADRE1555984723 | Administratively Determined Incentive Program | HIGHLAND PARK | 8904 | 11 | 9.2 | Residential | Behind the Meter | Yes | Net Metered Residential | Pro Custom Solar dba Momentum Solar |  | PSE&G | Accepted | 2024-03-07 | 2024-03-29 | 2025-03-29 | Solar Panels | Q. PEAK DUO BLK ML-G10+400 | hanwha |  | 0.4 | 1 | 229 | 35 |  | Fixed | Roof
NJADRE1555984723 | Administratively Determined Incentive Program | HIGHLAND PARK | 8904 | 11 | 9.2 | Residential | Behind the Meter | Yes | Net Metered Residential | Pro Custom Solar dba Momentum Solar |  | PSE&G | Accepted | 2024-03-07 | 2024-03-29 | 2025-03-29 | Solar Panels | Q. PEAK DUO BLK ML-G10+400 | hanwha |  | 0.4 | 1 | 49 | 35 |  | Fixed | Roof
NJADRE1555984723 | Administratively Determined Incentive Program | HIGHLAND PARK | 8904 | 11 | 9.2 | Residential | Behind the Meter | Yes | Net Metered Residential | Pro Custom Solar dba Momentum Solar |  | PSE&G | Accepted | 2024-03-07 | 2024-03-29 | 2025-03-29 | Solar Panels | Q. PEAK DUO BLK ML-G10+400 | hanwha |  | 0.4 | 11 | 319 | 30 |  | Fixed | Roof
NJADRE1555984723 | Administratively Determined Incentive Program | HIGHLAND PARK | 8904 | 11 | 9.2 | Residential | Behind the Meter | Yes | Net Metered Residential | Pro Custom Solar dba Momentum Solar |  | PSE&G | Accepted | 2024-03-07 | 2024-03-29 | 2025-03-29 | Solar Panels | Q. PEAK DUO BLK ML-G10+400 | hanwha |  | 0.4 | 2 | 49 | 40 |  | Fixed | Roof
NJADRE1555984723 | Administratively Determined Incentive Program | HIGHLAND PARK | 8904 | 11 | 9.2 | Residential | Behind the Meter | Yes | Net Metered Residential | Pro Custom Solar dba Momentum Solar |  | PSE&G | Accepted | 2024-03-07 | 2024-03-29 | 2025-03-29 | Inverters | IQ8PLUS-72-2-US | ENPHASE | 290 |  | 23 |  |  | 0.97 |  | Outdoor
NJADRE1555984728 | Administratively Determined Incentive Program | WEST MILFORD | 7480 | 6 | 13.12 | Residential | Behind the Meter | No | Net Metered Residential | EMT RENEWABLES LLC |  | Orange Rockland Electric | Accepted | 2024-03-07 | 2024-03-28 | 2025-03-28 | Inverters | ENPHASE | IQ8+ | 290 |  | 32 |  |  | 0.98 |  | Other | UNDER EACH PANEL
NJADRE1555984728 | Administratively Determined Incentive Program | WEST MILFORD | 7480 | 6 | 13.12 | Residential | Behind the Meter | No | Net Metered Residential | EMT RENEWABLES LLC |  | Orange Rockland Electric | Accepted | 2024-03-07 | 2024-03-28 | 2025-03-28 | Solar Panels | Q.CELLS | Q.PEAK DUO |  | 0.41 | 18 | 277 | 17 |  | Fixed | Roof
NJADRE1555984728 | Administratively Determined Incentive Program | WEST MILFORD | 7480 | 6 | 13.12 | Residential | Behind the Meter | No | Net Metered Residential | EMT RENEWABLES LLC |  | Orange Rockland Electric | Accepted | 2024-03-07 | 2024-03-28 | 2025-03-28 | Solar Panels | Q.CELLS | Q.PEAK DUO |  | 0.41 | 14 | 97 | 17 |  | Fixed | Roof
NJADRE1555984754 | Administratively Determined Incentive Program | WOODBRIDGE | 8863 | 11 | 4.4 | Residential | Behind the Meter | Yes | Net Metered Residential | Sunrun Installation Services, Inc. |  | PSE&G | Accepted | 2024-03-07 | 2024-03-28 | 2025-03-28 | Inverters | SolarEdge Technologies | SE3800H-USMN | 3800 |  | 1 |  |  | 0.99 |  | Outdoor | Next to meter
NJADRE1555984754 | Administratively Determined Incentive Program | WOODBRIDGE | 8863 | 11 | 4.4 | Residential | Behind the Meter | Yes | Net Metered Residential | Sunrun Installation Services, Inc. |  | PSE&G | Accepted | 2024-03-07 | 2024-03-28 | 2025-03-28 | Solar Panels | Hanwha Q Cells | Q.PEAK DUO BLKML-G10+/T 400 |  | 0.4 | 11 | 174 | 25 |  | Fixed | Roof
NJADRE1555984780 | Administratively Determined Incentive Program | KEYPORT | 7735 | 17 | 6.4 | Residential | Behind the Meter | Yes | Net Metered Residential | Sunrun Installation Services, Inc. |  | JCP&L | Accepted | 2024-03-07 | 2024-03-28 | 2025-03-28 | Inverters | SolarEdge Technologies | SE6000H-USSN | 6000 |  | 1 |  |  | 0.99 |  | Outdoor | Next to meter
NJADRE1555984780 | Administratively Determined Incentive Program | KEYPORT | 7735 | 17 | 6.4 | Residential | Behind the Meter | Yes | Net Metered Residential | Sunrun Installation Services, Inc. |  | JCP&L | Accepted | 2024-03-07 | 2024-03-28 | 2025-03-28 | Solar Panels | Hanwha Q Cells | Q.PEAK DUO BLKML-G10+/T 400 |  | 0.4 | 16 | 137 | 27 |  | Fixed | Roof
NJADRE1555986871 | Administratively Determined Incentive Program | PENNSAUKEN | 8110 | 14 | 4 | Residential | Behind the Meter | Yes | Net Metered Residential | Sunrun Installation Services, Inc. |  | PSE&G | Accepted | 2024-03-08 | 2024-03-28 | 2025-03-28 | Inverters | SolarEdge Technologies | SE3800H-USMN | 3800 |  | 1 |  |  | 0.99 |  | Outdoor
NJADRE1555986871 | Administratively Determined Incentive Program | PENNSAUKEN | 8110 | 14 | 4 | Residential | Behind the Meter | Yes | Net Metered Residential | Sunrun Installation Services, Inc. |  | PSE&G | Accepted | 2024-03-08 | 2024-03-28 | 2025-03-28 | Solar Panels | Hanwha Q Cells | Q.PEAK DUO BLK ML-G10+/T 400 |  | 0.4 | 4 | 59 | 27 |  | Fixed | Roof
NJADRE1555986871 | Administratively Determined Incentive Program | PENNSAUKEN | 8110 | 14 | 4 | Residential | Behind the Meter | Yes | Net Metered Residential | Sunrun Installation Services, Inc. |  | PSE&G | Accepted | 2024-03-08 | 2024-03-28 | 2025-03-28 | Solar Panels | Hanwha Q Cells | Q.PEAK DUO BLK ML-G10+/T 400 |  | 0.4 | 6 | 239 | 24 |  | Fixed | Roof
NJADRE1555986873 | Administratively Determined Incentive Program | FREEHOLD | 7728 | 17 | 5.6 | Residential | Behind the Meter | Yes | Net Metered Residential | Sunrun Installation Services, Inc. |  | JCP&L | Accepted | 2024-03-08 | 2024-03-28 | 2025-03-28 | Inverters | SolarEdge Technologies | SE3800H-USMN | 3800 |  | 1 |  |  | 0.99 |  | Outdoor
NJADRE1555986873 | Administratively Determined Incentive Program | FREEHOLD | 7728 | 17 | 5.6 | Residential | Behind the Meter | Yes | Net Metered Residential | Sunrun Installation Services, Inc. |  | JCP&L | Accepted | 2024-03-08 | 2024-03-28 | 2025-03-28 | Solar Panels | Hanwha Q Cells | Q.PEAK DUO BLK ML-G10+/T 400 |  | 0.4 | 5 | 153 | 26 |  | Fixed | Roof
NJADRE1555986873 | Administratively Determined Incentive Program | FREEHOLD | 7728 | 17 | 5.6 | Residential | Behind the Meter | Yes | Net Metered Residential | Sunrun Installation Services, Inc. |  | JCP&L | Accepted | 2024-03-08 | 2024-03-28 | 2025-03-28 | Solar Panels | Hanwha Q Cells | Q.PEAK DUO BLK ML-G10+/T 400 |  | 0.4 | 9 | 243 | 26 |  | Fixed | Roof
NJADRE1555986874 | Administratively Determined Incentive Program | BRIDGETON | 8302 | 20 | 5.6 | Residential | Behind the Meter | Yes | Net Metered Residential | Sunrun Installation Services, Inc. |  | AC Electric | Accepted | 2024-03-08 | 2024-03-28 | 2025-03-28 | Inverters | Delta Electronics | E4-TL-US | 3840 |  | 1 |  |  | 0.98 |  | Outdoor
NJADRE1555986874 | Administratively Determined Incentive Program | BRIDGETON | 8302 | 20 | 5.6 | Residential | Behind the Meter | Yes | Net Metered Residential | Sunrun Installation Services, Inc. |  | AC Electric | Accepted | 2024-03-08 | 2024-03-28 | 2025-03-28 | Solar Panels | Hanwha Q Cells | Q.PEAK DUO BLK ML-G10+/T 400 |  | 0.4 | 14 | 216 | 31 |  | Fixed | Roof
NJADRE1555986878 | Administratively Determined Incentive Program | NEWFIELD | 8344 | 15 | 4.4 | Residential | Behind the Meter | Yes | Net Metered Residential | Sunrun Installation Services, Inc. |  | AC Electric | Accepted | 2024-03-08 | 2024-03-28 | 2025-03-28 | Inverters | SolarEdge Technologies | SE3800H-USMN | 3800 |  | 1 |  |  | 0.99 |  | Outdoor
NJADRE1555986878 | Administratively Determined Incentive Program | NEWFIELD | 8344 | 15 | 4.4 | Residential | Behind the Meter | Yes | Net Metered Residential | Sunrun Installation Services, Inc. |  | AC Electric | Accepted | 2024-03-08 | 2024-03-28 | 2025-03-28 | Solar Panels | Hanwha Q Cells | Q.PEAK DUO BLK ML-G10+/T 400 |  | 0.4 | 11 | 278 | 21 |  | Fixed | Roof
NJADRE1555986881 | Administratively Determined Incentive Program | EDISON | 8837 | 11 | 4 | Residential | Behind the Meter | Yes | Net Metered Residential | Sunrun Installation Services, Inc. |  | PSE&G | Accepted | 2024-03-08 | 2024-03-28 | 2025-03-28 | Inverters | Delta Electronics | E4-TL-US | 3840 |  | 1 |  |  | 0.98 |  | Outdoor
NJADRE1555986881 | Administratively Determined Incentive Program | EDISON | 8837 | 11 | 4 | Residential | Behind the Meter | Yes | Net Metered Residential | Sunrun Installation Services, Inc. |  | PSE&G | Accepted | 2024-03-08 | 2024-03-28 | 2025-03-28 | Solar Panels | Hanwha Q Cells | Q.PEAK DUO BLK ML-G10+/T 400 |  | 0.4 | 5 | 13 | 29 |  | Fixed | Roof
NJADRE1555986881 | Administratively Determined Incentive Program | EDISON | 8837 | 11 | 4 | Residential | Behind the Meter | Yes | Net Metered Residential | Sunrun Installation Services, Inc. |  | PSE&G | Accepted | 2024-03-08 | 2024-03-28 | 2025-03-28 | Solar Panels | Hanwha Q Cells | Q.PEAK DUO BLK ML-G10+/T 400 |  | 0.4 | 5 | 193 | 31 |  | Fixed | Roof
NJADRE1555986882 | Administratively Determined Incentive Program | CLIFFWOOD BEACH | 7735 | 17 | 5.2 | Residential | Behind the Meter | Yes | Net Metered Residential | Sunrun Installation Services, Inc. |  | JCP&L | Accepted | 2024-03-08 | 2024-03-28 | 2025-03-28 | Inverters | Delta Electronics | E4-TL-US | 3840 |  | 1 |  |  | 0.98 |  | Outdoor
NJADRE1555986882 | Administratively Determined Incentive Program | CLIFFWOOD BEACH | 7735 | 17 | 5.2 | Residential | Behind the Meter | Yes | Net Metered Residential | Sunrun Installation Services, Inc. |  | JCP&L | Accepted | 2024-03-08 | 2024-03-28 | 2025-03-28 | Solar Panels | Hanwha Q Cells | Q.PEAK DUO BLK ML-G10+/T 400 |  | 0.4 | 13 | 224 | 17 |  | Fixed | Roof
NJADRE1555986886 | Administratively Determined Incentive Program | MYSTIC ISLANDS | 8087 | 18 | 8.8 | Residential | Behind the Meter | Yes | Net Metered Residential | Sunrun Installation Services, Inc. |  | AC Electric | Accepted | 2024-03-08 | 2024-03-28 | 2025-03-28 | Inverters | SolarEdge Technologies | SE6000H-USSN | 6000 |  | 1 |  |  | 0.99 |  | Outdoor
NJADRE1555986886 | Administratively Determined Incentive Program | MYSTIC ISLANDS | 8087 | 18 | 8.8 | Residential | Behind the Meter | Yes | Net Metered Residential | Sunrun Installation Services, Inc. |  | AC Electric | Accepted | 2024-03-08 | 2024-03-28 | 2025-03-28 | Solar Panels | Hanwha Q Cells | Q.PEAK DUO BLK ML-G10+/T 400 |  | 0.4 | 22 | 237 | 37 |  | Fixed | Roof
NJADRE1555986888 | Administratively Determined Incentive Program | PISCATAWAY | 8854 | 11 | 5.6 | Residential | Behind the Meter | Yes | Net Metered Residential | Sunrun Installation Services, Inc. |  | PSE&G | Accepted | 2024-03-08 | 2024-03-28 | 2025-03-28 | Inverters | Delta Electronics | E4-TL-US | 3840 |  | 1 |  |  | 0.98 |  | Outdoor
NJADRE1555986888 | Administratively Determined Incentive Program | PISCATAWAY | 8854 | 11 | 5.6 | Residential | Behind the Meter | Yes | Net Metered Residential | Sunrun Installation Services, Inc. |  | PSE&G | Accepted | 2024-03-08 | 2024-03-28 | 2025-03-28 | Solar Panels | Hanwha Q Cells | Q.PEAK DUO BLK ML-G10+/T 400 |  | 0.4 | 5 | 179 | 22 |  | Fixed | Roof
NJADRE1555986888 | Administratively Determined Incentive Program | PISCATAWAY | 8854 | 11 | 5.6 | Residential | Behind the Meter | Yes | Net Metered Residential | Sunrun Installation Services, Inc. |  | PSE&G | Accepted | 2024-03-08 | 2024-03-28 | 2025-03-28 | Solar Panels | Hanwha Q Cells | Q.PEAK DUO BLK ML-G10+/T 400 |  | 0.4 | 9 | 91 | 22 |  | Fixed | Roof
NJADRE1555986891 | Administratively Determined Incentive Program | SALEM | 8079 | 16 | 10.8 | Residential | Behind the Meter | Yes | Net Metered Residential | Sunrun Installation Services, Inc. |  | AC Electric | Accepted | 2024-03-08 | 2024-03-28 | 2025-03-28 | Inverters | SolarEdge Technologies | SE7600H-USSN | 7600 |  | 1 |  |  | 0.99 |  | Outdoor
NJADRE1555986891 | Administratively Determined Incentive Program | SALEM | 8079 | 16 | 10.8 | Residential | Behind the Meter | Yes | Net Metered Residential | Sunrun Installation Services, Inc. |  | AC Electric | Accepted | 2024-03-08 | 2024-03-28 | 2025-03-28 | Solar Panels | Hanwha Q Cells | Q.PEAK DUO BLK ML-G10+/T 400 |  | 0.4 | 27 | 136 | 24 |  | Fixed | Roof
NJADRE1555986910 | Administratively Determined Incentive Program | FORDS | 8863 | 11 | 7.67 | Residential | Behind the Meter | No | Net Metered Residential | Power Home Remodeling |  | PSE&G | Accepted | 2024-03-08 | 2024-03-28 | 2025-03-28 | Inverters | SolarEdge | SE5000H-US | 5000 |  | 1 |  |  | 0.99 |  | Outdoor
NJADRE1555986910 | Administratively Determined Incentive Program | FORDS | 8863 | 11 | 7.67 | Residential | Behind the Meter | No | Net Metered Residential | Power Home Remodeling |  | PSE&G | Accepted | 2024-03-08 | 2024-03-28 | 2025-03-28 | Meters | SolarEdge | Revenue Grade Data Ansi C12.20 |  |  | 1 |  |  |  | Yes | Outdoor
NJADRE1555986910 | Administratively Determined Incentive Program | FORDS | 8863 | 11 | 7.67 | Residential | Behind the Meter | No | Net Metered Residential | Power Home Remodeling |  | PSE&G | Accepted | 2024-03-08 | 2024-03-28 | 2025-03-28 | Solar Panels | Hyundai | HiS-S365XG(BK) |  | 0.365 | 10 | 262 | 13 |  | Fixed | Roof
NJADRE1555986910 | Administratively Determined Incentive Program | FORDS | 8863 | 11 | 7.67 | Residential | Behind the Meter | No | Net Metered Residential | Power Home Remodeling |  | PSE&G | Accepted | 2024-03-08 | 2024-03-28 | 2025-03-28 | Solar Panels | Hyundai | HiS-S365XG(BK) |  | 0.365 | 11 | 82 | 9 |  | Fixed | Roof
NJADRE1555986954 | Administratively Determined Incentive Program | ELMER | 8318 | 16 | 3.2 | Residential | Behind the Meter | Yes | Net Metered Residential | Sunrun Installation Services, Inc. |  | PSE&G | Accepted | 2024-03-08 | 2024-03-28 | 2025-03-28 | Inverters | SolarEdge Technologies | SE3800H-USMN | 3800 |  | 1 |  |  | 0.99 |  | Outdoor | Nex to meter
NJADRE1555986954 | Administratively Determined Incentive Program | ELMER | 8318 | 16 | 3.2 | Residential | Behind the Meter | Yes | Net Metered Residential | Sunrun Installation Services, Inc. |  | PSE&G | Accepted | 2024-03-08 | 2024-03-28 | 2025-03-28 | Solar Panels | Hanwha Q-Cells | Q.PEAK DUO BLKML-G10+/T 400 |  | 0.4 | 8 | 144 | 26 |  | Fixed | Roof
NJADRE1555986955 | Administratively Determined Incentive Program | MAGNOLIA BORO | 8049 | 14 | 8.8 | Residential | Behind the Meter | Yes | Net Metered Residential | Sunrun Installation Services, Inc. |  | PSE&G | Accepted | 2024-03-08 | 2024-03-28 | 2025-03-28 | Inverters | SOLAREDGE TECHNOLOGIES | SE6000H-USSN | 6000 |  | 1 |  |  | 0.99 |  | Outside | Next To Meter
NJADRE1555986955 | Administratively Determined Incentive Program | MAGNOLIA BORO | 8049 | 14 | 8.8 | Residential | Behind the Meter | Yes | Net Metered Residential | Sunrun Installation Services, Inc. |  | PSE&G | Accepted | 2024-03-08 | 2024-03-28 | 2025-03-28 | Solar Panels | Hanwha Q Cells | Q.PEAK DUO BLK ML-G10+/t 400 |  | 0.4 | 8 | 221 | 27 |  | Fixed | Roof
NJADRE1555986955 | Administratively Determined Incentive Program | MAGNOLIA BORO | 8049 | 14 | 8.8 | Residential | Behind the Meter | Yes | Net Metered Residential | Sunrun Installation Services, Inc. |  | PSE&G | Accepted | 2024-03-08 | 2024-03-28 | 2025-03-28 | Solar Panels | Hanwha Q Cells | Q.PEAK DUO BLK ML-G10+/T 400 |  | 0.4 | 14 | 41 | 25 |  | Fixed | Roof
NJADRE1555987030 | Administratively Determined Incentive Program | WOODBRIDGE | 7077 | 11 | 3.6 | Residential | Behind the Meter | Yes | Net Metered Residential | Sunrun Installation Services, Inc. |  | PSE&G | Accepted | 2024-03-08 | 2024-03-28 | 2025-03-28 | Inverters | SOLAREDGE TECHNOLOGIES | SE3800H-USMN | 3800 |  | 1 |  |  | 0.99 |  | Outside | Next To Meter
NJADRE1555987030 | Administratively Determined Incentive Program | WOODBRIDGE | 7077 | 11 | 3.6 | Residential | Behind the Meter | Yes | Net Metered Residential | Sunrun Installation Services, Inc. |  | PSE&G | Accepted | 2024-03-08 | 2024-03-28 | 2025-03-28 | Solar Panels | Hanwha Q Cells | Q.PEAK DUO BLK ML-G10+/T 400 |  | 0.4 | 7 | 14 | 20 |  | Fixed | Roof
NJADRE1555987030 | Administratively Determined Incentive Program | WOODBRIDGE | 7077 | 11 | 3.6 | Residential | Behind the Meter | Yes | Net Metered Residential | Sunrun Installation Services, Inc. |  | PSE&G | Accepted | 2024-03-08 | 2024-03-28 | 2025-03-28 | Solar Panels | Hanwha Q Cells | Q.PEAK DUO BLK ML-G10+/T 400 |  | 0.4 | 2 | 14 | 41 |  | Fixed | Roof
NJADRE1555987057 | Administratively Determined Incentive Program | FRANKLIN TWP | 8873 | 5 | 6 | Residential | Behind the Meter | Yes | Net Metered Residential | Sunrun Installation Services, Inc. |  | PSE&G | Accepted | 2024-03-08 | 2024-03-28 | 2025-03-28 | Inverters | SolarEdge Technologies | SE7600H-USSN | 7600 |  | 1 |  |  | 0.99 |  | Outdoor | Next to meter
NJADRE1555987057 | Administratively Determined Incentive Program | FRANKLIN TWP | 8873 | 5 | 6 | Residential | Behind the Meter | Yes | Net Metered Residential | Sunrun Installation Services, Inc. |  | PSE&G | Accepted | 2024-03-08 | 2024-03-28 | 2025-03-28 | Solar Panels | Hanwha Q Cells | Q.PEAK DUO BLKML-G10+/T 400 |  | 0.4 | 15 | 227 | 28 |  | Fixed | Roof
NJADRE1555987058 | Administratively Determined Incentive Program | ATCO | 8004 | 14 | 13.2 | Residential | Behind the Meter | Yes | Net Metered Residential | Power Energy Solutions |  | AC Electric | Accepted | 2024-03-08 | 2024-03-28 | 2025-03-28 | Inverters | SolarEdge | SE11400H-US | 11 |  | 1 |  |  | 0.97 |  | Outdoor
NJADRE1555987058 | Administratively Determined Incentive Program | ATCO | 8004 | 14 | 13.2 | Residential | Behind the Meter | Yes | Net Metered Residential | Power Energy Solutions |  | AC Electric | Accepted | 2024-03-08 | 2024-03-28 | 2025-03-28 | Solar Panels | Canadian Solar | CS6R-400MS-HL HIKU6 BLACK MONO |  | 0.4 | 33 | 102 | 26 |  | Fixed | Roof
NJADRE1555987074 | Administratively Determined Incentive Program | SOUTH PLAINFIELD | 7080 | 11 | 6.32 | Residential | Behind the Meter | No | Net Metered Residential | Seapoint Solar Energy LLC |  | PSE&G | Accepted | 2024-03-08 | 2024-03-28 | 2025-03-28 | Solar Panels | Canadian Solar | CS6R-395MS-HL |  | 0.395 | 6 | 358 | 28 |  | Fixed | Roof
NJADRE1555987074 | Administratively Determined Incentive Program | SOUTH PLAINFIELD | 7080 | 11 | 6.32 | Residential | Behind the Meter | No | Net Metered Residential | Seapoint Solar Energy LLC |  | PSE&G | Accepted | 2024-03-08 | 2024-03-28 | 2025-03-28 | Solar Panels | Canadian Solar | CS6R-395MS-HL |  | 0.395 | 10 | 178 | 28 |  | Fixed | Roof
NJADRE1555987074 | Administratively Determined Incentive Program | SOUTH PLAINFIELD | 7080 | 11 | 6.32 | Residential | Behind the Meter | No | Net Metered Residential | Seapoint Solar Energy LLC |  | PSE&G | Accepted | 2024-03-08 | 2024-03-28 | 2025-03-28 | Inverters | Enphase | IQ8PLUS-72-2-US | 290 |  | 16 |  |  | 0.97 |  | Outdoor
NJADRE1555987084 | Administratively Determined Incentive Program | CLIFTON | 7012 | 6 | 10.4 | Residential | Behind the Meter | Yes | Net Metered Residential | Sunrun Installation Services, Inc. |  | PSE&G | Accepted | 2024-03-08 | 2024-03-28 | 2025-03-28 | Inverters | SOLAREDGE TECHNOLOGIES | SE7600H-USSN | 7600 |  | 1 |  |  | 0.99 |  | Outside | Next To Meter
NJADRE1555987084 | Administratively Determined Incentive Program | CLIFTON | 7012 | 6 | 10.4 | Residential | Behind the Meter | Yes | Net Metered Residential | Sunrun Installation Services, Inc. |  | PSE&G | Accepted | 2024-03-08 | 2024-03-28 | 2025-03-28 | Solar Panels | Hanwha Q Cells | Q.PEAK DUO BLK ML-G10+/T 400 |  | 0.4 | 4 | 342 | 20 |  | Fixed | Roof
NJADRE1555987084 | Administratively Determined Incentive Program | CLIFTON | 7012 | 6 | 10.4 | Residential | Behind the Meter | Yes | Net Metered Residential | Sunrun Installation Services, Inc. |  | PSE&G | Accepted | 2024-03-08 | 2024-03-28 | 2025-03-28 | Solar Panels | Hanwha Q Cells | Q.PEAK DUO BLK ML-G10+/T 400 |  | 0.4 | 5 | 162 | 20 |  | Fixed | Roof
NJADRE1555987084 | Administratively Determined Incentive Program | CLIFTON | 7012 | 6 | 10.4 | Residential | Behind the Meter | Yes | Net Metered Residential | Sunrun Installation Services, Inc. |  | PSE&G | Accepted | 2024-03-08 | 2024-03-28 | 2025-03-28 | Solar Panels | Hanwha Q Cells | Q.PEAK DUO BLK ML-G10+/T 400 |  | 0.4 | 5 | 252 | 20 |  | Fixed | Roof
NJADRE1555987084 | Administratively Determined Incentive Program | CLIFTON | 7012 | 6 | 10.4 | Residential | Behind the Meter | Yes | Net Metered Residential | Sunrun Installation Services, Inc. |  | PSE&G | Accepted | 2024-03-08 | 2024-03-28 | 2025-03-28 | Solar Panels | Hanwha Q Cells | Q.PEAK DUO BLK ML-G10+/T 400 |  | 0.4 | 12 | 72 | 20 |  | Fixed | Roof
NJADRE1555987116 | Administratively Determined Incentive Program | HACKETTSTOWN | 7840 | 2 | 4 | Residential | Behind the Meter | Yes | Net Metered Residential | Sunrun Installation Services, Inc. |  | JCP&L | Accepted | 2024-03-08 | 2024-03-28 | 2025-03-28 | Inverters | SolarEdge Technologies | SE3800H-USMN | 3800 |  | 1 |  |  | 0.99 |  | Outdoor | Next to meter
NJADRE1555987116 | Administratively Determined Incentive Program | HACKETTSTOWN | 7840 | 2 | 4 | Residential | Behind the Meter | Yes | Net Metered Residential | Sunrun Installation Services, Inc. |  | JCP&L | Accepted | 2024-03-08 | 2024-03-28 | 2025-03-28 | Solar Panels | Hanwha Q Cells | Q.PEAK DUO BLKML-G10+/T 400 |  | 0.4 | 10 | 136 | 22 |  | Fixed | Roof
NJADRE1555987146 | Administratively Determined Incentive Program | BRICK | 8724 | 18 | 6.8 | Residential | Behind the Meter | Yes | Net Metered Residential | Sunrun Installation Services, Inc. |  | JCP&L | Accepted | 2024-03-08 | 2024-03-28 | 2025-03-28 | Inverters | SOLAREDGE TECHNOLOGIES | SE6000H-USSN | 6000 |  | 1 |  |  | 0.99 |  | Outside | Next To Meter
NJADRE1555987146 | Administratively Determined Incentive Program | BRICK | 8724 | 18 | 6.8 | Residential | Behind the Meter | Yes | Net Metered Residential | Sunrun Installation Services, Inc. |  | JCP&L | Accepted | 2024-03-08 | 2024-03-28 | 2025-03-28 | Solar Panels | Hanwha Q Cells | Q.PEAK DUO BLK ML-G10+/T 400 |  | 0.4 | 3 | 298 | 18 |  | Fixed | Roof
NJADRE1555987146 | Administratively Determined Incentive Program | BRICK | 8724 | 18 | 6.8 | Residential | Behind the Meter | Yes | Net Metered Residential | Sunrun Installation Services, Inc. |  | JCP&L | Accepted | 2024-03-08 | 2024-03-28 | 2025-03-28 | Solar Panels | Hanwha Q Cells | Q.PEAK DUO BLK ML-G10+/T 400 |  | 0.4 | 7 | 118 | 18 |  | Fixed | Roof
NJADRE1555987146 | Administratively Determined Incentive Program | BRICK | 8724 | 18 | 6.8 | Residential | Behind the Meter | Yes | Net Metered Residential | Sunrun Installation Services, Inc. |  | JCP&L | Accepted | 2024-03-08 | 2024-03-28 | 2025-03-28 | Solar Panels | Hanwha Q Cells | Q.PEAK DUO BLK ML-G10+/T 400 |  | 0.4 | 7 | 208 | 15 |  | Fixed | Roof
NJADRE1555987154 | Administratively Determined Incentive Program | UNION CITY | 7087 | 8 | 4.8 | Residential | Behind the Meter | Yes | Net Metered Residential | Sunrun Installation Services, Inc. |  | PSE&G | Accepted | 2024-03-08 | 2024-03-28 | 2025-03-28 | Inverters | SolarEdge Technologies | SE3800H-USMN | 3800 |  | 1 |  |  | 0.99 |  | Outdoor | Next to meter
NJADRE1555987154 | Administratively Determined Incentive Program | UNION CITY | 7087 | 8 | 4.8 | Residential | Behind the Meter | Yes | Net Metered Residential | Sunrun Installation Services, Inc. |  | PSE&G | Accepted | 2024-03-08 | 2024-03-28 | 2025-03-28 | Solar Panels | Hanwha Q Cells | Q.PEAK DUO BLKML-G10+/T 400 |  | 0.4 | 12 | 206 | 6 |  | Fixed | Roof
NJADRE1555987159 | Administratively Determined Incentive Program | MOUNT HOLLY | 8060 | 13 | 5.6 | Residential | Behind the Meter | Yes | Net Metered Residential | Power Energy Solutions |  | PSE&G | Accepted | 2024-03-08 | 2024-03-28 | 2025-03-28 | Inverters | SolarEdge | SE3800H-US | 4 |  | 1 |  |  | 0.97 |  | Outdoor
NJADRE1555987159 | Administratively Determined Incentive Program | MOUNT HOLLY | 8060 | 13 | 5.6 | Residential | Behind the Meter | Yes | Net Metered Residential | Power Energy Solutions |  | PSE&G | Accepted | 2024-03-08 | 2024-03-28 | 2025-03-28 | Solar Panels | Canadian Solar | CS6R-400MS-HL HIKU6 BLACK MONO |  | 0.4 | 7 | 90 | 2 |  | Fixed | Roof
NJADRE1555987159 | Administratively Determined Incentive Program | MOUNT HOLLY | 8060 | 13 | 5.6 | Residential | Behind the Meter | Yes | Net Metered Residential | Power Energy Solutions |  | PSE&G | Accepted | 2024-03-08 | 2024-03-28 | 2025-03-28 | Solar Panels | Canadian Solar | CS6R-400MS-HL HIKU6 BLACK MONO |  | 0.4 | 7 | 90 | 40 |  | Fixed | Roof
NJADRE1555990114 | Administratively Determined Incentive Program | LODI | 7644 | 7 | 5.67 | Residential | Behind the Meter | Yes | Net Metered Residential | Trinity Solar |  | PSE&G | Accepted | 2024-03-08 | 2024-03-28 | 2025-03-28 | Inverters | Solar Edge | SE5000H-US | 5000 |  | 1 |  |  | 0.97 |  | Outdoor
NJADRE1555990114 | Administratively Determined Incentive Program | LODI | 7644 | 7 | 5.67 | Residential | Behind the Meter | Yes | Net Metered Residential | Trinity Solar |  | PSE&G | Accepted | 2024-03-08 | 2024-03-28 | 2025-03-28 | Solar Panels | HANWHA | (Q.PEAK DUO BLK ML-G10+ 405) |  | 0.405 | 11 | 126 | 14 |  | Fixed | Roof
NJADRE1555990114 | Administratively Determined Incentive Program | LODI | 7644 | 7 | 5.67 | Residential | Behind the Meter | Yes | Net Metered Residential | Trinity Solar |  | PSE&G | Accepted | 2024-03-08 | 2024-03-28 | 2025-03-28 | Solar Panels | HANWHA | (Q.PEAK DUO BLK ML-G10+ 405) |  | 0.405 | 3 | 126 | 30 |  | Fixed | Roof
NJADRE1555990936 | Administratively Determined Incentive Program | WEST ORANGE | 7052 | 9 | 9.43 | Residential | Behind the Meter | Yes | Net Metered Residential | Pro Custom Solar dba Momentum Solar |  | PSE&G | Accepted | 2024-03-08 | 2024-03-28 | 2025-03-28 | Solar Panels | Q. PEAK DUO BLK ML-G10+410 | hanwha |  | 0.41 | 23 | 197 | 18 |  | Fixed | Roof
NJADRE1555990936 | Administratively Determined Incentive Program | WEST ORANGE | 7052 | 9 | 9.43 | Residential | Behind the Meter | Yes | Net Metered Residential | Pro Custom Solar dba Momentum Solar |  | PSE&G | Accepted | 2024-03-08 | 2024-03-28 | 2025-03-28 | Inverters | IQ8PLUS-72-2-US | ENPHASE | 290 |  | 23 |  |  | 0.97 |  | Outdoor
NJADRE1555990971 | Administratively Determined Incentive Program | LINDEN | 7036 | 10 | 5.6 | Residential | Behind the Meter | Yes | Net Metered Residential | Sunrun Installation Services, Inc. |  | PSE&G | Accepted | 2024-03-08 | 2024-03-28 | 2025-03-28 | Inverters | SolarEdge Technologies | SE3800H-USMN | 3800 |  | 1 |  |  | 0.99 |  | Outdoor | Next to meter
NJADRE1555990971 | Administratively Determined Incentive Program | LINDEN | 7036 | 10 | 5.6 | Residential | Behind the Meter | Yes | Net Metered Residential | Sunrun Installation Services, Inc. |  | PSE&G | Accepted | 2024-03-08 | 2024-03-28 | 2025-03-28 | Solar Panels | Hanwha Q Cells | Q.PEAK DUO BLKML-G10+/T 400 |  | 0.4 | 14 | 128 | 22 |  | Fixed | Roof
NJADRE1555991007 | Administratively Determined Incentive Program | ATLANTIC CITY | 8401 | 19 | 8.2 | Residential | Behind the Meter | Yes | Net Metered Residential | Pro Custom Solar dba Momentum Solar |  | AC Electric | Accepted | 2024-03-08 | 2024-03-28 | 2025-03-28 | Solar Panels | Q. PEAK DUO BLK ML-G10+410 | hanwha |  | 0.41 | 20 | 152 | 23 |  | Fixed | Roof
NJADRE1555991007 | Administratively Determined Incentive Program | ATLANTIC CITY | 8401 | 19 | 8.2 | Residential | Behind the Meter | Yes | Net Metered Residential | Pro Custom Solar dba Momentum Solar |  | AC Electric | Accepted | 2024-03-08 | 2024-03-28 | 2025-03-28 | Inverters | IQ8PLUS-72-2-US | ENPHASE | 290 |  | 20 |  |  | 0.97 |  | Outdoor
NJADRE1555991023 | Administratively Determined Incentive Program | GLOUCESTER CITY | 8030 | 14 | 12.8 | Residential | Behind the Meter | Yes | Net Metered Residential | Sunrun Installation Services, Inc. |  | PSE&G | Accepted | 2024-03-08 | 2024-03-28 | 2025-03-28 | Inverters | SolarEdge Technologies | SE10000H-USSN | 10000 |  | 1 |  |  | 0.99 |  | Outdoor | Next to meter
NJADRE1555991023 | Administratively Determined Incentive Program | GLOUCESTER CITY | 8030 | 14 | 12.8 | Residential | Behind the Meter | Yes | Net Metered Residential | Sunrun Installation Services, Inc. |  | PSE&G | Accepted | 2024-03-08 | 2024-03-28 | 2025-03-28 | Solar Panels | Hanwha Q Cells | Q.PEAK DUO BLKML-G10+/T 400 |  | 0.4 | 32 | 10 | 1 |  | Fixed | Roof
NJADRE1555991051 | Administratively Determined Incentive Program | OLD TAPPAN | 7675 | 7 | 13.6 | Residential | Behind the Meter | Yes | Net Metered Residential | Sunrun Installation Services, Inc. |  | PSE&G | Accepted | 2024-03-08 | 2024-03-29 | 2025-03-29 | Inverters | DELTA ELECTRONICS | E6-TL-US | 6000 |  | 1 |  |  | 0.975 |  | Outdoor
NJADRE1555991051 | Administratively Determined Incentive Program | OLD TAPPAN | 7675 | 7 | 13.6 | Residential | Behind the Meter | Yes | Net Metered Residential | Sunrun Installation Services, Inc. |  | PSE&G | Accepted | 2024-03-08 | 2024-03-29 | 2025-03-29 | Inverters | E4-TL-US | DELTAELECTRONICS | 4000 |  | 1 |  |  | 0.975 |  | Outdoor
NJADRE1555991051 | Administratively Determined Incentive Program | OLD TAPPAN | 7675 | 7 | 13.6 | Residential | Behind the Meter | Yes | Net Metered Residential | Sunrun Installation Services, Inc. |  | PSE&G | Accepted | 2024-03-08 | 2024-03-29 | 2025-03-29 | Solar Panels | HANWHA Q-CELLS | Q.PEAK DUO BLKML-G10+/T 400 |  | 0.4 | 16 | 134 | 37 |  | Fixed | Parking Lot
NJADRE1555991051 | Administratively Determined Incentive Program | OLD TAPPAN | 7675 | 7 | 13.6 | Residential | Behind the Meter | Yes | Net Metered Residential | Sunrun Installation Services, Inc. |  | PSE&G | Accepted | 2024-03-08 | 2024-03-29 | 2025-03-29 | Solar Panels | HANWHA Q-CELLS | Q.PEAK DUO BLKML-G10+/T 400 |  | 0.4 | 13 | 223 | 38 |  | Fixed | Roof
NJADRE1555991051 | Administratively Determined Incentive Program | OLD TAPPAN | 7675 | 7 | 13.6 | Residential | Behind the Meter | Yes | Net Metered Residential | Sunrun Installation Services, Inc. |  | PSE&G | Accepted | 2024-03-08 | 2024-03-29 | 2025-03-29 | Solar Panels | HANWHA Q-CELLS | Q.PEAK DUO BLKML-G10+/T 400 |  | 0.4 | 5 | 134 | 38 |  | Fixed | Roof
NJADRE1555991087 | Administratively Determined Incentive Program | PERTH AMBOY | 8861 | 11 | 4.4 | Residential | Behind the Meter | Yes | Net Metered Residential | Sunrun Installation Services, Inc. |  | PSE&G | Accepted | 2024-03-08 | 2024-03-29 | 2025-03-29 | Inverters | DELTA ELECTRONICS | E4-TL-US | 4000 |  | 1 |  |  | 0.98 |  | Outdoor | Next to meter
NJADRE1555991087 | Administratively Determined Incentive Program | PERTH AMBOY | 8861 | 11 | 4.4 | Residential | Behind the Meter | Yes | Net Metered Residential | Sunrun Installation Services, Inc. |  | PSE&G | Accepted | 2024-03-08 | 2024-03-29 | 2025-03-29 | Solar Panels | Hanwha Q Cells | Q.PEAK DUO BLKML-G10+/T 400 |  | 0.4 | 11 | 111 | 37 |  | Fixed | Roof
NJADRE1555991106 | Administratively Determined Incentive Program | TOMS RIVER | 8757 | 18 | 14.76 | Residential | Behind the Meter | Yes | Net Metered Residential | Pro Custom Solar dba Momentum Solar |  | JCP&L | Accepted | 2024-03-08 | 2024-03-29 | 2025-03-29 | Solar Panels | Q. PEAK DUO BLK ML-G10+410 | hanwha |  | 0.41 | 21 | 107 | 19 |  | Fixed | Roof
NJADRE1555991106 | Administratively Determined Incentive Program | TOMS RIVER | 8757 | 18 | 14.76 | Residential | Behind the Meter | Yes | Net Metered Residential | Pro Custom Solar dba Momentum Solar |  | JCP&L | Accepted | 2024-03-08 | 2024-03-29 | 2025-03-29 | Solar Panels | Q. PEAK DUO BLK ML-G10+410 | hanwha |  | 0.41 | 15 | 287 | 19 |  | Fixed | Roof
NJADRE1555991106 | Administratively Determined Incentive Program | TOMS RIVER | 8757 | 18 | 14.76 | Residential | Behind the Meter | Yes | Net Metered Residential | Pro Custom Solar dba Momentum Solar |  | JCP&L | Accepted | 2024-03-08 | 2024-03-29 | 2025-03-29 | Inverters | IQ8PLUS-72-2-US | ENPHASE | 290 |  | 36 |  |  | 0.97 |  | Outdoor
NJADRE1555991147 | Administratively Determined Incentive Program | WEST WINDSOR | 8550 | 12 | 16.33 | Residential | Behind the Meter | No | Net Metered Residential | US Clean Energy Construction Inc. |  | PSE&G | Accepted | 2024-03-08 | 2024-03-29 | 2025-03-29 | Inverters | SMA AMERICA | SMA SB-7.7-US | 7700 |  | 2 |  |  | 0.98 |  | Outdoor
NJADRE1555991147 | Administratively Determined Incentive Program | WEST WINDSOR | 8550 | 12 | 16.33 | Residential | Behind the Meter | No | Net Metered Residential | US Clean Energy Construction Inc. |  | PSE&G | Accepted | 2024-03-08 | 2024-03-29 | 2025-03-29 | Meters | VISION METERING | Cat VM-2E2A1P |  |  | 1 |  |  |  | Yes | Outdoor
NJADRE1555991147 | Administratively Determined Incentive Program | WEST WINDSOR | 8550 | 12 | 16.33 | Residential | Behind the Meter | No | Net Metered Residential | US Clean Energy Construction Inc. |  | PSE&G | Accepted | 2024-03-08 | 2024-03-29 | 2025-03-29 | Solar Panels | REC SOLAR | REC 355W |  | 0.355 | 34 | 133 | 15 |  | Fixed | Roof
NJADRE1555991147 | Administratively Determined Incentive Program | WEST WINDSOR | 8550 | 12 | 16.33 | Residential | Behind the Meter | No | Net Metered Residential | US Clean Energy Construction Inc. |  | PSE&G | Accepted | 2024-03-08 | 2024-03-29 | 2025-03-29 | Solar Panels | REC SOLAR | REC 355W |  | 0.355 | 12 | 313 | 15 |  | Fixed | Roof
NJADRE1555991185 | Administratively Determined Incentive Program | ENGLISHTOWN | 7726 | 17 | 7.79 | Residential | Behind the Meter | Yes | Net Metered Residential | Pro Custom Solar dba Momentum Solar |  | JCP&L | Accepted | 2024-03-08 | 2024-03-29 | 2025-03-29 | Inverters | IQ8PLUS-72-2-US | ENPHASE | 290 |  | 19 |  |  | 0.97 |  | Outdoor
NJADRE1555991185 | Administratively Determined Incentive Program | ENGLISHTOWN | 7726 | 17 | 7.79 | Residential | Behind the Meter | Yes | Net Metered Residential | Pro Custom Solar dba Momentum Solar |  | JCP&L | Accepted | 2024-03-08 | 2024-03-29 | 2025-03-29 | Solar Panels | Q. PEAK DUO BLK ML-G10+410 | hanwha |  | 0.41 | 19 | 109 | 22 |  | Fixed | Roof
NJADRE1555991188 | Administratively Determined Incentive Program | PLAINFIELD | 7063 | 10 | 4.51 | Residential | Behind the Meter | Yes | Net Metered Residential | Pro Custom Solar dba Momentum Solar |  | PSE&G | Accepted | 2024-03-08 | 2024-03-13 | 2025-03-13 | Inverters | ENPHASE | IQ8PLUS-72-2-US | 290 |  | 11 |  |  | 0.97 |  | Outdoor
NJADRE1555991188 | Administratively Determined Incentive Program | PLAINFIELD | 7063 | 10 | 4.51 | Residential | Behind the Meter | Yes | Net Metered Residential | Pro Custom Solar dba Momentum Solar |  | PSE&G | Accepted | 2024-03-08 | 2024-03-13 | 2025-03-13 | Solar Panels | HANWHA | q.peak duo blk ml-g10+410 |  | 0.41 | 6 | 222 | 39 |  | Fixed | Roof
NJADRE1555991188 | Administratively Determined Incentive Program | PLAINFIELD | 7063 | 10 | 4.51 | Residential | Behind the Meter | Yes | Net Metered Residential | Pro Custom Solar dba Momentum Solar |  | PSE&G | Accepted | 2024-03-08 | 2024-03-13 | 2025-03-13 | Solar Panels | HANWHA | q.peak duo blk ml-g10+410 |  | 0.41 | 5 | 42 | 38 |  | Fixed | Roof
NJADRE1555991192 | Administratively Determined Incentive Program | BERLIN | 8009 | 14 | 5.67 | Residential | Behind the Meter | Yes | Net Metered Residential | Sunrun Installation Services, Inc. |  | AC Electric | Accepted | 2024-03-08 | 2024-03-29 | 2025-03-29 | Inverters | SolarEdge Technologies | SE3800H-USMN | 3800 |  | 1 |  |  | 0.99 |  | Outside | Next to meter
NJADRE1555991192 | Administratively Determined Incentive Program | BERLIN | 8009 | 14 | 5.67 | Residential | Behind the Meter | Yes | Net Metered Residential | Sunrun Installation Services, Inc. |  | AC Electric | Accepted | 2024-03-08 | 2024-03-29 | 2025-03-29 | Solar Panels | Hanwha Q Cells | Q.PEAK DUO BLK ML-G10+ 405 |  | 0.405 | 7 | 239 | 18 |  | Fixed | Roof
NJADRE1555991192 | Administratively Determined Incentive Program | BERLIN | 8009 | 14 | 5.67 | Residential | Behind the Meter | Yes | Net Metered Residential | Sunrun Installation Services, Inc. |  | AC Electric | Accepted | 2024-03-08 | 2024-03-29 | 2025-03-29 | Solar Panels | Hanwha Q Cells | Q.PEAK DUO BLK ML-G10+ 405 |  | 0.405 | 7 | 59 | 19 |  | Fixed | Roof
NJADRE1555991204 | Administratively Determined Incentive Program | SOUTH BOUND BROOK | 8880 | 5 | 5.74 | Residential | Behind the Meter | Yes | Net Metered Residential | Pro Custom Solar dba Momentum Solar |  | PSE&G | Accepted | 2024-03-08 | 2024-03-29 | 2025-03-29 | Solar Panels | Q. PEAK DUO BLK ML-G10+410 | hanwha |  | 0.41 | 14 | 285 | 11 |  | Fixed | Roof
NJADRE1555991204 | Administratively Determined Incentive Program | SOUTH BOUND BROOK | 8880 | 5 | 5.74 | Residential | Behind the Meter | Yes | Net Metered Residential | Pro Custom Solar dba Momentum Solar |  | PSE&G | Accepted | 2024-03-08 | 2024-03-29 | 2025-03-29 | Inverters | IQ8PLUS-72-2-US | ENPHASE | 290 |  | 14 |  |  | 0.97 |  | Outdoor
NJADRE1555991216 | Administratively Determined Incentive Program | HIGHLAND PARK | 8904 | 11 | 3.69 | Residential | Behind the Meter | No | Net Metered Residential | Pro Custom Solar dba Momentum Solar |  | PSE&G | Accepted | 2024-03-08 | 2024-03-29 | 2025-03-29 | Inverters | ENPHASE | IQ8PLUS-72-2-US | 290 |  | 9 |  |  | 0.97 |  | Outside
NJADRE1555991216 | Administratively Determined Incentive Program | HIGHLAND PARK | 8904 | 11 | 3.69 | Residential | Behind the Meter | No | Net Metered Residential | Pro Custom Solar dba Momentum Solar |  | PSE&G | Accepted | 2024-03-08 | 2024-03-29 | 2025-03-29 | Solar Panels | hanwha | q.peak duo blk ml-g10+410 |  | 0.41 | 9 | 155 | 38 |  | Fixed | Roof
NJADRE1555991224 | Administratively Determined Incentive Program | BRANCHVILLE | 7826 | 1 | 8.61 | Residential | Behind the Meter | Yes | Net Metered Residential | Pro Custom Solar dba Momentum Solar |  | PSE&G | Accepted | 2024-03-08 | 2024-03-29 | 2025-03-29 | Solar Panels | Q. PEAK DUO BLK ML-G10+410 | hanwha |  | 0.41 | 21 | 193 | 40 |  | Fixed | Roof
NJADRE1555991224 | Administratively Determined Incentive Program | BRANCHVILLE | 7826 | 1 | 8.61 | Residential | Behind the Meter | Yes | Net Metered Residential | Pro Custom Solar dba Momentum Solar |  | PSE&G | Accepted | 2024-03-08 | 2024-03-29 | 2025-03-29 | Inverters | IQ8PLUS-72-2-US | ENPHASE | 290 |  | 21 |  |  | 0.97 |  | Outdoor
NJADRE1555991226 | Administratively Determined Incentive Program | WEST MILFORD | 7480 | 6 | 5.33 | Residential | Behind the Meter | No | Net Metered Residential | Pro Custom Solar dba Momentum Solar |  | Orange Rockland Electric | Accepted | 2024-03-08 | 2024-03-29 | 2025-03-29 | Inverters | ENPHASE | IQ8PLUS-72-2-US | 290 |  | 13 |  |  | 0.97 |  | Outdoor
NJADRE1555991226 | Administratively Determined Incentive Program | WEST MILFORD | 7480 | 6 | 5.33 | Residential | Behind the Meter | No | Net Metered Residential | Pro Custom Solar dba Momentum Solar |  | Orange Rockland Electric | Accepted | 2024-03-08 | 2024-03-29 | 2025-03-29 | Solar Panels | HANWHA | q.peak duo blk ml-g10+410 |  | 0.41 | 13 | 119 | 18 |  | Fixed | Roof
NJADRE1555991232 | Administratively Determined Incentive Program | MONROEVILLE | 8343 | 16 | 7.6 | Residential | Behind the Meter | Yes | Net Metered Residential | Big Solar Energy, LLC |  | AC Electric | Accepted | 2024-03-08 | 2024-03-29 | 2025-03-29 | Inverters | SolarEdge | SE5000H-US | 5000 |  | 1 |  |  | 0.992 |  | Outdoor
NJADRE1555991232 | Administratively Determined Incentive Program | MONROEVILLE | 8343 | 16 | 7.6 | Residential | Behind the Meter | Yes | Net Metered Residential | Big Solar Energy, LLC |  | AC Electric | Accepted | 2024-03-08 | 2024-03-29 | 2025-03-29 | Solar Panels | JA SOLAR | JAM54S31-400/MR |  | 0.4 | 19 | 203 | 25 |  | Fixed | Roof
NJADRE1556001322 | Administratively Determined Incentive Program | CAPE MAY COURT HOUSE | 8210 | 21 | 11.07 | Residential | Behind the Meter | No | Net Metered Residential | Amped On Solar LLC |  | AC Electric | Accepted | 2024-03-09 | 2024-03-29 | 2025-03-29 | Solar Panels | Q-CELL HANWHA | Q-PEAK DUO ML-G10 |  | 0.41 | 15 | 178 | 25 |  | Fixed | Roof
NJADRE1556001322 | Administratively Determined Incentive Program | CAPE MAY COURT HOUSE | 8210 | 21 | 11.07 | Residential | Behind the Meter | No | Net Metered Residential | Amped On Solar LLC |  | AC Electric | Accepted | 2024-03-09 | 2024-03-29 | 2025-03-29 | Solar Panels | HANWHA Q-CELL | Q-PEAK DUO ML-G10 |  | 0.41 | 12 | 88 | 25 |  | Fixed | Roof
NJADRE1556001322 | Administratively Determined Incentive Program | CAPE MAY COURT HOUSE | 8210 | 21 | 11.07 | Residential | Behind the Meter | No | Net Metered Residential | Amped On Solar LLC |  | AC Electric | Accepted | 2024-03-09 | 2024-03-29 | 2025-03-29 | Inverters | ENPHASE | IQ8+ | 290 |  | 27 |  |  | 0.976 |  | Outdoor | ON RACKING
NJADRE1556003746 | Administratively Determined Incentive Program | VINELAND | 8360 | 20 | 6.4 | Residential | Behind the Meter | Yes | Net Metered Residential | Sunrun Installation Services, Inc. |  | Vineland Muni Electric | Accepted | 2024-03-09 | 2024-03-29 | 2025-03-29 | Inverters | SolarEdge Technologies | SE6000H-USSN | 6000 |  | 1 |  |  | 0.99 |  | Outdoor
NJADRE1556003746 | Administratively Determined Incentive Program | VINELAND | 8360 | 20 | 6.4 | Residential | Behind the Meter | Yes | Net Metered Residential | Sunrun Installation Services, Inc. |  | Vineland Muni Electric | Accepted | 2024-03-09 | 2024-03-29 | 2025-03-29 | Solar Panels | Hanwha Q Cells | Q.PEAK DUO BLK ML-G10+/T 400 |  | 0.4 | 16 | 83 | 22 |  | Fixed | Roof
NJADRE1556003764 | Administratively Determined Incentive Program | CAPE MAY COURT HOUSE | 8210 | 21 | 6.56 | Residential | Behind the Meter | No | Net Metered Residential | Amped On Solar LLC |  | AC Electric | Accepted | 2024-03-09 | 2024-03-29 | 2025-03-29 | Inverters | ENPHASE | IQ8+ | 290 |  | 16 |  |  | 0.976 |  | Outdoor | ON RACKING
NJADRE1556003764 | Administratively Determined Incentive Program | CAPE MAY COURT HOUSE | 8210 | 21 | 6.56 | Residential | Behind the Meter | No | Net Metered Residential | Amped On Solar LLC |  | AC Electric | Accepted | 2024-03-09 | 2024-03-29 | 2025-03-29 | Solar Panels | Q-CELL HANWHA | Q-PEAK DUO ML-G10 |  | 0.41 | 16 | 178 | 25 |  | Fixed | Roof
NJADRE1556003930 | Administratively Determined Incentive Program | CINNAMINSON | 8077 | 13 | 13.87 | Residential | Behind the Meter | Yes | Net Metered Residential | SunnyMac, LLC |  | PSE&G | Accepted | 2024-03-12 | 2024-03-28 | 2025-03-28 | Solar Panels | HANWHA Q Cells | Q.PEAK DUO BLK-G10+365 |  | 0.365 | 11 | 152 | 28 |  | Fixed | Roof
NJADRE1556003930 | Administratively Determined Incentive Program | CINNAMINSON | 8077 | 13 | 13.87 | Residential | Behind the Meter | Yes | Net Metered Residential | SunnyMac, LLC |  | PSE&G | Accepted | 2024-03-12 | 2024-03-28 | 2025-03-28 | Solar Panels | HANWHA Q Cells | Q.PEAK DUO BLK-G10+365 |  | 0.365 | 4 | 152 | 26 |  | Fixed | Roof
NJADRE1556003930 | Administratively Determined Incentive Program | CINNAMINSON | 8077 | 13 | 13.87 | Residential | Behind the Meter | Yes | Net Metered Residential | SunnyMac, LLC |  | PSE&G | Accepted | 2024-03-12 | 2024-03-28 | 2025-03-28 | Solar Panels | HANWHA Q Cells | Q.PEAK DUO BLK-G10+365 |  | 0.365 | 8 | 332 | 25 |  | Fixed | Roof
NJADRE1556003930 | Administratively Determined Incentive Program | CINNAMINSON | 8077 | 13 | 13.87 | Residential | Behind the Meter | Yes | Net Metered Residential | SunnyMac, LLC |  | PSE&G | Accepted | 2024-03-12 | 2024-03-28 | 2025-03-28 | Solar Panels | HANWHA Q Cells | Q.PEAK DUO BLK-G10+365 |  | 0.365 | 15 | 243 | 21 |  | Fixed | Roof
NJADRE1556003930 | Administratively Determined Incentive Program | CINNAMINSON | 8077 | 13 | 13.87 | Residential | Behind the Meter | Yes | Net Metered Residential | SunnyMac, LLC |  | PSE&G | Accepted | 2024-03-12 | 2024-03-28 | 2025-03-28 | Meters | Solar Edge | SolarEdge Built-in Consumption Monitor (BEI4, BNI4, B |  |  | 1 |  |  |  | Yes
NJADRE1556003930 | Administratively Determined Incentive Program | CINNAMINSON | 8077 | 13 | 13.87 | Residential | Behind the Meter | Yes | Net Metered Residential | SunnyMac, LLC |  | PSE&G | Accepted | 2024-03-12 | 2024-03-28 | 2025-03-28 | Meters | Solar Edge | SolarEdge Built-in Consumption Monitor (BEI4, BNI4, B |  |  | 1 |  |  |  | Yes
NJADRE1556003930 | Administratively Determined Incentive Program | CINNAMINSON | 8077 | 13 | 13.87 | Residential | Behind the Meter | Yes | Net Metered Residential | SunnyMac, LLC |  | PSE&G | Accepted | 2024-03-12 | 2024-03-28 | 2025-03-28 | Inverters | Solar Edge | SE5000H-US000BNI4 | 5000 |  | 1 |  |  | 0.99 |  | Outside
NJADRE1556003930 | Administratively Determined Incentive Program | CINNAMINSON | 8077 | 13 | 13.87 | Residential | Behind the Meter | Yes | Net Metered Residential | SunnyMac, LLC |  | PSE&G | Accepted | 2024-03-12 | 2024-03-28 | 2025-03-28 | Inverters | Solar Edge | SE6000H-US000BNI4 | 6000 |  | 1 |  |  | 0.99 |  | Outside
NJADRE1556003973 | Administratively Determined Incentive Program | NEWARKCITY | 7106 | 9 | 11.68 | Residential | Behind the Meter | Yes | Net Metered Residential | SunnyMac, LLC |  | PSE&G | Accepted | 2024-03-11 | 2024-03-28 | 2025-03-28 | Solar Panels | REC Solar | REC365NP2 Black |  | 0.365 | 15 | 197 | 21 |  | Fixed | Roof
NJADRE1556003973 | Administratively Determined Incentive Program | NEWARKCITY | 7106 | 9 | 11.68 | Residential | Behind the Meter | Yes | Net Metered Residential | SunnyMac, LLC |  | PSE&G | Accepted | 2024-03-11 | 2024-03-28 | 2025-03-28 | Solar Panels | REC Solar | REC365NP2 Black |  | 0.365 | 17 | 197 | 21 |  | Fixed | Roof
NJADRE1556003973 | Administratively Determined Incentive Program | NEWARKCITY | 7106 | 9 | 11.68 | Residential | Behind the Meter | Yes | Net Metered Residential | SunnyMac, LLC |  | PSE&G | Accepted | 2024-03-11 | 2024-03-28 | 2025-03-28 | Inverters | Solar Edge | SE10000H-US000BEI4 (Inverter w/CAT5e) | 10 |  | 1 |  |  | 0.99 |  | Outside
NJADRE1556003973 | Administratively Determined Incentive Program | NEWARKCITY | 7106 | 9 | 11.68 | Residential | Behind the Meter | Yes | Net Metered Residential | SunnyMac, LLC |  | PSE&G | Accepted | 2024-03-11 | 2024-03-28 | 2025-03-28 | Meters | Solar Edge | SolarEdge Built-in Consumption Monitor (BEI4, BNI4, B |  |  | 1 |  |  |  | Yes
NJADRE1556004025 | Administratively Determined Incentive Program | NEWARK | 7107 | 9 | 14.97 | Residential | Behind the Meter | Yes | Net Metered Residential | SunnyMac, LLC |  | PSE&G | Accepted | 2024-03-12 | 2024-03-28 | 2025-03-28 | Solar Panels | REC Solar | REC 365 N-PEAK 2 BLACK SERIES [34.3V] |  | 0.365 | 21 | 207 | 25 |  | Fixed | Roof
NJADRE1556004025 | Administratively Determined Incentive Program | NEWARK | 7107 | 9 | 14.97 | Residential | Behind the Meter | Yes | Net Metered Residential | SunnyMac, LLC |  | PSE&G | Accepted | 2024-03-12 | 2024-03-28 | 2025-03-28 | Solar Panels | REC Solar | REC 365 N-PEAK 2 BLACK SERIES [34.3V] |  | 0.365 | 20 | 27 | 25 |  | Fixed | Roof
NJADRE1556004025 | Administratively Determined Incentive Program | NEWARK | 7107 | 9 | 14.97 | Residential | Behind the Meter | Yes | Net Metered Residential | SunnyMac, LLC |  | PSE&G | Accepted | 2024-03-12 | 2024-03-28 | 2025-03-28 | Inverters | SOLAREDGE | SOLAREDGE SE10000H-US [240V] | 10000 |  | 1 |  |  | 0.99 |  | Outside
NJADRE1556004025 | Administratively Determined Incentive Program | NEWARK | 7107 | 9 | 14.97 | Residential | Behind the Meter | Yes | Net Metered Residential | SunnyMac, LLC |  | PSE&G | Accepted | 2024-03-12 | 2024-03-28 | 2025-03-28 | Meters | SOLAREDGE | SolarEdge Built-in Consumption Monitor (BEI4, BNI4, BNC |  |  | 1 |  |  |  | Yes | Outdoor
NJADRE1556004061 | Administratively Determined Incentive Program | MOUNT HOLLY | 8060 | 13 | 3.85 | Residential | Behind the Meter | Yes | Net Metered Residential | Freedom Forever New Jersey LLC |  | PSE&G | Accepted | 2024-03-09 | 2024-03-29 | 2025-03-29 | Solar Panels | JINKO SOLAR | JKM385M-6RL3-B |  | 0.385 | 10 | 182 | 30 |  | Fixed | Roof
NJADRE1556004061 | Administratively Determined Incentive Program | MOUNT HOLLY | 8060 | 13 | 3.85 | Residential | Behind the Meter | Yes | Net Metered Residential | Freedom Forever New Jersey LLC |  | PSE&G | Accepted | 2024-03-09 | 2024-03-29 | 2025-03-29 | Inverters | Solar Edge | SE3800H-USRGM [SI1 | 3800 |  | 1 |  |  | 0.99 |  | Outside
NJADRE1556004073 | Administratively Determined Incentive Program | LITTLE EGG HARBOR TOWNSHIP | 8087 | 18 | 3.08 | Residential | Behind the Meter | Yes | Net Metered Residential | Freedom Forever New Jersey LLC |  | AC Electric | Accepted | 2024-03-09 | 2024-03-29 | 2025-03-29 | Solar Panels | JINKO SOLAR | JKM385M-6RL3-B |  | 0.385 | 2 | 277 | 10 |  | Fixed | Roof
NJADRE1556004073 | Administratively Determined Incentive Program | LITTLE EGG HARBOR TOWNSHIP | 8087 | 18 | 3.08 | Residential | Behind the Meter | Yes | Net Metered Residential | Freedom Forever New Jersey LLC |  | AC Electric | Accepted | 2024-03-09 | 2024-03-29 | 2025-03-29 | Solar Panels | JINKO SOLAR | JKM385M-6RL3-B |  | 0.385 | 6 | 277 | 21 |  | Fixed | Roof
NJADRE1556004073 | Administratively Determined Incentive Program | LITTLE EGG HARBOR TOWNSHIP | 8087 | 18 | 3.08 | Residential | Behind the Meter | Yes | Net Metered Residential | Freedom Forever New Jersey LLC |  | AC Electric | Accepted | 2024-03-09 | 2024-03-29 | 2025-03-29 | Inverters | Solar Edge | SE3800H-USRGM [SI1] | 3800 |  | 1 |  |  | 0.99 |  | Outside
NJADRE1556005143 | Administratively Determined Incentive Program | BRIDGETON | 8302 | 20 | 4.24 | Residential | Behind the Meter | No | Net Metered Residential | Freedom Forever New Jersey LLC |  | AC Electric | Accepted | 2024-03-10 | 2024-03-29 | 2025-03-29 | Inverters | Solar Edge | SE3800H-USRGM [SI1 | 3800 |  | 1 |  |  | 0.99 |  | Outside
NJADRE1556005143 | Administratively Determined Incentive Program | BRIDGETON | 8302 | 20 | 4.24 | Residential | Behind the Meter | No | Net Metered Residential | Freedom Forever New Jersey LLC |  | AC Electric | Accepted | 2024-03-10 | 2024-03-29 | 2025-03-29 | Solar Panels | JINKO SOLAR | JKM385M-6RL3-B |  | 0.385 | 11 | 70 | 20 |  | Fixed | Roof
NJADRE1556005156 | Administratively Determined Incentive Program | HADDON TOWNSHIP | 8108 | 14 | 6.48 | Residential | Behind the Meter | No | Net Metered Residential | Freedom Forever New Jersey LLC |  | PSE&G | Accepted | 2024-03-10 | 2024-03-29 | 2025-03-29 | Inverters | Solar Edge | SE5000H-USRGM [SI1] | 5000 |  | 1 |  |  | 0.99 |  | Outside
NJADRE1556005156 | Administratively Determined Incentive Program | HADDON TOWNSHIP | 8108 | 14 | 6.48 | Residential | Behind the Meter | No | Net Metered Residential | Freedom Forever New Jersey LLC |  | PSE&G | Accepted | 2024-03-10 | 2024-03-29 | 2025-03-29 | Solar Panels | Rec Solar | REC405AA PURE |  | 0.405 | 16 | 60 | 22 |  | Fixed | Roof
NJADRE1556005159 | Administratively Determined Incentive Program | GLOUCESTER TOWNSHIP | 8012 | 14 | 7.7 | Residential | Behind the Meter | No | Net Metered Residential | Freedom Forever New Jersey LLC |  | PSE&G | Accepted | 2024-03-10 | 2024-03-29 | 2025-03-29 | Inverters | Enphase | IQ8PLUS-72-2-US | 290 |  | 20 |  |  | 0.99 |  | Outside
NJADRE1556005159 | Administratively Determined Incentive Program | GLOUCESTER TOWNSHIP | 8012 | 14 | 7.7 | Residential | Behind the Meter | No | Net Metered Residential | Freedom Forever New Jersey LLC |  | PSE&G | Accepted | 2024-03-10 | 2024-03-29 | 2025-03-29 | Solar Panels | JINKO SOLAR | JKM385M-6RL3-B |  | 0.385 | 8 | 165 | 36 |  | Fixed | Roof
NJADRE1556005159 | Administratively Determined Incentive Program | GLOUCESTER TOWNSHIP | 8012 | 14 | 7.7 | Residential | Behind the Meter | No | Net Metered Residential | Freedom Forever New Jersey LLC |  | PSE&G | Accepted | 2024-03-10 | 2024-03-29 | 2025-03-29 | Solar Panels | JINKO SOLAR | JKM385M-6RL3-B |  | 0.385 | 8 | 253 | 36 |  | Fixed | Roof
NJADRE1556005159 | Administratively Determined Incentive Program | GLOUCESTER TOWNSHIP | 8012 | 14 | 7.7 | Residential | Behind the Meter | No | Net Metered Residential | Freedom Forever New Jersey LLC |  | PSE&G | Accepted | 2024-03-10 | 2024-03-29 | 2025-03-29 | Solar Panels | JINKO SOLAR | JKM385M-6RL3-B |  | 0.385 | 4 | 343 | 36 |  | Fixed | Roof
NJADRE1556006149 | Administratively Determined Incentive Program | NORTHFIELD | 8225 | 19 | 9.02 | Residential | Behind the Meter | No | Net Metered Residential | Solar Mite Solutions |  | AC Electric | Accepted | 2024-03-10 | 2024-03-29 | 2025-03-29 | Inverters | Enphase | IQ8PLUS-72-2 | 290 |  | 22 |  |  | 0.98 |  | Outdoor
NJADRE1556006149 | Administratively Determined Incentive Program | NORTHFIELD | 8225 | 19 | 9.02 | Residential | Behind the Meter | No | Net Metered Residential | Solar Mite Solutions |  | AC Electric | Accepted | 2024-03-10 | 2024-03-29 | 2025-03-29 | Solar Panels | SEG Solar | SEG-410-BMD-HV |  | 0.41 | 22 | 211 | 29 |  | Fixed | Roof | Array 1
NJADRE1556006176 | Administratively Determined Incentive Program | Hightstown | 8520 | 12 | 7.2 | Residential | Behind the Meter | Yes | Net Metered Residential | Sunrun Installation Services, Inc. |  | JCP&L | Accepted | 2024-03-11 | 2024-03-29 | 2025-03-29 | Inverters | SolarEdge Technologies | SE6000H-USSN | 6000 |  | 1 |  |  | 0.99 |  | Outdoor | Next to meter
NJADRE1556006176 | Administratively Determined Incentive Program | Hightstown | 8520 | 12 | 7.2 | Residential | Behind the Meter | Yes | Net Metered Residential | Sunrun Installation Services, Inc. |  | JCP&L | Accepted | 2024-03-11 | 2024-03-29 | 2025-03-29 | Solar Panels | Hanwha Q Cells | Q.PEAK DUO BLKML-G10+/T 400 |  | 0.4 | 7 | 71 | 22 |  | Fixed | Roof
NJADRE1556006176 | Administratively Determined Incentive Program | Hightstown | 8520 | 12 | 7.2 | Residential | Behind the Meter | Yes | Net Metered Residential | Sunrun Installation Services, Inc. |  | JCP&L | Accepted | 2024-03-11 | 2024-03-29 | 2025-03-29 | Solar Panels | Hanwha Q Cells | Q.PEAK DUO BLKML-G10+/T 400 |  | 0.4 | 11 | 251 | 22 |  | Fixed | Roof
NJADRE1556006185 | Administratively Determined Incentive Program | FRANKLINVILLE | 8322 | 15 | 11.2 | Residential | Behind the Meter | Yes | Net Metered Residential | Power Energy Solutions |  | AC Electric | Accepted | 2024-03-11 | 2024-03-29 | 2025-03-29 | Inverters | SolarEdge | SE7600H-US | 8 |  | 1 |  |  | 0.97 |  | Outdoor
NJADRE1556006185 | Administratively Determined Incentive Program | FRANKLINVILLE | 8322 | 15 | 11.2 | Residential | Behind the Meter | Yes | Net Metered Residential | Power Energy Solutions |  | AC Electric | Accepted | 2024-03-11 | 2024-03-29 | 2025-03-29 | Solar Panels | Canadian Solar | CS6R-400MS-HL HIKU6 BLACK MONO |  | 0.4 | 12 | 180 | 18 |  | Fixed | Roof
NJADRE1556006185 | Administratively Determined Incentive Program | FRANKLINVILLE | 8322 | 15 | 11.2 | Residential | Behind the Meter | Yes | Net Metered Residential | Power Energy Solutions |  | AC Electric | Accepted | 2024-03-11 | 2024-03-29 | 2025-03-29 | Solar Panels | Canadian Solar | CS6R-400MS-HL HIKU6 BLACK MONO |  | 0.4 | 16 | 360 | 18 |  | Fixed | Roof
NJADRE1556006208 | Administratively Determined Incentive Program | WILLINGBORO TWP | 8046 | 13 | 13.6 | Residential | Behind the Meter | Yes | Net Metered Residential | Sunrun Installation Services, Inc. |  | PSE&G | Accepted | 2024-03-11 | 2024-03-29 | 2025-03-29 | Inverters | SolarEdge Technologies | SE10000H-USSN | 10000 |  | 1 |  |  | 0.99 |  | Outdoor | Next to meter
NJADRE1556006208 | Administratively Determined Incentive Program | WILLINGBORO TWP | 8046 | 13 | 13.6 | Residential | Behind the Meter | Yes | Net Metered Residential | Sunrun Installation Services, Inc. |  | PSE&G | Accepted | 2024-03-11 | 2024-03-29 | 2025-03-29 | Solar Panels | Hanwha Q Cells | Q.PEAK DUO BLKML-G10+/T 400 |  | 0.4 | 11 | 68 | 18 |  | Fixed | Roof
NJADRE1556006208 | Administratively Determined Incentive Program | WILLINGBORO TWP | 8046 | 13 | 13.6 | Residential | Behind the Meter | Yes | Net Metered Residential | Sunrun Installation Services, Inc. |  | PSE&G | Accepted | 2024-03-11 | 2024-03-29 | 2025-03-29 | Solar Panels | Hanwha Q Cells | Q.PEAK DUO BLKML-G10+/T 400 |  | 0.4 | 10 | 157 | 18 |  | Fixed | Roof
NJADRE1556006208 | Administratively Determined Incentive Program | WILLINGBORO TWP | 8046 | 13 | 13.6 | Residential | Behind the Meter | Yes | Net Metered Residential | Sunrun Installation Services, Inc. |  | PSE&G | Accepted | 2024-03-11 | 2024-03-29 | 2025-03-29 | Solar Panels | Hanwha Q Cells | Q.PEAK DUO BLKML-G10+/T 400 |  | 0.4 | 13 | 248 | 18 |  | Fixed | Roof
NJADRE1556006232 | Administratively Determined Incentive Program | VINELAND | 8360 | 20 | 6.4 | Residential | Behind the Meter | Yes | Net Metered Residential | Sunrun Installation Services, Inc. |  | Vineland Muni Electric | Accepted | 2024-03-11 | 2024-03-29 | 2025-03-29 | Inverters | SolarEdge Technologies | SE6000H-USSN | 6000 |  | 1 |  |  | 0.99 |  | Outside | Next to meter
NJADRE1556006232 | Administratively Determined Incentive Program | VINELAND | 8360 | 20 | 6.4 | Residential | Behind the Meter | Yes | Net Metered Residential | Sunrun Installation Services, Inc. |  | Vineland Muni Electric | Accepted | 2024-03-11 | 2024-03-29 | 2025-03-29 | Solar Panels | Hanwha Q Cells | Q.PEAK DUO BLK ML-G10+/t 400 |  | 0.4 | 5 | 4 | 40 |  | Fixed | Roof
NJADRE1556006232 | Administratively Determined Incentive Program | VINELAND | 8360 | 20 | 6.4 | Residential | Behind the Meter | Yes | Net Metered Residential | Sunrun Installation Services, Inc. |  | Vineland Muni Electric | Accepted | 2024-03-11 | 2024-03-29 | 2025-03-29 | Solar Panels | Hanwha Q Cells | Q.PEAK DUO BLK ML-G10+/t 400 |  | 0.4 | 8 | 183 | 40 |  | Fixed | Roof
NJADRE1556006232 | Administratively Determined Incentive Program | VINELAND | 8360 | 20 | 6.4 | Residential | Behind the Meter | Yes | Net Metered Residential | Sunrun Installation Services, Inc. |  | Vineland Muni Electric | Accepted | 2024-03-11 | 2024-03-29 | 2025-03-29 | Solar Panels | Hanwha Q Cells | Q.PEAK DUO BLK ML-G10+/t 400 |  | 0.4 | 3 | 184 | 18 |  | Fixed | Roof
NJADRE1556006233 | Administratively Determined Incentive Program | MONROEVILLE | 8343 | 16 | 16.61 | Residential | Behind the Meter | No | Net Metered Residential | Whitman Construction |  | AC Electric | Accepted | 2024-03-11 | 2024-03-29 | 2025-03-29 | Solar Panels | JA SOLAR | JAM54S30-405/MR |  | 0.405 | 18 | fixed | 40 |  | Fixed | Roof
NJADRE1556006233 | Administratively Determined Incentive Program | MONROEVILLE | 8343 | 16 | 16.61 | Residential | Behind the Meter | No | Net Metered Residential | Whitman Construction |  | AC Electric | Accepted | 2024-03-11 | 2024-03-29 | 2025-03-29 | Solar Panels | JA SOLAR | JAM54S30-405/MR |  | 0.405 | 2 | fixed | 40 |  | Fixed | Roof
NJADRE1556006233 | Administratively Determined Incentive Program | MONROEVILLE | 8343 | 16 | 16.61 | Residential | Behind the Meter | No | Net Metered Residential | Whitman Construction |  | AC Electric | Accepted | 2024-03-11 | 2024-03-29 | 2025-03-29 | Solar Panels | JA SOLAR | JAM54S30-405/MR |  | 0.405 | 13 | fixed | 45 |  | Fixed | Roof
NJADRE1556006233 | Administratively Determined Incentive Program | MONROEVILLE | 8343 | 16 | 16.61 | Residential | Behind the Meter | No | Net Metered Residential | Whitman Construction |  | AC Electric | Accepted | 2024-03-11 | 2024-03-29 | 2025-03-29 | Solar Panels | JA SOLAR | JAM54S30-405/MR |  | 0.405 | 8 | fixed | 16 |  | Fixed | Roof
NJADRE1556006233 | Administratively Determined Incentive Program | MONROEVILLE | 8343 | 16 | 16.61 | Residential | Behind the Meter | No | Net Metered Residential | Whitman Construction |  | AC Electric | Accepted | 2024-03-11 | 2024-03-29 | 2025-03-29 | Inverters | Enphase | IQ8PLUS-72-2-US | 290 |  | 41 |  |  | 0.975 |  | Outside
NJADRE1556006253 | Administratively Determined Incentive Program | SPARTA | 7871 | 1 | 11.34 | Residential | Behind the Meter | No | Net Metered Residential | Palmetto Solar LLC |  | JCP&L | Accepted | 2024-03-11 | 2024-03-29 | 2025-03-29 | Inverters | Enphase | IQ8PLUS-72-2-US | 290 |  | 28 |  |  | 0.99 |  | Outdoor
NJADRE1556006253 | Administratively Determined Incentive Program | SPARTA | 7871 | 1 | 11.34 | Residential | Behind the Meter | No | Net Metered Residential | Palmetto Solar LLC |  | JCP&L | Accepted | 2024-03-11 | 2024-03-29 | 2025-03-29 | Solar Panels | Hanwha Q-Cells | Q.PEAK DUO BLK ML-G10+ 405 |  | 0.405 | 28 | 145 | 30 |  | Fixed | Roof
NJADRE1556006253 | Administratively Determined Incentive Program | SPARTA | 7871 | 1 | 11.34 | Residential | Behind the Meter | No | Net Metered Residential | Palmetto Solar LLC |  | JCP&L | Accepted | 2024-03-11 | 2024-03-29 | 2025-03-29 | Meters | Enphase | X2-IQ-AM1-240-4 | 8120 |  | 1 |  |  |  | Yes | Outdoor
NJADRE1556006302 | Administratively Determined Incentive Program | FRANKLIN TOWNSHIP SOM | 8873 | 5 | 5.6 | Residential | Behind the Meter | Yes | Net Metered Residential | Sunrun Installation Services, Inc. |  | PSE&G | Accepted | 2024-03-11 | 2024-03-29 | 2025-03-29 | Inverters | SolarEdge Technologies | SE3800H-USMN | 3800 |  | 1 |  |  | 0.99 |  | Outdoor | Next to meter
NJADRE1556006302 | Administratively Determined Incentive Program | FRANKLIN TOWNSHIP SOM | 8873 | 5 | 5.6 | Residential | Behind the Meter | Yes | Net Metered Residential | Sunrun Installation Services, Inc. |  | PSE&G | Accepted | 2024-03-11 | 2024-03-29 | 2025-03-29 | Solar Panels | Hanwha Q Cells | Q.PEAK DUO BLKML-G10+/T 400 |  | 0.4 | 5 | 129 | 24 |  | Fixed | Roof
NJADRE1556006302 | Administratively Determined Incentive Program | FRANKLIN TOWNSHIP SOM | 8873 | 5 | 5.6 | Residential | Behind the Meter | Yes | Net Metered Residential | Sunrun Installation Services, Inc. |  | PSE&G | Accepted | 2024-03-11 | 2024-03-29 | 2025-03-29 | Solar Panels | Hanwha Q Cells | Q.PEAK DUO BLKML-G10+/T 400 |  | 0.4 | 9 | 309 | 24 |  | Fixed | Roof
NJADRE1556006304 | Administratively Determined Incentive Program | PLAINFIELD | 7060 | 10 | 7.38 | Residential | Behind the Meter | Yes | Net Metered Residential | Pro Custom Solar dba Momentum Solar |  | PSE&G | Accepted | 2024-03-11 | 2024-03-29 | 2025-03-29 | Inverters | ENPHASE | IQ8PLUS-72-2-US | 290 |  | 18 |  |  | 0.97 |  | Outdoor
NJADRE1556006304 | Administratively Determined Incentive Program | PLAINFIELD | 7060 | 10 | 7.38 | Residential | Behind the Meter | Yes | Net Metered Residential | Pro Custom Solar dba Momentum Solar |  | PSE&G | Accepted | 2024-03-11 | 2024-03-29 | 2025-03-29 | Solar Panels | hanwha | q.peak duo blk ml-g10+410 |  | 0.41 | 10 | 258 | 42 |  | Fixed | Roof
NJADRE1556006304 | Administratively Determined Incentive Program | PLAINFIELD | 7060 | 10 | 7.38 | Residential | Behind the Meter | Yes | Net Metered Residential | Pro Custom Solar dba Momentum Solar |  | PSE&G | Accepted | 2024-03-11 | 2024-03-29 | 2025-03-29 | Solar Panels | hanwha | q.peak duo blk ml-g10+410 |  | 0.41 | 8 | 78 | 12 |  | Fixed | Roof
NJADRE1556006362 | Administratively Determined Incentive Program | HILLSIDE TWP | 7205 | 10 | 6.8 | Residential | Behind the Meter | Yes | Net Metered Residential | Sunrun Installation Services, Inc. |  | PSE&G | Accepted | 2024-03-11 | 2024-03-29 | 2025-03-29 | Inverters | SolarEdge Technologies | SE6000H-USSN | 6000 |  | 1 |  |  | 0.99 |  | Outdoor | Next to meter
NJADRE1556006362 | Administratively Determined Incentive Program | HILLSIDE TWP | 7205 | 10 | 6.8 | Residential | Behind the Meter | Yes | Net Metered Residential | Sunrun Installation Services, Inc. |  | PSE&G | Accepted | 2024-03-11 | 2024-03-29 | 2025-03-29 | Solar Panels | Hanwha Q Cells | Q.PEAK DUO BLKML-G10+/T 400 |  | 0.4 | 7 | 38 | 34 |  | Fixed | Roof
NJADRE1556006362 | Administratively Determined Incentive Program | HILLSIDE TWP | 7205 | 10 | 6.8 | Residential | Behind the Meter | Yes | Net Metered Residential | Sunrun Installation Services, Inc. |  | PSE&G | Accepted | 2024-03-11 | 2024-03-29 | 2025-03-29 | Solar Panels | Hanwha Q Cells | Q.PEAK DUO BLKML-G10+/T 400 |  | 0.4 | 10 | 218 | 35 |  | Fixed | Roof
NJADRE1556006415 | Administratively Determined Incentive Program | PATERSON | 7513 | 6 | 9.6 | Residential | Behind the Meter | Yes | Net Metered Residential | Sunrun Installation Services, Inc. |  | PSE&G | Accepted | 2024-03-11 | 2024-03-29 | 2025-03-29 | Inverters | SolarEdge Technologies | SE7600H-USSN | 7600 |  | 1 |  |  | 0.99 |  | Outdoor | Next to meter
NJADRE1556006415 | Administratively Determined Incentive Program | PATERSON | 7513 | 6 | 9.6 | Residential | Behind the Meter | Yes | Net Metered Residential | Sunrun Installation Services, Inc. |  | PSE&G | Accepted | 2024-03-11 | 2024-03-29 | 2025-03-29 | Solar Panels | Hanwha Q Cells | Q.PEAK DUO BLKML-G10+/T 400 |  | 0.4 | 6 | 9 | 20 |  | Fixed | Roof
NJADRE1556006415 | Administratively Determined Incentive Program | PATERSON | 7513 | 6 | 9.6 | Residential | Behind the Meter | Yes | Net Metered Residential | Sunrun Installation Services, Inc. |  | PSE&G | Accepted | 2024-03-11 | 2024-03-29 | 2025-03-29 | Solar Panels | Hanwha Q Cells | Q.PEAK DUO BLKML-G10+/T 400 |  | 0.4 | 18 | 189 | 20 |  | Fixed | Roof
NJADRE1556006468 | Administratively Determined Incentive Program | WILLIAMSTOWN | 8094 | 15 | 8 | Residential | Behind the Meter | Yes | Net Metered Residential | Power Energy Solutions |  | AC Electric | Accepted | 2024-03-11 | 2024-03-29 | 2025-03-29 | Inverters | SolarEdge | SE6000H-US | 6000 |  | 1 |  |  | 0.97 |  | Outdoor
NJADRE1556006468 | Administratively Determined Incentive Program | WILLIAMSTOWN | 8094 | 15 | 8 | Residential | Behind the Meter | Yes | Net Metered Residential | Power Energy Solutions |  | AC Electric | Accepted | 2024-03-11 | 2024-03-29 | 2025-03-29 | Solar Panels | Canadian Solar | CS6R-400MS-HL HIKU6 BLACK MONO |  | 0.4 | 20 | 91 | 25 |  | Fixed | Roof
NJADRE1556006748 | Administratively Determined Incentive Program | CARTERET | 7008 | 11 | 10 | Residential | Behind the Meter | Yes | Net Metered Residential | Venture Solar |  | PSE&G | Accepted | 2024-03-12 | 2024-03-28 | 2025-03-28 | Solar Panels | Hanwha Q Cells | Q.PEAK DUO BLK ML-G10+ 400 |  | 0.4 | 18 | 275 | 27 |  | Fixed | Roof
NJADRE1556006748 | Administratively Determined Incentive Program | CARTERET | 7008 | 11 | 10 | Residential | Behind the Meter | Yes | Net Metered Residential | Venture Solar |  | PSE&G | Accepted | 2024-03-12 | 2024-03-28 | 2025-03-28 | Solar Panels | Hanwha Q Cells | Q.PEAK DUO BLK ML-G10+ 400 |  | 0.4 | 7 | 96 | 27 |  | Fixed | Roof
NJADRE1556006748 | Administratively Determined Incentive Program | CARTERET | 7008 | 11 | 10 | Residential | Behind the Meter | Yes | Net Metered Residential | Venture Solar |  | PSE&G | Accepted | 2024-03-12 | 2024-03-28 | 2025-03-28 | Inverters | Enphase Energy Inc | IQ8PLUS-72-2-US | 7 |  | 25 |  |  | 0.99 |  | Outside
NJADRE1556006748 | Administratively Determined Incentive Program | CARTERET | 7008 | 11 | 10 | Residential | Behind the Meter | Yes | Net Metered Residential | Venture Solar |  | PSE&G | Accepted | 2024-03-12 | 2024-03-28 | 2025-03-28 | Meters | Enphase Energy Inc | ENV-IQ-AM1-240M |  |  | 1 |  |  |  | Yes | Outdoor
NJADRE1556022595 | Administratively Determined Incentive Program | RAHWAY | 7065 | 10 | 6.57 | Residential | Behind the Meter | Yes | Net Metered Residential | SunnyMac, LLC |  | PSE&G | Accepted | 2024-03-12 | 2024-03-28 | 2025-03-28 | Solar Panels | Hanwha Q Cells | Q.PEAK DUO BLK-G10+365 |  | 0.365 | 18 | 125 | 27 |  | Fixed | Roof
NJADRE1556022595 | Administratively Determined Incentive Program | RAHWAY | 7065 | 10 | 6.57 | Residential | Behind the Meter | Yes | Net Metered Residential | SunnyMac, LLC |  | PSE&G | Accepted | 2024-03-12 | 2024-03-28 | 2025-03-28 | Inverters | SolarEdge Technologies Inc. | SE5000H-US000BNI4 (Inverter) | 5 |  | 1 |  |  | 0.99 |  | Outside
NJADRE1556022595 | Administratively Determined Incentive Program | RAHWAY | 7065 | 10 | 6.57 | Residential | Behind the Meter | Yes | Net Metered Residential | SunnyMac, LLC |  | PSE&G | Accepted | 2024-03-12 | 2024-03-28 | 2025-03-28 | Meters | SolarEdge Technologies Inc. | SolarEdge Built-in Consumption Monitor (BEI4, BNI4, B |  |  | 1 |  |  |  | Yes | Outdoor
NJADRE1556022654 | Administratively Determined Incentive Program | WOODBURY | 8096 | 15 | 6.94 | Residential | Behind the Meter | Yes | Net Metered Residential | SunnyMac, LLC |  | PSE&G | Accepted | 2024-03-12 | 2024-03-28 | 2025-03-28 | Solar Panels | REC Solar | REC365NP2 Black |  | 0.365 | 6 | 101 | 27 |  | Fixed | Roof
NJADRE1556022654 | Administratively Determined Incentive Program | WOODBURY | 8096 | 15 | 6.94 | Residential | Behind the Meter | Yes | Net Metered Residential | SunnyMac, LLC |  | PSE&G | Accepted | 2024-03-12 | 2024-03-28 | 2025-03-28 | Solar Panels | REC Solar | REC365NP2 Black |  | 0.365 | 7 | 281 | 27 |  | Fixed | Roof
NJADRE1556022654 | Administratively Determined Incentive Program | WOODBURY | 8096 | 15 | 6.94 | Residential | Behind the Meter | Yes | Net Metered Residential | SunnyMac, LLC |  | PSE&G | Accepted | 2024-03-12 | 2024-03-28 | 2025-03-28 | Solar Panels | REC Solar | REC Solar REC325NP Black |  | 0.365 | 6 | 191 | 40 |  | Fixed | Roof
NJADRE1556022654 | Administratively Determined Incentive Program | WOODBURY | 8096 | 15 | 6.94 | Residential | Behind the Meter | Yes | Net Metered Residential | SunnyMac, LLC |  | PSE&G | Accepted | 2024-03-12 | 2024-03-28 | 2025-03-28 | Inverters | SolarEdge Technologies Inc. | SE5000H-US000BNI4 (Inverter) | 5 |  | 1 |  |  | 0.99 |  | Outside
NJADRE1556031603 | Administratively Determined Incentive Program | LAKEWOOD | 8701 | 18 | 12.95 | Residential | Behind the Meter | No | Net Metered Residential | Powerlutions |  | JCP&L | Accepted | 2024-03-13 | 2024-03-18 | 2025-03-18 | Solar Panels | SEG | SEG-370-BMB-HV |  | 0.37 | 18 | 97 | 20 |  | Fixed | Roof
NJADRE1556031603 | Administratively Determined Incentive Program | LAKEWOOD | 8701 | 18 | 12.95 | Residential | Behind the Meter | No | Net Metered Residential | Powerlutions |  | JCP&L | Accepted | 2024-03-13 | 2024-03-18 | 2025-03-18 | Solar Panels | SEG | SEG-370-BMB-HV |  | 0.37 | 17 | 97 | 38 |  | Fixed | Roof
NJADRE1556031603 | Administratively Determined Incentive Program | LAKEWOOD | 8701 | 18 | 12.95 | Residential | Behind the Meter | No | Net Metered Residential | Powerlutions |  | JCP&L | Accepted | 2024-03-13 | 2024-03-18 | 2025-03-18 | Inverters | Enphase | IQ8PLUS-72-2-US | 290 |  | 35 |  |  | 0.98 |  | Outdoor

## TI - Equipment (Pipeline)
TI Application Number | Program | Premise City | Premise Zip | County Code | Calculated Total System Size | Customer Type | Interconnection Type | Third Party Ownership | Project Type | Subsection | EDC Program | Contractor Company | Utility Name | Status | Application Received Date | Acceptance Date | Expiration Date | Equipment Name | Manufacturer | Model | Watts (AC) Inverter | Rating per Module | Module Qty | Orientation | Tilt | Peak Efficiency | Tracking | Location of Equipment | Location (Other)
NJSTRE1545017749 | Transition Incentive Program | Egg Harbor Township | 8234 | 19 | 2000 | Municipality | Community Solar | Yes | Community Solar |  | ACE | TBD | AC Electric | Accepted | 2021-05-17 | 2021-12-08 | 2023-11-04 | Solar Panels | Tier-1 Manufacturer | TBD |  | 0.4 | 5000 | 180 | 25 |  | Fixed | Ground
NJSTRE1545017749 | Transition Incentive Program | Egg Harbor Township | 8234 | 19 | 2000 | Municipality | Community Solar | Yes | Community Solar |  | ACE | TBD | AC Electric | Accepted | 2021-05-17 | 2021-12-08 | 2023-11-04 | Inverters | Tier-1 Manufacturer | TBD | 1560000 |  | 1 |  |  | 0.988 |  | Outdoor | ground
NJSTRE1545193844 | Transition Incentive Program | Hamilton Township | 8330 | 19 | 972 | Commercial | Behind the Meter | No | Net-metered non-residential rooftop and canopy |  | None | EnterSolar, LLC | AC Electric | Accepted | 2020-06-24 | 2020-06-29 | 2026-04-30 | Solar Panels | Jinkosolar | JKM400M-72HL-V |  | 0.4 | 2430 | 210 | 10 |  | Fixed | Roof | NA
NJSTRE1545193844 | Transition Incentive Program | Hamilton Township | 8330 | 19 | 972 | Commercial | Behind the Meter | No | Net-metered non-residential rooftop and canopy |  | None | EnterSolar, LLC | AC Electric | Accepted | 2020-06-24 | 2020-06-29 | 2026-04-30 | Inverters | SMA | Sunny Tripower_Core1 33-US-41 | 33000 |  | 15 |  |  | 0.975 |  | Outside | Roof
NJSTRE1545193844 | Transition Incentive Program | Hamilton Township | 8330 | 19 | 972 | Commercial | Behind the Meter | No | Net-metered non-residential rooftop and canopy |  | None | EnterSolar, LLC | AC Electric | Accepted | 2020-06-24 | 2020-06-29 | 2026-04-30 | Meters | Elkor | WattsOn-Mark II |  |  | 1 |  |  |  | Yes | Outdoor
NJSTRE1547093209 | Transition Incentive Program | Newark | 7114 | 9 | 1032.8 | Commercial | Behind the Meter | Yes | Net-metered non-residential rooftop and canopy |  | None | Standard Solar Inc | PSE&G | TI Extension Request Incomplete - Review | 2021-06-02 | 2021-06-08 | 2023-12-08 | Inverters | Chint | SCA60KTL | 60000 |  | 14 |  |  | 0.988 |  | Outdoor | UNDER CANOPY
NJSTRE1547093209 | Transition Incentive Program | Newark | 7114 | 9 | 1032.8 | Commercial | Behind the Meter | Yes | Net-metered non-residential rooftop and canopy |  | None | Standard Solar Inc | PSE&G | TI Extension Request Incomplete - Review | 2021-06-02 | 2021-06-08 | 2023-12-08 | Meters | SCHNEIDER | PROLOGIC ION |  |  | 1 |  |  |  | Yes | Indoor
NJSTRE1547093209 | Transition Incentive Program | Newark | 7114 | 9 | 1032.8 | Commercial | Behind the Meter | Yes | Net-metered non-residential rooftop and canopy |  | None | Standard Solar Inc | PSE&G | TI Extension Request Incomplete - Review | 2021-06-02 | 2021-06-08 | 2023-12-08 | Solar Panels | JA SOLAR | JAM72S10-400/PR |  | 0.4 | 2582 | 210 | 3 |  | Fixed | Parking Lot | ROOF
NJSTRE1547174772 | Transition Incentive Program | Pennsauken | 8110 | 14 | 27822.6 | Commercial | Grid Supply | No | Subsection (t): landfill brownfield areas of historic fill. | t | None | CS Energy, LLC | PSE&G | Accepted | 2021-06-23 | 2021-06-23 | 2023-12-23 | Inverters | SolarEdge | SE40KUS | 4000000 |  | 1 |  |  | 0.987 |  | Outdoor | Ground
NJSTRE1547174772 | Transition Incentive Program | Pennsauken | 8110 | 14 | 27822.6 | Commercial | Grid Supply | No | Subsection (t): landfill brownfield areas of historic fill. | t | None | CS Energy, LLC | PSE&G | Accepted | 2021-06-23 | 2021-06-23 | 2023-12-23 | Meters | SolarEdge | RWND-3D-480-MB |  |  | 1 |  |  |  | Yes | Outdoor
NJSTRE1547174772 | Transition Incentive Program | Pennsauken | 8110 | 14 | 27822.6 | Commercial | Grid Supply | No | Subsection (t): landfill brownfield areas of historic fill. | t | None | CS Energy, LLC | PSE&G | Accepted | 2021-06-23 | 2021-06-23 | 2023-12-23 | Solar Panels | ZNSHINE | ZXM6-NHLDD144-4 |  | 0.45 | 61828 | 90/270 | 0 |  | Single Axis | Ground
NJSTRE1547302059 | Transition Incentive Program | Williamstown | 8094 | 15 | 735.3 | School Public K-12 | Behind the Meter | Yes | Net-metered non-residential rooftop and canopy |  | None | Distributed Solar Operations, LLC | AC Electric | Accepted | 2021-07-22 | 2021-07-26 | 2024-07-26 | Inverters | SMA America | SUNNY TRIPOWER CORE1 62-US | 62500 |  | 8 |  |  | 0.985 |  | Outdoor | Roof
NJSTRE1547302059 | Transition Incentive Program | Williamstown | 8094 | 15 | 735.3 | School Public K-12 | Behind the Meter | Yes | Net-metered non-residential rooftop and canopy |  | None | Distributed Solar Operations, LLC | AC Electric | Accepted | 2021-07-22 | 2021-07-26 | 2024-07-26 | Solar Panels | Hanwha Q Cells | Q.PEAK DUO L-G8.2 430W |  | 0.43 | 1710 | 220 | 10 |  | Fixed | Roof
NJSTRE1547310373 | Transition Incentive Program | Williamstown | 8094 | 15 | 1308.06 | School Public K-12 | Behind the Meter | Yes | Net-metered non-residential rooftop and canopy |  | None | Distributed Solar Operations, LLC | AC Electric | Accepted | 2021-07-27 | 2021-07-28 | 2024-07-28 | Solar Panels | Hanwha Q Cells | Q.PEAK DUO L-G8.2 430W |  | 0.43 | 3042 | 180 | 10 |  | Fixed | Roof
NJSTRE1547310373 | Transition Incentive Program | Williamstown | 8094 | 15 | 1308.06 | School Public K-12 | Behind the Meter | Yes | Net-metered non-residential rooftop and canopy |  | None | Distributed Solar Operations, LLC | AC Electric | Accepted | 2021-07-27 | 2021-07-28 | 2024-07-28 | Inverters | SMA America | SUNNY TRIPOWER CORE1 62-US | 62500 |  | 17 |  |  | 0.985 |  | Outdoor | Roof
NJSTRE1547310418 | Transition Incentive Program | Williamstown | 8094 | 15 | 2120.76 | School Public K-12 | Behind the Meter | Yes | Net-metered non-residential rooftop and canopy |  | None | Distributed Solar Operations, LLC | AC Electric | Accepted | 2021-07-27 | 2021-08-02 | 2024-08-18 | Solar Panels | Hanwha Q Cells | Q.PEAK DUO L-G8.2 430W |  | 0.43 | 4932 | 111 | 8 |  | Fixed | Parking Lot
NJSTRE1547310418 | Transition Incentive Program | Williamstown | 8094 | 15 | 2120.76 | School Public K-12 | Behind the Meter | Yes | Net-metered non-residential rooftop and canopy |  | None | Distributed Solar Operations, LLC | AC Electric | Accepted | 2021-07-27 | 2021-08-02 | 2024-08-18 | Inverters | SMA America | SUNNY TRIPOWER CORE1 33-US | 33000 |  | 9 |  |  | 0.985 |  | Outdoor | Parking Lot
NJSTRE1547310418 | Transition Incentive Program | Williamstown | 8094 | 15 | 2120.76 | School Public K-12 | Behind the Meter | Yes | Net-metered non-residential rooftop and canopy |  | None | Distributed Solar Operations, LLC | AC Electric | Accepted | 2021-07-27 | 2021-08-02 | 2024-08-18 | Inverters | SMA America | SUNNY TRIPOWER CORE1 50-US | 50000 |  | 18 |  |  | 0.985 |  | Outdoor | Parking Lot
NJSTRE1547310418 | Transition Incentive Program | Williamstown | 8094 | 15 | 2120.76 | School Public K-12 | Behind the Meter | Yes | Net-metered non-residential rooftop and canopy |  | None | Distributed Solar Operations, LLC | AC Electric | Accepted | 2021-07-27 | 2021-08-02 | 2024-08-18 | Inverters | SMA America | SUNNY TRIPOWER CORE1 62-US | 62500 |  | 6 |  |  | 0.985 |  | Outdoor | Parking Lot
NJSTRE1547310505 | Transition Incentive Program | Williamstown | 8094 | 15 | 2140.54 | School Public K-12 | Behind the Meter | Yes | Net-metered non-residential rooftop and canopy |  | None | Distributed Solar Operations, LLC | AC Electric | Accepted | 2021-07-27 | 2021-08-02 | 2024-08-02 | Inverters | SMA America | SUNNY TRIPOWER CORE1 50-US | 50000 |  | 25 |  |  | 0.985 |  | Outdoor | Parking Lot
NJSTRE1547310505 | Transition Incentive Program | Williamstown | 8094 | 15 | 2140.54 | School Public K-12 | Behind the Meter | Yes | Net-metered non-residential rooftop and canopy |  | None | Distributed Solar Operations, LLC | AC Electric | Accepted | 2021-07-27 | 2021-08-02 | 2024-08-02 | Solar Panels | Hanwha Q Cells | Q.PEAK DUO L-G8.2 430W |  | 0.43 | 3204 | 130 | 8 |  | Fixed | Parking Lot
NJSTRE1547310505 | Transition Incentive Program | Williamstown | 8094 | 15 | 2140.54 | School Public K-12 | Behind the Meter | Yes | Net-metered non-residential rooftop and canopy |  | None | Distributed Solar Operations, LLC | AC Electric | Accepted | 2021-07-27 | 2021-08-02 | 2024-08-02 | Solar Panels | Hanwha Q Cells | Q.PEAK DUO L-G8.2 430W |  | 0.43 | 1774 | 220 | 8 |  | Fixed | Parking Lot
NJSTRE1547466208 | Transition Incentive Program | Morganville | 7751 | 17 | 207 | Non Profit | Behind the Meter | No | Net-metered non-residential rooftop and canopy |  | None | Ampericon | JCP&L | Accepted | 2021-08-24 | 2021-09-02 | 2030-09-02 | Inverters | EnPhase | IQ7A | 349 |  | 460 |  |  | 0.965 |  | Other | Roof
NJSTRE1547466208 | Transition Incentive Program | Morganville | 7751 | 17 | 207 | Non Profit | Behind the Meter | No | Net-metered non-residential rooftop and canopy |  | None | Ampericon | JCP&L | Accepted | 2021-08-24 | 2021-09-02 | 2030-09-02 | Solar Panels | Phono Solar | PS450M-24TH |  | 0.45 | 460 | 250 | 10 |  | Fixed | Roof
NJSTRE1547531989 | Transition Incentive Program | Vineland | 8360 | 20 | 179.04 | Commercial | Behind the Meter | No | Net-metered non-residential rooftop and canopy |  | None | NJ Solar Power, LLC | AC Electric | Accepted | 2021-08-26 | 2021-09-09 | 2030-09-09 | Solar Panels | Hanwha Q-Cells | Q.Peak Duo XL-G10.2 |  | 0.48 | 373 | 183 | 10 |  | Fixed | Roof
NJSTRE1547531989 | Transition Incentive Program | Vineland | 8360 | 20 | 179.04 | Commercial | Behind the Meter | No | Net-metered non-residential rooftop and canopy |  | None | NJ Solar Power, LLC | AC Electric | Accepted | 2021-08-26 | 2021-09-09 | 2030-09-09 | Inverters | SolarEdge | SE100K-US | 100000 |  | 1 |  |  | 0.985 |  | Outside | Next to Meter
NJSTRE1547531989 | Transition Incentive Program | Vineland | 8360 | 20 | 179.04 | Commercial | Behind the Meter | No | Net-metered non-residential rooftop and canopy |  | None | NJ Solar Power, LLC | AC Electric | Accepted | 2021-08-26 | 2021-09-09 | 2030-09-09 | Inverters | SolarEdge | SE66.6K-US | 66600 |  | 1 |  |  | 0.985 |  | Outside | Next to Meter
NJSTRE1547534369 | Transition Incentive Program | Glassboro | 8028 | 15 | 106.92 | Commercial | Behind the Meter | No | Net-metered non-residential rooftop and canopy |  | None | NJ Solar Power, LLC | AC Electric | Accepted | 2021-08-27 | 2021-09-15 | 2030-09-15 | Solar Panels | Hanwha Q- Cells | Q.Peak Duo XL-G10.2 |  | 0.48 | 85 | 180 | 10 |  | Fixed | Roof
NJSTRE1547534369 | Transition Incentive Program | Glassboro | 8028 | 15 | 106.92 | Commercial | Behind the Meter | No | Net-metered non-residential rooftop and canopy |  | None | NJ Solar Power, LLC | AC Electric | Accepted | 2021-08-27 | 2021-09-15 | 2030-09-15 | Solar Panels | Hanwha Q-Cells | Q.Peak Duo XL-G10.2 |  | 0.48 | 94 | 189 | 10 |  | Fixed | Roof
NJSTRE1547534369 | Transition Incentive Program | Glassboro | 8028 | 15 | 106.92 | Commercial | Behind the Meter | No | Net-metered non-residential rooftop and canopy |  | None | NJ Solar Power, LLC | AC Electric | Accepted | 2021-08-27 | 2021-09-15 | 2030-09-15 | Solar Panels | Hanwha Q-Cells | Q.Peak Duo BLK-G6-350 |  | 0.35 | 30 | 90 | 18 |  | Fixed | Roof
NJSTRE1547534369 | Transition Incentive Program | Glassboro | 8028 | 15 | 106.92 | Commercial | Behind the Meter | No | Net-metered non-residential rooftop and canopy |  | None | NJ Solar Power, LLC | AC Electric | Accepted | 2021-08-27 | 2021-09-15 | 2030-09-15 | Solar Panels | Hanwha Q-Cells | Q.Peak Duo BLK-G6 350 |  | 0.35 | 30 | 90 | 15 |  | Fixed | Roof
NJSTRE1547534369 | Transition Incentive Program | Glassboro | 8028 | 15 | 106.92 | Commercial | Behind the Meter | No | Net-metered non-residential rooftop and canopy |  | None | NJ Solar Power, LLC | AC Electric | Accepted | 2021-08-27 | 2021-09-15 | 2030-09-15 | Inverters | SolarEdge | SE100K-US | 100000 |  | 1 |  |  | 0.985 |  | Indoor | Utility room
NJSTRE1547538614 | Transition Incentive Program | Newark | 7105 | 9 | 5661.18 | Government Facility | Behind the Meter | No | Net-metered non-residential rooftop and canopy |  | None | EDF Renewables Distributed Solutions | PSE&G | Accepted | 2021-08-27 | 2021-10-08 | 2028-10-08 | Inverters | Chint Power | CPS SCH125KTL | 125000 |  | 37 |  |  | 0.985 |  | Outdoor | Mounted on Canopy support structures
NJSTRE1547538614 | Transition Incentive Program | Newark | 7105 | 9 | 5661.18 | Government Facility | Behind the Meter | No | Net-metered non-residential rooftop and canopy |  | None | EDF Renewables Distributed Solutions | PSE&G | Accepted | 2021-08-27 | 2021-10-08 | 2028-10-08 | Meters | Schneider | PowerLogic ION8650 |  |  | 6 |  |  |  | Yes | Outdoor
NJSTRE1547538614 | Transition Incentive Program | Newark | 7105 | 9 | 5661.18 | Government Facility | Behind the Meter | No | Net-metered non-residential rooftop and canopy |  | None | EDF Renewables Distributed Solutions | PSE&G | Accepted | 2021-08-27 | 2021-10-08 | 2028-10-08 | Solar Panels | Canadian Solar | CS3W-400PB/440MB |  | 0.42 | 13479 | 129.6 | 9.7 |  | Fixed | Parking Lot | On parking lot canopies
NJSTRE1547538708 | Transition Incentive Program | Newark | 7105 | 9 | 1364.45 | Government Facility | Behind the Meter | No | Net-metered non-residential rooftop and canopy |  | None | EDF Renewables Dist. Solutions | PSE&G | Accepted | 2021-08-27 | 2021-10-08 | 2028-10-08 | Inverters | Chint Power | CPS SCH125KTL | 125000 |  | 9 |  |  | 0.985 |  | Outdoor | Installed on building wall next to distribution panel
NJSTRE1547538708 | Transition Incentive Program | Newark | 7105 | 9 | 1364.45 | Government Facility | Behind the Meter | No | Net-metered non-residential rooftop and canopy |  | None | EDF Renewables Dist. Solutions | PSE&G | Accepted | 2021-08-27 | 2021-10-08 | 2028-10-08 | Meters | Schneider | PowerLogic ION8650 |  |  | 3 |  |  |  | Yes | Outdoor
NJSTRE1547538708 | Transition Incentive Program | Newark | 7105 | 9 | 1364.45 | Government Facility | Behind the Meter | No | Net-metered non-residential rooftop and canopy |  | None | EDF Renewables Dist. Solutions | PSE&G | Accepted | 2021-08-27 | 2021-10-08 | 2028-10-08 | Solar Panels | JA Solar | JAM72S10-385PR/420MR |  | 0.405 | 3369 | 184.1 | 55.5 |  | Fixed | Pole | On flood wall top surface and south facing wall
NJSTRE1547937424 | Transition Incentive Program | Bayville | 8721 | 18 | 4995 | Commercial | Community Solar | No | Community Solar |  | None | CS Energy, LLC | JCP&L | Accepted | 2021-11-04 | 2021-11-18 | 2024-05-04 | Meters | Schweitzer Engineering Laboritories | SEL-735 |  |  | 1 |  |  |  | Yes | Outdoor
NJSTRE1547937424 | Transition Incentive Program | Bayville | 8721 | 18 | 4995 | Commercial | Community Solar | No | Community Solar |  | None | CS Energy, LLC | JCP&L | Accepted | 2021-11-04 | 2021-11-18 | 2024-05-04 | Inverters | TMEIC | PVU-L0840GR | 840 |  | 5 |  |  | 0.98 |  | Outside | Adjacent to Array
NJSTRE1547937424 | Transition Incentive Program | Bayville | 8721 | 18 | 4995 | Commercial | Community Solar | No | Community Solar |  | None | CS Energy, LLC | JCP&L | Accepted | 2021-11-04 | 2021-11-18 | 2024-05-04 | Solar Panels | Hanwha | 450W |  | 0.45 | 11100 | 180 | 20 |  | Fixed | Ground
NJSTRE1547960487 | Transition Incentive Program | Bayville | 8721 | 18 | 4995 | Commercial | Community Solar | No | Community Solar |  | None | CS Energy, LLC | JCP&L | Accepted | 2021-11-04 | 2021-11-18 | 2024-05-04 | Inverters | TMEIC | PVU-L0840GR | 840 |  | 5 |  |  | 0.98 |  | Outside | Adjacent to Array
NJSTRE1547960487 | Transition Incentive Program | Bayville | 8721 | 18 | 4995 | Commercial | Community Solar | No | Community Solar |  | None | CS Energy, LLC | JCP&L | Accepted | 2021-11-04 | 2021-11-18 | 2024-05-04 | Solar Panels | Hanwha | 450W |  | 0.45 | 11100 | 180 | 20 |  | Fixed | Ground
NJSTRE1547960487 | Transition Incentive Program | Bayville | 8721 | 18 | 4995 | Commercial | Community Solar | No | Community Solar |  | None | CS Energy, LLC | JCP&L | Accepted | 2021-11-04 | 2021-11-18 | 2024-05-04 | Meters | Schweitzer Engineering Laboratories | SEL-735 |  |  | 1 |  |  |  | Yes | Outdoor
NJSTRE1548083990 | Transition Incentive Program | Howell | 7645 | 7 | 21159 | Municipality | Grid Supply | Yes | Subsection (t): landfill brownfield areas of historic fill. | t | None | HESP Solar, LLC | JCP&L | Accepted | 2021-11-16 | 2021-12-09 | 2024-06-09 | Solar Panels | Trina Solar | TSM-DE17M(II) 450W |  | 0.45 | 47020 | 180 | 25 |  | Fixed | Ground
NJSTRE1548083990 | Transition Incentive Program | Howell | 7645 | 7 | 21159 | Municipality | Grid Supply | Yes | Subsection (t): landfill brownfield areas of historic fill. | t | None | HESP Solar, LLC | JCP&L | Accepted | 2021-11-16 | 2021-12-09 | 2024-06-09 | Inverters | Chint | CPS SCA100KTL-DO/US-600 | 17000000 |  | 170 |  |  | 0.99 |  | Outdoor | near arrays
NJSTRE1548091147 | Transition Incentive Program | Egg Harbor | 8234 | 19 | 921.83 | Commercial | Community Solar | No | Community Solar |  | None | Solar Landscape | AC Electric | Accepted | 2021-11-16 | 2021-11-18 | 2024-05-04 | Inverters | SolarEdge | SE100KUS | 100000 |  | 7 |  |  | 0.985 |  | Outside | Ground Level, Wall Mounted
NJSTRE1548091147 | Transition Incentive Program | Egg Harbor | 8234 | 19 | 921.83 | Commercial | Community Solar | No | Community Solar |  | None | Solar Landscape | AC Electric | Accepted | 2021-11-16 | 2021-11-18 | 2024-05-04 | Solar Panels | ZnShine Solar | ZXM6-NHLDD144 455W |  | 0.455 | 702 | 209 | 5 |  | Fixed | Roof
NJSTRE1548091147 | Transition Incentive Program | Egg Harbor | 8234 | 19 | 921.83 | Commercial | Community Solar | No | Community Solar |  | None | Solar Landscape | AC Electric | Accepted | 2021-11-16 | 2021-11-18 | 2024-05-04 | Solar Panels | ZnShine Solar | ZXM6-NHLDD144 455W |  | 0.455 | 659 | 299 | 2 |  | Fixed | Roof
NJSTRE1548091147 | Transition Incentive Program | Egg Harbor | 8234 | 19 | 921.83 | Commercial | Community Solar | No | Community Solar |  | None | Solar Landscape | AC Electric | Accepted | 2021-11-16 | 2021-11-18 | 2024-05-04 | Solar Panels | ZnShine Solar | ZXM6-NHLDD144 455W |  | 0.455 | 665 | 119 | 2 |  | Fixed | Roof
NJSTRE1548091147 | Transition Incentive Program | Egg Harbor | 8234 | 19 | 921.83 | Commercial | Community Solar | No | Community Solar |  | None | Solar Landscape | AC Electric | Accepted | 2021-11-16 | 2021-11-18 | 2024-05-04 | Meters | Watts On-Mark II | W2-MI-5A-DL |  |  | 1 |  |  |  | Yes | Outdoor
NJSTRE1548099649 | Transition Incentive Program | East Hanover | 7936 | 3 | 1356.81 | Commercial | Community Solar | No | Community Solar |  | None | Solar Landscape | JCP&L | TI Extension Request Incomplete - Review | 2021-11-16 | 2021-11-18 | 2023-11-04 | Inverters | SolarEdge | SE120KUS | 120000 |  | 8 |  |  | 0.985 |  | Outside | Ground Level, Rack Mounted
NJSTRE1548099649 | Transition Incentive Program | East Hanover | 7936 | 3 | 1356.81 | Commercial | Community Solar | No | Community Solar |  | None | Solar Landscape | JCP&L | TI Extension Request Incomplete - Review | 2021-11-16 | 2021-11-18 | 2023-11-04 | Solar Panels | ZnShine Solar | ZXM6-NHLDD144 455W |  | 0.455 | 1399 | 130 | 3 |  | Fixed | Roof
NJSTRE1548099649 | Transition Incentive Program | East Hanover | 7936 | 3 | 1356.81 | Commercial | Community Solar | No | Community Solar |  | None | Solar Landscape | JCP&L | TI Extension Request Incomplete - Review | 2021-11-16 | 2021-11-18 | 2023-11-04 | Solar Panels | ZnShine Solar | ZXM6-NHLDD144 455W |  | 0.455 | 1583 | 310 | 3 |  | Fixed | Roof
NJSTRE1548099649 | Transition Incentive Program | East Hanover | 7936 | 3 | 1356.81 | Commercial | Community Solar | No | Community Solar |  | None | Solar Landscape | JCP&L | TI Extension Request Incomplete - Review | 2021-11-16 | 2021-11-18 | 2023-11-04 | Meters | Accuenergy | Acuvim II D-5A-P1 |  |  | 1 |  |  |  | Yes | Outdoor
NJSTRE1548113969 | Transition Incentive Program | Millville | 8332 | 20 | 3639.74 | Commercial | Community Solar | No | Community Solar |  | None | Solar Landscape | AC Electric | Accepted | 2021-11-17 | 2021-11-18 | 2025-11-01 | Inverters | Chint | SCA60TKL | 60000 |  | 48 |  |  | 0.985 |  | Outside | Ground Level
NJSTRE1548113969 | Transition Incentive Program | Millville | 8332 | 20 | 3639.74 | Commercial | Community Solar | No | Community Solar |  | None | Solar Landscape | AC Electric | Accepted | 2021-11-17 | 2021-11-18 | 2025-11-01 | Solar Panels | JASolar | JAM72S10-405MR |  | 0.405 | 8987 | 200 | 5 |  | Fixed | Roof
NJSTRE1548113977 | Transition Incentive Program | Millville | 8332 | 20 | 3869.78 | Commercial | Community Solar | No | Community Solar |  | None | Solar Landscape | AC Electric | Accepted | 2021-11-17 | 2021-11-18 | 2025-11-01 | Inverters | Chint Power Systems | SCA60TKL | 60000 |  | 50 |  |  | 0.985 |  | Outside | Ground Level, Wall Mounted
NJSTRE1548113977 | Transition Incentive Program | Millville | 8332 | 20 | 3869.78 | Commercial | Community Solar | No | Community Solar |  | None | Solar Landscape | AC Electric | Accepted | 2021-11-17 | 2021-11-18 | 2025-11-01 | Solar Panels | JA Solar | JAM72S10-405MR |  | 0.405 | 9555 | 201 | 5 |  | Fixed | Roof
NJSTRE1548115363 | Transition Incentive Program | Manahawkin | 8050 | 18 | 4986.67 | Commercial | Community Solar | No | Community Solar | NA | None | Green Power Developers LLC | AC Electric | Accepted | 2021-11-17 | 2021-11-23 | 2025-11-01 | Inverters | SunGrow | SG250HX | 250000 |  | 16 |  |  | 0.99 |  | Outdoor | Ground mount
NJSTRE1548115363 | Transition Incentive Program | Manahawkin | 8050 | 18 | 4986.67 | Commercial | Community Solar | No | Community Solar | NA | None | Green Power Developers LLC | AC Electric | Accepted | 2021-11-17 | 2021-11-23 | 2025-11-01 | Solar Panels | Longi | LR4-72HBD |  | 0.445 | 11206 | 180 | 25 |  | Fixed | Ground
NJSTRE1548180628 | Transition Incentive Program | Bridgeton | 8302 | 20 | 11715 | Commercial | Grid Supply | Yes | Subsection (t): landfill brownfield areas of historic fill. | t | None | Smart Citizens LLC | AC Electric | Accepted | 2021-12-03 | 2022-01-10 | 2024-01-10 | Meters | Nexus | Nexus 1252 |  |  | 1 |  |  |  | Yes | Outdoor
NJSTRE1548180628 | Transition Incentive Program | Bridgeton | 8302 | 20 | 11715 | Commercial | Grid Supply | Yes | Subsection (t): landfill brownfield areas of historic fill. | t | None | Smart Citizens LLC | AC Electric | Accepted | 2021-12-03 | 2022-01-10 | 2024-01-10 | Inverters | Sungrow | SG125HV 1500 Volts DC | 125000 |  | 94 |  |  | 0.95 |  | Outdoor | Outdoor
NJSTRE1548180628 | Transition Incentive Program | Bridgeton | 8302 | 20 | 11715 | Commercial | Grid Supply | Yes | Subsection (t): landfill brownfield areas of historic fill. | t | None | Smart Citizens LLC | AC Electric | Accepted | 2021-12-03 | 2022-01-10 | 2024-01-10 | Solar Panels | ZnShine | ZXM7-SPLD144 Series |  | 0.55 | 21300 | 180 | 5 |  | Fixed | Ground | Sanitary Land Fill
NJSTRE1548368116 | Transition Incentive Program | Williamstown | 8094 | 15 | 2400.2 | Municipality | Grid Supply | No | Subsection (t): landfill brownfield areas of historic fill. | t | None | Core Development Group | AC Electric | Accepted | 2022-01-04 | 2022-03-14 | 2024-09-14 | Inverters | SunGrow Power Supply Co., Ltd. | SG125HV | 125 |  | 13 |  |  | 0.989 |  | Outdoor | Onsite
NJSTRE1548368116 | Transition Incentive Program | Williamstown | 8094 | 15 | 2400.2 | Municipality | Grid Supply | No | Subsection (t): landfill brownfield areas of historic fill. | t | None | Core Development Group | AC Electric | Accepted | 2022-01-04 | 2022-03-14 | 2024-09-14 | Solar Panels | Trina Solar | DE19M(II) |  | 0.55 | 4364 | South | 20 |  | Fixed | Ground
NJSTRE1548916863 | Transition Incentive Program | Pennsville | 8070 | 16 | 2699.95 | Commercial | Community Solar | No | Community Solar |  | None | Pennsville Landfill Solar, LLC | AC Electric | Accepted | 2022-03-21 | 2022-04-27 | 2023-11-04 | Inverters | Sungrow Power Supply Co., Ltd | SG125HV | 125 |  | 16 |  |  | 0.989 |  | Outdoor | Onsite
NJSTRE1548916863 | Transition Incentive Program | Pennsville | 8070 | 16 | 2699.95 | Commercial | Community Solar | No | Community Solar |  | None | Pennsville Landfill Solar, LLC | AC Electric | Accepted | 2022-03-21 | 2022-04-27 | 2023-11-04 | Solar Panels | Trina Solar | TSM-DEG19C.20 |  | 0.55 | 4909 | South | 25 |  | Fixed | Ground | Onsite
NJSTRE1548921628 | Transition Incentive Program | Pennsville | 8070 | 16 | 2999.7 | Commercial | Community Solar | No | Community Solar |  | None | Pennsville Landfill Solar, LLC | AC Electric | Accepted | 2022-03-22 | 2022-04-27 | 2025-11-01 | Inverters | Sungrow Power Supply Co., Ltd | SG125HV | 125 |  | 18 |  |  | 0.989 |  | Outdoor | Onsite
NJSTRE1548921628 | Transition Incentive Program | Pennsville | 8070 | 16 | 2999.7 | Commercial | Community Solar | No | Community Solar |  | None | Pennsville Landfill Solar, LLC | AC Electric | Accepted | 2022-03-22 | 2022-04-27 | 2025-11-01 | Solar Panels | Trina Solar | TSM-DEG19C.20 |  | 0.55 | 5454 | South | 25 |  | Fixed | Ground | Onsite
NJSTRE1550963611 | Transition Incentive Program | Washington | 7882 | 2 | 54816 | Commercial | Grid Supply | No | Subsection (t): landfill brownfield areas of historic fill. | t | None | CEP Renewables, LLC | JCP&L | Accepted | 2022-11-30 | 2022-12-08 | 2027-06-08 | Inverters | SMA | Sunny Central 2750-US | 2750000 |  | 16 |  |  | 0.986 |  | Outside | 180 Asbury-Anderson Road, Washington, Warren County, NJ
NJSTRE1550963611 | Transition Incentive Program | Washington | 7882 | 2 | 54816 | Commercial | Grid Supply | No | Subsection (t): landfill brownfield areas of historic fill. | t | None | CEP Renewables, LLC | JCP&L | Accepted | 2022-11-30 | 2022-12-08 | 2027-06-08 | Meters | Shark | 200 |  |  | 1 |  |  |  | Yes | Outdoor
NJSTRE1550963611 | Transition Incentive Program | Washington | 7882 | 2 | 54816 | Commercial | Grid Supply | No | Subsection (t): landfill brownfield areas of historic fill. | t | None | CEP Renewables, LLC | JCP&L | Accepted | 2022-11-30 | 2022-12-08 | 2027-06-08 | Solar Panels | Trina | Vertex TSM |  | 0.6 | 91360 | South | 10 |  | Fixed | Ground
NJSTRE1551127761 | Transition Incentive Program | Newfield | 8344 | 15 | 23899.8 | Commercial | Grid Supply | Yes | Subsection (t): landfill brownfield areas of historic fill. | t | None | CEP Renewables, LLC | AC Electric | Accepted | 2022-12-20 | 2023-02-02 | 2027-08-02 | Inverters | SMA | Sunny Central 4200UP-US | 4200 |  | 4 |  |  | 0.98 |  | Outside | brownfield subsection t project
NJSTRE1551127761 | Transition Incentive Program | Newfield | 8344 | 15 | 23899.8 | Commercial | Grid Supply | Yes | Subsection (t): landfill brownfield areas of historic fill. | t | None | CEP Renewables, LLC | AC Electric | Accepted | 2022-12-20 | 2023-02-02 | 2027-08-02 | Meters | Electro Industries | Shark200 |  |  | 1 |  |  |  | Yes | Outdoor
NJSTRE1551127761 | Transition Incentive Program | Newfield | 8344 | 15 | 23899.8 | Commercial | Grid Supply | Yes | Subsection (t): landfill brownfield areas of historic fill. | t | None | CEP Renewables, LLC | AC Electric | Accepted | 2022-12-20 | 2023-02-02 | 2027-08-02 | Solar Panels | Trina | VertexTSM-600 |  | 0.6 | 39833 | South | 10 |  | Fixed | Ground | outdoor, brownfield, subsection t ground mount
NJSTRE1552106291 | Transition Incentive Program | Bridgeton | 8320 | 20 | 8820 | Commercial | Grid Supply | No | Subsection (t): landfill brownfield areas of historic fill. | t | None | Solar Landscape | AC Electric | Accepted | 2022-12-28 | 2023-01-04 | 2025-01-04 | Inverters | SolarEdge | SE120KUS | 120000 |  | 61 |  |  | 0.985 |  | Outside | Ground level
NJSTRE1552106291 | Transition Incentive Program | Bridgeton | 8320 | 20 | 8820 | Commercial | Grid Supply | No | Subsection (t): landfill brownfield areas of historic fill. | t | None | Solar Landscape | AC Electric | Accepted | 2022-12-28 | 2023-01-04 | 2025-01-04 | Inverters | SolarEdge | SE30KUS | 30000 |  | 1 |  |  | 0.985 |  | Outside | Ground Level
NJSTRE1552106291 | Transition Incentive Program | Bridgeton | 8320 | 20 | 8820 | Commercial | Grid Supply | No | Subsection (t): landfill brownfield areas of historic fill. | t | None | Solar Landscape | AC Electric | Accepted | 2022-12-28 | 2023-01-04 | 2025-01-04 | Solar Panels | Heliene | 132HC M10 SL Mono Facial Module |  | 0.49 | 18000 | 180 | 30 |  | Fixed | Ground
NJSTRE1552366782 | Transition Incentive Program | Manchester | 8759 | 18 | 27417.6 | Commercial | Grid Supply | No | Subsection (t): landfill brownfield areas of historic fill. | t | None | CEP Renewables, LLC | JCP&L | Accepted | 2023-01-25 | 2023-02-09 | 2027-08-09 | Inverters | SMA | SunnyCentral2750 | 2750000 |  | 7 |  |  | 0.986 |  | Outside | 500 Highway 70, Block 75.01, Lot 1, Manchester, NJ 0875
NJSTRE1552366782 | Transition Incentive Program | Manchester | 8759 | 18 | 27417.6 | Commercial | Grid Supply | No | Subsection (t): landfill brownfield areas of historic fill. | t | None | CEP Renewables, LLC | JCP&L | Accepted | 2023-01-25 | 2023-02-09 | 2027-08-09 | Meters | Shark | 200 |  |  | 1 |  |  |  | Yes | Outdoor
NJSTRE1552366782 | Transition Incentive Program | Manchester | 8759 | 18 | 27417.6 | Commercial | Grid Supply | No | Subsection (t): landfill brownfield areas of historic fill. | t | None | CEP Renewables, LLC | JCP&L | Accepted | 2023-01-25 | 2023-02-09 | 2027-08-09 | Solar Panels | Trina | Vertex TSM |  | 0.6 | 45696 | South | 10 |  | Fixed | Ground
NJSTRE1552522982 | Transition Incentive Program | White Township | 7823 | 2 | 24182.82 | Commercial | Grid Supply | Yes | Subsection (t): landfill brownfield areas of historic fill. | t | None | CEP Renewables, LLC | JCP&L | Accepted | 2023-02-08 | 2023-02-09 | 2025-08-09 | Meters | Shark | 200 |  |  | 1 |  |  |  | Yes | Outdoor
NJSTRE1552522982 | Transition Incentive Program | White Township | 7823 | 2 | 24182.82 | Commercial | Grid Supply | Yes | Subsection (t): landfill brownfield areas of historic fill. | t | None | CEP Renewables, LLC | JCP&L | Accepted | 2023-02-08 | 2023-02-09 | 2025-08-09 | Inverters | SMA | Sunny Central 2200-US | 2750000 |  | 17 |  |  | 0.986 |  | Outdoor | Block 21, Lot 11.03, 40 Foul Rift Road, White Township,
NJSTRE1552522982 | Transition Incentive Program | White Township | 7823 | 2 | 24182.82 | Commercial | Grid Supply | Yes | Subsection (t): landfill brownfield areas of historic fill. | t | None | CEP Renewables, LLC | JCP&L | Accepted | 2023-02-08 | 2023-02-09 | 2025-08-09 | Solar Panels | Talesun | TP7F78M(H)-570 |  | 0.57 | 42426 | South | 15 |  | Fixed | Ground
NJSTRE1552735054 | Transition Incentive Program | Oxford Township | 7863 | 2 | 24055.2 | Commercial | Grid Supply | No | Subsection (t): landfill brownfield areas of historic fill. | t | None | CEP Renewables, LLC | JCP&L | Accepted | 2023-03-26 | 2023-05-11 | 2027-11-11 | Inverters | SMA | Sunny Central 2800-US | 19600000 |  | 7 |  |  | 0.986 |  | Outdoor | Block 33, Lot 4.02, 11 Foundry Street, Oxford Township,
NJSTRE1552735054 | Transition Incentive Program | Oxford Township | 7863 | 2 | 24055.2 | Commercial | Grid Supply | No | Subsection (t): landfill brownfield areas of historic fill. | t | None | CEP Renewables, LLC | JCP&L | Accepted | 2023-03-26 | 2023-05-11 | 2027-11-11 | Meters | Shark | 200 |  |  | 1 |  |  |  | Yes | Outdoor
NJSTRE1552735054 | Transition Incentive Program | Oxford Township | 7863 | 2 | 24055.2 | Commercial | Grid Supply | No | Subsection (t): landfill brownfield areas of historic fill. | t | None | CEP Renewables, LLC | JCP&L | Accepted | 2023-03-26 | 2023-05-11 | 2027-11-11 | Solar Panels | Trina | TSM 600W |  | 0.6 | 40092 | South | 10 |  | Fixed | Ground
NJSTRE1553297238 | Transition Incentive Program | Middletown | 7748 | 17 | 26496 | Commercial | Grid Supply | Yes | Subsection (t): landfill brownfield areas of historic fill. | t | JCPL | CEP Renewables, LLC | JCP&L | Accepted | 2023-05-01 | 2023-05-05 | 2025-11-05 | Inverters | SMA | Sunny Central 2750-US | 2750 |  | 7 |  |  | 0.98 |  | Outside | landfill subsection (t) project
NJSTRE1553297238 | Transition Incentive Program | Middletown | 7748 | 17 | 26496 | Commercial | Grid Supply | Yes | Subsection (t): landfill brownfield areas of historic fill. | t | JCPL | CEP Renewables, LLC | JCP&L | Accepted | 2023-05-01 | 2023-05-05 | 2025-11-05 | Meters | Electro Industries | Shark200 |  |  | 1 |  |  |  | Yes | Outdoor
NJSTRE1553297238 | Transition Incentive Program | Middletown | 7748 | 17 | 26496 | Commercial | Grid Supply | Yes | Subsection (t): landfill brownfield areas of historic fill. | t | JCPL | CEP Renewables, LLC | JCP&L | Accepted | 2023-05-01 | 2023-05-05 | 2025-11-05 | Solar Panels | Trina | VertexTSM-600 |  | 0.6 | 44160 | South | 10 |  | Fixed | Ground | landfill subsection (t) project
NJSTRE1553297302 | Transition Incentive Program | Lafayette | 7848 | 1 | 9841.2 | Commercial | Grid Supply | Yes | Subsection (t): landfill brownfield areas of historic fill. | t | JCPL | CEP Renewables, LLC | JCP&L | Accepted | 2023-05-02 | 2023-05-05 | 2027-11-05 | Inverters | SMA | Sunny Central 4000UP-US | 4000 |  | 2 |  |  | 0.986 |  | Outside | landfill subsection (t) project
NJSTRE1553297302 | Transition Incentive Program | Lafayette | 7848 | 1 | 9841.2 | Commercial | Grid Supply | Yes | Subsection (t): landfill brownfield areas of historic fill. | t | JCPL | CEP Renewables, LLC | JCP&L | Accepted | 2023-05-02 | 2023-05-05 | 2027-11-05 | Meters | Shark | 200 |  |  | 1 |  |  |  | Yes | Outdoor
NJSTRE1553297302 | Transition Incentive Program | Lafayette | 7848 | 1 | 9841.2 | Commercial | Grid Supply | Yes | Subsection (t): landfill brownfield areas of historic fill. | t | JCPL | CEP Renewables, LLC | JCP&L | Accepted | 2023-05-02 | 2023-05-05 | 2027-11-05 | Solar Panels | Trina | Vertex TSM |  | 0.6 | 16402 | South | 10 |  | Fixed | Ground | landfill subsection (t) project
NJSTRE1553904829 | Transition Incentive Program | Vineland | 8360 | 20 | 14993.55 | Municipality | Behind the Meter | Yes | Subsection (t): landfill brownfield areas of historic fill. | t | None | Infiniti Energy | Vineland Muni Electric | Accepted | 2023-06-14 | 2023-06-20 | 2025-12-20 | Inverters | Chint | SCH275KTL-DO/US/800 | 275 |  | 42 |  |  | 0 |  | Outside | Throughout the Array
NJSTRE1553904829 | Transition Incentive Program | Vineland | 8360 | 20 | 14993.55 | Municipality | Behind the Meter | Yes | Subsection (t): landfill brownfield areas of historic fill. | t | None | Infiniti Energy | Vineland Muni Electric | Accepted | 2023-06-14 | 2023-06-20 | 2025-12-20 | Solar Panels | Canadian Solar | CS7L-585MB-AG |  | 0.585 | 25630 | 180 | 20 |  | Fixed | Ground | On landfill
NJSTRE1554127763 | Transition Incentive Program | Waretown | 8758 | 18 | 18777.6 | Commercial | Grid Supply | Yes | Subsection (t): landfill brownfield areas of historic fill. | t | None | CEP Renewables, LLC | AC Electric | Accepted | 2023-06-27 | 2023-08-29 | 2028-03-01 | Inverters | SMA | SUNNY CENTRAL 2500-EV/200 | 12000000 |  | 1 |  |  | 0.98 |  | Outside | landfill subsection (t) project
NJSTRE1554127763 | Transition Incentive Program | Waretown | 8758 | 18 | 18777.6 | Commercial | Grid Supply | Yes | Subsection (t): landfill brownfield areas of historic fill. | t | None | CEP Renewables, LLC | AC Electric | Accepted | 2023-06-27 | 2023-08-29 | 2028-03-01 | Meters | Electro Industries | Shark200 |  |  | 1 |  |  |  | Yes | Outdoor
NJSTRE1554127763 | Transition Incentive Program | Waretown | 8758 | 18 | 18777.6 | Commercial | Grid Supply | Yes | Subsection (t): landfill brownfield areas of historic fill. | t | None | CEP Renewables, LLC | AC Electric | Accepted | 2023-06-27 | 2023-08-29 | 2028-03-01 | Solar Panels | Trina | VertexTSM-600 |  | 0.6 | 31296 | South | 10 |  | Fixed | Ground | landfill subsection (t) project
NJSTRE1554960687 | Transition Incentive Program | Chester Township | 7930 | 3 | 21300 | Commercial | Grid Supply | Yes | Subsection (t): landfill brownfield areas of historic fill. | t | JCPL | CEP Renewables, LLC | JCP&L | Accepted | 2023-11-07 | 2023-11-09 | 2026-05-09 | Inverters | SMA | Sunny Central 4000-US | 15400000 |  | 4 |  |  | 0.986 |  | Outside | Combe Fill South Landfill, 98 Parker Road, Chester, NJ
NJSTRE1554960687 | Transition Incentive Program | Chester Township | 7930 | 3 | 21300 | Commercial | Grid Supply | Yes | Subsection (t): landfill brownfield areas of historic fill. | t | JCPL | CEP Renewables, LLC | JCP&L | Accepted | 2023-11-07 | 2023-11-09 | 2026-05-09 | Meters | Shark | 200 |  |  | 1 |  |  |  | Yes | Outdoor
NJSTRE1554960687 | Transition Incentive Program | Chester Township | 7930 | 3 | 21300 | Commercial | Grid Supply | Yes | Subsection (t): landfill brownfield areas of historic fill. | t | JCPL | CEP Renewables, LLC | JCP&L | Accepted | 2023-11-07 | 2023-11-09 | 2026-05-09 | Solar Panels | Trina | TSM 600W |  | 0.6 | 35500 | South | 15 |  | Fixed | Ground | Combe Fill South Landfill, 98 Parker Road, Chester, NJ
NJSTRE1555529359 | Transition Incentive Program | Shamong | 8088 | 13 | 4199.58 | Commercial | Grid Supply | No | Subsection (t): landfill brownfield areas of historic fill. | t | ACE | CEP Renewables, LLC | AC Electric | Accepted | 2023-12-26 | 2024-01-08 | 2026-07-08 | Inverters | SMA | Sunny Highpeak Peak3 125-US | 3000 |  | 1 |  |  | 0.98 |  | Outside | 378 Atsion Road, Shamong Township, NJ
NJSTRE1555529359 | Transition Incentive Program | Shamong | 8088 | 13 | 4199.58 | Commercial | Grid Supply | No | Subsection (t): landfill brownfield areas of historic fill. | t | ACE | CEP Renewables, LLC | AC Electric | Accepted | 2023-12-26 | 2024-01-08 | 2026-07-08 | Meters | Electro Industries | Shark200 |  |  | 1 |  |  |  | Yes | Outdoor
NJSTRE1555529359 | Transition Incentive Program | Shamong | 8088 | 13 | 4199.58 | Commercial | Grid Supply | No | Subsection (t): landfill brownfield areas of historic fill. | t | ACE | CEP Renewables, LLC | AC Electric | Accepted | 2023-12-26 | 2024-01-08 | 2026-07-08 | Solar Panels | TRINA | TSM DEI19(II) |  | 0.54 | 7777 | South | 10 |  | Fixed | Ground | 378 Atsion Road, Shamong Township, NJ