NJADRE1555180015 | Administratively Determined Incentive Program | GREEN BROOK | 8812 | 11 | 30.8 | Residential | Behind the Meter | No | Net Metered Residential | Green House Solar |  | PSE&G | Accepted | 2023-11-27 | 2024-02-09 | 2025-02-09 | Inverters | enphase | iq7hs | 384 |  | 70 |  |  | 0.97 |  | Outdoor
NJADRE1555180015 | Administratively Determined Incentive Program | GREEN BROOK | 8812 | 11 | 30.8 | Residential | Behind the Meter | No | Net Metered Residential | Green House Solar |  | PSE&G | Accepted | 2023-11-27 | 2024-02-09 | 2025-02-09 | Solar Panels | sunpower | m440 |  | 0.44 | 54 | 200 | 18 |  | Fixed | Roof
NJADRE1555180015 | Administratively Determined Incentive Program | GREEN BROOK | 8812 | 11 | 30.8 | Residential | Behind the Meter | No | Net Metered Residential | Green House Solar |  | PSE&G | Accepted | 2023-11-27 | 2024-02-09 | 2025-02-09 | Solar Panels | sunpower | m440 |  | 0.44 | 6 | 110 | 42 |  | Fixed | Roof
NJADRE1555180015 | Administratively Determined Incentive Program | GREEN BROOK | 8812 | 11 | 30.8 | Residential | Behind the Meter | No | Net Metered Residential | Green House Solar |  | PSE&G | Accepted | 2023-11-27 | 2024-02-09 | 2025-02-09 | Solar Panels | sunpower | m440 |  | 0.44 | 4 | 290 | 42 |  | Fixed | Roof
NJADRE1555180015 | Administratively Determined Incentive Program | GREEN BROOK | 8812 | 11 | 30.8 | Residential | Behind the Meter | No | Net Metered Residential | Green House Solar |  | PSE&G | Accepted | 2023-11-27 | 2024-02-09 | 2025-02-09 | Solar Panels | sunpower | m440 |  | 0.44 | 2 | 290 | 23 |  | Fixed | Roof
NJADRE1555180015 | Administratively Determined Incentive Program | GREEN BROOK | 8812 | 11 | 30.8 | Residential | Behind the Meter | No | Net Metered Residential | Green House Solar |  | PSE&G | Accepted | 2023-11-27 | 2024-02-09 | 2025-02-09 | Solar Panels | sunpower | m440 |  | 0.44 | 2 | 110 | 42 |  | Fixed | Roof
NJADRE1555180015 | Administratively Determined Incentive Program | GREEN BROOK | 8812 | 11 | 30.8 | Residential | Behind the Meter | No | Net Metered Residential | Green House Solar |  | PSE&G | Accepted | 2023-11-27 | 2024-02-09 | 2025-02-09 | Solar Panels | sunpower | m440 |  | 0.44 | 2 | 290 | 42 |  | Fixed | Roof
NJADRE1555180027 | Administratively Determined Incentive Program | GREEN BROOK | 8812 | 11 | 7.48 | Residential | Behind the Meter | No | Net Metered Residential | Green House Solar |  | PSE&G | Accepted | 2023-11-27 | 2023-12-28 | 2024-12-28 | Inverters | enphase | iq7hs | 384 |  | 17 |  |  | 0.97 |  | Outdoor
NJADRE1555180027 | Administratively Determined Incentive Program | GREEN BROOK | 8812 | 11 | 7.48 | Residential | Behind the Meter | No | Net Metered Residential | Green House Solar |  | PSE&G | Accepted | 2023-11-27 | 2023-12-28 | 2024-12-28 | Solar Panels | sunpower | m440 |  | 0.44 | 12 | 141 | 18 |  | Fixed | Roof
NJADRE1555180027 | Administratively Determined Incentive Program | GREEN BROOK | 8812 | 11 | 7.48 | Residential | Behind the Meter | No | Net Metered Residential | Green House Solar |  | PSE&G | Accepted | 2023-11-27 | 2023-12-28 | 2024-12-28 | Solar Panels | SUNPOWER | M440 |  | 0.44 | 5 | 141 | 18 |  | Fixed | Roof
NJADRE1555180037 | Administratively Determined Incentive Program | OLD BRIDGE | 8857 | 11 | 8.51 | Residential | Behind the Meter | Yes | Net Metered Residential | SunnyMac LLC |  | JCP&L | Accepted | 2023-11-27 | 2023-12-27 | 2024-12-27 | Solar Panels | Q.PEAK DUO BLK ML-G10+ 405 | HANWHA |  | 0.405 | 3 | 251 | 11 |  | Fixed | Roof
NJADRE1555180037 | Administratively Determined Incentive Program | OLD BRIDGE | 8857 | 11 | 8.51 | Residential | Behind the Meter | Yes | Net Metered Residential | SunnyMac LLC |  | JCP&L | Accepted | 2023-11-27 | 2023-12-27 | 2024-12-27 | Solar Panels | Q.PEAK DUO BLK ML-G10+ 405 | HANWHA |  | 0.405 | 12 | 71 | 14 |  | Fixed | Roof
NJADRE1555180037 | Administratively Determined Incentive Program | OLD BRIDGE | 8857 | 11 | 8.51 | Residential | Behind the Meter | Yes | Net Metered Residential | SunnyMac LLC |  | JCP&L | Accepted | 2023-11-27 | 2023-12-27 | 2024-12-27 | Solar Panels | Q.PEAK DUO BLK ML-G10+ 405 | HANWHA |  | 0.405 | 2 | 72 | 10 |  | Fixed | Roof
NJADRE1555180037 | Administratively Determined Incentive Program | OLD BRIDGE | 8857 | 11 | 8.51 | Residential | Behind the Meter | Yes | Net Metered Residential | SunnyMac LLC |  | JCP&L | Accepted | 2023-11-27 | 2023-12-27 | 2024-12-27 | Solar Panels | Q.PEAK DUO BLK ML-G10+ 405 | HANWHA |  | 0.405 | 4 | 71 | 6 |  | Fixed | Roof
NJADRE1555180037 | Administratively Determined Incentive Program | OLD BRIDGE | 8857 | 11 | 8.51 | Residential | Behind the Meter | Yes | Net Metered Residential | SunnyMac LLC |  | JCP&L | Accepted | 2023-11-27 | 2023-12-27 | 2024-12-27 | Inverters | SE6000H-US | SOLAREDGE | 6000 |  | 1 |  |  | 0.1 |  | Outdoor | next to meter
NJADRE1555180038 | Administratively Determined Incentive Program | ANDOVER | 7821 | 1 | 25.7 | Residential | Behind the Meter | No | Net Metered Residential | Green House Solar |  | JCP&L | Accepted | 2023-11-27 | 2023-12-28 | 2024-12-28 | Inverters | enphase | iq7x | 315 |  | 61 |  |  | 0.97 |  | Outdoor
NJADRE1555180038 | Administratively Determined Incentive Program | ANDOVER | 7821 | 1 | 25.7 | Residential | Behind the Meter | No | Net Metered Residential | Green House Solar |  | JCP&L | Accepted | 2023-11-27 | 2023-12-28 | 2024-12-28 | Solar Panels | rec | rec420 |  | 0.42 | 10 | 116 | 40 |  | Fixed | Roof
NJADRE1555180038 | Administratively Determined Incentive Program | ANDOVER | 7821 | 1 | 25.7 | Residential | Behind the Meter | No | Net Metered Residential | Green House Solar |  | JCP&L | Accepted | 2023-11-27 | 2023-12-28 | 2024-12-28 | Solar Panels | rec | rec420 |  | 0.42 | 21 | 206 | 30 |  | Fixed | Roof
NJADRE1555180038 | Administratively Determined Incentive Program | ANDOVER | 7821 | 1 | 25.7 | Residential | Behind the Meter | No | Net Metered Residential | Green House Solar |  | JCP&L | Accepted | 2023-11-27 | 2023-12-28 | 2024-12-28 | Solar Panels | rec | rec420 |  | 0.42 | 15 | 206 | 30 |  | Fixed | Roof
NJADRE1555180038 | Administratively Determined Incentive Program | ANDOVER | 7821 | 1 | 25.7 | Residential | Behind the Meter | No | Net Metered Residential | Green House Solar |  | JCP&L | Accepted | 2023-11-27 | 2023-12-28 | 2024-12-28 | Solar Panels | rec | rec420 |  | 0.42 | 5 | 116 | 45 |  | Fixed | Roof
NJADRE1555180038 | Administratively Determined Incentive Program | ANDOVER | 7821 | 1 | 25.7 | Residential | Behind the Meter | No | Net Metered Residential | Green House Solar |  | JCP&L | Accepted | 2023-11-27 | 2023-12-28 | 2024-12-28 | Solar Panels | rec | rec440 |  | 0.44 | 4 | 116 | 40 |  | Fixed | Roof
NJADRE1555180038 | Administratively Determined Incentive Program | ANDOVER | 7821 | 1 | 25.7 | Residential | Behind the Meter | No | Net Metered Residential | Green House Solar |  | JCP&L | Accepted | 2023-11-27 | 2023-12-28 | 2024-12-28 | Solar Panels | rec | rec420 |  | 0.42 | 6 | 296 | 40 |  | Fixed | Roof
NJADRE1555180058 | Administratively Determined Incentive Program | PENNSAUKEN | 8109 | 14 | 19.85 | Residential | Behind the Meter | Yes | Net Metered Residential | SunnyMac LLC |  | PSE&G | Accepted | 2023-11-27 | 2023-12-27 | 2024-12-27 | Solar Panels | Q.PEAK DUO BLK ML-G10+ 405 | HANWHA |  | 0.405 | 14 | 123 | 17 |  | Fixed | Roof
NJADRE1555180058 | Administratively Determined Incentive Program | PENNSAUKEN | 8109 | 14 | 19.85 | Residential | Behind the Meter | Yes | Net Metered Residential | SunnyMac LLC |  | PSE&G | Accepted | 2023-11-27 | 2023-12-27 | 2024-12-27 | Solar Panels | Q.PEAK DUO BLK ML-G10+ 405 | HANWHA |  | 0.405 | 14 | 123 | 17 |  | Fixed | Roof
NJADRE1555180058 | Administratively Determined Incentive Program | PENNSAUKEN | 8109 | 14 | 19.85 | Residential | Behind the Meter | Yes | Net Metered Residential | SunnyMac LLC |  | PSE&G | Accepted | 2023-11-27 | 2023-12-27 | 2024-12-27 | Solar Panels | Q.PEAK DUO BLK ML-G10+ 405 | HANWHA |  | 0.405 | 21 | 303 | 38 |  | Fixed | Roof
NJADRE1555180058 | Administratively Determined Incentive Program | PENNSAUKEN | 8109 | 14 | 19.85 | Residential | Behind the Meter | Yes | Net Metered Residential | SunnyMac LLC |  | PSE&G | Accepted | 2023-11-27 | 2023-12-27 | 2024-12-27 | Inverters | SE10000H-US | SOLAREDGE | 10000 |  | 1 |  |  | 0.1 |  | Outdoor | next to meter
NJADRE1555180058 | Administratively Determined Incentive Program | PENNSAUKEN | 8109 | 14 | 19.85 | Residential | Behind the Meter | Yes | Net Metered Residential | SunnyMac LLC |  | PSE&G | Accepted | 2023-11-27 | 2023-12-27 | 2024-12-27 | Inverters | SE 5000H-US | SOLAREDGE | 5000 |  | 1 |  |  | 0.1 |  | Outdoor | next to meter
NJADRE1555180058 | Administratively Determined Incentive Program | PENNSAUKEN | 8109 | 14 | 19.85 | Residential | Behind the Meter | Yes | Net Metered Residential | SunnyMac LLC |  | PSE&G | Accepted | 2023-11-27 | 2023-12-27 | 2024-12-27 | Meters | SE-RGMTR-1D-240C-B | Solaredge |  |  | 1 |  |  |  | Yes | Outdoor
NJADRE1555180096 | Administratively Determined Incentive Program | MOUNT ROYAL | 8061 | 15 | 10.13 | Residential | Behind the Meter | Yes | Net Metered Residential | Trinity Solar Inc. |  | AC Electric | Accepted | 2023-11-27 | 2023-12-27 | 2024-12-27 | Inverters | Solar Edge | SE7600H-US | 7600 |  | 1 |  |  | 0.97 |  | Outside
NJADRE1555180096 | Administratively Determined Incentive Program | MOUNT ROYAL | 8061 | 15 | 10.13 | Residential | Behind the Meter | Yes | Net Metered Residential | Trinity Solar Inc. |  | AC Electric | Accepted | 2023-11-27 | 2023-12-27 | 2024-12-27 | Solar Panels | Hanwha | Q.PEAK DUO BLK ML-G10+405 |  | 0.405 | 25 | 312 | 30 |  | Fixed | Roof
NJADRE1555180104 | Administratively Determined Incentive Program | COLLINGS LAKES | 8094 | 15 | 3.24 | Residential | Behind the Meter | Yes | Net Metered Residential | Sunrun Installation Services, Inc. |  | AC Electric | Accepted | 2023-11-27 | 2023-12-27 | 2024-12-27 | Inverters | SolarEdge Technologies | SE3800H-USMN | 3800 |  | 1 |  |  | 0.96 |  | Outdoor
NJADRE1555180104 | Administratively Determined Incentive Program | COLLINGS LAKES | 8094 | 15 | 3.24 | Residential | Behind the Meter | Yes | Net Metered Residential | Sunrun Installation Services, Inc. |  | AC Electric | Accepted | 2023-11-27 | 2023-12-27 | 2024-12-27 | Solar Panels | Hanwha Q Cells | Q.PEAK DUO BLK ML-G10+ 405 |  | 0.405 | 4 | 90 | 19 |  | Fixed | Roof
NJADRE1555180104 | Administratively Determined Incentive Program | COLLINGS LAKES | 8094 | 15 | 3.24 | Residential | Behind the Meter | Yes | Net Metered Residential | Sunrun Installation Services, Inc. |  | AC Electric | Accepted | 2023-11-27 | 2023-12-27 | 2024-12-27 | Solar Panels | Hanwha Q Cells | Q.PEAK DUO BLK ML-G10+ 405 |  | 0.405 | 4 | 270 | 19 |  | Fixed | Roof
NJADRE1555180106 | Administratively Determined Incentive Program | WILLIAMSTOWN | 8094 | 15 | 8 | Residential | Behind the Meter | Yes | Net Metered Residential | Pro Custom Solar dba Momentum Solar |  | AC Electric | Accepted | 2023-11-27 | 2023-12-27 | 2024-12-27 | Solar Panels | HANWHA | Q. PEAK DUO BLK ML-G10+400 |  | 0.4 | 14 | 164 | 10 |  | Fixed | Roof
NJADRE1555180106 | Administratively Determined Incentive Program | WILLIAMSTOWN | 8094 | 15 | 8 | Residential | Behind the Meter | Yes | Net Metered Residential | Pro Custom Solar dba Momentum Solar |  | AC Electric | Accepted | 2023-11-27 | 2023-12-27 | 2024-12-27 | Solar Panels | HANWHA | Q. PEAK DUO BLK ML-G10+400 |  | 0.4 | 6 | 344 | 10 |  | Fixed | Roof
NJADRE1555180106 | Administratively Determined Incentive Program | WILLIAMSTOWN | 8094 | 15 | 8 | Residential | Behind the Meter | Yes | Net Metered Residential | Pro Custom Solar dba Momentum Solar |  | AC Electric | Accepted | 2023-11-27 | 2023-12-27 | 2024-12-27 | Inverters | ENPHASE | IQ8PLUS-72-2-US | 290 |  | 20 |  |  | 0.97 |  | Outdoor
NJADRE1555180114 | Administratively Determined Incentive Program | HOPE | 7838 | 2 | 13.37 | Residential | Behind the Meter | No | Net Metered Residential | Tesla Energy Operations Inc |  | JCP&L | Accepted | 2023-11-27 | 2023-12-27 | 2024-12-27 | Inverters | Tesla | 1707000-20-G | 11500 |  | 2 |  |  | 0.97 |  | Outdoor
NJADRE1555180114 | Administratively Determined Incentive Program | HOPE | 7838 | 2 | 13.37 | Residential | Behind the Meter | No | Net Metered Residential | Tesla Energy Operations Inc |  | JCP&L | Accepted | 2023-11-27 | 2023-12-27 | 2024-12-27 | Solar Panels | Hanwha | Q.PEAK DUO BLK ML-G10+/TS 405 |  | 0.405 | 10 | 231 | 44 |  | Fixed | Roof
NJADRE1555180114 | Administratively Determined Incentive Program | HOPE | 7838 | 2 | 13.37 | Residential | Behind the Meter | No | Net Metered Residential | Tesla Energy Operations Inc |  | JCP&L | Accepted | 2023-11-27 | 2023-12-27 | 2024-12-27 | Solar Panels | Hanwha | Q.PEAK DUO BLK ML-G10+/TS 405 |  | 0.405 | 9 | 321 | 33 |  | Fixed | Roof
NJADRE1555180114 | Administratively Determined Incentive Program | HOPE | 7838 | 2 | 13.37 | Residential | Behind the Meter | No | Net Metered Residential | Tesla Energy Operations Inc |  | JCP&L | Accepted | 2023-11-27 | 2023-12-27 | 2024-12-27 | Solar Panels | Hanwha | Q.PEAK DUO BLK ML-G10+/TS 405 |  | 0.405 | 14 | 142 | 33 |  | Fixed | Roof
NJADRE1555180114 | Administratively Determined Incentive Program | HOPE | 7838 | 2 | 13.37 | Residential | Behind the Meter | No | Net Metered Residential | Tesla Energy Operations Inc |  | JCP&L | Accepted | 2023-11-27 | 2023-12-27 | 2024-12-27 | Electric Storage Battery | Tesla | Powerwall 3 |  |  | 2 |  |  |  | Lithium Ion |  | Outside
NJADRE1555180120 | Administratively Determined Incentive Program | VOORHEES TOWNSHIP | 8043 | 14 | 4.46 | Residential | Behind the Meter | No | Net Metered Residential | Tesla Energy Operations Inc |  | PSE&G | Accepted | 2023-11-27 | 2023-12-27 | 2024-12-27 | Solar Panels | Hanwha | Â # Q.PEAK DUO BLK ML-G10+/TS 405 |  | 0.405 | 11 | 243 | 28 |  | Fixed | Roof
NJADRE1555180120 | Administratively Determined Incentive Program | VOORHEES TOWNSHIP | 8043 | 14 | 4.46 | Residential | Behind the Meter | No | Net Metered Residential | Tesla Energy Operations Inc |  | PSE&G | Accepted | 2023-11-27 | 2023-12-27 | 2024-12-27 | Inverters | Tesla | 1538000-45-A | 3800 |  | 1 |  |  | 0.98 |  | Indoor
NJADRE1555180122 | Administratively Determined Incentive Program | ELIZABETH | 7201 | 10 | 8.1 | Residential | Behind the Meter | No | Net Metered Residential | Big Wave Roofing and Solar LLC |  | PSE&G | Accepted | 2023-11-27 | 2023-12-27 | 2024-12-27 | Inverters | Enphase Energy Inc | IQ7PLUS-72-2-US | 290 |  | 20 |  |  | 0.98 |  | Outside
NJADRE1555180122 | Administratively Determined Incentive Program | ELIZABETH | 7201 | 10 | 8.1 | Residential | Behind the Meter | No | Net Metered Residential | Big Wave Roofing and Solar LLC |  | PSE&G | Accepted | 2023-11-27 | 2023-12-27 | 2024-12-27 | Solar Panels | Qcells | Q.PEAK DUO BLK ML-G10 405 |  | 0.405 | 16 | 294 | 40 |  | Fixed | Roof
NJADRE1555180122 | Administratively Determined Incentive Program | ELIZABETH | 7201 | 10 | 8.1 | Residential | Behind the Meter | No | Net Metered Residential | Big Wave Roofing and Solar LLC |  | PSE&G | Accepted | 2023-11-27 | 2023-12-27 | 2024-12-27 | Solar Panels | Qcells | Q.PEAK DUO BLK ML-G10 405 |  | 0.405 | 4 | 114 | 40 |  | Fixed | Roof
NJADRE1555180129 | Administratively Determined Incentive Program | NUTLEY | 7110 | 9 | 5.2 | Residential | Behind the Meter | Yes | Net Metered Residential | Pro Custom Solar dba Momentum Solar |  | PSE&G | Accepted | 2023-11-27 | 2023-12-27 | 2024-12-27 | Solar Panels | Â Q. PEAK DUO BLK-G10+400 | hanwha |  | 0.4 | 13 | 201 | 30 |  | Fixed | Roof
NJADRE1555180129 | Administratively Determined Incentive Program | NUTLEY | 7110 | 9 | 5.2 | Residential | Behind the Meter | Yes | Net Metered Residential | Pro Custom Solar dba Momentum Solar |  | PSE&G | Accepted | 2023-11-27 | 2023-12-27 | 2024-12-27 | Inverters | IQ8PLUS-72-2-US | enphase | 290 |  | 13 |  |  | 0.97 |  | Outdoor
NJADRE1555180136 | Administratively Determined Incentive Program | ELIZABETH | 7201 | 10 | 3.24 | Residential | Behind the Meter | No | Net Metered Residential | Big Wave Roofing and Solar LLC |  | PSE&G | Accepted | 2023-11-27 | 2023-12-27 | 2024-12-27 | Inverters | Enphase Energy Inc | IQ7PLUS-72-2-US | 290 |  | 8 |  |  | 0.98 |  | Outside
NJADRE1555180136 | Administratively Determined Incentive Program | ELIZABETH | 7201 | 10 | 3.24 | Residential | Behind the Meter | No | Net Metered Residential | Big Wave Roofing and Solar LLC |  | PSE&G | Accepted | 2023-11-27 | 2023-12-27 | 2024-12-27 | Solar Panels | Qcells | Q.PEAK DUO BLK ML-G10 405 |  | 0.405 | 8 | 114 | 40 |  | Fixed | Roof
NJADRE1555180154 | Administratively Determined Incentive Program | EAST ORANGE | 7018 | 9 | 15.39 | Residential | Behind the Meter | Yes | Net Metered Residential | Big Wave Roofing and Solar LLC |  | PSE&G | Accepted | 2023-11-27 | 2023-12-27 | 2024-12-27 | Inverters | Enphase Energy Inc | IQ7PLUS-72-2-US | 290 |  | 38 |  |  | 0.98 |  | Outside
NJADRE1555180154 | Administratively Determined Incentive Program | EAST ORANGE | 7018 | 9 | 15.39 | Residential | Behind the Meter | Yes | Net Metered Residential | Big Wave Roofing and Solar LLC |  | PSE&G | Accepted | 2023-11-27 | 2023-12-27 | 2024-12-27 | Solar Panels | Qcells | Q.PEAK DUO BLK ML-G10 405 |  | 0.405 | 20 | 194 | 37 |  | Fixed | Roof
NJADRE1555180154 | Administratively Determined Incentive Program | EAST ORANGE | 7018 | 9 | 15.39 | Residential | Behind the Meter | Yes | Net Metered Residential | Big Wave Roofing and Solar LLC |  | PSE&G | Accepted | 2023-11-27 | 2023-12-27 | 2024-12-27 | Solar Panels | Qcells | Q.PEAK DUO BLK ML-G10 405 |  | 0.405 | 18 | 14 | 37 |  | Fixed | Roof
NJADRE1555180155 | Administratively Determined Incentive Program | ROSELLE | 7203 | 10 | 8 | Residential | Behind the Meter | Yes | Net Metered Residential | Pro Custom Solar dba Momentum Solar |  | PSE&G | Accepted | 2023-11-27 | 2023-12-27 | 2024-12-27 | Solar Panels | Â Q. PEAK DUO BLK-G10+400 | hanwha |  | 0.4 | 5 | 350 | 14 |  | Fixed | Roof
NJADRE1555180155 | Administratively Determined Incentive Program | ROSELLE | 7203 | 10 | 8 | Residential | Behind the Meter | Yes | Net Metered Residential | Pro Custom Solar dba Momentum Solar |  | PSE&G | Accepted | 2023-11-27 | 2023-12-27 | 2024-12-27 | Solar Panels | Â Q. PEAK DUO BLK-G10+400 | hawnha |  | 0.4 | 15 | 350 | 10 |  | Fixed | Roof
NJADRE1555180155 | Administratively Determined Incentive Program | ROSELLE | 7203 | 10 | 8 | Residential | Behind the Meter | Yes | Net Metered Residential | Pro Custom Solar dba Momentum Solar |  | PSE&G | Accepted | 2023-11-27 | 2023-12-27 | 2024-12-27 | Inverters | IQ8PLUS-72-2-US | enpahse | 290 |  | 20 |  |  | 0.97 |  | Outdoor
NJADRE1555180176 | Administratively Determined Incentive Program | PENNSVILLE | 8070 | 16 | 11.34 | Residential | Behind the Meter | Yes | Net Metered Residential | Sunrun Installation Services, Inc. |  | AC Electric | Accepted | 2023-11-27 | 2023-12-27 | 2024-12-27 | Inverters | SOLAREDGE TECHNOLOGIES | SE7600H-USSN | 7600 |  | 1 |  |  | 0.99 |  | Outdoor | Next To Meter
NJADRE1555180176 | Administratively Determined Incentive Program | PENNSVILLE | 8070 | 16 | 11.34 | Residential | Behind the Meter | Yes | Net Metered Residential | Sunrun Installation Services, Inc. |  | AC Electric | Accepted | 2023-11-27 | 2023-12-27 | 2024-12-27 | Solar Panels | HANWHA Q-CELLS | Q.PEAK DUO BLK ML-G10+ 405 |  | 0.405 | 8 | 120 | 23 |  | Fixed | Roof
NJADRE1555180176 | Administratively Determined Incentive Program | PENNSVILLE | 8070 | 16 | 11.34 | Residential | Behind the Meter | Yes | Net Metered Residential | Sunrun Installation Services, Inc. |  | AC Electric | Accepted | 2023-11-27 | 2023-12-27 | 2024-12-27 | Solar Panels | HANWHA Q-CELLS | Q.PEAK DUO BLK ML-G10+ 405 |  | 0.405 | 12 | 299 | 24 |  | Fixed | Roof
NJADRE1555180176 | Administratively Determined Incentive Program | PENNSVILLE | 8070 | 16 | 11.34 | Residential | Behind the Meter | Yes | Net Metered Residential | Sunrun Installation Services, Inc. |  | AC Electric | Accepted | 2023-11-27 | 2023-12-27 | 2024-12-27 | Solar Panels | HANWHA Q-CELLS | Q.PEAK DUO BLK ML-G10+ 405 |  | 0.405 | 8 | 299 | 23 |  | Fixed | Roof
NJADRE1555180177 | Administratively Determined Incentive Program | BRIDGEWATER | 8807 | 5 | 5.27 | Residential | Behind the Meter | No | Net Metered Residential | Tesla Energy Operations Inc |  | PSE&G | Accepted | 2023-11-27 | 2023-12-27 | 2024-12-27 | Inverters | Tesla | 1538000-45-A | 7600 |  | 1 |  |  | 0.98 |  | Indoor
NJADRE1555180177 | Administratively Determined Incentive Program | BRIDGEWATER | 8807 | 5 | 5.27 | Residential | Behind the Meter | No | Net Metered Residential | Tesla Energy Operations Inc |  | PSE&G | Accepted | 2023-11-27 | 2023-12-27 | 2024-12-27 | Solar Panels | Hanwha | Â # Q.PEAK DUO BLK ML-G10+/TS 405 |  | 0.405 | 4 | 226 | 37 |  | Fixed | Roof
NJADRE1555180177 | Administratively Determined Incentive Program | BRIDGEWATER | 8807 | 5 | 5.27 | Residential | Behind the Meter | No | Net Metered Residential | Tesla Energy Operations Inc |  | PSE&G | Accepted | 2023-11-27 | 2023-12-27 | 2024-12-27 | Solar Panels | Hanwha | Â # Q.PEAK DUO BLK ML-G10+/TS 405 |  | 0.405 | 5 | 46 | 37 |  | Fixed | Roof
NJADRE1555180177 | Administratively Determined Incentive Program | BRIDGEWATER | 8807 | 5 | 5.27 | Residential | Behind the Meter | No | Net Metered Residential | Tesla Energy Operations Inc |  | PSE&G | Accepted | 2023-11-27 | 2023-12-27 | 2024-12-27 | Solar Panels | Hanwha | Â # Q.PEAK DUO BLK ML-G10+/TS 405 |  | 0.405 | 4 | 316 | 37 |  | Fixed | Roof
NJADRE1555180180 | Administratively Determined Incentive Program | UNION | 7083 | 10 | 10.4 | Residential | Behind the Meter | Yes | Net Metered Residential | Pro Custom Solar dba Momentum Solar |  | PSE&G | Accepted | 2023-11-27 | 2023-12-27 | 2024-12-27 | Solar Panels | HANWHA | Q. PEAK DUO BLK ML-G10+400 |  | 0.4 | 14 | 227 | 24 |  | Fixed | Roof
NJADRE1555180180 | Administratively Determined Incentive Program | UNION | 7083 | 10 | 10.4 | Residential | Behind the Meter | Yes | Net Metered Residential | Pro Custom Solar dba Momentum Solar |  | PSE&G | Accepted | 2023-11-27 | 2023-12-27 | 2024-12-27 | Solar Panels | HANWHA | Q. PEAK DUO BLK ML-G10+400 |  | 0.4 | 12 | 227 | 27 |  | Fixed | Roof
NJADRE1555180180 | Administratively Determined Incentive Program | UNION | 7083 | 10 | 10.4 | Residential | Behind the Meter | Yes | Net Metered Residential | Pro Custom Solar dba Momentum Solar |  | PSE&G | Accepted | 2023-11-27 | 2023-12-27 | 2024-12-27 | Inverters | ENPHASE | IQ8PLUS-72-2-US | 290 |  | 26 |  |  | 0.97 |  | Outdoor
NJADRE1555180185 | Administratively Determined Incentive Program | PLEASANTVILLE | 8232 | 19 | 6 | Residential | Behind the Meter | Yes | Net Metered Residential | Pro Custom Solar dba Momentum Solar |  | AC Electric | Accepted | 2023-11-27 | 2023-12-27 | 2024-12-27 | Solar Panels | Â Q. PEAK DUO BLK-G10+400 | hawnha |  | 0.4 | 15 | 219 | 11 |  | Fixed | Roof
NJADRE1555180185 | Administratively Determined Incentive Program | PLEASANTVILLE | 8232 | 19 | 6 | Residential | Behind the Meter | Yes | Net Metered Residential | Pro Custom Solar dba Momentum Solar |  | AC Electric | Accepted | 2023-11-27 | 2023-12-27 | 2024-12-27 | Inverters | IQ8PLUS-72-2-US | enphase | 290 |  | 15 |  |  | 0.97 |  | Outdoor
NJADRE1555180188 | Administratively Determined Incentive Program | TEANECK | 7666 | 7 | 6.48 | Residential | Behind the Meter | No | Net Metered Residential | Sunrun Installation Services, Inc. |  | PSE&G | Accepted | 2023-11-27 | 2023-12-27 | 2024-12-27 | Solar Panels | Hanwha Q-Cells | Q.PEAK DUO BLK ML-G10+ 405 |  | 0.405 | 10 | 26 | 34 |  | Fixed | Roof
NJADRE1555180188 | Administratively Determined Incentive Program | TEANECK | 7666 | 7 | 6.48 | Residential | Behind the Meter | No | Net Metered Residential | Sunrun Installation Services, Inc. |  | PSE&G | Accepted | 2023-11-27 | 2023-12-27 | 2024-12-27 | Solar Panels | Hanwha Q-Cells | Q.PEAK DUO BLK ML-G10+ 405 |  | 0.405 | 6 | 207 | 28 |  | Fixed | Roof
NJADRE1555180188 | Administratively Determined Incentive Program | TEANECK | 7666 | 7 | 6.48 | Residential | Behind the Meter | No | Net Metered Residential | Sunrun Installation Services, Inc. |  | PSE&G | Accepted | 2023-11-27 | 2023-12-27 | 2024-12-27 | Inverters | SolarEdge Technologies | SE6000H-USSN | 6000 |  | 1 |  |  | 0.99 |  | Outside
NJADRE1555180233 | Administratively Determined Incentive Program | NEWARK | 7112 | 9 | 5.6 | Residential | Behind the Meter | Yes | Net Metered Residential | Pro Custom Solar dba Momentum Solar |  | PSE&G | Accepted | 2023-11-27 | 2023-12-27 | 2024-12-27 | Solar Panels | Â Q. PEAK DUO BLK-G10+400 | hanwha |  | 0.4 | 7 | 211 | 26 |  | Fixed | Roof
NJADRE1555180233 | Administratively Determined Incentive Program | NEWARK | 7112 | 9 | 5.6 | Residential | Behind the Meter | Yes | Net Metered Residential | Pro Custom Solar dba Momentum Solar |  | PSE&G | Accepted | 2023-11-27 | 2023-12-27 | 2024-12-27 | Solar Panels | Â Q. PEAK DUO BLK-G10+400 | hawnha |  | 0.4 | 7 | 31 | 30 |  | Fixed | Roof
NJADRE1555180233 | Administratively Determined Incentive Program | NEWARK | 7112 | 9 | 5.6 | Residential | Behind the Meter | Yes | Net Metered Residential | Pro Custom Solar dba Momentum Solar |  | PSE&G | Accepted | 2023-11-27 | 2023-12-27 | 2024-12-27 | Inverters | IQ8PLUS-72-2-US | enphase | 290 |  | 14 |  |  | 0.97 |  | Outdoor
NJADRE1555180238 | Administratively Determined Incentive Program | PLAINFIELD | 07060-2919 | 10 | 5.2 | Residential | Behind the Meter | Yes | Net Metered Residential | Pro Custom Solar dba Momentum Solar |  | PSE&G | Accepted | 2023-11-27 | 2023-12-27 | 2024-12-27 | Solar Panels | HANWHA | Q. PEAK DUO BLK ML-G10+400 |  | 0.4 | 6 | 346 | 45 |  | Fixed | Roof
NJADRE1555180238 | Administratively Determined Incentive Program | PLAINFIELD | 07060-2919 | 10 | 5.2 | Residential | Behind the Meter | Yes | Net Metered Residential | Pro Custom Solar dba Momentum Solar |  | PSE&G | Accepted | 2023-11-27 | 2023-12-27 | 2024-12-27 | Solar Panels | HANWHA | Q. PEAK DUO BLK ML-G10+400 |  | 0.4 | 7 | 166 | 45 |  | Fixed | Roof
NJADRE1555180238 | Administratively Determined Incentive Program | PLAINFIELD | 07060-2919 | 10 | 5.2 | Residential | Behind the Meter | Yes | Net Metered Residential | Pro Custom Solar dba Momentum Solar |  | PSE&G | Accepted | 2023-11-27 | 2023-12-27 | 2024-12-27 | Inverters | ENPHASE | IQ8PLUS-72-2-US | 290 |  | 13 |  |  | 0.97 |  | Outdoor
NJADRE1555180253 | Administratively Determined Incentive Program | HACKETTSTOWN | 7840 | 2 | 16.2 | Residential | Behind the Meter | No | Net Metered Residential | Tesla Energy Operations Inc |  | JCP&L | Accepted | 2023-11-27 | 2023-12-27 | 2024-12-27 | Inverters | Tesla | 1538000-45-A | 7600 |  | 1 |  |  | 0.98 |  | Indoor
NJADRE1555180253 | Administratively Determined Incentive Program | HACKETTSTOWN | 7840 | 2 | 16.2 | Residential | Behind the Meter | No | Net Metered Residential | Tesla Energy Operations Inc |  | JCP&L | Accepted | 2023-11-27 | 2023-12-27 | 2024-12-27 | Inverters | Tesla | 1538000-45-A | 5000 |  | 1 |  |  | 0.98 |  | Indoor
NJADRE1555180253 | Administratively Determined Incentive Program | HACKETTSTOWN | 7840 | 2 | 16.2 | Residential | Behind the Meter | No | Net Metered Residential | Tesla Energy Operations Inc |  | JCP&L | Accepted | 2023-11-27 | 2023-12-27 | 2024-12-27 | Solar Panels | Hanwha | Â # Q.PEAK DUO BLK ML-G10+/TS 405 |  | 0.405 | 10 | 122 | 30 |  | Fixed | Roof
NJADRE1555180253 | Administratively Determined Incentive Program | HACKETTSTOWN | 7840 | 2 | 16.2 | Residential | Behind the Meter | No | Net Metered Residential | Tesla Energy Operations Inc |  | JCP&L | Accepted | 2023-11-27 | 2023-12-27 | 2024-12-27 | Solar Panels | Hanwha | Â # Q.PEAK DUO BLK ML-G10+/TS 405 |  | 0.405 | 15 | 123 | 30 |  | Fixed | Roof
NJADRE1555180253 | Administratively Determined Incentive Program | HACKETTSTOWN | 7840 | 2 | 16.2 | Residential | Behind the Meter | No | Net Metered Residential | Tesla Energy Operations Inc |  | JCP&L | Accepted | 2023-11-27 | 2023-12-27 | 2024-12-27 | Solar Panels | Hanwha | Â # Q.PEAK DUO BLK ML-G10+/TS 405 |  | 0.405 | 15 | 302 | 30 |  | Fixed | Roof
NJADRE1555180258 | Administratively Determined Incentive Program | ATLANTIC CITY | 8401 | 19 | 7.79 | Residential | Behind the Meter | No | Net Metered Residential | Sun Up Zero Down |  | AC Electric | Accepted | 2023-11-27 | 2023-12-27 | 2024-12-27 | Inverters | Enphase | IQ8PLUS-72-2-US | 290 |  | 19 |  |  | 0.976 |  | Outdoor
NJADRE1555180258 | Administratively Determined Incentive Program | ATLANTIC CITY | 8401 | 19 | 7.79 | Residential | Behind the Meter | No | Net Metered Residential | Sun Up Zero Down |  | AC Electric | Accepted | 2023-11-27 | 2023-12-27 | 2024-12-27 | Meters | Enphase | TBD |  |  | 1 |  |  |  | Yes
NJADRE1555180258 | Administratively Determined Incentive Program | ATLANTIC CITY | 8401 | 19 | 7.79 | Residential | Behind the Meter | No | Net Metered Residential | Sun Up Zero Down |  | AC Electric | Accepted | 2023-11-27 | 2023-12-27 | 2024-12-27 | Solar Panels | Trina | TSM-410-NE09RC.05 Vertex S+ |  | 0.41 | 19 | 239 | 12 |  | Fixed | Roof
NJADRE1555180326 | Administratively Determined Incentive Program | TRENTON | 8618 | 12 | 113.4 | Non Profit | Behind the Meter | Yes | Small Net-Metered Non-Residential located on Rooftop, Carport, Canopy and Floating Solar | USS Wind Technologies |  | PSE&G | Accepted | 2023-11-29 | 2024-01-04 | 2025-01-04 | Inverters | Solar Edge | SE50KUS | 100000 |  | 2 |  |  | 0.93 |  | Outdoor
NJADRE1555180326 | Administratively Determined Incentive Program | TRENTON | 8618 | 12 | 113.4 | Non Profit | Behind the Meter | Yes | Small Net-Metered Non-Residential located on Rooftop, Carport, Canopy and Floating Solar | USS Wind Technologies |  | PSE&G | Accepted | 2023-11-29 | 2024-01-04 | 2025-01-04 | Solar Panels | VSUN | VSUN 540W |  | 0.54 | 210 | 93 | 5 |  | Fixed | Roof
NJADRE1555180341 | Administratively Determined Incentive Program | NORTH BERGEN | 7047 | 8 | 2.4 | Residential | Behind the Meter | Yes | Net Metered Residential | Pro Custom Solar dba Momentum Solar |  | PSE&G | Accepted | 2023-11-27 | 2023-12-27 | 2024-12-27 | Solar Panels | Â Q. PEAK DUO BLK-G10+400 | hawnha |  | 0.4 | 6 | 118 | 41 |  | Fixed | Roof
NJADRE1555180341 | Administratively Determined Incentive Program | NORTH BERGEN | 7047 | 8 | 2.4 | Residential | Behind the Meter | Yes | Net Metered Residential | Pro Custom Solar dba Momentum Solar |  | PSE&G | Accepted | 2023-11-27 | 2023-12-27 | 2024-12-27 | Inverters | IQ8PLUS-72-2-US | enphase | 290 |  | 6 |  |  | 0.97 |  | Outdoor
NJADRE1555180355 | Administratively Determined Incentive Program | SEWELL | 8080 | 15 | 5.2 | Residential | Behind the Meter | Yes | Net Metered Residential | Pro Custom Solar dba Momentum Solar |  | AC Electric | Accepted | 2023-11-27 | 2023-12-27 | 2024-12-27 | Solar Panels | HANWHA | Q. PEAK DUO BLK ML-G10+400 |  | 0.4 | 4 | 221 | 26 |  | Fixed | Roof
NJADRE1555180355 | Administratively Determined Incentive Program | SEWELL | 8080 | 15 | 5.2 | Residential | Behind the Meter | Yes | Net Metered Residential | Pro Custom Solar dba Momentum Solar |  | AC Electric | Accepted | 2023-11-27 | 2023-12-27 | 2024-12-27 | Solar Panels | HANWHA | Q. PEAK DUO BLK ML-G10+400 |  | 0.4 | 9 | 41 | 26 |  | Fixed | Roof
NJADRE1555180355 | Administratively Determined Incentive Program | SEWELL | 8080 | 15 | 5.2 | Residential | Behind the Meter | Yes | Net Metered Residential | Pro Custom Solar dba Momentum Solar |  | AC Electric | Accepted | 2023-11-27 | 2023-12-27 | 2024-12-27 | Inverters | ENPHASE | IQ8PLUS-72-2-US | 290 |  | 13 |  |  | 0.97 |  | Outdoor
NJADRE1555180363 | Administratively Determined Incentive Program | WEST ORANGE | 7052 | 9 | 10.88 | Residential | Behind the Meter | Yes | Net Metered Residential | Sunrun Installation Services, Inc. |  | PSE&G | Accepted | 2023-11-27 | 2023-12-28 | 2024-12-28 | Inverters | DELTA ELECTRONICS | E10-TL-US | 10000 |  | 1 |  |  | 0.98 |  | Outdoor
NJADRE1555180363 | Administratively Determined Incentive Program | WEST ORANGE | 7052 | 9 | 10.88 | Residential | Behind the Meter | Yes | Net Metered Residential | Sunrun Installation Services, Inc. |  | PSE&G | Accepted | 2023-11-27 | 2023-12-28 | 2024-12-28 | Solar Panels | Vikram Solar | VSMDHT.60.375.05 |  | 0.375 | 8 | 118 | 24 |  | Fixed | Roof
NJADRE1555180363 | Administratively Determined Incentive Program | WEST ORANGE | 7052 | 9 | 10.88 | Residential | Behind the Meter | Yes | Net Metered Residential | Sunrun Installation Services, Inc. |  | PSE&G | Accepted | 2023-11-27 | 2023-12-28 | 2024-12-28 | Solar Panels | Vikram Solar | VSMDHT.60.375.05 |  | 0.375 | 21 | 298 | 20 |  | Fixed | Roof
NJADRE1555180422 | Administratively Determined Incentive Program | WILLINGBORO | 8046 | 13 | 5.6 | Residential | Behind the Meter | Yes | Net Metered Residential | Pro Custom Solar dba Momentum Solar |  | PSE&G | Accepted | 2023-11-27 | 2023-12-27 | 2024-12-27 | Solar Panels | Â Q. PEAK DUO BLK-G10+400 | hawwha |  | 0.4 | 6 | 139 | 18 |  | Fixed | Pole
NJADRE1555180422 | Administratively Determined Incentive Program | WILLINGBORO | 8046 | 13 | 5.6 | Residential | Behind the Meter | Yes | Net Metered Residential | Pro Custom Solar dba Momentum Solar |  | PSE&G | Accepted | 2023-11-27 | 2023-12-27 | 2024-12-27 | Solar Panels | Â Q. PEAK DUO BLK-G10+400 | hawnha |  | 0.4 | 8 | 319 | 18 |  | Fixed | Roof
NJADRE1555180422 | Administratively Determined Incentive Program | WILLINGBORO | 8046 | 13 | 5.6 | Residential | Behind the Meter | Yes | Net Metered Residential | Pro Custom Solar dba Momentum Solar |  | PSE&G | Accepted | 2023-11-27 | 2023-12-27 | 2024-12-27 | Inverters | IQ8PLUS-72-2-US | enphase | 290 |  | 14 |  |  | 0.97 |  | Outdoor
NJADRE1555180423 | Administratively Determined Incentive Program | TUCKERTON | 8087 | 18 | 13.6 | Residential | Behind the Meter | No | Net Metered Residential | SunPower Corporation |  | AC Electric | Accepted | 2023-11-27 | 2023-12-27 | 2024-12-27 | Solar Panels | WAAREE ENERGIES LIMITED | WSMDI-400 |  | 0.4 | 10 | 16 | 23 |  | Fixed | Roof
NJADRE1555180423 | Administratively Determined Incentive Program | TUCKERTON | 8087 | 18 | 13.6 | Residential | Behind the Meter | No | Net Metered Residential | SunPower Corporation |  | AC Electric | Accepted | 2023-11-27 | 2023-12-27 | 2024-12-27 | Solar Panels | WAAREE ENERGIES LIMITED | WSMDI-400 |  | 0.4 | 24 | 196 | 23 |  | Fixed | Roof
NJADRE1555180423 | Administratively Determined Incentive Program | TUCKERTON | 8087 | 18 | 13.6 | Residential | Behind the Meter | No | Net Metered Residential | SunPower Corporation |  | AC Electric | Accepted | 2023-11-27 | 2023-12-27 | 2024-12-27 | Inverters | Enphase | IQ7HS-66-M-US | 384 |  | 34 |  |  | 0.97 |  | Other | Under Each Panel
NJADRE1555180424 | Administratively Determined Incentive Program | TOMS RIVER | 8753 | 18 | 10.94 | Residential | Behind the Meter | Yes | Net Metered Residential | Sunny Mac LLC |  | JCP&L | Accepted | 2023-11-27 | 2023-12-28 | 2024-12-28 | Solar Panels | Q.PEAK DUO BLK ML-G10+ 405 | HANWHA |  | 0.405 | 9 | 166 | 33 |  | Fixed | Roof
NJADRE1555180424 | Administratively Determined Incentive Program | TOMS RIVER | 8753 | 18 | 10.94 | Residential | Behind the Meter | Yes | Net Metered Residential | Sunny Mac LLC |  | JCP&L | Accepted | 2023-11-27 | 2023-12-28 | 2024-12-28 | Solar Panels | Q.PEAK DUO BLK ML-G10+ 405 | HANWHA |  | 0.405 | 8 | 166 | 33 |  | Fixed | Roof
NJADRE1555180424 | Administratively Determined Incentive Program | TOMS RIVER | 8753 | 18 | 10.94 | Residential | Behind the Meter | Yes | Net Metered Residential | Sunny Mac LLC |  | JCP&L | Accepted | 2023-11-27 | 2023-12-28 | 2024-12-28 | Solar Panels | Q.PEAK DUO BLK ML-G10+ 405 | HANWHA |  | 0.405 | 6 | 256 | 7 |  | Fixed | Roof
NJADRE1555180424 | Administratively Determined Incentive Program | TOMS RIVER | 8753 | 18 | 10.94 | Residential | Behind the Meter | Yes | Net Metered Residential | Sunny Mac LLC |  | JCP&L | Accepted | 2023-11-27 | 2023-12-28 | 2024-12-28 | Solar Panels | Q.PEAK DUO BLK ML-G10+ 405 | HANWHA |  | 0.405 | 2 | 76 | 28 |  | Fixed | Roof
NJADRE1555180424 | Administratively Determined Incentive Program | TOMS RIVER | 8753 | 18 | 10.94 | Residential | Behind the Meter | Yes | Net Metered Residential | Sunny Mac LLC |  | JCP&L | Accepted | 2023-11-27 | 2023-12-28 | 2024-12-28 | Solar Panels | Q.PEAK DUO BLK ML-G10+ 405 | HANWHA |  | 0.405 | 2 | 256 | 28 |  | Fixed | Roof
NJADRE1555180424 | Administratively Determined Incentive Program | TOMS RIVER | 8753 | 18 | 10.94 | Residential | Behind the Meter | Yes | Net Metered Residential | Sunny Mac LLC |  | JCP&L | Accepted | 2023-11-27 | 2023-12-28 | 2024-12-28 | Inverters | SE10000H-US | SOLAREDGE | 10000 |  | 1 |  |  | 0.1 |  | Outdoor | next to meter
NJADRE1555180424 | Administratively Determined Incentive Program | TOMS RIVER | 8753 | 18 | 10.94 | Residential | Behind the Meter | Yes | Net Metered Residential | Sunny Mac LLC |  | JCP&L | Accepted | 2023-11-27 | 2023-12-28 | 2024-12-28 | Meters | SE-RGMTR-1D-240C-B | Solaredge |  |  | 1 |  |  |  | Yes | Outdoor
NJADRE1555180452 | Administratively Determined Incentive Program | BRIDGEWATER | 8807 | 5 | 11.75 | Residential | Behind the Meter | No | Net Metered Residential | Tesla Energy Operations Inc |  | JCP&L | Accepted | 2023-11-27 | 2023-12-28 | 2024-12-28 | Inverters | Tesla | 1538000-45-A | 5000 |  | 2 |  |  | 0.98 |  | Outside
NJADRE1555180452 | Administratively Determined Incentive Program | BRIDGEWATER | 8807 | 5 | 11.75 | Residential | Behind the Meter | No | Net Metered Residential | Tesla Energy Operations Inc |  | JCP&L | Accepted | 2023-11-27 | 2023-12-28 | 2024-12-28 | Solar Panels | Hanwha | Â # Q.PEAK DUO BLK ML-G10+/TS 405 |  | 0.405 | 7 | 170 | 40 |  | Fixed | Roof
NJADRE1555180452 | Administratively Determined Incentive Program | BRIDGEWATER | 8807 | 5 | 11.75 | Residential | Behind the Meter | No | Net Metered Residential | Tesla Energy Operations Inc |  | JCP&L | Accepted | 2023-11-27 | 2023-12-28 | 2024-12-28 | Solar Panels | Hanwha | Â # Q.PEAK DUO BLK ML-G10+/TS 405 |  | 0.405 | 2 | 81 | 34 |  | Fixed | Roof
NJADRE1555180452 | Administratively Determined Incentive Program | BRIDGEWATER | 8807 | 5 | 11.75 | Residential | Behind the Meter | No | Net Metered Residential | Tesla Energy Operations Inc |  | JCP&L | Accepted | 2023-11-27 | 2023-12-28 | 2024-12-28 | Solar Panels | Hanwha | Â # Q.PEAK DUO BLK ML-G10+/TS 405 |  | 0.405 | 9 | 261 | 34 |  | Fixed | Roof
NJADRE1555180452 | Administratively Determined Incentive Program | BRIDGEWATER | 8807 | 5 | 11.75 | Residential | Behind the Meter | No | Net Metered Residential | Tesla Energy Operations Inc |  | JCP&L | Accepted | 2023-11-27 | 2023-12-28 | 2024-12-28 | Solar Panels | Hanwha | Â # Q.PEAK DUO BLK ML-G10+/TS 405 |  | 0.405 | 4 | 261 | 34 |  | Fixed | Roof
NJADRE1555180452 | Administratively Determined Incentive Program | BRIDGEWATER | 8807 | 5 | 11.75 | Residential | Behind the Meter | No | Net Metered Residential | Tesla Energy Operations Inc |  | JCP&L | Accepted | 2023-11-27 | 2023-12-28 | 2024-12-28 | Solar Panels | Hanwha | Â # Q.PEAK DUO BLK ML-G10+/TS 405 |  | 0.405 | 2 | 80 | 34 |  | Fixed | Roof
NJADRE1555180452 | Administratively Determined Incentive Program | BRIDGEWATER | 8807 | 5 | 11.75 | Residential | Behind the Meter | No | Net Metered Residential | Tesla Energy Operations Inc |  | JCP&L | Accepted | 2023-11-27 | 2023-12-28 | 2024-12-28 | Solar Panels | Hanwha | Â # Q.PEAK DUO BLK ML-G10+/TS 405 |  | 0.405 | 5 | 351 | 40 |  | Fixed | Roof
NJADRE1555180472 | Administratively Determined Incentive Program | NEWARK | 7103 | 9 | 5.2 | Residential | Behind the Meter | Yes | Net Metered Residential | Pro Custom Solar dba Momentum Solar |  | PSE&G | Accepted | 2023-11-27 | 2023-12-27 | 2024-12-27 | Solar Panels | HANWHA | Q. PEAK DUO BLK ML-G10+400 |  | 0.4 | 13 | 286 | 4 |  | Fixed | Roof
NJADRE1555180472 | Administratively Determined Incentive Program | NEWARK | 7103 | 9 | 5.2 | Residential | Behind the Meter | Yes | Net Metered Residential | Pro Custom Solar dba Momentum Solar |  | PSE&G | Accepted | 2023-11-27 | 2023-12-27 | 2024-12-27 | Inverters | ENPHASE | IQ8PLUS-72-2-US | 290 |  | 13 |  |  | 0.97 |  | Outdoor
NJADRE1555180473 | Administratively Determined Incentive Program | LAKEWOOD | 8701 | 18 | 15.01 | Residential | Behind the Meter | Yes | Net Metered Residential | Powerlutions |  | JCP&L | Accepted | 2023-11-27 | 2023-12-28 | 2024-12-28 | Solar Panels | Trina | TSM-395DE09C.07 |  | 0.395 | 16 | 266 | 27 |  | Fixed | Roof
NJADRE1555180473 | Administratively Determined Incentive Program | LAKEWOOD | 8701 | 18 | 15.01 | Residential | Behind the Meter | Yes | Net Metered Residential | Powerlutions |  | JCP&L | Accepted | 2023-11-27 | 2023-12-28 | 2024-12-28 | Solar Panels | Trina | TSM-395DE09C.07 |  | 0.395 | 18 | 86 | 27 |  | Fixed | Roof
NJADRE1555180473 | Administratively Determined Incentive Program | LAKEWOOD | 8701 | 18 | 15.01 | Residential | Behind the Meter | Yes | Net Metered Residential | Powerlutions |  | JCP&L | Accepted | 2023-11-27 | 2023-12-28 | 2024-12-28 | Solar Panels | Trina | TSM-395DE09C.07 |  | 0.395 | 4 | 176 | 40 |  | Fixed | Roof
NJADRE1555180473 | Administratively Determined Incentive Program | LAKEWOOD | 8701 | 18 | 15.01 | Residential | Behind the Meter | Yes | Net Metered Residential | Powerlutions |  | JCP&L | Accepted | 2023-11-27 | 2023-12-28 | 2024-12-28 | Inverters | Enphase | IQ7PLUS-72-2-US | 290 |  | 38 |  |  | 0.98 |  | Outdoor
NJADRE1555180516 | Administratively Determined Incentive Program | WESTFIELD TOWN | 7090 | 10 | 10.94 | Residential | Behind the Meter | No | Net Metered Residential | Tesla Energy Operations Inc |  | PSE&G | Accepted | 2023-11-27 | 2023-12-27 | 2024-12-27 | Solar Panels | Hanwha | Q.PEAK DUO BLK ML-G10+/TS 405 |  | 0.405 | 19 | 219 | 32 |  | Fixed | Roof
NJADRE1555180516 | Administratively Determined Incentive Program | WESTFIELD TOWN | 7090 | 10 | 10.94 | Residential | Behind the Meter | No | Net Metered Residential | Tesla Energy Operations Inc |  | PSE&G | Accepted | 2023-11-27 | 2023-12-27 | 2024-12-27 | Solar Panels | Hanwha | Q.PEAK DUO BLK ML-G10+/TS 405 |  | 0.405 | 8 | 129 | 30 |  | Fixed | Roof
NJADRE1555180516 | Administratively Determined Incentive Program | WESTFIELD TOWN | 7090 | 10 | 10.94 | Residential | Behind the Meter | No | Net Metered Residential | Tesla Energy Operations Inc |  | PSE&G | Accepted | 2023-11-27 | 2023-12-27 | 2024-12-27 | Inverters | Tesla | 1538000-45-A | 5700 |  | 1 |  |  | 0.986 |  | Indoor
NJADRE1555180516 | Administratively Determined Incentive Program | WESTFIELD TOWN | 7090 | 10 | 10.94 | Residential | Behind the Meter | No | Net Metered Residential | Tesla Energy Operations Inc |  | PSE&G | Accepted | 2023-11-27 | 2023-12-27 | 2024-12-27 | Inverters | Tesla | 1538000-45-A | 3800 |  | 1 |  |  | 0.986 |  | Indoor
NJADRE1555180527 | Administratively Determined Incentive Program | PENNSAUKEN TWP | 8109 | 14 | 8.51 | Residential | Behind the Meter | Yes | Net Metered Residential | Sunrun Installation Services, Inc. |  | PSE&G | Accepted | 2023-11-27 | 2023-12-29 | 2024-12-29 | Inverters | SOLAREDGE TECHNOLOGIES | SE6000H-USSN | 6000 |  | 1 |  |  | 0.992 |  | Outdoor | next to meter
NJADRE1555180527 | Administratively Determined Incentive Program | PENNSAUKEN TWP | 8109 | 14 | 8.51 | Residential | Behind the Meter | Yes | Net Metered Residential | Sunrun Installation Services, Inc. |  | PSE&G | Accepted | 2023-11-27 | 2023-12-29 | 2024-12-29 | Solar Panels | HANWHA Q-CELLS | Q.PEAK DUO BLK ML-G10+ 405 |  | 0.405 | 13 | 304 | 32 |  | Fixed | Roof
NJADRE1555180527 | Administratively Determined Incentive Program | PENNSAUKEN TWP | 8109 | 14 | 8.51 | Residential | Behind the Meter | Yes | Net Metered Residential | Sunrun Installation Services, Inc. |  | PSE&G | Accepted | 2023-11-27 | 2023-12-29 | 2024-12-29 | Solar Panels | HANWHA Q-CELLS | Q.PEAK DUO BLK ML-G10+ 405 |  | 0.405 | 8 | 125 | 34 |  | Fixed | Roof
NJADRE1555180554 | Administratively Determined Incentive Program | EAST ORANGE | 7017 | 9 | 4 | Residential | Behind the Meter | Yes | Net Metered Residential | Pro Custom Solar dba Momentum Solar |  | PSE&G | Accepted | 2023-11-27 | 2023-12-28 | 2024-12-28 | Solar Panels | HANWHA | Q. PEAK DUO BLK ML-G10+400 |  | 0.4 | 6 | 302 | 19 |  | Fixed | Roof
NJADRE1555180554 | Administratively Determined Incentive Program | EAST ORANGE | 7017 | 9 | 4 | Residential | Behind the Meter | Yes | Net Metered Residential | Pro Custom Solar dba Momentum Solar |  | PSE&G | Accepted | 2023-11-27 | 2023-12-28 | 2024-12-28 | Solar Panels | HANWHA | Q. PEAK DUO BLK ML-G10+400 |  | 0.4 | 4 | 212 | 9 |  | Fixed | Roof
NJADRE1555180554 | Administratively Determined Incentive Program | EAST ORANGE | 7017 | 9 | 4 | Residential | Behind the Meter | Yes | Net Metered Residential | Pro Custom Solar dba Momentum Solar |  | PSE&G | Accepted | 2023-11-27 | 2023-12-28 | 2024-12-28 | Inverters | ENPHASE | IQ8PLUS-72-2-US | 290 |  | 10 |  |  | 0.97 |  | Outdoor
NJADRE1555180558 | Administratively Determined Incentive Program | MCKEE CITY | 8234 | 19 | 10.53 | Residential | Behind the Meter | Yes | Net Metered Residential | Sunrun Installation Services, Inc. |  | AC Electric | Accepted | 2023-11-27 | 2023-12-28 | 2024-12-28 | Inverters | DELTA ELECTRONICS | E8-TL-US | 7680 |  | 1 |  |  | 0.97 |  | Outdoor | Next To Meter
NJADRE1555180558 | Administratively Determined Incentive Program | MCKEE CITY | 8234 | 19 | 10.53 | Residential | Behind the Meter | Yes | Net Metered Residential | Sunrun Installation Services, Inc. |  | AC Electric | Accepted | 2023-11-27 | 2023-12-28 | 2024-12-28 | Solar Panels | HANWHA Q-CELLS | Q.PEAK DUO BLK ML-G10+ 405 |  | 0.405 | 18 | 113 | 34 |  | Fixed | Roof
NJADRE1555180558 | Administratively Determined Incentive Program | MCKEE CITY | 8234 | 19 | 10.53 | Residential | Behind the Meter | Yes | Net Metered Residential | Sunrun Installation Services, Inc. |  | AC Electric | Accepted | 2023-11-27 | 2023-12-28 | 2024-12-28 | Solar Panels | HANWHA Q-CELLS | Q.PEAK DUO BLK ML-G10+ 405 |  | 0.405 | 8 | 293 | 34 |  | Fixed | Roof
NJADRE1555180559 | Administratively Determined Incentive Program | KEARNY | 7032 | 8 | 11.75 | Residential | Behind the Meter | No | Net Metered Residential | Powur, PBC |  | PSE&G | Accepted | 2023-11-27 | 2023-12-28 | 2024-12-28 | Solar Panels | Rec Solar | REC405AA PURE |  | 0.405 | 8 | 110 | 18 |  | Fixed | Roof
NJADRE1555180559 | Administratively Determined Incentive Program | KEARNY | 7032 | 8 | 11.75 | Residential | Behind the Meter | No | Net Metered Residential | Powur, PBC |  | PSE&G | Accepted | 2023-11-27 | 2023-12-28 | 2024-12-28 | Solar Panels | Rec Solar | REC405AA PURE |  | 0.405 | 11 | 290 | 18 |  | Fixed | Roof
NJADRE1555180559 | Administratively Determined Incentive Program | KEARNY | 7032 | 8 | 11.75 | Residential | Behind the Meter | No | Net Metered Residential | Powur, PBC |  | PSE&G | Accepted | 2023-11-27 | 2023-12-28 | 2024-12-28 | Solar Panels | Rec Solar | REC405AA PURE |  | 0.405 | 10 | 20 | 18 |  | Fixed | Roof
NJADRE1555180559 | Administratively Determined Incentive Program | KEARNY | 7032 | 8 | 11.75 | Residential | Behind the Meter | No | Net Metered Residential | Powur, PBC |  | PSE&G | Accepted | 2023-11-27 | 2023-12-28 | 2024-12-28 | Inverters | Solaredge | SE10000H-US RGM | 10000 |  | 1 |  |  | 0.99 |  | Outside
NJADRE1555180560 | Administratively Determined Incentive Program | OAKLAND | 7436 | 7 | 8.51 | Residential | Behind the Meter | No | Net Metered Residential | Tesla Energy Operations Inc |  | Orange Rockland Electric | Accepted | 2023-11-27 | 2023-12-28 | 2024-12-28 | Inverters | Tesla | 1538000-45-A | 7600 |  | 1 |  |  | 0.98 |  | Outside
NJADRE1555180560 | Administratively Determined Incentive Program | OAKLAND | 7436 | 7 | 8.51 | Residential | Behind the Meter | No | Net Metered Residential | Tesla Energy Operations Inc |  | Orange Rockland Electric | Accepted | 2023-11-27 | 2023-12-28 | 2024-12-28 | Solar Panels | Hanwha | Â # Q.PEAK DUO BLK ML-G10+/TS 405 |  | 0.405 | 13 | 175 | 34 |  | Fixed | Roof
NJADRE1555180560 | Administratively Determined Incentive Program | OAKLAND | 7436 | 7 | 8.51 | Residential | Behind the Meter | No | Net Metered Residential | Tesla Energy Operations Inc |  | Orange Rockland Electric | Accepted | 2023-11-27 | 2023-12-28 | 2024-12-28 | Solar Panels | Hanwha | Â # Q.PEAK DUO BLK ML-G10+/TS 405 |  | 0.405 | 4 | 355 | 34 |  | Fixed | Roof
NJADRE1555180560 | Administratively Determined Incentive Program | OAKLAND | 7436 | 7 | 8.51 | Residential | Behind the Meter | No | Net Metered Residential | Tesla Energy Operations Inc |  | Orange Rockland Electric | Accepted | 2023-11-27 | 2023-12-28 | 2024-12-28 | Solar Panels | Hanwha | Â # Q.PEAK DUO BLK ML-G10+/TS 405 |  | 0.405 | 4 | 265 | 34 |  | Fixed | Roof
NJADRE1555180575 | Administratively Determined Incentive Program | SEWELL | 8080 | 15 | 9.32 | Residential | Behind the Meter | No | Net Metered Residential | Tesla Energy Operations Inc |  | PSE&G | Accepted | 2023-11-27 | 2023-12-28 | 2024-12-28 | Solar Panels | Q.PEAK DUO BLK ML-G10+/TS 405 | Hanwha |  | 0.405 | 18 | 87 | 27 |  | Fixed | Roof
NJADRE1555180575 | Administratively Determined Incentive Program | SEWELL | 8080 | 15 | 9.32 | Residential | Behind the Meter | No | Net Metered Residential | Tesla Energy Operations Inc |  | PSE&G | Accepted | 2023-11-27 | 2023-12-28 | 2024-12-28 | Solar Panels | Hanwha | Q.PEAK DUO BLK ML-G10+/TS 405 |  | 0.405 | 5 | 177 | 40 |  | Fixed | Roof
NJADRE1555180575 | Administratively Determined Incentive Program | SEWELL | 8080 | 15 | 9.32 | Residential | Behind the Meter | No | Net Metered Residential | Tesla Energy Operations Inc |  | PSE&G | Accepted | 2023-11-27 | 2023-12-28 | 2024-12-28 | Inverters | Tesla | 1538000-45-A | 7600 |  | 1 |  |  | 0.986 |  | Outdoor
NJADRE1555180612 | Administratively Determined Incentive Program | SICKLERVILLE | 8081 | 14 | 5.6 | Residential | Behind the Meter | No | Net Metered Residential | Tesla Energy Operations Inc |  | AC Electric | Accepted | 2023-11-27 | 2023-12-28 | 2024-12-28 | Solar Panels | Hanwha | Q.PEAK DUO BLK ML-G10+/TS 400: |  | 0.4 | 8 | 86 | 26 |  | Fixed | Roof
NJADRE1555180612 | Administratively Determined Incentive Program | SICKLERVILLE | 8081 | 14 | 5.6 | Residential | Behind the Meter | No | Net Metered Residential | Tesla Energy Operations Inc |  | AC Electric | Accepted | 2023-11-27 | 2023-12-28 | 2024-12-28 | Solar Panels | Hanwha | Q.PEAK DUO BLK ML-G10+/TS 400: |  | 0.4 | 6 | 356 | 24 |  | Fixed | Roof
NJADRE1555180612 | Administratively Determined Incentive Program | SICKLERVILLE | 8081 | 14 | 5.6 | Residential | Behind the Meter | No | Net Metered Residential | Tesla Energy Operations Inc |  | AC Electric | Accepted | 2023-11-27 | 2023-12-28 | 2024-12-28 | Inverters | Tesla | 1534000-00-F | 3800 |  | 1 |  |  | 0.986 |  | Outdoor
NJADRE1555180749 | Administratively Determined Incentive Program | BERLIN | 08009-9489 | 14 | 10 | Residential | Behind the Meter | Yes | Net Metered Residential | Pro Custom Solar dba Momentum Solar |  | AC Electric | Accepted | 2023-11-27 | 2023-12-28 | 2024-12-28 | Solar Panels | HANWHA | Q. PEAK DUO BLK ML-G10+400 |  | 0.4 | 25 | 100 | 30 |  | Fixed | Roof
NJADRE1555180749 | Administratively Determined Incentive Program | BERLIN | 08009-9489 | 14 | 10 | Residential | Behind the Meter | Yes | Net Metered Residential | Pro Custom Solar dba Momentum Solar |  | AC Electric | Accepted | 2023-11-27 | 2023-12-28 | 2024-12-28 | Inverters | ENPHASE | IQ8PLUS-72-2-US | 290 |  | 25 |  |  | 0.97 |  | Outdoor
NJADRE1555180791 | Administratively Determined Incentive Program | MANTUA | 8051 | 15 | 18 | Residential | Behind the Meter | No | Net Metered Residential | All Season Solar |  | AC Electric | Accepted | 2023-11-27 | 2023-12-28 | 2024-12-28 | Inverters | Enphase | IQ8Plus | 290 |  | 44 |  |  | 0.97 |  | Outdoor
NJADRE1555180791 | Administratively Determined Incentive Program | MANTUA | 8051 | 15 | 18 | Residential | Behind the Meter | No | Net Metered Residential | All Season Solar |  | AC Electric | Accepted | 2023-11-27 | 2023-12-28 | 2024-12-28 | Solar Panels | Certainteed | CT400HC11-06 |  | 0.4 | 26 | 109 | 35 |  | Fixed | Roof
NJADRE1555180791 | Administratively Determined Incentive Program | MANTUA | 8051 | 15 | 18 | Residential | Behind the Meter | No | Net Metered Residential | All Season Solar |  | AC Electric | Accepted | 2023-11-27 | 2023-12-28 | 2024-12-28 | Solar Panels | Certainteed | CT400HC11-06 |  | 0.4 | 9 | 109 | 15 |  | Fixed | Roof
NJADRE1555180791 | Administratively Determined Incentive Program | MANTUA | 8051 | 15 | 18 | Residential | Behind the Meter | No | Net Metered Residential | All Season Solar |  | AC Electric | Accepted | 2023-11-27 | 2023-12-28 | 2024-12-28 | Solar Panels | Certainteed | CT400HC11-06 |  | 0.4 | 10 | 109 | 29 |  | Fixed | Roof
NJADRE1555180895 | Administratively Determined Incentive Program | MOUNT LAUREL | 8054 | 13 | 6.08 | Residential | Behind the Meter | Yes | Net Metered Residential | Trinity Solar Inc. |  | PSE&G | Accepted | 2023-11-27 | 2023-12-28 | 2024-12-28 | Inverters | Solar Edge | SE5000H-US000BEi4 | 5000 |  | 1 |  |  | 0.97 |  | Outdoor
NJADRE1555180895 | Administratively Determined Incentive Program | MOUNT LAUREL | 8054 | 13 | 6.08 | Residential | Behind the Meter | Yes | Net Metered Residential | Trinity Solar Inc. |  | PSE&G | Accepted | 2023-11-27 | 2023-12-28 | 2024-12-28 | Solar Panels | HANWHA | Q.PEAK DUO BLK ML-G10+ 405 |  | 0.405 | 15 | 217 | 30 |  | Fixed | Roof
NJADRE1555180953 | Administratively Determined Incentive Program | WILLINGBORO | 8046 | 13 | 4.35 | Residential | Behind the Meter | Yes | Net Metered Residential | Sunrun Installation Services, Inc. |  | PSE&G | Accepted | 2023-11-27 | 2023-12-28 | 2024-12-28 | Inverters | SolarEdge Technologies | SE3800H-USMN | 3800 |  | 1 |  |  | 0.99 |  | Outdoor | NEXT TO METER
NJADRE1555180953 | Administratively Determined Incentive Program | WILLINGBORO | 8046 | 13 | 4.35 | Residential | Behind the Meter | Yes | Net Metered Residential | Sunrun Installation Services, Inc. |  | PSE&G | Accepted | 2023-11-27 | 2023-12-28 | 2024-12-28 | Solar Panels | Trina Solar | TSM-395DE09C.07 |  | 0.395 | 11 | 195 | 18 |  | Fixed | Roof
NJADRE1555181119 | Administratively Determined Incentive Program | WAYNE | 7470 | 6 | 3.85 | Residential | Behind the Meter | Yes | Net Metered Residential | Freedom Forever New Jersey LLC |  | PSE&G | Accepted | 2023-11-27 | 2023-12-28 | 2024-12-28 | Solar Panels | Jinko Solar | JKM385M-6RL3-B |  | 0.385 | 10 | 59 | 23 |  | Fixed | Roof
NJADRE1555181119 | Administratively Determined Incentive Program | WAYNE | 7470 | 6 | 3.85 | Residential | Behind the Meter | Yes | Net Metered Residential | Freedom Forever New Jersey LLC |  | PSE&G | Accepted | 2023-11-27 | 2023-12-28 | 2024-12-28 | Inverters | Solar Edge | SE3800H-USRGM | 3800 |  | 1 |  |  | 0.99 |  | Outside
NJADRE1555181135 | Administratively Determined Incentive Program | VILLAS | 8251 | 21 | 3.2 | Residential | Behind the Meter | Yes | Net Metered Residential | Pro Custom Solar dba Momentum Solar |  | AC Electric | Accepted | 2023-11-27 | 2023-12-28 | 2024-12-28 | Solar Panels | Â Q. PEAK DUO BLK-G10+400 | HAWNHA |  | 0.4 | 4 | 123 | 25 |  | Fixed | Roof
NJADRE1555181135 | Administratively Determined Incentive Program | VILLAS | 8251 | 21 | 3.2 | Residential | Behind the Meter | Yes | Net Metered Residential | Pro Custom Solar dba Momentum Solar |  | AC Electric | Accepted | 2023-11-27 | 2023-12-28 | 2024-12-28 | Solar Panels | Â Q. PEAK DUO BLK-G10+400 | HAWNHA |  | 0.4 | 4 | 303 | 25 |  | Fixed | Roof
NJADRE1555181135 | Administratively Determined Incentive Program | VILLAS | 8251 | 21 | 3.2 | Residential | Behind the Meter | Yes | Net Metered Residential | Pro Custom Solar dba Momentum Solar |  | AC Electric | Accepted | 2023-11-27 | 2023-12-28 | 2024-12-28 | Inverters | IQ8PLUS-72-2-US | ENPHASE | 290 |  | 8 |  |  | 0.97 |  | Outdoor
NJADRE1555181138 | Administratively Determined Incentive Program | LINDENWOLD | 8021 | 14 | 84.24 | Commercial | Behind the Meter | Yes | Small Net-Metered Non-Residential located on Rooftop, Carport, Canopy and Floating Solar | SolareAmerica |  | AC Electric | Accepted | 2023-11-27 | 2023-12-28 | 2024-12-28 | Solar Panels | Hanwha QCELL - USA - GA | QCELL - ML-G10-405 |  | 0.405 | 208 | 293 | 10 |  | Fixed | Roof
NJADRE1555181138 | Administratively Determined Incentive Program | LINDENWOLD | 8021 | 14 | 84.24 | Commercial | Behind the Meter | Yes | Small Net-Metered Non-Residential located on Rooftop, Carport, Canopy and Floating Solar | SolareAmerica |  | AC Electric | Accepted | 2023-11-27 | 2023-12-28 | 2024-12-28 | Inverters | APSystems | QS1 - 208 - 3phase | 1100 |  | 52 |  |  | 0.97 |  | Outdoor
NJADRE1555181153 | Administratively Determined Incentive Program | Parlin | 8859 | 11 | 619.2 | School Public K-12 | Behind the Meter | Yes | Small Net-Metered Non-Residential located on Rooftop, Carport, Canopy and Floating Solar-PUBLIC | Greenskies Clean Energy LLC |  | JCP&L | Accepted | 2023-11-29 | 2024-01-03 | 2025-01-03 | Inverters | Canadian Solar | CSI-60K-T480GL01-UB | 60000 |  | 7 |  |  | 0.985 |  | Outside
NJADRE1555181153 | Administratively Determined Incentive Program | Parlin | 8859 | 11 | 619.2 | School Public K-12 | Behind the Meter | Yes | Small Net-Metered Non-Residential located on Rooftop, Carport, Canopy and Floating Solar-PUBLIC | Greenskies Clean Energy LLC |  | JCP&L | Accepted | 2023-11-29 | 2024-01-03 | 2025-01-03 | Inverters | Canadian Solar | CSI-30K-T480GL01-UB | 30000 |  | 1 |  |  | 0.985 |  | Outside
NJADRE1555181153 | Administratively Determined Incentive Program | Parlin | 8859 | 11 | 619.2 | School Public K-12 | Behind the Meter | Yes | Small Net-Metered Non-Residential located on Rooftop, Carport, Canopy and Floating Solar-PUBLIC | Greenskies Clean Energy LLC |  | JCP&L | Accepted | 2023-11-29 | 2024-01-03 | 2025-01-03 | Solar Panels | HT | HT72-166M 450W |  | 0.45 | 1376 | 171 | 5 |  | Fixed | Roof
NJADRE1555181158 | Administratively Determined Incentive Program | PATERSON | 7504 | 6 | 11.75 | Residential | Behind the Meter | No | Net Metered Residential | EMT Renewables |  | PSE&G | Accepted | 2023-11-27 | 2023-12-28 | 2024-12-28 | Inverters | ENPHASE | IQ8+ | 290 |  | 29 |  |  | 0.98 |  | Other | UNDER EACH PANEL
NJADRE1555181158 | Administratively Determined Incentive Program | PATERSON | 7504 | 6 | 11.75 | Residential | Behind the Meter | No | Net Metered Residential | EMT Renewables |  | PSE&G | Accepted | 2023-11-27 | 2023-12-28 | 2024-12-28 | Solar Panels | Q CELLS | Q PEAK DUO BLK |  | 0.405 | 6 | 99 | 10 |  | Fixed | Roof
NJADRE1555181158 | Administratively Determined Incentive Program | PATERSON | 7504 | 6 | 11.75 | Residential | Behind the Meter | No | Net Metered Residential | EMT Renewables |  | PSE&G | Accepted | 2023-11-27 | 2023-12-28 | 2024-12-28 | Solar Panels | Q CELLS | Q PEAK DUO BLK |  | 0.405 | 5 | 279 | 12 |  | Fixed | Roof
NJADRE1555181158 | Administratively Determined Incentive Program | PATERSON | 7504 | 6 | 11.75 | Residential | Behind the Meter | No | Net Metered Residential | EMT Renewables |  | PSE&G | Accepted | 2023-11-27 | 2023-12-28 | 2024-12-28 | Solar Panels | Q CELLS | Q PEAK DUO BLK |  | 0.405 | 8 | 99 | 36 |  | Fixed | Roof
NJADRE1555181158 | Administratively Determined Incentive Program | PATERSON | 7504 | 6 | 11.75 | Residential | Behind the Meter | No | Net Metered Residential | EMT Renewables |  | PSE&G | Accepted | 2023-11-27 | 2023-12-28 | 2024-12-28 | Solar Panels | Q CELLS | Q PEAK DUO BLK |  | 0.405 | 10 | 279 | 36 |  | Fixed | Roof
NJADRE1555181185 | Administratively Determined Incentive Program | PATERSON | 7514 | 6 | 7.2 | Residential | Behind the Meter | No | Net Metered Residential | Bright Planet Solar |  | PSE&G | Accepted | 2023-11-27 | 2023-12-28 | 2024-12-28 | Inverters | Solar Edge | SE5000H-USRGM | 5000 |  | 1 |  |  | 0.98 |  | Outdoor
NJADRE1555181185 | Administratively Determined Incentive Program | PATERSON | 7514 | 6 | 7.2 | Residential | Behind the Meter | No | Net Metered Residential | Bright Planet Solar |  | PSE&G | Accepted | 2023-11-27 | 2023-12-28 | 2024-12-28 | Solar Panels | Longi | LR4-60HPB-360M |  | 0.36 | 10 | 104 | 27 |  | Fixed | Roof
NJADRE1555181185 | Administratively Determined Incentive Program | PATERSON | 7514 | 6 | 7.2 | Residential | Behind the Meter | No | Net Metered Residential | Bright Planet Solar |  | PSE&G | Accepted | 2023-11-27 | 2023-12-28 | 2024-12-28 | Solar Panels | Longi | LR4-60HPB-360M |  | 0.36 | 10 | 284 | 27 |  | Fixed | Roof
NJADRE1555181191 | Administratively Determined Incentive Program | MYSTIC ISLANDS | 8087 | 18 | 8.1 | Residential | Behind the Meter | Yes | Net Metered Residential | Sunrun Installation Services, Inc. |  | AC Electric | Accepted | 2023-11-27 | 2023-12-28 | 2024-12-28 | Inverters | DELTA ELECTRONICS | E4-TL-US | 3840 |  | 2 |  |  | 0.97 |  | Outdoor | Next To Meter
NJADRE1555181191 | Administratively Determined Incentive Program | MYSTIC ISLANDS | 8087 | 18 | 8.1 | Residential | Behind the Meter | Yes | Net Metered Residential | Sunrun Installation Services, Inc. |  | AC Electric | Accepted | 2023-11-27 | 2023-12-28 | 2024-12-28 | Solar Panels | HANWHA Q-CELLS | Q.PEAK DUO BLK ML-G10+ 405 |  | 0.405 | 10 | 271 | 19 |  | Fixed | Roof
NJADRE1555181191 | Administratively Determined Incentive Program | MYSTIC ISLANDS | 8087 | 18 | 8.1 | Residential | Behind the Meter | Yes | Net Metered Residential | Sunrun Installation Services, Inc. |  | AC Electric | Accepted | 2023-11-27 | 2023-12-28 | 2024-12-28 | Solar Panels | HANWHA Q-CELLS | Q.PEAK DUO BLK ML-G10+ 405 |  | 0.405 | 10 | 180 | 22 |  | Fixed | Roof
NJADRE1555181234 | Administratively Determined Incentive Program | BRIDGETON | 8302 | 14 | 71.69 | Commercial | Behind the Meter | Yes | Small Net-Metered Non-Residential located on Rooftop, Carport, Canopy and Floating Solar | SolareAmerica |  | AC Electric | Accepted | 2023-11-27 | 2023-12-28 | 2024-12-28 | Inverters | APSYstems | QS1 - 208 - 3phase | 1100 |  | 45 |  |  | 0.97 |  | Outdoor
NJADRE1555181234 | Administratively Determined Incentive Program | BRIDGETON | 8302 | 14 | 71.69 | Commercial | Behind the Meter | Yes | Small Net-Metered Non-Residential located on Rooftop, Carport, Canopy and Floating Solar | SolareAmerica |  | AC Electric | Accepted | 2023-11-27 | 2023-12-28 | 2024-12-28 | Solar Panels | Hanwha - QCELL - USA - GA | QCELL - ML G10 405 |  | 0.405 | 177 | 212 | 10 |  | Fixed | Roof
NJADRE1555181289 | Administratively Determined Incentive Program | Ventnor City | 8406 | 19 | 5.63 | Residential | Behind the Meter | Yes | Net Metered Residential | Sunrun Installation Services, Inc. |  | AC Electric | Accepted | 2023-11-27 | 2023-12-28 | 2024-12-28 | Inverters | SOLAREDGE TECHNOLOGIES | SE3800H-USMN | 3800 |  | 1 |  |  | 0.99 |  | Outdoor | Next To Meter
NJADRE1555181289 | Administratively Determined Incentive Program | Ventnor City | 8406 | 19 | 5.63 | Residential | Behind the Meter | Yes | Net Metered Residential | Sunrun Installation Services, Inc. |  | AC Electric | Accepted | 2023-11-27 | 2023-12-28 | 2024-12-28 | Solar Panels | VIKRAM SOLAR | VSMDHT.60.375.05 |  | 0.375 | 7 | 149 | 31 |  | Fixed | Roof
NJADRE1555181289 | Administratively Determined Incentive Program | Ventnor City | 8406 | 19 | 5.63 | Residential | Behind the Meter | Yes | Net Metered Residential | Sunrun Installation Services, Inc. |  | AC Electric | Accepted | 2023-11-27 | 2023-12-28 | 2024-12-28 | Solar Panels | VIKRAM SOLAR | VSMDHT.60.375.05 |  | 0.375 | 5 | 329 | 30 |  | Fixed | Roof
NJADRE1555181289 | Administratively Determined Incentive Program | Ventnor City | 8406 | 19 | 5.63 | Residential | Behind the Meter | Yes | Net Metered Residential | Sunrun Installation Services, Inc. |  | AC Electric | Accepted | 2023-11-27 | 2023-12-28 | 2024-12-28 | Solar Panels | VIKRAM SOLAR | VSMDHT.60.375.05 |  | 0.375 | 3 | 240 | 32 |  | Double Axis | Roof
NJADRE1555181298 | Administratively Determined Incentive Program | City of Orange | 8330 | 19 | 84.24 | Commercial | Behind the Meter | Yes | Small Net-Metered Non-Residential located on Rooftop, Carport, Canopy and Floating Solar | SolareAmerica |  | PSE&G | Accepted | 2023-11-27 | 2023-12-28 | 2024-12-28 | Inverters | APSystems | QS1 - 208 - 3phase | 1100 |  | 52 |  |  | 0.97 |  | Outdoor
NJADRE1555181298 | Administratively Determined Incentive Program | City of Orange | 8330 | 19 | 84.24 | Commercial | Behind the Meter | Yes | Small Net-Metered Non-Residential located on Rooftop, Carport, Canopy and Floating Solar | SolareAmerica |  | PSE&G | Accepted | 2023-11-27 | 2023-12-28 | 2024-12-28 | Solar Panels | Hanwha - QCELL- USA - GA | QCELL- GL - 405 |  | 0.405 | 208 | 34 | 10 |  | Fixed | Roof
NJADRE1555181305 | Administratively Determined Incentive Program | BASKING RIDGE | 7920 | 5 | 12.15 | Residential | Behind the Meter | Yes | Net Metered Residential | EMT Renewables |  | JCP&L | Accepted | 2023-11-27 | 2023-12-28 | 2024-12-28 | Inverters | ENPHASE | IQ8+ | 290 |  | 30 |  |  | 0.98 |  | Other | UNDER EACH PANEL
NJADRE1555181305 | Administratively Determined Incentive Program | BASKING RIDGE | 7920 | 5 | 12.15 | Residential | Behind the Meter | Yes | Net Metered Residential | EMT Renewables |  | JCP&L | Accepted | 2023-11-27 | 2023-12-28 | 2024-12-28 | Solar Panels | Q CELLS | Q PEAK DUO BLK |  | 0.405 | 8 | 165 | 27 |  | Fixed | Roof
NJADRE1555181305 | Administratively Determined Incentive Program | BASKING RIDGE | 7920 | 5 | 12.15 | Residential | Behind the Meter | Yes | Net Metered Residential | EMT Renewables |  | JCP&L | Accepted | 2023-11-27 | 2023-12-28 | 2024-12-28 | Solar Panels | ENPHASE | IQ8+ |  | 0.405 | 2 | 255 | 21 |  | Fixed | Roof
NJADRE1555181305 | Administratively Determined Incentive Program | BASKING RIDGE | 7920 | 5 | 12.15 | Residential | Behind the Meter | Yes | Net Metered Residential | EMT Renewables |  | JCP&L | Accepted | 2023-11-27 | 2023-12-28 | 2024-12-28 | Solar Panels | Q CELLS | Q PEAK DUO BLK |  | 0.405 | 9 | 76 | 19 |  | Fixed | Roof
NJADRE1555181305 | Administratively Determined Incentive Program | BASKING RIDGE | 7920 | 5 | 12.15 | Residential | Behind the Meter | Yes | Net Metered Residential | EMT Renewables |  | JCP&L | Accepted | 2023-11-27 | 2023-12-28 | 2024-12-28 | Solar Panels | Q CELLS | Q PEAK DUO BLK |  | 0.405 | 11 | 75 | 21 |  | Fixed | Roof
NJADRE1555181309 | Administratively Determined Incentive Program | WESTAMPTON | 8060 | 13 | 72.09 | Commercial | Behind the Meter | Yes | Small Net-Metered Non-Residential located on Rooftop, Carport, Canopy and Floating Solar | SolareAmerica |  | PSE&G | Accepted | 2023-11-27 | 2023-12-28 | 2024-12-28 | Solar Panels | Hanwha-QCELL- USA- GA | QCELL- ML-G10 -405 |  | 0.405 | 178 | 275 | 10 |  | Fixed | Roof
NJADRE1555181309 | Administratively Determined Incentive Program | WESTAMPTON | 8060 | 13 | 72.09 | Commercial | Behind the Meter | Yes | Small Net-Metered Non-Residential located on Rooftop, Carport, Canopy and Floating Solar | SolareAmerica |  | PSE&G | Accepted | 2023-11-27 | 2023-12-28 | 2024-12-28 | Inverters | APSystems | QS1-208-3phase | 1100 |  | 45 |  |  | 0.97 |  | Outdoor
NJADRE1555181312 | Administratively Determined Incentive Program | HAMMONTON | 8037 | 19 | 8.51 | Residential | Behind the Meter | Yes | Net Metered Residential | Sunrun Installation Services, Inc. |  | AC Electric | Accepted | 2023-11-27 | 2023-12-28 | 2024-12-28 | Inverters | SOLAREDGE TECHNOLOGIES | SE6000H-USSN | 6000 |  | 1 |  |  | 0.99 |  | Outdoor | Next To Meter
NJADRE1555181312 | Administratively Determined Incentive Program | HAMMONTON | 8037 | 19 | 8.51 | Residential | Behind the Meter | Yes | Net Metered Residential | Sunrun Installation Services, Inc. |  | AC Electric | Accepted | 2023-11-27 | 2023-12-28 | 2024-12-28 | Solar Panels | HANWHA Q-CELLS | Q.PEAK DUO BLK ML-G10+ 405 |  | 0.405 | 18 | 133 | 19 |  | Fixed | Roof
NJADRE1555181312 | Administratively Determined Incentive Program | HAMMONTON | 8037 | 19 | 8.51 | Residential | Behind the Meter | Yes | Net Metered Residential | Sunrun Installation Services, Inc. |  | AC Electric | Accepted | 2023-11-27 | 2023-12-28 | 2024-12-28 | Solar Panels | HANWHA Q-CELLS | Q.PEAK DUO BLK ML-G10+ 405 |  | 0.405 | 3 | 311 | 19 |  | Fixed | Roof
NJADRE1555181319 | Administratively Determined Incentive Program | MOUNT HOLLY | 8060 | 13 | 59.54 | Commercial | Behind the Meter | Yes | Small Net-Metered Non-Residential located on Rooftop, Carport, Canopy and Floating Solar | SolareAmerica |  | PSE&G | Accepted | 2023-11-27 | 2023-12-28 | 2024-12-28 | Inverters | APSystems | QS1-208-2phase | 1100 |  | 37 |  |  | 0.97 |  | Outdoor
NJADRE1555181319 | Administratively Determined Incentive Program | MOUNT HOLLY | 8060 | 13 | 59.54 | Commercial | Behind the Meter | Yes | Small Net-Metered Non-Residential located on Rooftop, Carport, Canopy and Floating Solar | SolareAmerica |  | PSE&G | Accepted | 2023-11-27 | 2023-12-28 | 2024-12-28 | Solar Panels | Hanwha -QCELL- USA- GA | QCELL - ML -G10 - 405 |  | 0.405 | 147 | 90 | 10 |  | Fixed | Roof
NJADRE1555181338 | Administratively Determined Incentive Program | DAYTON | 8810 | 11 | 4.05 | Residential | Behind the Meter | Yes | Net Metered Residential | EMT Renewables |  | PSE&G | Accepted | 2023-11-27 | 2023-12-28 | 2024-12-28 | Inverters | ENPHASE | IQ8+ | 290 |  | 10 |  |  | 0.98 |  | Other | UNDER EACH PANEL
NJADRE1555181338 | Administratively Determined Incentive Program | DAYTON | 8810 | 11 | 4.05 | Residential | Behind the Meter | Yes | Net Metered Residential | EMT Renewables |  | PSE&G | Accepted | 2023-11-27 | 2023-12-28 | 2024-12-28 | Solar Panels | Q CELLS | Q PEAK DUO BLK |  | 0.405 | 9 | 147 | 24 |  | Fixed | Roof
NJADRE1555181338 | Administratively Determined Incentive Program | DAYTON | 8810 | 11 | 4.05 | Residential | Behind the Meter | Yes | Net Metered Residential | EMT Renewables |  | PSE&G | Accepted | 2023-11-27 | 2023-12-28 | 2024-12-28 | Solar Panels | Q CELLS | Q PEAK DUO BLK |  | 0.405 | 1 | 327 | 24 |  | Fixed | Roof
NJADRE1555181359 | Administratively Determined Incentive Program | ALLENWOOD | 8720 | 17 | 19.75 | Residential | Behind the Meter | Yes | Net Metered Residential | Solar Mite Solutions |  | JCP&L | Accepted | 2023-11-27 | 2023-12-28 | 2024-12-28 | Inverters | Enphase | IQ8PLUS-72-2 | 290 |  | 50 |  |  | 0.98 |  | Outdoor
NJADRE1555181359 | Administratively Determined Incentive Program | ALLENWOOD | 8720 | 17 | 19.75 | Residential | Behind the Meter | Yes | Net Metered Residential | Solar Mite Solutions |  | JCP&L | Accepted | 2023-11-27 | 2023-12-28 | 2024-12-28 | Solar Panels | Canadian Solar | CS6R |  | 0.395 | 18 | 55 | 34 |  | Fixed | Roof | Array 1
NJADRE1555181359 | Administratively Determined Incentive Program | ALLENWOOD | 8720 | 17 | 19.75 | Residential | Behind the Meter | Yes | Net Metered Residential | Solar Mite Solutions |  | JCP&L | Accepted | 2023-11-27 | 2023-12-28 | 2024-12-28 | Solar Panels | Canadian Solar | CS6R |  | 0.395 | 8 | 235 | 34 |  | Fixed | Roof | Array 2
NJADRE1555181359 | Administratively Determined Incentive Program | ALLENWOOD | 8720 | 17 | 19.75 | Residential | Behind the Meter | Yes | Net Metered Residential | Solar Mite Solutions |  | JCP&L | Accepted | 2023-11-27 | 2023-12-28 | 2024-12-28 | Solar Panels | Canadian Solar | CS6R |  | 0.395 | 12 | 145 | 34 |  | Fixed | Roof | Array 3
NJADRE1555181359 | Administratively Determined Incentive Program | ALLENWOOD | 8720 | 17 | 19.75 | Residential | Behind the Meter | Yes | Net Metered Residential | Solar Mite Solutions |  | JCP&L | Accepted | 2023-11-27 | 2023-12-28 | 2024-12-28 | Solar Panels | Canadian Solar | CS6R |  | 0.395 | 12 | 325 | 34 |  | Fixed | Roof | Array 4
NJADRE1555181565 | Administratively Determined Incentive Program | EWING | 8638 | 12 | 5.14 | Residential | Behind the Meter | Yes | Net Metered Residential | Solar Mite Solutions |  | PSE&G | Accepted | 2023-11-27 | 2023-12-28 | 2024-12-28 | Inverters | Enphase | IQ8PLUS-72-2 | 290 |  | 13 |  |  | 0.98 |  | Outdoor
NJADRE1555181565 | Administratively Determined Incentive Program | EWING | 8638 | 12 | 5.14 | Residential | Behind the Meter | Yes | Net Metered Residential | Solar Mite Solutions |  | PSE&G | Accepted | 2023-11-27 | 2023-12-28 | 2024-12-28 | Solar Panels | Canadiann Solar | CS6R |  | 0.395 | 7 | 216 | 30 |  | Fixed | Roof | Array 1
NJADRE1555181565 | Administratively Determined Incentive Program | EWING | 8638 | 12 | 5.14 | Residential | Behind the Meter | Yes | Net Metered Residential | Solar Mite Solutions |  | PSE&G | Accepted | 2023-11-27 | 2023-12-28 | 2024-12-28 | Solar Panels | Canadian Solar | CS6R |  | 0.395 | 6 | 216 | 9 |  | Fixed | Roof | Array 2
NJADRE1555181661 | Administratively Determined Incentive Program | NEWARK | 7112 | 9 | 7.6 | Residential | Behind the Meter | No | Net Metered Residential | Solar Mite Solutions |  | PSE&G | Accepted | 2023-11-27 | 2023-12-28 | 2024-12-28 | Inverters | Enphase | IQ8PLUS-72-2 | 290 |  | 19 |  |  | 0.98 |  | Outdoor
NJADRE1555181661 | Administratively Determined Incentive Program | NEWARK | 7112 | 9 | 7.6 | Residential | Behind the Meter | No | Net Metered Residential | Solar Mite Solutions |  | PSE&G | Accepted | 2023-11-27 | 2023-12-28 | 2024-12-28 | Solar Panels | Canadian Solar | CS6R |  | 0.4 | 7 | 212 | 12 |  | Fixed | Roof | Array 1
NJADRE1555181661 | Administratively Determined Incentive Program | NEWARK | 7112 | 9 | 7.6 | Residential | Behind the Meter | No | Net Metered Residential | Solar Mite Solutions |  | PSE&G | Accepted | 2023-11-27 | 2023-12-28 | 2024-12-28 | Solar Panels | Canadian Solar | CS6R |  | 0.4 | 12 | 32 | 12 |  | Fixed | Roof | Array 2
NJADRE1555184026 | Administratively Determined Incentive Program | BURLNGTN TWP | 8016 | 13 | 13.6 | Residential | Behind the Meter | Yes | Net Metered Residential | Suntuity Solar LLC |  | PSE&G | Accepted | 2023-11-28 | 2023-12-28 | 2024-12-28 | Inverters | ENPHASE | IQ8PLUS-72-2-US | 290 |  | 34 |  |  | 0.97 |  | Outdoor | Behind the PV modules
NJADRE1555184026 | Administratively Determined Incentive Program | BURLNGTN TWP | 8016 | 13 | 13.6 | Residential | Behind the Meter | Yes | Net Metered Residential | Suntuity Solar LLC |  | PSE&G | Accepted | 2023-11-28 | 2023-12-28 | 2024-12-28 | Solar Panels | CANADIAN SOLAR | CS6R-400MS-HL |  | 0.4 | 10 | 261 | 18 |  | Fixed | Roof
NJADRE1555184026 | Administratively Determined Incentive Program | BURLNGTN TWP | 8016 | 13 | 13.6 | Residential | Behind the Meter | Yes | Net Metered Residential | Suntuity Solar LLC |  | PSE&G | Accepted | 2023-11-28 | 2023-12-28 | 2024-12-28 | Solar Panels | CANADIAN SOLAR | CS6R-400MS-HL |  | 0.4 | 9 | 81 | 18 |  | Fixed | Roof
NJADRE1555184026 | Administratively Determined Incentive Program | BURLNGTN TWP | 8016 | 13 | 13.6 | Residential | Behind the Meter | Yes | Net Metered Residential | Suntuity Solar LLC |  | PSE&G | Accepted | 2023-11-28 | 2023-12-28 | 2024-12-28 | Solar Panels | CANADIAN SOLAR | CS6R-400MS-HL |  | 0.4 | 12 | 261 | 18 |  | Fixed | Roof
NJADRE1555184026 | Administratively Determined Incentive Program | BURLNGTN TWP | 8016 | 13 | 13.6 | Residential | Behind the Meter | Yes | Net Metered Residential | Suntuity Solar LLC |  | PSE&G | Accepted | 2023-11-28 | 2023-12-28 | 2024-12-28 | Solar Panels | CANADIAN SOLAR | CS6R-400MS-HL |  | 0.4 | 3 | 81 | 18 |  | Fixed | Roof
NJADRE1555184028 | Administratively Determined Incentive Program | HACKENSACK | 7601 | 7 | 8.4 | Residential | Behind the Meter | Yes | Net Metered Residential | Suntuity Solar LLC |  | PSE&G | Accepted | 2023-11-28 | 2023-12-28 | 2024-12-28 | Inverters | ENPHASE | IQ8PLUS-72-2-US | 290 |  | 21 |  |  | 0.97 |  | Outdoor | Behind the PV modules
NJADRE1555184028 | Administratively Determined Incentive Program | HACKENSACK | 7601 | 7 | 8.4 | Residential | Behind the Meter | Yes | Net Metered Residential | Suntuity Solar LLC |  | PSE&G | Accepted | 2023-11-28 | 2023-12-28 | 2024-12-28 | Solar Panels | CANADIANSOLAR | CS6R-400MS-HL |  | 0.4 | 18 | 219 | 27 |  | Fixed | Roof
NJADRE1555184028 | Administratively Determined Incentive Program | HACKENSACK | 7601 | 7 | 8.4 | Residential | Behind the Meter | Yes | Net Metered Residential | Suntuity Solar LLC |  | PSE&G | Accepted | 2023-11-28 | 2023-12-28 | 2024-12-28 | Solar Panels | CANADIANSOLAR | CS6R-400MS-HL |  | 0.4 | 3 | 39 | 27 |  | Fixed | Roof
NJADRE1555184040 | Administratively Determined Incentive Program | GARFIELD | 7026 | 7 | 3.2 | Residential | Behind the Meter | Yes | Net Metered Residential | Suntuity Solar LLC |  | PSE&G | Accepted | 2023-11-28 | 2023-12-28 | 2024-12-28 | Inverters | ENPHASE | IQ8PLUS-72-2-US | 290 |  | 8 |  |  | 0.97 |  | Outdoor | Behind the PV modules
NJADRE1555184040 | Administratively Determined Incentive Program | GARFIELD | 7026 | 7 | 3.2 | Residential | Behind the Meter | Yes | Net Metered Residential | Suntuity Solar LLC |  | PSE&G | Accepted | 2023-11-28 | 2023-12-28 | 2024-12-28 | Solar Panels | CANADIANSOLAR | CS6R-400MS-HL |  | 0.4 | 8 | 6 | 43 |  | Fixed | Roof
NJADRE1555184045 | Administratively Determined Incentive Program | CLAYTON | 8312 | 15 | 8.51 | Residential | Behind the Meter | Yes | Net Metered Residential | SunnyMac LLC |  | AC Electric | Accepted | 2023-11-28 | 2024-01-03 | 2025-01-03 | Solar Panels | Q.PEAK DUO BLK ML-G10+ 405W | HANWHA |  | 0.405 | 21 | 168 | 18 |  | Fixed | Roof
NJADRE1555184045 | Administratively Determined Incentive Program | CLAYTON | 8312 | 15 | 8.51 | Residential | Behind the Meter | Yes | Net Metered Residential | SunnyMac LLC |  | AC Electric | Accepted | 2023-11-28 | 2024-01-03 | 2025-01-03 | Inverters | SE7600H-US | Solaredge | 7600 |  | 1 |  |  | 0.1 |  | Outdoor | next to meter
NJADRE1555184073 | Administratively Determined Incentive Program | MOORESTOWN | 8057 | 13 | 6.8 | Residential | Behind the Meter | Yes | Net Metered Residential | SunnyMac LLC |  | PSE&G | Accepted | 2023-11-28 | 2023-12-29 | 2024-12-29 | Solar Panels | 400 N-PEAK 3 BLACK | REC |  | 0.4 | 6 | 227 | 12 |  | Fixed | Roof
NJADRE1555184073 | Administratively Determined Incentive Program | MOORESTOWN | 8057 | 13 | 6.8 | Residential | Behind the Meter | Yes | Net Metered Residential | SunnyMac LLC |  | PSE&G | Accepted | 2023-11-28 | 2023-12-29 | 2024-12-29 | Solar Panels | 400 N-PEAK 3 BLACK | REC |  | 0.4 | 11 | 227 | 45 |  | Fixed | Roof
NJADRE1555184073 | Administratively Determined Incentive Program | MOORESTOWN | 8057 | 13 | 6.8 | Residential | Behind the Meter | Yes | Net Metered Residential | SunnyMac LLC |  | PSE&G | Accepted | 2023-11-28 | 2023-12-29 | 2024-12-29 | Inverters | SE6000H-US | Solaredge | 6000 |  | 1 |  |  | 0.1 |  | Outdoor | next to meter
NJADRE1555184073 | Administratively Determined Incentive Program | MOORESTOWN | 8057 | 13 | 6.8 | Residential | Behind the Meter | Yes | Net Metered Residential | SunnyMac LLC |  | PSE&G | Accepted | 2023-11-28 | 2023-12-29 | 2024-12-29 | Meters | SE-RGMTR-1D-240C-B | Solaredge |  |  | 1 |  |  |  | Yes | Outdoor
NJADRE1555184074 | Administratively Determined Incentive Program | MANCHESTER | 8759 | 18 | 3.24 | Residential | Behind the Meter | Yes | Net Metered Residential | Sunrun Installation Services, Inc. |  | JCP&L | Accepted | 2023-11-28 | 2023-12-28 | 2024-12-28 | Electric Storage Battery | Tesla | Powerwall 2 AC |  |  | 1 |  |  |  | Lithium Ion |  | outside
NJADRE1555184074 | Administratively Determined Incentive Program | MANCHESTER | 8759 | 18 | 3.24 | Residential | Behind the Meter | Yes | Net Metered Residential | Sunrun Installation Services, Inc. |  | JCP&L | Accepted | 2023-11-28 | 2023-12-28 | 2024-12-28 | Inverters | Delta Electronics | E4-TL-US | 3840 |  | 1 |  |  | 0.96 |  | Outdoor | Next To Meter
NJADRE1555184074 | Administratively Determined Incentive Program | MANCHESTER | 8759 | 18 | 3.24 | Residential | Behind the Meter | Yes | Net Metered Residential | Sunrun Installation Services, Inc. |  | JCP&L | Accepted | 2023-11-28 | 2023-12-28 | 2024-12-28 | Solar Panels | Hanwha Q Cells | Q.PEAK DUO BLK ML-G10+ 405 |  | 0.405 | 8 | 243 | 25 |  | Fixed | Roof
NJADRE1555184083 | Administratively Determined Incentive Program | VINELAND | 8360 | 20 | 7.29 | Residential | Behind the Meter | Yes | Net Metered Residential | SunnyMac LLC |  | Vineland Muni Electric | Accepted | 2023-11-28 | 2023-12-28 | 2024-12-28 | Solar Panels | Q.PEAK DUO BLK ML-G10+ 405W | HANWHA |  | 0.405 | 16 | 183 | 30 |  | Fixed | Roof
NJADRE1555184083 | Administratively Determined Incentive Program | VINELAND | 8360 | 20 | 7.29 | Residential | Behind the Meter | Yes | Net Metered Residential | SunnyMac LLC |  | Vineland Muni Electric | Accepted | 2023-11-28 | 2023-12-28 | 2024-12-28 | Solar Panels | Q.PEAK DUO BLK ML-G10+ 405W | HANWHA |  | 0.405 | 2 | 3 | 30 |  | Fixed | Roof
NJADRE1555184083 | Administratively Determined Incentive Program | VINELAND | 8360 | 20 | 7.29 | Residential | Behind the Meter | Yes | Net Metered Residential | SunnyMac LLC |  | Vineland Muni Electric | Accepted | 2023-11-28 | 2023-12-28 | 2024-12-28 | Inverters | SE6000H-US | Solaredge | 6000 |  | 1 |  |  | 0.1 |  | Outdoor | next to meter
NJADRE1555184101 | Administratively Determined Incentive Program | BRIGANTINE | 8203 | 19 | 6.4 | Residential | Behind the Meter | No | Net Metered Residential | Advanced Renewable Solutions, LLC |  | AC Electric | Accepted | 2023-11-28 | 2023-12-29 | 2024-12-29 | Inverters | IQ8A-72-US | Enphase | 349 |  | 16 |  |  | 0.976 |  | Outside
NJADRE1555184101 | Administratively Determined Incentive Program | BRIGANTINE | 8203 | 19 | 6.4 | Residential | Behind the Meter | No | Net Metered Residential | Advanced Renewable Solutions, LLC |  | AC Electric | Accepted | 2023-11-28 | 2023-12-29 | 2024-12-29 | Solar Panels | ct400hc11-40 | Certainteed |  | 0.4 | 16 | 136 | 35 |  | Fixed | Roof
NJADRE1555184128 | Administratively Determined Incentive Program | ROSELLE | 7203 | 10 | 2.84 | Residential | Behind the Meter | Yes | Net Metered Residential | Sunrun Installation Services, Inc. |  | PSE&G | Accepted | 2023-11-28 | 2023-12-28 | 2024-12-28 | Inverters | Delta Electronics | E4-TL-US | 4000 |  | 1 |  |  | 0.975 |  | Outdoor | next to meter
NJADRE1555184128 | Administratively Determined Incentive Program | ROSELLE | 7203 | 10 | 2.84 | Residential | Behind the Meter | Yes | Net Metered Residential | Sunrun Installation Services, Inc. |  | PSE&G | Accepted | 2023-11-28 | 2023-12-28 | 2024-12-28 | Solar Panels | Hanwha Q Cells | Q.PEAK DUO BLK ML-G10+ 405 |  | 0.405 | 7 | 247 | 7 |  | Fixed | Roof
NJADRE1555184138 | Administratively Determined Incentive Program | BOGOTA | 7603 | 7 | 5.27 | Residential | Behind the Meter | No | Net Metered Residential | EMT Renewables |  | PSE&G | Accepted | 2023-11-28 | 2023-12-28 | 2024-12-28 | Inverters | ENPHASE | IQ8+ | 290 |  | 13 |  |  | 0.98 |  | Other | UNDER EACH PANEL
NJADRE1555184138 | Administratively Determined Incentive Program | BOGOTA | 7603 | 7 | 5.27 | Residential | Behind the Meter | No | Net Metered Residential | EMT Renewables |  | PSE&G | Accepted | 2023-11-28 | 2023-12-28 | 2024-12-28 | Solar Panels | Q CELLS | Q PEAK DUO BLK |  | 0.405 | 8 | 109 | 33 |  | Fixed | Roof
NJADRE1555184138 | Administratively Determined Incentive Program | BOGOTA | 7603 | 7 | 5.27 | Residential | Behind the Meter | No | Net Metered Residential | EMT Renewables |  | PSE&G | Accepted | 2023-11-28 | 2023-12-28 | 2024-12-28 | Solar Panels | Q CELLS | Q PEAK DUO BLK |  | 0.405 | 3 | 289 | 33 |  | Fixed | Roof
NJADRE1555184138 | Administratively Determined Incentive Program | BOGOTA | 7603 | 7 | 5.27 | Residential | Behind the Meter | No | Net Metered Residential | EMT Renewables |  | PSE&G | Accepted | 2023-11-28 | 2023-12-28 | 2024-12-28 | Solar Panels | Q CELLS | Q PEAK DUO BLK |  | 0.405 | 2 | 289 | 33 |  | Fixed | Roof
NJADRE1555184147 | Administratively Determined Incentive Program | WILLIAMSTOWN | 8094 | 15 | 12 | Residential | Behind the Meter | No | Net Metered Residential | Power Energy Solutions |  | AC Electric | Accepted | 2023-11-29 | 2024-01-02 | 2025-01-02 | Inverters | SE10000H-US | SOLAREDGE | 10000 |  | 1 |  |  | 0.99 |  | Outside | ROOFTOP
NJADRE1555184147 | Administratively Determined Incentive Program | WILLIAMSTOWN | 8094 | 15 | 12 | Residential | Behind the Meter | No | Net Metered Residential | Power Energy Solutions |  | AC Electric | Accepted | 2023-11-29 | 2024-01-02 | 2025-01-02 | Solar Panels | SIL-400 HC+ | SILFAB SOLAR |  | 0.4 | 2 | 106 | 29 |  | Fixed | Roof | ROOFTOP
NJADRE1555184147 | Administratively Determined Incentive Program | WILLIAMSTOWN | 8094 | 15 | 12 | Residential | Behind the Meter | No | Net Metered Residential | Power Energy Solutions |  | AC Electric | Accepted | 2023-11-29 | 2024-01-02 | 2025-01-02 | Solar Panels | SIL-400 HC+ | SILFAB SOLAR |  | 0.4 | 21 | 286 | 29 |  | Fixed | Roof | ROOFTOP
NJADRE1555184147 | Administratively Determined Incentive Program | WILLIAMSTOWN | 8094 | 15 | 12 | Residential | Behind the Meter | No | Net Metered Residential | Power Energy Solutions |  | AC Electric | Accepted | 2023-11-29 | 2024-01-02 | 2025-01-02 | Solar Panels | SIL-400 HC+ | SILFAB SOLAR |  | 0.4 | 7 | 106 | 29 |  | Fixed | Roof | ROOFTOP
NJADRE1555184169 | Administratively Determined Incentive Program | LODI BORO | 7644 | 7 | 10.13 | Residential | Behind the Meter | Yes | Net Metered Residential | Sunrun Installation Services, Inc. |  | PSE&G | Accepted | 2023-11-28 | 2023-12-28 | 2024-12-28 | Inverters | SolarEdge Technologies | SE7600H-USSN | 7600 |  | 1 |  |  | 0.99 |  | Outdoor | next to meter
NJADRE1555184169 | Administratively Determined Incentive Program | LODI BORO | 7644 | 7 | 10.13 | Residential | Behind the Meter | Yes | Net Metered Residential | Sunrun Installation Services, Inc. |  | PSE&G | Accepted | 2023-11-28 | 2023-12-28 | 2024-12-28 | Solar Panels | Hanwha Q Cells | Q.PEAK DUO BLK ML-G10+ 405 |  | 0.405 | 9 | 218 | 22 |  | Fixed | Roof
NJADRE1555184169 | Administratively Determined Incentive Program | LODI BORO | 7644 | 7 | 10.13 | Residential | Behind the Meter | Yes | Net Metered Residential | Sunrun Installation Services, Inc. |  | PSE&G | Accepted | 2023-11-28 | 2023-12-28 | 2024-12-28 | Solar Panels | Hanwha Q Cells | Q.PEAK DUO BLK ML-G10+ 405 |  | 0.405 | 16 | 128 | 23 |  | Fixed | Roof
NJADRE1555184225 | Administratively Determined Incentive Program | SHIP BOTTOM | 8008 | 18 | 12.15 | Residential | Behind the Meter | No | Net Metered Residential | EMT Renewables |  | AC Electric | Accepted | 2023-11-28 | 2023-12-28 | 2024-12-28 | Inverters | ENPHASE | IQ8+ | 290 |  | 30 |  |  | 0.98 |  | Other | UNDER EACH PANEL
NJADRE1555184225 | Administratively Determined Incentive Program | SHIP BOTTOM | 8008 | 18 | 12.15 | Residential | Behind the Meter | No | Net Metered Residential | EMT Renewables |  | AC Electric | Accepted | 2023-11-28 | 2023-12-28 | 2024-12-28 | Solar Panels | Q CELLS | Q PEAK DUO BLK |  | 0.405 | 10 | 121 | 37 |  | Fixed | Roof
NJADRE1555184225 | Administratively Determined Incentive Program | SHIP BOTTOM | 8008 | 18 | 12.15 | Residential | Behind the Meter | No | Net Metered Residential | EMT Renewables |  | AC Electric | Accepted | 2023-11-28 | 2023-12-28 | 2024-12-28 | Solar Panels | Q CELLS | Q PEAK DUO BLK |  | 0.405 | 13 | 121 | 37 |  | Fixed | Roof
NJADRE1555184225 | Administratively Determined Incentive Program | SHIP BOTTOM | 8008 | 18 | 12.15 | Residential | Behind the Meter | No | Net Metered Residential | EMT Renewables |  | AC Electric | Accepted | 2023-11-28 | 2023-12-28 | 2024-12-28 | Solar Panels | Q CELLS | Q PEAK DUO BLK |  | 0.405 | 7 | 121 | 37 |  | Fixed | Roof
NJADRE1555184252 | Administratively Determined Incentive Program | BELLMAWR | 8031 | 14 | 13.37 | Residential | Behind the Meter | Yes | Net Metered Residential | Sunny Mac LLC |  | PSE&G | Accepted | 2023-11-28 | 2023-12-29 | 2024-12-29 | Solar Panels | Q.PEAK DUO BLK ML-G10+ 405W | HANWHA |  | 0.405 | 21 | 242 | 24 |  | Fixed | Roof
NJADRE1555184252 | Administratively Determined Incentive Program | BELLMAWR | 8031 | 14 | 13.37 | Residential | Behind the Meter | Yes | Net Metered Residential | Sunny Mac LLC |  | PSE&G | Accepted | 2023-11-28 | 2023-12-29 | 2024-12-29 | Solar Panels | Q.PEAK DUO BLK ML-G10+ 405W | HANWHA |  | 0.405 | 12 | 62 | 23 |  | Fixed | Roof
NJADRE1555184252 | Administratively Determined Incentive Program | BELLMAWR | 8031 | 14 | 13.37 | Residential | Behind the Meter | Yes | Net Metered Residential | Sunny Mac LLC |  | PSE&G | Accepted | 2023-11-28 | 2023-12-29 | 2024-12-29 | Inverters | SE10000H-US | Solaredge | 10000 |  | 1 |  |  | 0.1 |  | Outdoor | next to meter
NJADRE1555184320 | Administratively Determined Incentive Program | BERLIN TOWNSHIP | 8091 | 14 | 7.81 | Residential | Behind the Meter | No | Net Metered Residential | Solar Energy World |  | AC Electric | Accepted | 2023-11-28 | 2024-02-27 | 2025-02-27 | Inverters | Enphase Energy | IQ8-60-2-US | 240 |  | 22 |  |  | 0.97 |  | Outdoor
NJADRE1555184320 | Administratively Determined Incentive Program | BERLIN TOWNSHIP | 8091 | 14 | 7.81 | Residential | Behind the Meter | No | Net Metered Residential | Solar Energy World |  | AC Electric | Accepted | 2023-11-28 | 2024-02-27 | 2025-02-27 | Solar Panels | Longi Green Energy | LR4-60HPB-355M |  | 0.355 | 14 | 243 | 29 |  | Fixed | Roof
NJADRE1555184320 | Administratively Determined Incentive Program | BERLIN TOWNSHIP | 8091 | 14 | 7.81 | Residential | Behind the Meter | No | Net Metered Residential | Solar Energy World |  | AC Electric | Accepted | 2023-11-28 | 2024-02-27 | 2025-02-27 | Solar Panels | Longi Green Energy | LR4-60HPB-355M |  | 0.355 | 8 | 333 | 41 |  | Fixed | Roof
NJADRE1555184324 | Administratively Determined Incentive Program | GLOUCESTER CITY | 8030 | 14 | 8.51 | Residential | Behind the Meter | Yes | Net Metered Residential | EMT Renewables |  | PSE&G | Accepted | 2023-11-28 | 2023-12-29 | 2024-12-29 | Inverters | ENPHASE | IQ8+ | 290 |  | 21 |  |  | 0.98 |  | Other | UNDER EACH PANEL
NJADRE1555184324 | Administratively Determined Incentive Program | GLOUCESTER CITY | 8030 | 14 | 8.51 | Residential | Behind the Meter | Yes | Net Metered Residential | EMT Renewables |  | PSE&G | Accepted | 2023-11-28 | 2023-12-29 | 2024-12-29 | Solar Panels | Q CELLS | Q PEAK DUO BLK |  | 0.405 | 21 | 217 | 3 |  | Fixed | Roof
NJADRE1555184326 | Administratively Determined Incentive Program | HEWITT | 7421 | 6 | 3.24 | Residential | Behind the Meter | Yes | Net Metered Residential | Trinity Solar |  | Orange Rockland Electric | Accepted | 2023-11-28 | 2023-12-28 | 2024-12-28 | Solar Panels | Hanwha | HANWHA 405 (Q.PEAK DUO BLK ML-G10+ 405) |  | 0.405 | 8 | 169 | 30 |  | Fixed | Roof
NJADRE1555184326 | Administratively Determined Incentive Program | HEWITT | 7421 | 6 | 3.24 | Residential | Behind the Meter | Yes | Net Metered Residential | Trinity Solar |  | Orange Rockland Electric | Accepted | 2023-11-28 | 2023-12-28 | 2024-12-28 | Inverters | Solar Edge | SE3000H-US | 3000 |  | 1 |  |  | 0.97 |  | Outside
NJADRE1555184338 | Administratively Determined Incentive Program | SOMERSET | 8873 | 5 | 9.72 | Residential | Behind the Meter | No | Net Metered Residential | Palmetto Solar LLC |  | PSE&G | Accepted | 2023-11-28 | 2023-12-28 | 2024-12-28 | Inverters | SolarEdge | SE7600H-US | 7600 |  | 1 |  |  | 0.99 |  | Outdoor
NJADRE1555184338 | Administratively Determined Incentive Program | SOMERSET | 8873 | 5 | 9.72 | Residential | Behind the Meter | No | Net Metered Residential | Palmetto Solar LLC |  | PSE&G | Accepted | 2023-11-28 | 2023-12-28 | 2024-12-28 | Meters | SolarEdge | SE-RGMTR-1D-240C-B | 7600 |  | 1 |  |  |  | Yes | Outdoor
NJADRE1555184338 | Administratively Determined Incentive Program | SOMERSET | 8873 | 5 | 9.72 | Residential | Behind the Meter | No | Net Metered Residential | Palmetto Solar LLC |  | PSE&G | Accepted | 2023-11-28 | 2023-12-28 | 2024-12-28 | Solar Panels | Hanwha Q-Cells | Q.PEAK DUO BLK ML-G10+ 405 |  | 0.405 | 19 | 120 | 34 |  | Fixed | Roof
NJADRE1555184338 | Administratively Determined Incentive Program | SOMERSET | 8873 | 5 | 9.72 | Residential | Behind the Meter | No | Net Metered Residential | Palmetto Solar LLC |  | PSE&G | Accepted | 2023-11-28 | 2023-12-28 | 2024-12-28 | Solar Panels | Hanwha Q-Cells | Q.PEAK DUO BLK ML-G10+ 405 |  | 0.405 | 5 | 120 | 34 |  | Fixed | Roof
NJADRE1555184343 | Administratively Determined Incentive Program | MONROE TOWNSHIP | 8831 | 11 | 6.8 | Residential | Behind the Meter | No | Net Metered Residential | Public Service Solar |  | JCP&L | Accepted | 2023-11-28 | 2023-12-28 | 2024-12-28 | Solar Panels | Panasonic | EVPV400HK |  | 0.4 | 17 | 187 | 34 |  | Fixed | Roof
NJADRE1555184343 | Administratively Determined Incentive Program | MONROE TOWNSHIP | 8831 | 11 | 6.8 | Residential | Behind the Meter | No | Net Metered Residential | Public Service Solar |  | JCP&L | Accepted | 2023-11-28 | 2023-12-28 | 2024-12-28 | Inverters | Enphase | iQ8H-72-M-US | 380 |  | 17 |  |  | 0.96 |  | Outdoor | Under panel
NJADRE1555184358 | Administratively Determined Incentive Program | NEWARK | 7103 | 9 | 3.65 | Residential | Behind the Meter | Yes | Net Metered Residential | SunnyMac LLC |  | PSE&G | Accepted | 2023-11-28 | 2024-01-03 | 2025-01-03 | Solar Panels | Q.PEAK DUO BLK ML-G10+ 405W | HANWHA |  | 0.405 | 4 | 196 | 32 |  | Fixed | Roof
NJADRE1555184358 | Administratively Determined Incentive Program | NEWARK | 7103 | 9 | 3.65 | Residential | Behind the Meter | Yes | Net Metered Residential | SunnyMac LLC |  | PSE&G | Accepted | 2023-11-28 | 2024-01-03 | 2025-01-03 | Solar Panels | Q.PEAK DUO BLK ML-G10+ 405W | HANWHA |  | 0.405 | 3 | 16 | 32 |  | Fixed | Roof
NJADRE1555184358 | Administratively Determined Incentive Program | NEWARK | 7103 | 9 | 3.65 | Residential | Behind the Meter | Yes | Net Metered Residential | SunnyMac LLC |  | PSE&G | Accepted | 2023-11-28 | 2024-01-03 | 2025-01-03 | Solar Panels | Q.PEAK DUO BLK ML-G10+ 405W | HANWHA |  | 0.405 | 2 | 106 | 10 |  | Fixed | Roof
NJADRE1555184358 | Administratively Determined Incentive Program | NEWARK | 7103 | 9 | 3.65 | Residential | Behind the Meter | Yes | Net Metered Residential | SunnyMac LLC |  | PSE&G | Accepted | 2023-11-28 | 2024-01-03 | 2025-01-03 | Inverters | SE3000H-US | Solaredge | 3000 |  | 1 |  |  | 0.1 |  | Outdoor | next to meter
NJADRE1555184377 | Administratively Determined Incentive Program | UNION TWP UNI | 7083 | 10 | 8.51 | Residential | Behind the Meter | No | Net Metered Residential | EMT Renewables |  | PSE&G | Accepted | 2023-11-28 | 2023-12-28 | 2024-12-28 | Inverters | ENPHASE | IQ8+ | 290 |  | 21 |  |  | 0.98 |  | Other | UNDER EACH PANEL
NJADRE1555184377 | Administratively Determined Incentive Program | UNION TWP UNI | 7083 | 10 | 8.51 | Residential | Behind the Meter | No | Net Metered Residential | EMT Renewables |  | PSE&G | Accepted | 2023-11-28 | 2023-12-28 | 2024-12-28 | Solar Panels | Q CELLS | Q PEAK DUO BLK |  | 0.405 | 6 | 145 | 18 |  | Fixed | Roof
NJADRE1555184377 | Administratively Determined Incentive Program | UNION TWP UNI | 7083 | 10 | 8.51 | Residential | Behind the Meter | No | Net Metered Residential | EMT Renewables |  | PSE&G | Accepted | 2023-11-28 | 2023-12-28 | 2024-12-28 | Solar Panels | Q CELLS | Q PEAK DUO BLK |  | 0.405 | 12 | 235 | 39 |  | Fixed | Roof
NJADRE1555184377 | Administratively Determined Incentive Program | UNION TWP UNI | 7083 | 10 | 8.51 | Residential | Behind the Meter | No | Net Metered Residential | EMT Renewables |  | PSE&G | Accepted | 2023-11-28 | 2023-12-28 | 2024-12-28 | Solar Panels | Q CELLS | Q PEAK DUO BLK |  | 0.405 | 3 | 55 | 15 |  | Fixed | Roof
NJADRE1555184394 | Administratively Determined Incentive Program | LYNDHURST | 7071 | 7 | 7.6 | Residential | Behind the Meter | Yes | Net Metered Residential | Pro Custom Solar dba Momentum Solar |  | PSE&G | Accepted | 2023-11-28 | 2023-12-28 | 2024-12-28 | Solar Panels | HANWHA | Q. PEAK DUO BLK ML-G10+400 |  | 0.4 | 9 | 305 | 30 |  | Fixed | Roof
NJADRE1555184394 | Administratively Determined Incentive Program | LYNDHURST | 7071 | 7 | 7.6 | Residential | Behind the Meter | Yes | Net Metered Residential | Pro Custom Solar dba Momentum Solar |  | PSE&G | Accepted | 2023-11-28 | 2023-12-28 | 2024-12-28 | Solar Panels | HANWHA | Q. PEAK DUO BLK ML-G10+400 |  | 0.4 | 10 | 125 | 32 |  | Fixed | Roof
NJADRE1555184394 | Administratively Determined Incentive Program | LYNDHURST | 7071 | 7 | 7.6 | Residential | Behind the Meter | Yes | Net Metered Residential | Pro Custom Solar dba Momentum Solar |  | PSE&G | Accepted | 2023-11-28 | 2023-12-28 | 2024-12-28 | Inverters | ENPHASE | IQ8PLUS-72-2-US | 290 |  | 19 |  |  | 0.97 |  | Outdoor
NJADRE1555184396 | Administratively Determined Incentive Program | BRIDGEWATER | 8807 | 5 | 14.58 | Residential | Behind the Meter | Yes | Net Metered Residential | Venture Home Solar, LLC |  | PSE&G | Accepted | 2023-11-28 | 2023-12-28 | 2024-12-28 | Inverters | EnPhase | IQ8PLUS-72-2-US (240V) | 290 |  | 36 |  |  | 0.96667 |  | Outside
NJADRE1555184396 | Administratively Determined Incentive Program | BRIDGEWATER | 8807 | 5 | 14.58 | Residential | Behind the Meter | Yes | Net Metered Residential | Venture Home Solar, LLC |  | PSE&G | Accepted | 2023-11-28 | 2023-12-28 | 2024-12-28 | Solar Panels | Hanwha | Q.PEAK DUO BLK ML-G10+ 405 |  | 0.405 | 31 | 103 | 18 |  | Fixed | Roof
NJADRE1555184396 | Administratively Determined Incentive Program | BRIDGEWATER | 8807 | 5 | 14.58 | Residential | Behind the Meter | Yes | Net Metered Residential | Venture Home Solar, LLC |  | PSE&G | Accepted | 2023-11-28 | 2023-12-28 | 2024-12-28 | Solar Panels | Hanwha | Q.PEAK DUO BLK ML-G10+ 405 |  | 0.405 | 5 | 103 | 18 |  | Fixed | Roof
NJADRE1555184398 | Administratively Determined Incentive Program | STANHOPE | 7874 | 1 | 14.18 | Residential | Behind the Meter | Yes | Net Metered Residential | Trinity Solar |  | JCP&L | Accepted | 2023-11-28 | 2023-12-28 | 2024-12-28 | Inverters | Solar Edge | SE11400H-US000BEi4 | 11400 |  | 1 |  |  | 0.97 |  | Outdoor
NJADRE1555184398 | Administratively Determined Incentive Program | STANHOPE | 7874 | 1 | 14.18 | Residential | Behind the Meter | Yes | Net Metered Residential | Trinity Solar |  | JCP&L | Accepted | 2023-11-28 | 2023-12-28 | 2024-12-28 | Solar Panels | HANWHA | Q.PEAK DUO BLK ML-G10+ 405 |  | 0.405 | 35 | 61 | 18 |  | Fixed | Roof
NJADRE1555184404 | Administratively Determined Incentive Program | PENNS GROVE | 8069 | 16 | 10.59 | Residential | Behind the Meter | Yes | Net Metered Residential | Zenergy Solar |  | AC Electric | Accepted | 2023-11-28 | 2024-01-03 | 2025-01-03 | Inverters | Enphase | IQ7PLUS | 290 |  | 29 |  |  | 0.99 |  | Outdoor
NJADRE1555184404 | Administratively Determined Incentive Program | PENNS GROVE | 8069 | 16 | 10.59 | Residential | Behind the Meter | Yes | Net Metered Residential | Zenergy Solar |  | AC Electric | Accepted | 2023-11-28 | 2024-01-03 | 2025-01-03 | Solar Panels | Hanwha | Q.PEAK DUO BLK-G10+365 |  | 0.365 | 2 | 117 | 20 |  | Fixed | Roof
NJADRE1555184404 | Administratively Determined Incentive Program | PENNS GROVE | 8069 | 16 | 10.59 | Residential | Behind the Meter | Yes | Net Metered Residential | Zenergy Solar |  | AC Electric | Accepted | 2023-11-28 | 2024-01-03 | 2025-01-03 | Solar Panels | Hanwha | Q.PEAK DUO BLK-G10+365 |  | 0.365 | 14 | 117 | 27 |  | Fixed | Roof
NJADRE1555184404 | Administratively Determined Incentive Program | PENNS GROVE | 8069 | 16 | 10.59 | Residential | Behind the Meter | Yes | Net Metered Residential | Zenergy Solar |  | AC Electric | Accepted | 2023-11-28 | 2024-01-03 | 2025-01-03 | Solar Panels | Hanwha | Q.PEAK DUO BLK-G10+365 |  | 0.365 | 13 | 297 | 27 |  | Fixed | Roof
NJADRE1555184406 | Administratively Determined Incentive Program | MANALAPAN | 7726 | 17 | 5.67 | Residential | Behind the Meter | No | Net Metered Residential | SunPower |  | JCP&L | Accepted | 2023-11-30 | 2024-01-17 | 2025-01-17 | Meters | Itron | Centron C1S |  |  | 1 |  |  |  | Yes | Outdoor
NJADRE1555184406 | Administratively Determined Incentive Program | MANALAPAN | 7726 | 17 | 5.67 | Residential | Behind the Meter | No | Net Metered Residential | SunPower |  | JCP&L | Accepted | 2023-11-30 | 2024-01-17 | 2025-01-17 | Inverters | Enphase | IQ7HS-66-M-US (240) | 384 |  | 14 |  |  | 0.97 |  | Outdoor
NJADRE1555184406 | Administratively Determined Incentive Program | MANALAPAN | 7726 | 17 | 5.67 | Residential | Behind the Meter | No | Net Metered Residential | SunPower |  | JCP&L | Accepted | 2023-11-30 | 2024-01-17 | 2025-01-17 | Solar Panels | Hanwha Q-Cells | Q.PEAK DUO BLK ML-G10+ (405) |  | 0.405 | 14 | 180 | 30 |  | Fixed | Roof
NJADRE1555184417 | Administratively Determined Incentive Program | HACKENSACK | 7601 | 7 | 6.4 | Residential | Behind the Meter | Yes | Net Metered Residential | Posigen Developer. LLC |  | PSE&G | Accepted | 2023-11-28 | 2024-01-08 | 2025-01-08 | Solar Panels | Silfab | SIL-400 HC+ |  | 0.4 | 16 | 341 | 44 |  | Fixed | Roof
NJADRE1555184417 | Administratively Determined Incentive Program | HACKENSACK | 7601 | 7 | 6.4 | Residential | Behind the Meter | Yes | Net Metered Residential | Posigen Developer. LLC |  | PSE&G | Accepted | 2023-11-28 | 2024-01-08 | 2025-01-08 | Inverters | SolarEdge | SE6000H-US | 6000 |  | 1 |  |  | 0.99 |  | Outside | within ten feet of meter
NJADRE1555184468 | Administratively Determined Incentive Program | SICKLERVILLE | 8081 | 14 | 12.8 | Residential | Behind the Meter | No | Net Metered Residential | All Season Solar |  | AC Electric | Accepted | 2023-11-28 | 2023-12-28 | 2024-12-28 | Inverters | Enphase | IQ8 Plus | 290 |  | 32 |  |  | 0.97 |  | Outside
NJADRE1555184468 | Administratively Determined Incentive Program | SICKLERVILLE | 8081 | 14 | 12.8 | Residential | Behind the Meter | No | Net Metered Residential | All Season Solar |  | AC Electric | Accepted | 2023-11-28 | 2023-12-28 | 2024-12-28 | Solar Panels | Certainteed | CT400HC11-06 |  | 0.4 | 8 | 192 | 20 |  | Fixed | Roof
NJADRE1555184468 | Administratively Determined Incentive Program | SICKLERVILLE | 8081 | 14 | 12.8 | Residential | Behind the Meter | No | Net Metered Residential | All Season Solar |  | AC Electric | Accepted | 2023-11-28 | 2023-12-28 | 2024-12-28 | Solar Panels | Certainteed | CT400HC11-06 |  | 0.4 | 12 | 192 | 20 |  | Fixed | Roof
NJADRE1555184468 | Administratively Determined Incentive Program | SICKLERVILLE | 8081 | 14 | 12.8 | Residential | Behind the Meter | No | Net Metered Residential | All Season Solar |  | AC Electric | Accepted | 2023-11-28 | 2023-12-28 | 2024-12-28 | Solar Panels | Certainteed | CT400HC11-06 |  | 0.4 | 12 | 192 | 20 |  | Fixed | Roof
NJADRE1555184480 | Administratively Determined Incentive Program | EGG HARBOR CITY | 8215 | 19 | 11.32 | Residential | Behind the Meter | Yes | Net Metered Residential | Pro Custom Solar dba Momentum Solar |  | AC Electric | Accepted | 2023-11-28 | 2023-12-29 | 2024-12-29 | Solar Panels | HANWHA | Q. PEAK DUO BLK-G10+365 |  | 0.365 | 15 | 221 | 43 |  | Fixed | Roof
NJADRE1555184480 | Administratively Determined Incentive Program | EGG HARBOR CITY | 8215 | 19 | 11.32 | Residential | Behind the Meter | Yes | Net Metered Residential | Pro Custom Solar dba Momentum Solar |  | AC Electric | Accepted | 2023-11-28 | 2023-12-29 | 2024-12-29 | Solar Panels | HANWHA | Q. PEAK DUO BLK-G10+365 |  | 0.365 | 16 | 41 | 44 |  | Fixed | Roof
NJADRE1555184480 | Administratively Determined Incentive Program | EGG HARBOR CITY | 8215 | 19 | 11.32 | Residential | Behind the Meter | Yes | Net Metered Residential | Pro Custom Solar dba Momentum Solar |  | AC Electric | Accepted | 2023-11-28 | 2023-12-29 | 2024-12-29 | Inverters | ENPHASE | IQ8PLUS-72-2-US | 290 |  | 31 |  |  | 0.97 |  | Outdoor
NJADRE1555184482 | Administratively Determined Incentive Program | CINNAMINSON | 8077 | 13 | 11.34 | Residential | Behind the Meter | No | Net Metered Residential | EMT Renewables |  | PSE&G | Accepted | 2023-11-28 | 2023-12-29 | 2024-12-29 | Inverters | ENPHASE | IQ7x | 315 |  | 27 |  |  | 0.98 |  | Other | UNDER EACH PANEL
NJADRE1555184482 | Administratively Determined Incentive Program | CINNAMINSON | 8077 | 13 | 11.34 | Residential | Behind the Meter | No | Net Metered Residential | EMT Renewables |  | PSE&G | Accepted | 2023-11-28 | 2023-12-29 | 2024-12-29 | Solar Panels | REC ALPHA | REC 420 |  | 0.42 | 13 | 270 | 25 |  | Fixed | Roof
NJADRE1555184482 | Administratively Determined Incentive Program | CINNAMINSON | 8077 | 13 | 11.34 | Residential | Behind the Meter | No | Net Metered Residential | EMT Renewables |  | PSE&G | Accepted | 2023-11-28 | 2023-12-29 | 2024-12-29 | Solar Panels | REC ALPHA | REC 420 |  | 0.42 | 14 | 90 | 25 |  | Fixed | Roof
NJADRE1555184637 | Administratively Determined Incentive Program | DEMAREST | 7627 | 7 | 4.05 | Residential | Behind the Meter | Yes | Net Metered Residential | Trinity Solar |  | Orange Rockland Electric | Accepted | 2023-11-28 | 2023-12-29 | 2024-12-29 | Inverters | Solar edge | SE3000H-US | 3 |  | 1 |  |  | 0.97 |  | Outdoor
NJADRE1555184637 | Administratively Determined Incentive Program | DEMAREST | 7627 | 7 | 4.05 | Residential | Behind the Meter | Yes | Net Metered Residential | Trinity Solar |  | Orange Rockland Electric | Accepted | 2023-11-28 | 2023-12-29 | 2024-12-29 | Solar Panels | HANWHA | HANWHA 405 (Q.PEAK DUO BLK ML-G10+ 405) |  | 0.405 | 10 | 128 | 37 |  | Fixed | Roof
NJADRE1555184642 | Administratively Determined Incentive Program | EGG HARBOR TOWNSHIP | 8234 | 19 | 9.63 | Residential | Behind the Meter | Yes | Net Metered Residential | Freedom Forever New Jersey LLC |  | AC Electric | Accepted | 2023-11-28 | 2023-12-29 | 2024-12-29 | Inverters | Solar Edge | SE7600H-USRGM | 7600 |  | 1 |  |  | 0.99 |  | Outdoor
NJADRE1555184642 | Administratively Determined Incentive Program | EGG HARBOR TOWNSHIP | 8234 | 19 | 9.63 | Residential | Behind the Meter | Yes | Net Metered Residential | Freedom Forever New Jersey LLC |  | AC Electric | Accepted | 2023-11-28 | 2023-12-29 | 2024-12-29 | Solar Panels | Jinko Solar | JKM385M-6RL3-B |  | 0.385 | 4 | 235 | 22 |  | Fixed | Roof
NJADRE1555184642 | Administratively Determined Incentive Program | EGG HARBOR TOWNSHIP | 8234 | 19 | 9.63 | Residential | Behind the Meter | Yes | Net Metered Residential | Freedom Forever New Jersey LLC |  | AC Electric | Accepted | 2023-11-28 | 2023-12-29 | 2024-12-29 | Solar Panels | Jinko Solar | JKM385M-6RL3-B |  | 0.385 | 7 | 235 | 22 |  | Fixed | Roof
NJADRE1555184642 | Administratively Determined Incentive Program | EGG HARBOR TOWNSHIP | 8234 | 19 | 9.63 | Residential | Behind the Meter | Yes | Net Metered Residential | Freedom Forever New Jersey LLC |  | AC Electric | Accepted | 2023-11-28 | 2023-12-29 | 2024-12-29 | Solar Panels | Jinko Solar | JKM385M-6RL3-B |  | 0.385 | 8 | 55 | 22 |  | Fixed | Roof
NJADRE1555184642 | Administratively Determined Incentive Program | EGG HARBOR TOWNSHIP | 8234 | 19 | 9.63 | Residential | Behind the Meter | Yes | Net Metered Residential | Freedom Forever New Jersey LLC |  | AC Electric | Accepted | 2023-11-28 | 2023-12-29 | 2024-12-29 | Solar Panels | Jinko Solar | JKM385M-6RL3-B |  | 0.385 | 6 | 55 | 22 |  | Fixed | Roof
NJADRE1555184696 | Administratively Determined Incentive Program | WEST ORANGE | 7052 | 9 | 4.8 | Residential | Behind the Meter | Yes | Net Metered Residential | Posigen Developer. LLC |  | PSE&G | Accepted | 2023-11-28 | 2024-01-03 | 2025-01-03 | Solar Panels | Silfab | SIL-400 HC+ |  | 0.4 | 12 | 291 | 44 |  | Fixed | Roof
NJADRE1555184696 | Administratively Determined Incentive Program | WEST ORANGE | 7052 | 9 | 4.8 | Residential | Behind the Meter | Yes | Net Metered Residential | Posigen Developer. LLC |  | PSE&G | Accepted | 2023-11-28 | 2024-01-03 | 2025-01-03 | Inverters | SolarEdge | SE3800H-US | 3800 |  | 1 |  |  | 0.99 |  | Outside | within ten feet of meter
NJADRE1555184712 | Administratively Determined Incentive Program | MOUNT LAUREL TWP | 8054 | 13 | 10.13 | Residential | Behind the Meter | Yes | Net Metered Residential | Sunrun Installation Services, Inc. |  | PSE&G | Accepted | 2023-11-28 | 2023-12-29 | 2024-12-29 | Inverters | SOLAREDGE TECHNOLOGIES | SE7600H-USSN | 7600 |  | 1 |  |  | 0.992 |  | Outdoor | next to meter
NJADRE1555184712 | Administratively Determined Incentive Program | MOUNT LAUREL TWP | 8054 | 13 | 10.13 | Residential | Behind the Meter | Yes | Net Metered Residential | Sunrun Installation Services, Inc. |  | PSE&G | Accepted | 2023-11-28 | 2023-12-29 | 2024-12-29 | Solar Panels | HANWHA Q-CELLS | Q.PEAK DUO BLK ML-G10+ 405 |  | 0.405 | 5 | 170 | 28 |  | Fixed | Roof
NJADRE1555184712 | Administratively Determined Incentive Program | MOUNT LAUREL TWP | 8054 | 13 | 10.13 | Residential | Behind the Meter | Yes | Net Metered Residential | Sunrun Installation Services, Inc. |  | PSE&G | Accepted | 2023-11-28 | 2023-12-29 | 2024-12-29 | Solar Panels | HANWHA Q-CELLS | Q.PEAK DUO BLK ML-G10+ 405 |  | 0.405 | 9 | 259 | 31 |  | Fixed | Roof
NJADRE1555184712 | Administratively Determined Incentive Program | MOUNT LAUREL TWP | 8054 | 13 | 10.13 | Residential | Behind the Meter | Yes | Net Metered Residential | Sunrun Installation Services, Inc. |  | PSE&G | Accepted | 2023-11-28 | 2023-12-29 | 2024-12-29 | Solar Panels | HANWHA Q-CELLS | Q.PEAK DUO BLK ML-G10+ 405 |  | 0.405 | 11 | 80 | 30 |  | Fixed | Roof
NJADRE1555184972 | Administratively Determined Incentive Program | EVESHAM TWP | 8053 | 13 | 9.32 | Residential | Behind the Meter | Yes | Net Metered Residential | EMT Renewables |  | PSE&G | Accepted | 2023-11-28 | 2023-12-29 | 2024-12-29 | Inverters | ENPHASE | IQ8+ | 290 |  | 23 |  |  | 0.98 |  | Other | UNDER EACH PANEL
NJADRE1555184972 | Administratively Determined Incentive Program | EVESHAM TWP | 8053 | 13 | 9.32 | Residential | Behind the Meter | Yes | Net Metered Residential | EMT Renewables |  | PSE&G | Accepted | 2023-11-28 | 2023-12-29 | 2024-12-29 | Solar Panels | Q CELLS | Q PEAK DUO BLK |  | 0.405 | 8 | 242 | 28 |  | Fixed | Roof
NJADRE1555184972 | Administratively Determined Incentive Program | EVESHAM TWP | 8053 | 13 | 9.32 | Residential | Behind the Meter | Yes | Net Metered Residential | EMT Renewables |  | PSE&G | Accepted | 2023-11-28 | 2023-12-29 | 2024-12-29 | Solar Panels | Q CELLS | Q PEAK DUO BLK |  | 0.405 | 2 | 242 | 31 |  | Fixed | Roof
NJADRE1555184972 | Administratively Determined Incentive Program | EVESHAM TWP | 8053 | 13 | 9.32 | Residential | Behind the Meter | Yes | Net Metered Residential | EMT Renewables |  | PSE&G | Accepted | 2023-11-28 | 2023-12-29 | 2024-12-29 | Solar Panels | Q CELLS | Q PEAK DUO BLK |  | 0.405 | 9 | 62 | 28 |  | Fixed | Roof
NJADRE1555184972 | Administratively Determined Incentive Program | EVESHAM TWP | 8053 | 13 | 9.32 | Residential | Behind the Meter | Yes | Net Metered Residential | EMT Renewables |  | PSE&G | Accepted | 2023-11-28 | 2023-12-29 | 2024-12-29 | Solar Panels | Q CELLS | Q PEAK DUO BLK |  | 0.405 | 4 | 62 | 31 |  | Fixed | Roof
NJADRE1555185032 | Administratively Determined Incentive Program | MONMOUTH JUNCTION | 8852 | 11 | 15.8 | Residential | Behind the Meter | No | Net Metered Residential | Tesla Energy Operations Inc |  | PSE&G | Accepted | 2023-11-28 | 2023-12-29 | 2024-12-29 | Solar Panels | Hanwha | Q.PEAK DUO BLK ML-G10+/TS 405: |  | 0.405 | 14 | 181 | 27 |  | Fixed | Roof
NJADRE1555185032 | Administratively Determined Incentive Program | MONMOUTH JUNCTION | 8852 | 11 | 15.8 | Residential | Behind the Meter | No | Net Metered Residential | Tesla Energy Operations Inc |  | PSE&G | Accepted | 2023-11-28 | 2023-12-29 | 2024-12-29 | Solar Panels | Hanwha | Q.PEAK DUO BLK ML-G10+/TS 405: |  | 0.405 | 16 | 1 | 27 |  | Fixed | Roof
NJADRE1555185032 | Administratively Determined Incentive Program | MONMOUTH JUNCTION | 8852 | 11 | 15.8 | Residential | Behind the Meter | No | Net Metered Residential | Tesla Energy Operations Inc |  | PSE&G | Accepted | 2023-11-28 | 2023-12-29 | 2024-12-29 | Solar Panels | Hanwha | Q.PEAK DUO BLK ML-G10+/TS 405 |  | 0.405 | 9 | 181 | 27 |  | Fixed | Roof
NJADRE1555185032 | Administratively Determined Incentive Program | MONMOUTH JUNCTION | 8852 | 11 | 15.8 | Residential | Behind the Meter | No | Net Metered Residential | Tesla Energy Operations Inc |  | PSE&G | Accepted | 2023-11-28 | 2023-12-29 | 2024-12-29 | Electric Storage Battery | Tesla | Powerwall 3 |  |  | 1 |  |  |  | Lithium Ion |  | OUTSIDE
NJADRE1555185032 | Administratively Determined Incentive Program | MONMOUTH JUNCTION | 8852 | 11 | 15.8 | Residential | Behind the Meter | No | Net Metered Residential | Tesla Energy Operations Inc |  | PSE&G | Accepted | 2023-11-28 | 2023-12-29 | 2024-12-29 | Inverters | Tesla | 1707000-20-G | 11500 |  | 1 |  |  | 0.97 |  | Outdoor
NJADRE1555185041 | Administratively Determined Incentive Program | SOUTH PLAINFIELD | 7080 | 11 | 7.23 | Residential | Behind the Meter | No | Net Metered Residential | Venture Solar |  | PSE&G | Accepted | 2023-11-28 | 2023-12-29 | 2024-12-29 | Inverters | EnPhase | IQ8PLUS-72-2-US (240V) | 300 |  | 17 |  |  | 0.96667 |  | Outside
NJADRE1555185041 | Administratively Determined Incentive Program | SOUTH PLAINFIELD | 7080 | 11 | 7.23 | Residential | Behind the Meter | No | Net Metered Residential | Venture Solar |  | PSE&G | Accepted | 2023-11-28 | 2023-12-29 | 2024-12-29 | Solar Panels | Hanwha | Q.TRON BLK M-G2+ 425W |  | 0.425 | 3 | 173 | 27 |  | Fixed | Roof
NJADRE1555185041 | Administratively Determined Incentive Program | SOUTH PLAINFIELD | 7080 | 11 | 7.23 | Residential | Behind the Meter | No | Net Metered Residential | Venture Solar |  | PSE&G | Accepted | 2023-11-28 | 2023-12-29 | 2024-12-29 | Solar Panels | Hanwha | Q.TRON BLK M-G2+ 425W |  | 0.425 | 14 | 83 | 27 |  | Fixed | Roof
NJADRE1555185049 | Administratively Determined Incentive Program | CHERRY HILL | 8002 | 14 | 11.75 | Residential | Behind the Meter | Yes | Net Metered Residential | SunnyMac LLC |  | PSE&G | Accepted | 2023-11-28 | 2023-12-29 | 2024-12-29 | Solar Panels | Q.PEAK DUO BLK ML-G10+ 405 | HANWHA |  | 0.405 | 8 | 276 | 39 |  | Fixed | Roof
NJADRE1555185049 | Administratively Determined Incentive Program | CHERRY HILL | 8002 | 14 | 11.75 | Residential | Behind the Meter | Yes | Net Metered Residential | SunnyMac LLC |  | PSE&G | Accepted | 2023-11-28 | 2023-12-29 | 2024-12-29 | Solar Panels | Q.PEAK DUO BLK ML-G10+ 405 | HANWHA |  | 0.405 | 7 | 96 | 39 |  | Fixed | Roof
NJADRE1555185049 | Administratively Determined Incentive Program | CHERRY HILL | 8002 | 14 | 11.75 | Residential | Behind the Meter | Yes | Net Metered Residential | SunnyMac LLC |  | PSE&G | Accepted | 2023-11-28 | 2023-12-29 | 2024-12-29 | Solar Panels | Q.PEAK DUO BLK ML-G10+ 405 | HANWHA |  | 0.405 | 12 | 275 | 34 |  | Fixed | Roof
NJADRE1555185049 | Administratively Determined Incentive Program | CHERRY HILL | 8002 | 14 | 11.75 | Residential | Behind the Meter | Yes | Net Metered Residential | SunnyMac LLC |  | PSE&G | Accepted | 2023-11-28 | 2023-12-29 | 2024-12-29 | Solar Panels | Q.PEAK DUO BLK ML-G10+ 405 | HANWHA |  | 0.405 | 2 | 95 | 34 |  | Fixed | Roof
NJADRE1555185049 | Administratively Determined Incentive Program | CHERRY HILL | 8002 | 14 | 11.75 | Residential | Behind the Meter | Yes | Net Metered Residential | SunnyMac LLC |  | PSE&G | Accepted | 2023-11-28 | 2023-12-29 | 2024-12-29 | Inverters | SE3800H-US | Solaredge | 3800 |  | 1 |  |  | 0.1 |  | Outdoor | next to meter
NJADRE1555185049 | Administratively Determined Incentive Program | CHERRY HILL | 8002 | 14 | 11.75 | Residential | Behind the Meter | Yes | Net Metered Residential | SunnyMac LLC |  | PSE&G | Accepted | 2023-11-28 | 2023-12-29 | 2024-12-29 | Inverters | SE5000H-US | Solaredge | 5000 |  | 1 |  |  | 0.1 |  | Outdoor | next to meter
NJADRE1555185049 | Administratively Determined Incentive Program | CHERRY HILL | 8002 | 14 | 11.75 | Residential | Behind the Meter | Yes | Net Metered Residential | SunnyMac LLC |  | PSE&G | Accepted | 2023-11-28 | 2023-12-29 | 2024-12-29 | Meters | SE-RGMTR-1D-240C-B | Solaredge |  |  | 1 |  |  |  | Yes | Outdoor
NJADRE1555185136 | Administratively Determined Incentive Program | WILLIAMSTOWN | 8094 | 15 | 8.91 | Residential | Behind the Meter | Yes | Net Metered Residential | Skyline Solar LLC |  | AC Electric | Accepted | 2023-11-28 | 2023-12-29 | 2024-12-29 | Solar Panels | Q CELLS | Q.PEAK DUO BLK ML-G10+ |  | 0.405 | 5 | 299 | 30 |  | Fixed | Roof
NJADRE1555185136 | Administratively Determined Incentive Program | WILLIAMSTOWN | 8094 | 15 | 8.91 | Residential | Behind the Meter | Yes | Net Metered Residential | Skyline Solar LLC |  | AC Electric | Accepted | 2023-11-28 | 2023-12-29 | 2024-12-29 | Solar Panels | Q CELLS | Q.PEAK DUO BLK ML-G10+ |  | 0.405 | 12 | 119 | 31 |  | Fixed | Roof
NJADRE1555185136 | Administratively Determined Incentive Program | WILLIAMSTOWN | 8094 | 15 | 8.91 | Residential | Behind the Meter | Yes | Net Metered Residential | Skyline Solar LLC |  | AC Electric | Accepted | 2023-11-28 | 2023-12-29 | 2024-12-29 | Solar Panels | Q CELLS | Q.PEAK DUO BLK ML-G10+ |  | 0.405 | 5 | 119 | 30 |  | Fixed | Pole
NJADRE1555185136 | Administratively Determined Incentive Program | WILLIAMSTOWN | 8094 | 15 | 8.91 | Residential | Behind the Meter | Yes | Net Metered Residential | Skyline Solar LLC |  | AC Electric | Accepted | 2023-11-28 | 2023-12-29 | 2024-12-29 | Inverters | ENPHASE | IQ8PLUS -72-2-US | 290 |  | 22 |  |  | 0.976 |  | Outside
NJADRE1555185142 | Administratively Determined Incentive Program | WEST ORANGE | 7052 | 9 | 9.14 | Residential | Behind the Meter | No | Net Metered Residential | SunPower Corporation, Systems |  | PSE&G | Accepted | 2023-11-28 | 2023-12-29 | 2024-12-29 | Solar Panels | Sunpower | SPR-M-435-H-AC |  | 0.435 | 21 | 229 | 31 |  | Fixed | Roof
NJADRE1555185142 | Administratively Determined Incentive Program | WEST ORANGE | 7052 | 9 | 9.14 | Residential | Behind the Meter | No | Net Metered Residential | SunPower Corporation, Systems |  | PSE&G | Accepted | 2023-11-28 | 2023-12-29 | 2024-12-29 | Inverters | Enphase | IQ7HS-66-ACM-US | 384 |  | 21 |  |  | 0.97 |  | Other | Under Each Panel
NJADRE1555185147 | Administratively Determined Incentive Program | EGG HARBOR TOWNSHIP | 8234 | 19 | 6.93 | Residential | Behind the Meter | Yes | Net Metered Residential | Freedom Forever New Jersey LLC |  | AC Electric | Accepted | 2023-11-28 | 2023-12-29 | 2024-12-29 | Inverters | Solar Edge | SE5000H-USRGM | 5000 |  | 1 |  |  | 0.99 |  | Outdoor
NJADRE1555185147 | Administratively Determined Incentive Program | EGG HARBOR TOWNSHIP | 8234 | 19 | 6.93 | Residential | Behind the Meter | Yes | Net Metered Residential | Freedom Forever New Jersey LLC |  | AC Electric | Accepted | 2023-11-28 | 2023-12-29 | 2024-12-29 | Solar Panels | Jinko Solar | JKM385M-6RL3-B |  | 0.385 | 18 | 131 | 21 |  | Fixed | Roof
NJADRE1555185191 | Administratively Determined Incentive Program | EWING | 8618 | 12 | 11.34 | Residential | Behind the Meter | No | Net Metered Residential | Sunwise Energy LLC |  | PSE&G | Accepted | 2023-11-28 | 2023-12-29 | 2024-12-29 | Solar Panels | HANWHA Q CELLS | Q.PEAK DUO BLK ML-G10+ |  | 0.405 | 12 | 72 | 19 |  | Fixed | Roof
NJADRE1555185191 | Administratively Determined Incentive Program | EWING | 8618 | 12 | 11.34 | Residential | Behind the Meter | No | Net Metered Residential | Sunwise Energy LLC |  | PSE&G | Accepted | 2023-11-28 | 2023-12-29 | 2024-12-29 | Solar Panels | HANWHA Q CELLS | Q.PEAK DUO BLK ML-G10+ |  | 0.405 | 16 | 252 | 18 |  | Fixed | Roof
NJADRE1555185191 | Administratively Determined Incentive Program | EWING | 8618 | 12 | 11.34 | Residential | Behind the Meter | No | Net Metered Residential | Sunwise Energy LLC |  | PSE&G | Accepted | 2023-11-28 | 2023-12-29 | 2024-12-29 | Inverters | ENPHASE ENERGY | IQ8A-72-2-US | 349 |  | 28 |  |  | 0.977 |  | Outside
NJADRE1555185213 | Administratively Determined Incentive Program | FAIRVIEW | 7022 | 7 | 5.6 | Residential | Behind the Meter | Yes | Net Metered Residential | Pro Custom Solar dba Momentum Solar |  | PSE&G | Accepted | 2023-11-28 | 2023-12-29 | 2024-12-29 | Solar Panels | Â Q. PEAK DUO BLK-G10+400 | hanwha |  | 0.4 | 4 | 305 | 39 |  | Fixed | Roof
NJADRE1555185213 | Administratively Determined Incentive Program | FAIRVIEW | 7022 | 7 | 5.6 | Residential | Behind the Meter | Yes | Net Metered Residential | Pro Custom Solar dba Momentum Solar |  | PSE&G | Accepted | 2023-11-28 | 2023-12-29 | 2024-12-29 | Solar Panels | Â Q. PEAK DUO BLK-G10+400 | hawnha |  | 0.4 | 10 | 125 | 37 |  | Fixed | Roof
NJADRE1555185213 | Administratively Determined Incentive Program | FAIRVIEW | 7022 | 7 | 5.6 | Residential | Behind the Meter | Yes | Net Metered Residential | Pro Custom Solar dba Momentum Solar |  | PSE&G | Accepted | 2023-11-28 | 2023-12-29 | 2024-12-29 | Inverters | IQ8PLUS-72-2-US | enphase | 290 |  | 14 |  |  | 0.97 |  | Outdoor
NJADRE1555185217 | Administratively Determined Incentive Program | SOUTH PLAINFIELD | 7080 | 11 | 8 | Residential | Behind the Meter | Yes | Net Metered Residential | SunPower Corporation, Systems |  | PSE&G | Accepted | 2023-11-28 | 2023-12-29 | 2024-12-29 | Solar Panels | WAAREE ENERGIES LIMITED | WSMDI-400 |  | 0.4 | 17 | 186 | 22 |  | Fixed | Roof
NJADRE1555185217 | Administratively Determined Incentive Program | SOUTH PLAINFIELD | 7080 | 11 | 8 | Residential | Behind the Meter | Yes | Net Metered Residential | SunPower Corporation, Systems |  | PSE&G | Accepted | 2023-11-28 | 2023-12-29 | 2024-12-29 | Solar Panels | WAAREE ENERGIES LIMITED | WSMDI-400 |  | 0.4 | 3 | 186 | 22 |  | Fixed | Roof
NJADRE1555185217 | Administratively Determined Incentive Program | SOUTH PLAINFIELD | 7080 | 11 | 8 | Residential | Behind the Meter | Yes | Net Metered Residential | SunPower Corporation, Systems |  | PSE&G | Accepted | 2023-11-28 | 2023-12-29 | 2024-12-29 | Inverters | Enphase | IQ7HS-66-M-US | 384 |  | 20 |  |  | 0.97 |  | Other | Under Each Panel
NJADRE1555185233 | Administratively Determined Incentive Program | CAMDEN | 8104 | 14 | 6.89 | Residential | Behind the Meter | Yes | Net Metered Residential | SunnyMac LLC |  | PSE&G | Accepted | 2023-11-28 | 2023-12-29 | 2024-12-29 | Solar Panels | Q.PEAK DUO BLK ML-G10+ 405 | HANWHA |  | 0.405 | 13 | 91 | 1 |  | Fixed | Roof
NJADRE1555185233 | Administratively Determined Incentive Program | CAMDEN | 8104 | 14 | 6.89 | Residential | Behind the Meter | Yes | Net Metered Residential | SunnyMac LLC |  | PSE&G | Accepted | 2023-11-28 | 2023-12-29 | 2024-12-29 | Solar Panels | Q.PEAK DUO BLK ML-G10+ 405 | HANWHA |  | 0.405 | 4 | 271 | 6 |  | Fixed | Roof
NJADRE1555185233 | Administratively Determined Incentive Program | CAMDEN | 8104 | 14 | 6.89 | Residential | Behind the Meter | Yes | Net Metered Residential | SunnyMac LLC |  | PSE&G | Accepted | 2023-11-28 | 2023-12-29 | 2024-12-29 | Inverters | SE5000H-US | SOLAREDGE | 5000 |  | 1 |  |  | 0.1 |  | Outdoor | next to meter
NJADRE1555185253 | Administratively Determined Incentive Program | GREENWICH | 8323 | 20 | 16.37 | Residential | Behind the Meter | Yes | Net Metered Residential | RCL Enterprises Inc. |  | AC Electric | Accepted | 2023-11-28 | 2023-12-29 | 2024-12-29 | Inverters | Enphase | IQ8plus | 290 |  | 42 |  |  | 0.97 |  | Outdoor
NJADRE1555185253 | Administratively Determined Incentive Program | GREENWICH | 8323 | 20 | 16.37 | Residential | Behind the Meter | Yes | Net Metered Residential | RCL Enterprises Inc. |  | AC Electric | Accepted | 2023-11-28 | 2023-12-29 | 2024-12-29 | Solar Panels | Trina | TSMDE09C |  | 0.385 | 32 | 150 | 32 |  | Fixed | Roof
NJADRE1555185253 | Administratively Determined Incentive Program | GREENWICH | 8323 | 20 | 16.37 | Residential | Behind the Meter | Yes | Net Metered Residential | RCL Enterprises Inc. |  | AC Electric | Accepted | 2023-11-28 | 2023-12-29 | 2024-12-29 | Solar Panels | Jinko | JKM405M |  | 0.405 | 10 | 180 | 25 |  | Fixed | Ground
NJADRE1555185261 | Administratively Determined Incentive Program | LAWRENCEVILLE | 8648 | 12 | 6.89 | Residential | Behind the Meter | Yes | Net Metered Residential | Sunrun Installation Services, Inc. |  | PSE&G | Accepted | 2023-11-28 | 2024-01-02 | 2025-01-02 | Inverters | SOLAREDGE TECHNOLOGIES | SE6000H-USSN | 6000 |  | 1 |  |  | 0.992 |  | Outdoor | next to meter
NJADRE1555185261 | Administratively Determined Incentive Program | LAWRENCEVILLE | 8648 | 12 | 6.89 | Residential | Behind the Meter | Yes | Net Metered Residential | Sunrun Installation Services, Inc. |  | PSE&G | Accepted | 2023-11-28 | 2024-01-02 | 2025-01-02 | Solar Panels | HANWHA Q-CELLS | Q.PEAK DUO BLK ML-G10+ 405 |  | 0.405 | 11 | 124 | 22 |  | Fixed | Roof
NJADRE1555185261 | Administratively Determined Incentive Program | LAWRENCEVILLE | 8648 | 12 | 6.89 | Residential | Behind the Meter | Yes | Net Metered Residential | Sunrun Installation Services, Inc. |  | PSE&G | Accepted | 2023-11-28 | 2024-01-02 | 2025-01-02 | Solar Panels | HANWHA Q-CELLS | Q.PEAK DUO BLK ML-G10+ 405 |  | 0.405 | 6 | 123 | 36 |  | Fixed | Roof
NJADRE1555185262 | Administratively Determined Incentive Program | HAMILTON | 8620 | 12 | 5.27 | Residential | Behind the Meter | Yes | Net Metered Residential | Trinity Solar |  | PSE&G | Accepted | 2023-11-28 | 2023-12-29 | 2024-12-29 | Inverters | Solar Edge | SE5000H-US | 5000 |  | 1 |  |  | 0.97 |  | Outside
NJADRE1555185262 | Administratively Determined Incentive Program | HAMILTON | 8620 | 12 | 5.27 | Residential | Behind the Meter | Yes | Net Metered Residential | Trinity Solar |  | PSE&G | Accepted | 2023-11-28 | 2023-12-29 | 2024-12-29 | Solar Panels | HANWHA | Q.PEAK DUO BLK ML-G10+405 |  | 0.405 | 13 | 174 | 34 |  | Fixed | Roof
NJADRE1555185277 | Administratively Determined Incentive Program | OLD BRIDGE | 8857 | 11 | 8.86 | Residential | Behind the Meter | Yes | Net Metered Residential | Freedom Forever New Jersey LLC |  | JCP&L | Accepted | 2023-11-30 | 2024-01-03 | 2025-01-03 | Inverters | Solar Edge | SE6000H-USRGM | 6000 |  | 1 |  |  | 0.99 |  | Outdoor
NJADRE1555185277 | Administratively Determined Incentive Program | OLD BRIDGE | 8857 | 11 | 8.86 | Residential | Behind the Meter | Yes | Net Metered Residential | Freedom Forever New Jersey LLC |  | JCP&L | Accepted | 2023-11-30 | 2024-01-03 | 2025-01-03 | Solar Panels | Jinko Solar | JKM385M-6RL3-B |  | 0.385 | 17 | 192 | 23 |  | Fixed | Roof
NJADRE1555185277 | Administratively Determined Incentive Program | OLD BRIDGE | 8857 | 11 | 8.86 | Residential | Behind the Meter | Yes | Net Metered Residential | Freedom Forever New Jersey LLC |  | JCP&L | Accepted | 2023-11-30 | 2024-01-03 | 2025-01-03 | Solar Panels | Jinko Solar | JKM385M-6RL3-B |  | 0.385 | 6 | 192 | 23 |  | Fixed | Roof
NJADRE1555185347 | Administratively Determined Incentive Program | LAWRENCE TWP | 8648 | 12 | 15.8 | Residential | Behind the Meter | Yes | Net Metered Residential | Sunrun Installation Services, Inc. |  | PSE&G | Accepted | 2023-11-28 | 2023-12-29 | 2024-12-29 | Inverters | SolarEdge Technologies | SE3800H-USMN | 3800 |  | 1 |  |  | 0.99 |  | Outdoor | Next to meter
NJADRE1555185347 | Administratively Determined Incentive Program | LAWRENCE TWP | 8648 | 12 | 15.8 | Residential | Behind the Meter | Yes | Net Metered Residential | Sunrun Installation Services, Inc. |  | PSE&G | Accepted | 2023-11-28 | 2023-12-29 | 2024-12-29 | Inverters | SolarEdge Technologies | SE7600H-USSN | 7600 |  | 1 |  |  | 0.99 |  | Outdoor | next to meter
NJADRE1555185347 | Administratively Determined Incentive Program | LAWRENCE TWP | 8648 | 12 | 15.8 | Residential | Behind the Meter | Yes | Net Metered Residential | Sunrun Installation Services, Inc. |  | PSE&G | Accepted | 2023-11-28 | 2023-12-29 | 2024-12-29 | Solar Panels | Hanwha Q Cells | Q.PEAK DUO BLK ML-G10+ 405 |  | 0.405 | 6 | 304 | 22 |  | Fixed | Roof
NJADRE1555185347 | Administratively Determined Incentive Program | LAWRENCE TWP | 8648 | 12 | 15.8 | Residential | Behind the Meter | Yes | Net Metered Residential | Sunrun Installation Services, Inc. |  | PSE&G | Accepted | 2023-11-28 | 2023-12-29 | 2024-12-29 | Solar Panels | Hanwha Q Cells | Q.PEAK DUO BLK ML-G10+ 405 |  | 0.405 | 15 | 125 | 14 |  | Fixed | Roof
NJADRE1555185347 | Administratively Determined Incentive Program | LAWRENCE TWP | 8648 | 12 | 15.8 | Residential | Behind the Meter | Yes | Net Metered Residential | Sunrun Installation Services, Inc. |  | PSE&G | Accepted | 2023-11-28 | 2023-12-29 | 2024-12-29 | Solar Panels | Hanwha Q Cells | Q.PEAK DUO BLK ML-G10+ 405 |  | 0.405 | 8 | 215 | 22 |  | Fixed | Roof
NJADRE1555185347 | Administratively Determined Incentive Program | LAWRENCE TWP | 8648 | 12 | 15.8 | Residential | Behind the Meter | Yes | Net Metered Residential | Sunrun Installation Services, Inc. |  | PSE&G | Accepted | 2023-11-28 | 2023-12-29 | 2024-12-29 | Solar Panels | Hanwha Q Cells | Q.PEAK DUO BLK ML-G10+ 405 |  | 0.405 | 10 | 35 | 22 |  | Fixed | Roof
NJADRE1555185589 | Administratively Determined Incentive Program | JERSEY CITY | 7307 | 8 | 5.67 | Residential | Behind the Meter | Yes | Net Metered Residential | Trinity Solar |  | PSE&G | Accepted | 2023-11-28 | 2023-12-29 | 2024-12-29 | Inverters | Solar Edge | SE5000H-US | 5000 |  | 1 |  |  | 0.97 |  | Outdoor
NJADRE1555185589 | Administratively Determined Incentive Program | JERSEY CITY | 7307 | 8 | 5.67 | Residential | Behind the Meter | Yes | Net Metered Residential | Trinity Solar |  | PSE&G | Accepted | 2023-11-28 | 2023-12-29 | 2024-12-29 | Solar Panels | HANWHA | (Q.PEAK DUO BLK ML-G10+ 405) |  | 0.405 | 14 | 206 | 27 |  | Fixed | Roof
NJADRE1555185601 | Administratively Determined Incentive Program | PLAINFIELD | 7060 | 10 | 10.94 | Residential | Behind the Meter | Yes | Net Metered Residential | Sunrun Installation Services, Inc. |  | PSE&G | Accepted | 2023-11-28 | 2023-12-29 | 2024-12-29 | Electric Storage Battery | Tesla | Powerwall |  |  | 1 |  |  |  | Lithium Ion |  | Outside
NJADRE1555185601 | Administratively Determined Incentive Program | PLAINFIELD | 7060 | 10 | 10.94 | Residential | Behind the Meter | Yes | Net Metered Residential | Sunrun Installation Services, Inc. |  | PSE&G | Accepted | 2023-11-28 | 2023-12-29 | 2024-12-29 | Inverters | SOLAREDGE TECHNOLOGIES | SE7600H-USSN | 7600 |  | 1 |  |  | 0.99 |  | Outdoor | next to meter
NJADRE1555185601 | Administratively Determined Incentive Program | PLAINFIELD | 7060 | 10 | 10.94 | Residential | Behind the Meter | Yes | Net Metered Residential | Sunrun Installation Services, Inc. |  | PSE&G | Accepted | 2023-11-28 | 2023-12-29 | 2024-12-29 | Solar Panels | Hanwha Q Cells | Q.PEAK DUO BLK ML-G10+ 405 |  | 0.405 | 15 | 176 | 24 |  | Fixed | Roof
NJADRE1555185601 | Administratively Determined Incentive Program | PLAINFIELD | 7060 | 10 | 10.94 | Residential | Behind the Meter | Yes | Net Metered Residential | Sunrun Installation Services, Inc. |  | PSE&G | Accepted | 2023-11-28 | 2023-12-29 | 2024-12-29 | Solar Panels | Hanwha Q Cells | Q.PEAK DUO BLK ML-G10+ 405 |  | 0.405 | 12 | 356 | 22 |  | Fixed | Roof
NJADRE1555185715 | Administratively Determined Incentive Program | PLAINFIELD CITY | 7060 | 10 | 6.48 | Residential | Behind the Meter | Yes | Net Metered Residential | Sunrun Installation Services, Inc. |  | PSE&G | Accepted | 2023-11-28 | 2023-12-29 | 2024-12-29 | Electric Storage Battery | Tesla | Powerwall |  |  | 1 |  |  |  | Lithium Ion |  | Outside
NJADRE1555185715 | Administratively Determined Incentive Program | PLAINFIELD CITY | 7060 | 10 | 6.48 | Residential | Behind the Meter | Yes | Net Metered Residential | Sunrun Installation Services, Inc. |  | PSE&G | Accepted | 2023-11-28 | 2023-12-29 | 2024-12-29 | Inverters | SOLAREDGE TECHNOLOGIES | SE6000H-USSN | 6000 |  | 1 |  |  | 0.99 |  | Outdoor | next to meter
NJADRE1555185715 | Administratively Determined Incentive Program | PLAINFIELD CITY | 7060 | 10 | 6.48 | Residential | Behind the Meter | Yes | Net Metered Residential | Sunrun Installation Services, Inc. |  | PSE&G | Accepted | 2023-11-28 | 2023-12-29 | 2024-12-29 | Solar Panels | Hanwha Q Cells | Q.PEAK DUO BLK ML-G10+ 405 |  | 0.405 | 2 | 355 | 37 |  | Fixed | Roof
NJADRE1555185715 | Administratively Determined Incentive Program | PLAINFIELD CITY | 7060 | 10 | 6.48 | Residential | Behind the Meter | Yes | Net Metered Residential | Sunrun Installation Services, Inc. |  | PSE&G | Accepted | 2023-11-28 | 2023-12-29 | 2024-12-29 | Solar Panels | Hanwha Q Cells | Q.PEAK DUO BLK ML-G10+ 405 |  | 0.405 | 14 | 175 | 36 |  | Fixed | Roof
NJADRE1555185758 | Administratively Determined Incentive Program | NORTH BERGEN | 7047 | 8 | 6 | Residential | Behind the Meter | Yes | Net Metered Residential | Pro Custom Momentum Solar Energy Services |  | PSE&G | Accepted | 2023-11-28 | 2023-12-29 | 2024-12-29 | Inverters | IQ8PLUS-72-2-US | ENPHASE | 290 |  | 15 |  |  | 0.97 |  | Outdoor
NJADRE1555185758 | Administratively Determined Incentive Program | NORTH BERGEN | 7047 | 8 | 6 | Residential | Behind the Meter | Yes | Net Metered Residential | Pro Custom Momentum Solar Energy Services |  | PSE&G | Accepted | 2023-11-28 | 2023-12-29 | 2024-12-29 | Solar Panels | Q. PEAK DUE BLK-G10+400 | HANWHA |  | 0.4 | 15 | 217 | 28 |  | Fixed | Roof
NJADRE1555185786 | Administratively Determined Incentive Program | SICKLERVILLE | 8081 | 14 | 5.39 | Residential | Behind the Meter | Yes | Net Metered Residential | Freedom Forever New Jersey LLC |  | AC Electric | Accepted | 2023-11-28 | 2024-01-02 | 2025-01-02 | Inverters | Solar Edcge | SE3800H-USRGM | 3800 |  | 1 |  |  | 0.99 |  | Outdoor
NJADRE1555185786 | Administratively Determined Incentive Program | SICKLERVILLE | 8081 | 14 | 5.39 | Residential | Behind the Meter | Yes | Net Metered Residential | Freedom Forever New Jersey LLC |  | AC Electric | Accepted | 2023-11-28 | 2024-01-02 | 2025-01-02 | Solar Panels | Jinko Solar | JKM385M-6RL3-B |  | 0.385 | 8 | 39 | 20 |  | Fixed | Roof
NJADRE1555185786 | Administratively Determined Incentive Program | SICKLERVILLE | 8081 | 14 | 5.39 | Residential | Behind the Meter | Yes | Net Metered Residential | Freedom Forever New Jersey LLC |  | AC Electric | Accepted | 2023-11-28 | 2024-01-02 | 2025-01-02 | Solar Panels | Jinko Solar | JKM385M-6RL3-B |  | 0.385 | 6 | 219 | 20 |  | Fixed | Roof
NJADRE1555185850 | Administratively Determined Incentive Program | SICKLERVILLE | 8081 | 14 | 7.29 | Residential | Behind the Meter | Yes | Net Metered Residential | Sunrun Installation Services, Inc. |  | AC Electric | Accepted | 2023-11-28 | 2024-01-05 | 2025-01-05 | Solar Panels | Hanwha Q Cells | Q.PEAK DUO BLK ML-G10+ 405 |  | 0.405 | 10 | 130 | 19 |  | Fixed | Roof
NJADRE1555185850 | Administratively Determined Incentive Program | SICKLERVILLE | 8081 | 14 | 7.29 | Residential | Behind the Meter | Yes | Net Metered Residential | Sunrun Installation Services, Inc. |  | AC Electric | Accepted | 2023-11-28 | 2024-01-05 | 2025-01-05 | Solar Panels | Q.PEAK DUO BLK ML-G10+ 405 | Hanwha Q Cells |  | 0.405 | 8 | 311 | 19 |  | Fixed | Roof
NJADRE1555185850 | Administratively Determined Incentive Program | SICKLERVILLE | 8081 | 14 | 7.29 | Residential | Behind the Meter | Yes | Net Metered Residential | Sunrun Installation Services, Inc. |  | AC Electric | Accepted | 2023-11-28 | 2024-01-05 | 2025-01-05 | Inverters | SolarEdge Technologies | SE6000H-USSN | 6000 |  | 1 |  |  | 0.99 |  | Outdoor | Next to meter
NJADRE1555185880 | Administratively Determined Incentive Program | PLAINFIELD | 7062 | 10 | 6.93 | Residential | Behind the Meter | Yes | Net Metered Residential | Freedom Forever New Jersey LLC |  | PSE&G | Accepted | 2023-11-28 | 2024-01-02 | 2025-01-02 | Inverters | Enphase | IQ8PLUS-72-2-US | 290 |  | 18 |  |  | 0.99 |  | Outdoor
NJADRE1555185880 | Administratively Determined Incentive Program | PLAINFIELD | 7062 | 10 | 6.93 | Residential | Behind the Meter | Yes | Net Metered Residential | Freedom Forever New Jersey LLC |  | PSE&G | Accepted | 2023-11-28 | 2024-01-02 | 2025-01-02 | Solar Panels | Jinko Solar | JKM385M-6RL3-B |  | 0.385 | 6 | 308 | 45 |  | Fixed | Roof
NJADRE1555185880 | Administratively Determined Incentive Program | PLAINFIELD | 7062 | 10 | 6.93 | Residential | Behind the Meter | Yes | Net Metered Residential | Freedom Forever New Jersey LLC |  | PSE&G | Accepted | 2023-11-28 | 2024-01-02 | 2025-01-02 | Solar Panels | Jinko Solar | JKM385M-6RL3-B |  | 0.385 | 8 | 128 | 23 |  | Fixed | Roof
NJADRE1555185880 | Administratively Determined Incentive Program | PLAINFIELD | 7062 | 10 | 6.93 | Residential | Behind the Meter | Yes | Net Metered Residential | Freedom Forever New Jersey LLC |  | PSE&G | Accepted | 2023-11-28 | 2024-01-02 | 2025-01-02 | Solar Panels | Jinko Solar | JKM385M-6RL3-B |  | 0.385 | 2 | 308 | 49 |  | Fixed | Roof
NJADRE1555185880 | Administratively Determined Incentive Program | PLAINFIELD | 7062 | 10 | 6.93 | Residential | Behind the Meter | Yes | Net Metered Residential | Freedom Forever New Jersey LLC |  | PSE&G | Accepted | 2023-11-28 | 2024-01-02 | 2025-01-02 | Solar Panels | Jinko Solar | JKM385M-6RL3-B |  | 0.385 | 2 | 128 | 19 |  | Fixed | Roof
NJADRE1555185892 | Administratively Determined Incentive Program | WOODBURY | 8096 | 15 | 9.38 | Residential | Behind the Meter | Yes | Net Metered Residential | Sunrun Installation Services, Inc. |  | PSE&G | Accepted | 2023-11-28 | 2023-12-29 | 2024-12-29 | Inverters | SolarEdge Technologies | SE7600H-USSN | 7600 |  | 1 |  |  | 0.96 |  | Outdoor | Next To Meter
NJADRE1555185892 | Administratively Determined Incentive Program | WOODBURY | 8096 | 15 | 9.38 | Residential | Behind the Meter | Yes | Net Metered Residential | Sunrun Installation Services, Inc. |  | PSE&G | Accepted | 2023-11-28 | 2023-12-29 | 2024-12-29 | Solar Panels | Vikram Solar | VSMDHT.60.375.05 |  | 0.375 | 2 | 110 | 43 |  | Fixed | Roof
NJADRE1555185892 | Administratively Determined Incentive Program | WOODBURY | 8096 | 15 | 9.38 | Residential | Behind the Meter | Yes | Net Metered Residential | Sunrun Installation Services, Inc. |  | PSE&G | Accepted | 2023-11-28 | 2023-12-29 | 2024-12-29 | Solar Panels | Vikram Solar | VSMDHT.60.375.05 |  | 0.375 | 7 | 20 | 41 |  | Fixed | Roof
NJADRE1555185892 | Administratively Determined Incentive Program | WOODBURY | 8096 | 15 | 9.38 | Residential | Behind the Meter | Yes | Net Metered Residential | Sunrun Installation Services, Inc. |  | PSE&G | Accepted | 2023-11-28 | 2023-12-29 | 2024-12-29 | Solar Panels | Vikram Solar | VSMDHT.60.375.05 |  | 0.375 | 16 | 202 | 40 |  | Fixed | Roof
NJADRE1555185896 | Administratively Determined Incentive Program | EGG HARBOR TOWNSHIP | 8234 | 19 | 7.7 | Residential | Behind the Meter | Yes | Net Metered Residential | Sunrun Installation Services, Inc. |  | AC Electric | Accepted | 2023-11-28 | 2023-12-29 | 2024-12-29 | Inverters | SolarEdge Technologies | SE6000H-USSN | 6000 |  | 1 |  |  | 0.99 |  | Outdoor | Next to meter
NJADRE1555185896 | Administratively Determined Incentive Program | EGG HARBOR TOWNSHIP | 8234 | 19 | 7.7 | Residential | Behind the Meter | Yes | Net Metered Residential | Sunrun Installation Services, Inc. |  | AC Electric | Accepted | 2023-11-28 | 2023-12-29 | 2024-12-29 | Solar Panels | Hanwha Q Cells | Q.PEAK DUO BLK ML-G10+ 405 |  | 0.405 | 14 | 233 | 32 |  | Fixed | Roof
NJADRE1555185896 | Administratively Determined Incentive Program | EGG HARBOR TOWNSHIP | 8234 | 19 | 7.7 | Residential | Behind the Meter | Yes | Net Metered Residential | Sunrun Installation Services, Inc. |  | AC Electric | Accepted | 2023-11-28 | 2023-12-29 | 2024-12-29 | Solar Panels | Hanwha Q Cells | Q.PEAK DUO BLK ML-G10+ 405 |  | 0.405 | 5 | 145 | 40 |  | Fixed | Roof
NJADRE1555185902 | Administratively Determined Incentive Program | PISCATAWAY | 8854 | 11 | 2.84 | Residential | Behind the Meter | Yes | Net Metered Residential | Sunrun Installation Services, Inc. |  | PSE&G | Accepted | 2023-11-28 | 2024-01-02 | 2025-01-02 | Inverters | Delta Electronics | E4-TL-US | 3840 |  | 1 |  |  | 0.96 |  | Outdoor | Next To Meter
NJADRE1555185902 | Administratively Determined Incentive Program | PISCATAWAY | 8854 | 11 | 2.84 | Residential | Behind the Meter | Yes | Net Metered Residential | Sunrun Installation Services, Inc. |  | PSE&G | Accepted | 2023-11-28 | 2024-01-02 | 2025-01-02 | Electric Storage Battery | Tesla | Powerwall 2 AC |  |  | 1 |  |  |  | Lithium Ion |  | inside
NJADRE1555185902 | Administratively Determined Incentive Program | PISCATAWAY | 8854 | 11 | 2.84 | Residential | Behind the Meter | Yes | Net Metered Residential | Sunrun Installation Services, Inc. |  | PSE&G | Accepted | 2023-11-28 | 2024-01-02 | 2025-01-02 | Solar Panels | Hanwha Q Cells | Q.PEAK DUO BLK ML-G10+ 405 |  | 0.405 | 7 | 244 | 22 |  | Fixed | Roof
NJADRE1555186577 | Administratively Determined Incentive Program | PENNSAUKEN TOWNSHIP | 8110 | 14 | 9.32 | Residential | Behind the Meter | Yes | Net Metered Residential | Sunrun Installation Services, Inc. |  | PSE&G | Accepted | 2023-11-28 | 2023-12-29 | 2024-12-29 | Solar Panels | Hanwha Q Cells | Q.PEAK DUO BLK ML-G10+ 405 |  | 0.405 | 23 | 148 | 8 |  | Fixed | Roof
NJADRE1555186577 | Administratively Determined Incentive Program | PENNSAUKEN TOWNSHIP | 8110 | 14 | 9.32 | Residential | Behind the Meter | Yes | Net Metered Residential | Sunrun Installation Services, Inc. |  | PSE&G | Accepted | 2023-11-28 | 2023-12-29 | 2024-12-29 | Inverters | SolarEdge Technologies | SE7600H-USSN | 7600 |  | 1 |  |  | 0.99 |  | Outdoor | next to meter
NJADRE1555186577 | Administratively Determined Incentive Program | PENNSAUKEN TOWNSHIP | 8110 | 14 | 9.32 | Residential | Behind the Meter | Yes | Net Metered Residential | Sunrun Installation Services, Inc. |  | PSE&G | Accepted | 2023-11-28 | 2023-12-29 | 2024-12-29 | Electric Storage Battery | Tesla | Powerwall |  |  | 1 |  |  |  | Lithium Ion |  | Outside
NJADRE1555188052 | Administratively Determined Incentive Program | PLAINFIELD | 7060 | 10 | 8.1 | Residential | Behind the Meter | Yes | Net Metered Residential | Sunrun Installation Services, Inc. |  | PSE&G | Accepted | 2023-11-29 | 2023-12-29 | 2024-12-29 | Electric Storage Battery | Tesla | Powerwall 2 AC |  |  | 1 |  |  |  | Lithium Ion |  | outside
NJADRE1555188052 | Administratively Determined Incentive Program | PLAINFIELD | 7060 | 10 | 8.1 | Residential | Behind the Meter | Yes | Net Metered Residential | Sunrun Installation Services, Inc. |  | PSE&G | Accepted | 2023-11-29 | 2023-12-29 | 2024-12-29 | Inverters | SolarEdge Technologies | SE6000H-USSN | 6000 |  | 1 |  |  | 0.96 |  | Outdoor | Next To Meter
NJADRE1555188052 | Administratively Determined Incentive Program | PLAINFIELD | 7060 | 10 | 8.1 | Residential | Behind the Meter | Yes | Net Metered Residential | Sunrun Installation Services, Inc. |  | PSE&G | Accepted | 2023-11-29 | 2023-12-29 | 2024-12-29 | Solar Panels | Hanwha Q Cells | Q.PEAK DUO BLK ML-G10+ 405 |  | 0.405 | 11 | 218 | 33 |  | Fixed | Roof
NJADRE1555188052 | Administratively Determined Incentive Program | PLAINFIELD | 7060 | 10 | 8.1 | Residential | Behind the Meter | Yes | Net Metered Residential | Sunrun Installation Services, Inc. |  | PSE&G | Accepted | 2023-11-29 | 2023-12-29 | 2024-12-29 | Solar Panels | Hanwha Q Cells | Q.PEAK DUO BLK ML-G10+ 405 |  | 0.405 | 9 | 38 | 33 |  | Fixed | Roof
NJADRE1555192530 | Administratively Determined Incentive Program | PLAINFIELD CITY | 7060 | 10 | 11.34 | Residential | Behind the Meter | Yes | Net Metered Residential | Sunrun Installation Services, Inc. |  | PSE&G | Accepted | 2023-11-29 | 2023-12-29 | 2024-12-29 | Electric Storage Battery | Tesla | Powerwall 2 AC |  |  | 1 |  |  |  | Lithium Ion |  | outside
NJADRE1555192530 | Administratively Determined Incentive Program | PLAINFIELD CITY | 7060 | 10 | 11.34 | Residential | Behind the Meter | Yes | Net Metered Residential | Sunrun Installation Services, Inc. |  | PSE&G | Accepted | 2023-11-29 | 2023-12-29 | 2024-12-29 | Inverters | SolarEdge Technologies | SE7600H-USSN | 7600 |  | 1 |  |  | 0.96 |  | Outdoor | Next To Meter
NJADRE1555192530 | Administratively Determined Incentive Program | PLAINFIELD CITY | 7060 | 10 | 11.34 | Residential | Behind the Meter | Yes | Net Metered Residential | Sunrun Installation Services, Inc. |  | PSE&G | Accepted | 2023-11-29 | 2023-12-29 | 2024-12-29 | Solar Panels | Hanwha Q Cells | Q.PEAK DUO BLK ML-G10+ 405 |  | 0.405 | 12 | 283 | 23 |  | Fixed | Roof
NJADRE1555192530 | Administratively Determined Incentive Program | PLAINFIELD CITY | 7060 | 10 | 11.34 | Residential | Behind the Meter | Yes | Net Metered Residential | Sunrun Installation Services, Inc. |  | PSE&G | Accepted | 2023-11-29 | 2023-12-29 | 2024-12-29 | Solar Panels | Hanwha Q Cells | Q.PEAK DUO BLK ML-G10+ 405 |  | 0.405 | 16 | 103 | 23 |  | Fixed | Roof
NJADRE1555194872 | Administratively Determined Incentive Program | MANVILLE | 8835 | 5 | 6.08 | Residential | Behind the Meter | Yes | Net Metered Residential | Sunrun Installation Services, Inc. |  | PSE&G | Accepted | 2023-11-29 | 2023-12-29 | 2024-12-29 | Electric Storage Battery | Tesla | Powerwall 2 AC |  |  | 1 |  |  |  | Lithium Ion |  | outside
NJADRE1555194872 | Administratively Determined Incentive Program | MANVILLE | 8835 | 5 | 6.08 | Residential | Behind the Meter | Yes | Net Metered Residential | Sunrun Installation Services, Inc. |  | PSE&G | Accepted | 2023-11-29 | 2023-12-29 | 2024-12-29 | Inverters | Delta Electronics | E6-TL-US | 5760 |  | 1 |  |  | 0.96 |  | Outdoor | Next To Meter
NJADRE1555194872 | Administratively Determined Incentive Program | MANVILLE | 8835 | 5 | 6.08 | Residential | Behind the Meter | Yes | Net Metered Residential | Sunrun Installation Services, Inc. |  | PSE&G | Accepted | 2023-11-29 | 2023-12-29 | 2024-12-29 | Solar Panels | Hanwha Q Cells | Q.PEAK DUO BLK ML-G10+ 405 |  | 0.405 | 15 | 92 | 23 |  | Fixed | Roof
NJADRE1555194874 | Administratively Determined Incentive Program | Hillside Township | 7205 | 10 | 4.46 | Residential | Behind the Meter | Yes | Net Metered Residential | Sunrun Installation Services, Inc. |  | PSE&G | Accepted | 2023-11-29 | 2023-12-29 | 2024-12-29 | Electric Storage Battery | Tesla | Powerwall 2 AC |  |  | 1 |  |  |  | Lithium Ion |  | outside
NJADRE1555194874 | Administratively Determined Incentive Program | Hillside Township | 7205 | 10 | 4.46 | Residential | Behind the Meter | Yes | Net Metered Residential | Sunrun Installation Services, Inc. |  | PSE&G | Accepted | 2023-11-29 | 2023-12-29 | 2024-12-29 | Inverters | SolarEdge Technologies | SE3800H-USMN | 3800 |  | 1 |  |  | 0.96 |  | Outdoor | Next To Meter
NJADRE1555194874 | Administratively Determined Incentive Program | Hillside Township | 7205 | 10 | 4.46 | Residential | Behind the Meter | Yes | Net Metered Residential | Sunrun Installation Services, Inc. |  | PSE&G | Accepted | 2023-11-29 | 2023-12-29 | 2024-12-29 | Solar Panels | Hanwha Q Cells | Q.PEAK DUO BLK ML-G10+ 405 |  | 0.405 | 5 | 40 | 22 |  | Fixed | Roof
NJADRE1555194874 | Administratively Determined Incentive Program | Hillside Township | 7205 | 10 | 4.46 | Residential | Behind the Meter | Yes | Net Metered Residential | Sunrun Installation Services, Inc. |  | PSE&G | Accepted | 2023-11-29 | 2023-12-29 | 2024-12-29 | Solar Panels | Hanwha Q Cells | Q.PEAK DUO BLK ML-G10+ 405 |  | 0.405 | 6 | 220 | 22 |  | Fixed | Roof
NJADRE1555194876 | Administratively Determined Incentive Program | UNION | 7083 | 10 | 16.2 | Residential | Behind the Meter | Yes | Net Metered Residential | Sunrun Installation Services, Inc. |  | PSE&G | Accepted | 2023-11-29 | 2023-12-29 | 2024-12-29 | Inverters | SolarEdge Technologies | SE3800H-USMN | 3800 |  | 1 |  |  | 0.96 |  | Outdoor | Next To Meter
NJADRE1555194876 | Administratively Determined Incentive Program | UNION | 7083 | 10 | 16.2 | Residential | Behind the Meter | Yes | Net Metered Residential | Sunrun Installation Services, Inc. |  | PSE&G | Accepted | 2023-11-29 | 2023-12-29 | 2024-12-29 | Solar Panels | Hanwha Q Cells | Q.PEAK DUO BLK ML-G10+ 405 |  | 0.405 | 11 | 324 | 24 |  | Fixed | Roof
NJADRE1555194876 | Administratively Determined Incentive Program | UNION | 7083 | 10 | 16.2 | Residential | Behind the Meter | Yes | Net Metered Residential | Sunrun Installation Services, Inc. |  | PSE&G | Accepted | 2023-11-29 | 2023-12-29 | 2024-12-29 | Solar Panels | Hanwha Q Cells | Q.PEAK DUO BLK ML-G10+ 405 |  | 0.405 | 9 | 234 | 27 |  | Fixed | Roof
NJADRE1555194876 | Administratively Determined Incentive Program | UNION | 7083 | 10 | 16.2 | Residential | Behind the Meter | Yes | Net Metered Residential | Sunrun Installation Services, Inc. |  | PSE&G | Accepted | 2023-11-29 | 2023-12-29 | 2024-12-29 | Solar Panels | Hanwha Q Cells | Q.PEAK DUO BLK ML-G10+ 405 |  | 0.405 | 10 | 144 | 25 |  | Fixed | Roof
NJADRE1555194876 | Administratively Determined Incentive Program | UNION | 7083 | 10 | 16.2 | Residential | Behind the Meter | Yes | Net Metered Residential | Sunrun Installation Services, Inc. |  | PSE&G | Accepted | 2023-11-29 | 2023-12-29 | 2024-12-29 | Solar Panels | Hanwha Q Cells | Q.PEAK DUO BLK ML-G10+ 405 |  | 0.405 | 10 | 144 | 25 |  | Fixed | Roof
NJADRE1555194884 | Administratively Determined Incentive Program | LINDEN | 7036 | 10 | 5.2 | Residential | Behind the Meter | No | Net Metered Residential | Suntuity Solar LLC |  | PSE&G | Accepted | 2023-11-29 | 2023-12-29 | 2024-12-29 | Inverters | (13) ENPHASE | IQ8PLUS-72-2-US | 290 |  | 13 |  |  | 0.97 |  | Outdoor | Behind the PV modules
NJADRE1555194884 | Administratively Determined Incentive Program | LINDEN | 7036 | 10 | 5.2 | Residential | Behind the Meter | No | Net Metered Residential | Suntuity Solar LLC |  | PSE&G | Accepted | 2023-11-29 | 2023-12-29 | 2024-12-29 | Solar Panels | (13) CANADIAN SOLAR | CS6R-400MS-HL |  | 0.4 | 10 | 308 | 23 |  | Fixed | Roof
NJADRE1555194884 | Administratively Determined Incentive Program | LINDEN | 7036 | 10 | 5.2 | Residential | Behind the Meter | No | Net Metered Residential | Suntuity Solar LLC |  | PSE&G | Accepted | 2023-11-29 | 2023-12-29 | 2024-12-29 | Solar Panels | (13) CANADIAN SOLAR | CS6R-400MS-HL |  | 0.4 | 3 | 38 | 23 |  | Fixed | Roof
NJADRE1555194886 | Administratively Determined Incentive Program | OLD BRIDGE | 8857 | 11 | 9.72 | Residential | Behind the Meter | Yes | Net Metered Residential | Sunrun Installation Services, Inc. |  | JCP&L | Accepted | 2023-11-29 | 2023-12-29 | 2024-12-29 | Inverters | SolarEdge Technologies | SE7600H-USSN | 7600 |  | 1 |  |  | 0.96 |  | Outdoor | Next To Meter
NJADRE1555194886 | Administratively Determined Incentive Program | OLD BRIDGE | 8857 | 11 | 9.72 | Residential | Behind the Meter | Yes | Net Metered Residential | Sunrun Installation Services, Inc. |  | JCP&L | Accepted | 2023-11-29 | 2023-12-29 | 2024-12-29 | Solar Panels | Hanwha Q Cells | Q.PEAK DUO BLK ML-G10+ 405 |  | 0.405 | 9 | 354 | 18 |  | Fixed | Roof
NJADRE1555194886 | Administratively Determined Incentive Program | OLD BRIDGE | 8857 | 11 | 9.72 | Residential | Behind the Meter | Yes | Net Metered Residential | Sunrun Installation Services, Inc. |  | JCP&L | Accepted | 2023-11-29 | 2023-12-29 | 2024-12-29 | Solar Panels | Hanwha Q Cells | Q.PEAK DUO BLK ML-G10+ 405 |  | 0.405 | 15 | 174 | 18 |  | Fixed | Roof
NJADRE1555194888 | Administratively Determined Incentive Program | PLEASANTVILLE | 8232 | 19 | 5.27 | Residential | Behind the Meter | Yes | Net Metered Residential | Sunrun Installation Services, Inc. |  | AC Electric | Accepted | 2023-11-29 | 2024-01-02 | 2025-01-02 | Electric Storage Battery | Tesla | Powerwall 2 AC |  |  | 1 |  |  |  | Lithium Ion |  | outside
NJADRE1555194888 | Administratively Determined Incentive Program | PLEASANTVILLE | 8232 | 19 | 5.27 | Residential | Behind the Meter | Yes | Net Metered Residential | Sunrun Installation Services, Inc. |  | AC Electric | Accepted | 2023-11-29 | 2024-01-02 | 2025-01-02 | Inverters | SolarEdge Technologies | SE3800H-USMN | 3800 |  | 1 |  |  | 0.96 |  | Outdoor | Next To Meter
NJADRE1555194888 | Administratively Determined Incentive Program | PLEASANTVILLE | 8232 | 19 | 5.27 | Residential | Behind the Meter | Yes | Net Metered Residential | Sunrun Installation Services, Inc. |  | AC Electric | Accepted | 2023-11-29 | 2024-01-02 | 2025-01-02 | Solar Panels | Hanwha Q Cells | Q.PEAK DUO BLK ML-G10+ 405 |  | 0.405 | 4 | 297 | 34 |  | Fixed | Roof
NJADRE1555194888 | Administratively Determined Incentive Program | PLEASANTVILLE | 8232 | 19 | 5.27 | Residential | Behind the Meter | Yes | Net Metered Residential | Sunrun Installation Services, Inc. |  | AC Electric | Accepted | 2023-11-29 | 2024-01-02 | 2025-01-02 | Solar Panels | Hanwha Q Cells | Q.PEAK DUO BLK ML-G10+ 405 |  | 0.405 | 9 | 117 | 31 |  | Fixed | Roof
NJADRE1555194889 | Administratively Determined Incentive Program | WOODLAND PARK | 7424 | 6 | 5.2 | Residential | Behind the Meter | Yes | Net Metered Residential | Suntuity Solar LLC |  | PSE&G | Accepted | 2023-11-29 | 2024-01-02 | 2025-01-02 | Inverters | (13) ENPHASE | IQ8PLUS-72-2-US | 290 |  | 13 |  |  | 0.97 |  | Outdoor | Behind the PV modules
NJADRE1555194889 | Administratively Determined Incentive Program | WOODLAND PARK | 7424 | 6 | 5.2 | Residential | Behind the Meter | Yes | Net Metered Residential | Suntuity Solar LLC |  | PSE&G | Accepted | 2023-11-29 | 2024-01-02 | 2025-01-02 | Solar Panels | (13) CANADIAN SOLAR | CS6R-400MS-HL |  | 0.4 | 6 | 110 | 23 |  | Fixed | Roof
NJADRE1555194889 | Administratively Determined Incentive Program | WOODLAND PARK | 7424 | 6 | 5.2 | Residential | Behind the Meter | Yes | Net Metered Residential | Suntuity Solar LLC |  | PSE&G | Accepted | 2023-11-29 | 2024-01-02 | 2025-01-02 | Solar Panels | (13) CANADIAN SOLAR | CS6R-400MS-HL |  | 0.4 | 7 | 200 | 23 |  | Fixed | Roof
NJADRE1555194891 | Administratively Determined Incentive Program | SEWELL | 8080 | 15 | 13.13 | Residential | Behind the Meter | Yes | Net Metered Residential | Sunrun Installation Services, Inc. |  | AC Electric | Accepted | 2023-11-29 | 2024-01-02 | 2025-01-02 | Inverters | SolarEdge Technologies | SE10000H-USSN | 10000 |  | 1 |  |  | 0.96 |  | Outdoor | Next To Meter
NJADRE1555194891 | Administratively Determined Incentive Program | SEWELL | 8080 | 15 | 13.13 | Residential | Behind the Meter | Yes | Net Metered Residential | Sunrun Installation Services, Inc. |  | AC Electric | Accepted | 2023-11-29 | 2024-01-02 | 2025-01-02 | Solar Panels | Vikram Solar | VSMDHT.60.375.05 |  | 0.375 | 5 | 108 | 37 |  | Fixed | Roof
NJADRE1555194891 | Administratively Determined Incentive Program | SEWELL | 8080 | 15 | 13.13 | Residential | Behind the Meter | Yes | Net Metered Residential | Sunrun Installation Services, Inc. |  | AC Electric | Accepted | 2023-11-29 | 2024-01-02 | 2025-01-02 | Solar Panels | Vikram Solar | VSMDHT.60.375.05 |  | 0.375 | 18 | 199 | 37 |  | Fixed | Roof
NJADRE1555194891 | Administratively Determined Incentive Program | SEWELL | 8080 | 15 | 13.13 | Residential | Behind the Meter | Yes | Net Metered Residential | Sunrun Installation Services, Inc. |  | AC Electric | Accepted | 2023-11-29 | 2024-01-02 | 2025-01-02 | Solar Panels | Vikram Solar | VSMDHT.60.375.05 |  | 0.375 | 5 | 108 | 36 |  | Fixed | Roof
NJADRE1555194891 | Administratively Determined Incentive Program | SEWELL | 8080 | 15 | 13.13 | Residential | Behind the Meter | Yes | Net Metered Residential | Sunrun Installation Services, Inc. |  | AC Electric | Accepted | 2023-11-29 | 2024-01-02 | 2025-01-02 | Solar Panels | Vikram Solar | VSMDHT.60.375.05 |  | 0.375 | 7 | 109 | 37 |  | Fixed | Roof
NJADRE1555194899 | Administratively Determined Incentive Program | TRENTON | 8629 | 12 | 8.1 | Residential | Behind the Meter | Yes | Net Metered Residential | SunnyMac LLC |  | PSE&G | Accepted | 2023-11-29 | 2024-01-10 | 2025-01-10 | Solar Panels | Q.PEAK DUO BLK ML-G10+ 405 | HANWHA |  | 0.405 | 7 | 233 | 36 |  | Fixed | Roof
NJADRE1555194899 | Administratively Determined Incentive Program | TRENTON | 8629 | 12 | 8.1 | Residential | Behind the Meter | Yes | Net Metered Residential | SunnyMac LLC |  | PSE&G | Accepted | 2023-11-29 | 2024-01-10 | 2025-01-10 | Solar Panels | Q.PEAK DUO BLK ML-G10+ 405 | HANWHA |  | 0.405 | 3 | 55 | 35 |  | Fixed | Roof
NJADRE1555194899 | Administratively Determined Incentive Program | TRENTON | 8629 | 12 | 8.1 | Residential | Behind the Meter | Yes | Net Metered Residential | SunnyMac LLC |  | PSE&G | Accepted | 2023-11-29 | 2024-01-10 | 2025-01-10 | Solar Panels | Q.PEAK DUO BLK ML-G10+ 405 | HANWHA |  | 0.405 | 3 | 62 | 35 |  | Fixed | Roof
NJADRE1555194899 | Administratively Determined Incentive Program | TRENTON | 8629 | 12 | 8.1 | Residential | Behind the Meter | Yes | Net Metered Residential | SunnyMac LLC |  | PSE&G | Accepted | 2023-11-29 | 2024-01-10 | 2025-01-10 | Solar Panels | Q.PEAK DUO BLK ML-G10+ 405 | HANWHA |  | 0.405 | 3 | 242 | 35 |  | Fixed | Roof
NJADRE1555194899 | Administratively Determined Incentive Program | TRENTON | 8629 | 12 | 8.1 | Residential | Behind the Meter | Yes | Net Metered Residential | SunnyMac LLC |  | PSE&G | Accepted | 2023-11-29 | 2024-01-10 | 2025-01-10 | Solar Panels | Q.PEAK DUO BLK ML-G10+ 405 | HANWHA |  | 0.405 | 2 | 152 | 31 |  | Fixed | Roof
NJADRE1555194899 | Administratively Determined Incentive Program | TRENTON | 8629 | 12 | 8.1 | Residential | Behind the Meter | Yes | Net Metered Residential | SunnyMac LLC |  | PSE&G | Accepted | 2023-11-29 | 2024-01-10 | 2025-01-10 | Solar Panels | Q.PEAK DUO BLK ML-G10+ 405 | HANWHA |  | 0.405 | 2 | 332 | 31 |  | Fixed | Roof
NJADRE1555194899 | Administratively Determined Incentive Program | TRENTON | 8629 | 12 | 8.1 | Residential | Behind the Meter | Yes | Net Metered Residential | SunnyMac LLC |  | PSE&G | Accepted | 2023-11-29 | 2024-01-10 | 2025-01-10 | Inverters | SE3000H-US | SOLAREDGE | 3000 |  | 2 |  |  | 0.1 |  | Outdoor | next to meter
NJADRE1555194902 | Administratively Determined Incentive Program | WEST LONG BRANCH | 7764 | 17 | 5.27 | Residential | Behind the Meter | Yes | Net Metered Residential | Sunrun Installation Services, Inc. |  | JCP&L | Accepted | 2023-11-29 | 2024-01-02 | 2025-01-02 | Electric Storage Battery | LG Chem | RESU 10H Prime |  |  | 1 |  |  |  | Lithium Ion |  | outside
NJADRE1555194902 | Administratively Determined Incentive Program | WEST LONG BRANCH | 7764 | 17 | 5.27 | Residential | Behind the Meter | Yes | Net Metered Residential | Sunrun Installation Services, Inc. |  | JCP&L | Accepted | 2023-11-29 | 2024-01-02 | 2025-01-02 | Inverters | SolarEdge Technologies | SE3800H-USMN | 3800 |  | 1 |  |  | 0.96 |  | Outdoor | Next To Meter
NJADRE1555194902 | Administratively Determined Incentive Program | WEST LONG BRANCH | 7764 | 17 | 5.27 | Residential | Behind the Meter | Yes | Net Metered Residential | Sunrun Installation Services, Inc. |  | JCP&L | Accepted | 2023-11-29 | 2024-01-02 | 2025-01-02 | Solar Panels | Hanwha Q Cells | Q.PEAK DUO BLK ML-G10+ 405 |  | 0.405 | 5 | 235 | 26 |  | Fixed | Roof
NJADRE1555194902 | Administratively Determined Incentive Program | WEST LONG BRANCH | 7764 | 17 | 5.27 | Residential | Behind the Meter | Yes | Net Metered Residential | Sunrun Installation Services, Inc. |  | JCP&L | Accepted | 2023-11-29 | 2024-01-02 | 2025-01-02 | Solar Panels | Hanwha Q Cells | Q.PEAK DUO BLK ML-G10+ 405 |  | 0.405 | 8 | 55 | 27 |  | Fixed | Roof
NJADRE1555194925 | Administratively Determined Incentive Program | MANALAPAN | 7726 | 17 | 12.15 | Residential | Behind the Meter | Yes | Net Metered Residential | Sunny Mac LLC |  | JCP&L | Accepted | 2023-11-29 | 2024-01-02 | 2025-01-02 | Solar Panels | Q.PEAK DUO BLK ML-G10+ 405 | HANWHA |  | 0.405 | 30 | 173 | 29 |  | Fixed | Roof
NJADRE1555194925 | Administratively Determined Incentive Program | MANALAPAN | 7726 | 17 | 12.15 | Residential | Behind the Meter | Yes | Net Metered Residential | Sunny Mac LLC |  | JCP&L | Accepted | 2023-11-29 | 2024-01-02 | 2025-01-02 | Inverters | SE10000H-US | SOLAREDGE | 10000 |  | 1 |  |  | 0.1 |  | Outdoor | next to meter
NJADRE1555194926 | Administratively Determined Incentive Program | RAHWAY | 7065 | 10 | 12.18 | Residential | Behind the Meter | No | Net Metered Residential | EMT Renewables |  | PSE&G | Accepted | 2023-11-29 | 2024-01-02 | 2025-01-02 | Inverters | ENPHASE | IQ7x | 315 |  | 29 |  |  | 0.98 |  | Other | UNDER EACH PANEL
NJADRE1555194926 | Administratively Determined Incentive Program | RAHWAY | 7065 | 10 | 12.18 | Residential | Behind the Meter | No | Net Metered Residential | EMT Renewables |  | PSE&G | Accepted | 2023-11-29 | 2024-01-02 | 2025-01-02 | Solar Panels | REC ALPHA | REC 420 |  | 0.42 | 11 | 215 | 40 |  | Fixed | Roof
NJADRE1555194926 | Administratively Determined Incentive Program | RAHWAY | 7065 | 10 | 12.18 | Residential | Behind the Meter | No | Net Metered Residential | EMT Renewables |  | PSE&G | Accepted | 2023-11-29 | 2024-01-02 | 2025-01-02 | Solar Panels | REC ALPHA | REC 420 |  | 0.42 | 6 | 35 | 13 |  | Fixed | Roof
NJADRE1555194926 | Administratively Determined Incentive Program | RAHWAY | 7065 | 10 | 12.18 | Residential | Behind the Meter | No | Net Metered Residential | EMT Renewables |  | PSE&G | Accepted | 2023-11-29 | 2024-01-02 | 2025-01-02 | Solar Panels | REC ALPHA | REC 420 |  | 0.42 | 2 | 125 | 20 |  | Fixed | Roof
NJADRE1555194926 | Administratively Determined Incentive Program | RAHWAY | 7065 | 10 | 12.18 | Residential | Behind the Meter | No | Net Metered Residential | EMT Renewables |  | PSE&G | Accepted | 2023-11-29 | 2024-01-02 | 2025-01-02 | Solar Panels | REC ALPHA | REC 420 |  | 0.42 | 10 | 305 | 20 |  | Fixed | Roof
NJADRE1555194932 | Administratively Determined Incentive Program | Freehold | 7728 | 17 | 11.34 | Residential | Behind the Meter | No | Net Metered Residential | Whitman Construction, LLC |  | JCP&L | Accepted | 2023-11-29 | 2024-01-02 | 2025-01-02 | Solar Panels | hanwha | q cell 405 |  | 0.405 | 18 | 80 | 20 |  | Fixed | Roof
NJADRE1555194932 | Administratively Determined Incentive Program | Freehold | 7728 | 17 | 11.34 | Residential | Behind the Meter | No | Net Metered Residential | Whitman Construction, LLC |  | JCP&L | Accepted | 2023-11-29 | 2024-01-02 | 2025-01-02 | Solar Panels | hanwha | q cell 405 |  | 0.405 | 10 | 80 | 20 |  | Fixed | Roof
NJADRE1555194932 | Administratively Determined Incentive Program | Freehold | 7728 | 17 | 11.34 | Residential | Behind the Meter | No | Net Metered Residential | Whitman Construction, LLC |  | JCP&L | Accepted | 2023-11-29 | 2024-01-02 | 2025-01-02 | Inverters | enphase | iq8plus-72-2-us | 290 |  | 28 |  |  | 0.975 |  | Other
NJADRE1555194975 | Administratively Determined Incentive Program | EGG HARBOR TOWNSHIP | 8234 | 19 | 12.71 | Residential | Behind the Meter | Yes | Net Metered Residential | Sun Up Zero Down |  | AC Electric | Accepted | 2023-11-29 | 2024-01-02 | 2025-01-02 | Meters | Enphase | TBD |  |  | 1 |  |  |  | Yes
NJADRE1555194975 | Administratively Determined Incentive Program | EGG HARBOR TOWNSHIP | 8234 | 19 | 12.71 | Residential | Behind the Meter | Yes | Net Metered Residential | Sun Up Zero Down |  | AC Electric | Accepted | 2023-11-29 | 2024-01-02 | 2025-01-02 | Inverters | Enphase | IQ8PLUS-72-2-US | 290 |  | 31 |  |  | 0.976 |  | Outdoor
NJADRE1555194975 | Administratively Determined Incentive Program | EGG HARBOR TOWNSHIP | 8234 | 19 | 12.71 | Residential | Behind the Meter | Yes | Net Metered Residential | Sun Up Zero Down |  | AC Electric | Accepted | 2023-11-29 | 2024-01-02 | 2025-01-02 | Solar Panels | Trina | TSM-410-NE09RC.05 Vertex S+ |  | 0.41 | 31 | 234 | 20 |  | Fixed | Roof
NJADRE1555194976 | Administratively Determined Incentive Program | HALEDON | 7508 | 6 | 7.14 | Residential | Behind the Meter | No | Net Metered Residential | EMT Renewables |  | PSE&G | Accepted | 2023-11-29 | 2024-01-02 | 2025-01-02 | Inverters | ENPHASE | IQ7x | 315 |  | 17 |  |  | 0.98 |  | Other | UNDER EACH PANEL
NJADRE1555194976 | Administratively Determined Incentive Program | HALEDON | 7508 | 6 | 7.14 | Residential | Behind the Meter | No | Net Metered Residential | EMT Renewables |  | PSE&G | Accepted | 2023-11-29 | 2024-01-02 | 2025-01-02 | Solar Panels | REC ALPHA | REC 420 |  | 0.42 | 6 | 253 | 24 |  | Fixed | Roof
NJADRE1555194976 | Administratively Determined Incentive Program | HALEDON | 7508 | 6 | 7.14 | Residential | Behind the Meter | No | Net Metered Residential | EMT Renewables |  | PSE&G | Accepted | 2023-11-29 | 2024-01-02 | 2025-01-02 | Solar Panels | REC ALPHA | REC 420 |  | 0.42 | 5 | 73 | 24 |  | Fixed | Roof
NJADRE1555194976 | Administratively Determined Incentive Program | HALEDON | 7508 | 6 | 7.14 | Residential | Behind the Meter | No | Net Metered Residential | EMT Renewables |  | PSE&G | Accepted | 2023-11-29 | 2024-01-02 | 2025-01-02 | Solar Panels | REC ALPHA | REC 420 |  | 0.42 | 6 | 343 | 24 |  | Fixed | Roof
NJADRE1555194981 | Administratively Determined Incentive Program | PRINCETON | 8540 | 12 | 12.56 | Residential | Behind the Meter | Yes | Net Metered Residential | SunnyMac LLC |  | PSE&G | Accepted | 2023-11-29 | 2024-01-02 | 2025-01-02 | Solar Panels | Q.PEAK DUO BLK ML-G10+ 405 | HANWHA |  | 0.405 | 9 | 166 | 28 |  | Fixed | Roof
NJADRE1555194981 | Administratively Determined Incentive Program | PRINCETON | 8540 | 12 | 12.56 | Residential | Behind the Meter | Yes | Net Metered Residential | SunnyMac LLC |  | PSE&G | Accepted | 2023-11-29 | 2024-01-02 | 2025-01-02 | Solar Panels | Q.PEAK DUO BLK ML-G10+ 405 | HANWHA |  | 0.405 | 6 | 166 | 28 |  | Fixed | Roof
NJADRE1555194981 | Administratively Determined Incentive Program | PRINCETON | 8540 | 12 | 12.56 | Residential | Behind the Meter | Yes | Net Metered Residential | SunnyMac LLC |  | PSE&G | Accepted | 2023-11-29 | 2024-01-02 | 2025-01-02 | Solar Panels | Q.PEAK DUO BLK ML-G10+ 405 | HANWHA |  | 0.405 | 8 | 166 | 27 |  | Fixed | Roof
NJADRE1555194981 | Administratively Determined Incentive Program | PRINCETON | 8540 | 12 | 12.56 | Residential | Behind the Meter | Yes | Net Metered Residential | SunnyMac LLC |  | PSE&G | Accepted | 2023-11-29 | 2024-01-02 | 2025-01-02 | Solar Panels | Q.PEAK DUO BLK ML-G10+ 405 | HANWHA |  | 0.405 | 4 | 166 | 28 |  | Fixed | Roof
NJADRE1555194981 | Administratively Determined Incentive Program | PRINCETON | 8540 | 12 | 12.56 | Residential | Behind the Meter | Yes | Net Metered Residential | SunnyMac LLC |  | PSE&G | Accepted | 2023-11-29 | 2024-01-02 | 2025-01-02 | Solar Panels | Q.PEAK DUO BLK ML-G10+ 405 | HANWHA |  | 0.405 | 2 | 76 | 28 |  | Fixed | Roof
NJADRE1555194981 | Administratively Determined Incentive Program | PRINCETON | 8540 | 12 | 12.56 | Residential | Behind the Meter | Yes | Net Metered Residential | SunnyMac LLC |  | PSE&G | Accepted | 2023-11-29 | 2024-01-02 | 2025-01-02 | Solar Panels | Q.PEAK DUO BLK ML-G10+ 405 | HANWHA |  | 0.405 | 2 | 256 | 28 |  | Fixed | Roof
NJADRE1555194981 | Administratively Determined Incentive Program | PRINCETON | 8540 | 12 | 12.56 | Residential | Behind the Meter | Yes | Net Metered Residential | SunnyMac LLC |  | PSE&G | Accepted | 2023-11-29 | 2024-01-02 | 2025-01-02 | Inverters | SE10000H-US | SOLAREDGE | 10000 |  | 1 |  |  | 0.1 |  | Outdoor | next to meter
NJADRE1555194987 | Administratively Determined Incentive Program | LODI | 7644 | 7 | 9.6 | Residential | Behind the Meter | Yes | Net Metered Residential | Pro Custom Solar dba Momentum Solar |  | PSE&G | Accepted | 2023-11-29 | 2024-01-02 | 2025-01-02 | Solar Panels | Â Q. PEAK DUO BLK-G10+400 | HANWHA |  | 0.4 | 6 | 126 | 24 |  | Fixed | Roof
NJADRE1555194987 | Administratively Determined Incentive Program | LODI | 7644 | 7 | 9.6 | Residential | Behind the Meter | Yes | Net Metered Residential | Pro Custom Solar dba Momentum Solar |  | PSE&G | Accepted | 2023-11-29 | 2024-01-02 | 2025-01-02 | Solar Panels | Â Q. PEAK DUO BLK-G10+400 | HANWHA |  | 0.4 | 8 | 125 | 38 |  | Fixed | Roof
NJADRE1555194987 | Administratively Determined Incentive Program | LODI | 7644 | 7 | 9.6 | Residential | Behind the Meter | Yes | Net Metered Residential | Pro Custom Solar dba Momentum Solar |  | PSE&G | Accepted | 2023-11-29 | 2024-01-02 | 2025-01-02 | Solar Panels | Â Q. PEAK DUO BLK-G10+400 | HANWHA |  | 0.4 | 7 | 305 | 40 |  | Fixed | Roof
NJADRE1555194987 | Administratively Determined Incentive Program | LODI | 7644 | 7 | 9.6 | Residential | Behind the Meter | Yes | Net Metered Residential | Pro Custom Solar dba Momentum Solar |  | PSE&G | Accepted | 2023-11-29 | 2024-01-02 | 2025-01-02 | Solar Panels | Â Q. PEAK DUO BLK-G10+400 | HANWHA |  | 0.4 | 3 | 35 | 14 |  | Fixed | Roof
NJADRE1555194987 | Administratively Determined Incentive Program | LODI | 7644 | 7 | 9.6 | Residential | Behind the Meter | Yes | Net Metered Residential | Pro Custom Solar dba Momentum Solar |  | PSE&G | Accepted | 2023-11-29 | 2024-01-02 | 2025-01-02 | Inverters | IQ8PLUS-72-2-US | ENPHASE | 290 |  | 24 |  |  | 0.97 |  | Outdoor
NJADRE1555195043 | Administratively Determined Incentive Program | WEST PATERSON BORO | 7424 | 6 | 3.24 | Residential | Behind the Meter | Yes | Net Metered Residential | Sunrun Installation Services, Inc. |  | PSE&G | Accepted | 2023-12-01 | 2024-01-05 | 2025-01-05 | Inverters | SOLAREDGE TECHNOLOGIES | SE3800H-USMN | 3800 |  | 1 |  |  | 0.99 |  | Outdoor | next to meter
NJADRE1555195043 | Administratively Determined Incentive Program | WEST PATERSON BORO | 7424 | 6 | 3.24 | Residential | Behind the Meter | Yes | Net Metered Residential | Sunrun Installation Services, Inc. |  | PSE&G | Accepted | 2023-12-01 | 2024-01-05 | 2025-01-05 | Solar Panels | Hanwha Q Cells | Q.PEAK DUO BLK ML-G10+ 405 |  | 0.405 | 4 | 202 | 34 |  | Fixed | Roof
NJADRE1555195043 | Administratively Determined Incentive Program | WEST PATERSON BORO | 7424 | 6 | 3.24 | Residential | Behind the Meter | Yes | Net Metered Residential | Sunrun Installation Services, Inc. |  | PSE&G | Accepted | 2023-12-01 | 2024-01-05 | 2025-01-05 | Solar Panels | Hanwha Q Cells | Q.PEAK DUO BLK ML-G10+ 405 |  | 0.405 | 4 | 202 | 34 |  | Fixed | Roof
NJADRE1555195053 | Administratively Determined Incentive Program | MONROE TOWNSHIP | 8831 | 11 | 5.2 | Residential | Behind the Meter | Yes | Net Metered Residential | Pro Custom Solar dba Momentum Solar |  | JCP&L | Accepted | 2023-11-29 | 2024-01-02 | 2025-01-02 | Solar Panels | Â Q. PEAK DUO BLK-G10+400 | hawnha |  | 0.4 | 7 | 230 | 31 |  | Fixed | Roof
NJADRE1555195053 | Administratively Determined Incentive Program | MONROE TOWNSHIP | 8831 | 11 | 5.2 | Residential | Behind the Meter | Yes | Net Metered Residential | Pro Custom Solar dba Momentum Solar |  | JCP&L | Accepted | 2023-11-29 | 2024-01-02 | 2025-01-02 | Solar Panels | Â Q. PEAK DUO BLK-G10+400 | hawnha |  | 0.4 | 6 | 50 | 32 |  | Fixed | Roof
NJADRE1555195053 | Administratively Determined Incentive Program | MONROE TOWNSHIP | 8831 | 11 | 5.2 | Residential | Behind the Meter | Yes | Net Metered Residential | Pro Custom Solar dba Momentum Solar |  | JCP&L | Accepted | 2023-11-29 | 2024-01-02 | 2025-01-02 | Inverters | IQ8PLUS-72-2-US | enphase | 290 |  | 13 |  |  | 0.97 |  | Outdoor
NJADRE1555195078 | Administratively Determined Incentive Program | HALEDON | 7508 | 6 | 5.88 | Residential | Behind the Meter | No | Net Metered Residential | EMT Renewables |  | PSE&G | Accepted | 2023-11-29 | 2024-01-02 | 2025-01-02 | Inverters | ENPHASE | IQ7x | 315 |  | 14 |  |  | 0.98 |  | Other | UNDER EACH PANEL
NJADRE1555195078 | Administratively Determined Incentive Program | HALEDON | 7508 | 6 | 5.88 | Residential | Behind the Meter | No | Net Metered Residential | EMT Renewables |  | PSE&G | Accepted | 2023-11-29 | 2024-01-02 | 2025-01-02 | Solar Panels | REC ALPHA | REC 420 |  | 0.42 | 8 | 253 | 24 |  | Fixed | Roof
NJADRE1555195078 | Administratively Determined Incentive Program | HALEDON | 7508 | 6 | 5.88 | Residential | Behind the Meter | No | Net Metered Residential | EMT Renewables |  | PSE&G | Accepted | 2023-11-29 | 2024-01-02 | 2025-01-02 | Solar Panels | REC ALPHA | REC 420 |  | 0.42 | 6 | 163 | 24 |  | Fixed | Roof
NJADRE1555195081 | Administratively Determined Incentive Program | WILDWOOD CREST | 8260 | 21 | 5.74 | Residential | Behind the Meter | No | Net Metered Residential | Sun Up Zero Down |  | AC Electric | Accepted | 2023-11-29 | 2024-01-02 | 2025-01-02 | Meters | Enphase | TBD |  |  | 1 |  |  |  | Yes
NJADRE1555195081 | Administratively Determined Incentive Program | WILDWOOD CREST | 8260 | 21 | 5.74 | Residential | Behind the Meter | No | Net Metered Residential | Sun Up Zero Down |  | AC Electric | Accepted | 2023-11-29 | 2024-01-02 | 2025-01-02 | Inverters | Enphase | IQ8PLUS-72-2-US | 290 |  | 14 |  |  | 0.976 |  | Outdoor
NJADRE1555195081 | Administratively Determined Incentive Program | WILDWOOD CREST | 8260 | 21 | 5.74 | Residential | Behind the Meter | No | Net Metered Residential | Sun Up Zero Down |  | AC Electric | Accepted | 2023-11-29 | 2024-01-02 | 2025-01-02 | Solar Panels | Trina | TSM-410-NE09RC.05 Vertex S+ |  | 0.41 | 14 | 227 | 30 |  | Fixed | Pole
NJADRE1555195084 | Administratively Determined Incentive Program | CARTERET | 7008 | 11 | 4.05 | Residential | Behind the Meter | No | Net Metered Residential | Big Wave Roofing and Solar LLC |  | PSE&G | Accepted | 2023-11-29 | 2024-01-03 | 2025-01-03 | Inverters | Enphase Energy Inc | IQ7PLUS-72-2-US | 2900 |  | 10 |  |  | 0.98 |  | Outside
NJADRE1555195084 | Administratively Determined Incentive Program | CARTERET | 7008 | 11 | 4.05 | Residential | Behind the Meter | No | Net Metered Residential | Big Wave Roofing and Solar LLC |  | PSE&G | Accepted | 2023-11-29 | 2024-01-03 | 2025-01-03 | Solar Panels | Qcells | Q.PEAK DUO BLK ML-G10 405 |  | 0.405 | 10 | 216 | 38 |  | Fixed | Roof
NJADRE1555195087 | Administratively Determined Incentive Program | Hamilton Township | 8610 | 12 | 10.53 | Residential | Behind the Meter | Yes | Net Metered Residential | SunnyMac LLC |  | PSE&G | Accepted | 2023-11-29 | 2024-01-02 | 2025-01-02 | Solar Panels | Q.PEAK DUO BLK ML-G10+ 405 | HANWHA |  | 0.405 | 6 | 81 | 20 |  | Fixed | Roof
NJADRE1555195087 | Administratively Determined Incentive Program | Hamilton Township | 8610 | 12 | 10.53 | Residential | Behind the Meter | Yes | Net Metered Residential | SunnyMac LLC |  | PSE&G | Accepted | 2023-11-29 | 2024-01-02 | 2025-01-02 | Solar Panels | Q.PEAK DUO BLK ML-G10+ 405 | HANWHA |  | 0.405 | 8 | 261 | 20 |  | Fixed | Roof
NJADRE1555195087 | Administratively Determined Incentive Program | Hamilton Township | 8610 | 12 | 10.53 | Residential | Behind the Meter | Yes | Net Metered Residential | SunnyMac LLC |  | PSE&G | Accepted | 2023-11-29 | 2024-01-02 | 2025-01-02 | Solar Panels | Q.PEAK DUO BLK ML-G10+ 405 | HANWHA |  | 0.405 | 12 | 171 | 22 |  | Fixed | Roof
NJADRE1555195087 | Administratively Determined Incentive Program | Hamilton Township | 8610 | 12 | 10.53 | Residential | Behind the Meter | Yes | Net Metered Residential | SunnyMac LLC |  | PSE&G | Accepted | 2023-11-29 | 2024-01-02 | 2025-01-02 | Inverters | SE7600H-US | SOLAREDGE | 7600 |  | 1 |  |  | 0.1 |  | Outdoor | next to meter
NJADRE1555195087 | Administratively Determined Incentive Program | Hamilton Township | 8610 | 12 | 10.53 | Residential | Behind the Meter | Yes | Net Metered Residential | SunnyMac LLC |  | PSE&G | Accepted | 2023-11-29 | 2024-01-02 | 2025-01-02 | Meters | SE-RGMTR-1D-240C-B | Solaredge |  |  | 1 |  |  |  | Yes | Outdoor
NJADRE1555195097 | Administratively Determined Incentive Program | PASSAIC | 7055 | 6 | 5.6 | Residential | Behind the Meter | Yes | Net Metered Residential | Pro Custom Solar dba Momentum Solar |  | PSE&G | Accepted | 2023-11-29 | 2024-01-02 | 2025-01-02 | Solar Panels | Â Q. PEAK DUO BLK-G10+400 | hawnha |  | 0.4 | 4 | 124 | 43 |  | Fixed | Roof
NJADRE1555195097 | Administratively Determined Incentive Program | PASSAIC | 7055 | 6 | 5.6 | Residential | Behind the Meter | Yes | Net Metered Residential | Pro Custom Solar dba Momentum Solar |  | PSE&G | Accepted | 2023-11-29 | 2024-01-02 | 2025-01-02 | Solar Panels | Â Q. PEAK DUO BLK-G10+400 | hanwha |  | 0.4 | 10 | 304 | 44 |  | Fixed | Roof
NJADRE1555195097 | Administratively Determined Incentive Program | PASSAIC | 7055 | 6 | 5.6 | Residential | Behind the Meter | Yes | Net Metered Residential | Pro Custom Solar dba Momentum Solar |  | PSE&G | Accepted | 2023-11-29 | 2024-01-02 | 2025-01-02 | Inverters | IQ8PLUS-72-2-US | enphase | 290 |  | 14 |  |  | 0.97 |  | Outdoor
NJADRE1555195100 | Administratively Determined Incentive Program | JERSEY CITY | 7305 | 8 | 6.79 | Residential | Behind the Meter | No | Net Metered Residential | Sunwise Energy LLC |  | PSE&G | Accepted | 2023-11-29 | 2024-01-02 | 2025-01-02 | Solar Panels | HANWHA Q CELLS | Q.PEAK DUO XL-G10.3 /BFG |  | 0.485 | 14 | 328 | 20 |  | Fixed | Roof
NJADRE1555195100 | Administratively Determined Incentive Program | JERSEY CITY | 7305 | 8 | 6.79 | Residential | Behind the Meter | No | Net Metered Residential | Sunwise Energy LLC |  | PSE&G | Accepted | 2023-11-29 | 2024-01-02 | 2025-01-02 | Inverters | ENPHASE ENERGY | IQ8A-72-2-US | 349 |  | 14 |  |  | 0.977 |  | Outside
NJADRE1555195138 | Administratively Determined Incentive Program | SOMERVILLE | 8876 | 5 | 5.67 | Residential | Behind the Meter | Yes | Net Metered Residential | SunnyMac LLC |  | PSE&G | Accepted | 2023-11-29 | 2024-01-02 | 2025-01-02 | Solar Panels | Q.PEAK DUO BLK ML-G10+ 405 | HANWHA |  | 0.405 | 14 | 196 | 23 |  | Fixed | Roof
NJADRE1555195138 | Administratively Determined Incentive Program | SOMERVILLE | 8876 | 5 | 5.67 | Residential | Behind the Meter | Yes | Net Metered Residential | SunnyMac LLC |  | PSE&G | Accepted | 2023-11-29 | 2024-01-02 | 2025-01-02 | Inverters | SE5000H-US | SOLAREDGE | 5000 |  | 1 |  |  | 0.1 |  | Outdoor | next to meter
NJADRE1555195138 | Administratively Determined Incentive Program | SOMERVILLE | 8876 | 5 | 5.67 | Residential | Behind the Meter | Yes | Net Metered Residential | SunnyMac LLC |  | PSE&G | Accepted | 2023-11-29 | 2024-01-02 | 2025-01-02 | Meters | SE-RGMTR-1D-240C-B | Solaredge |  |  | 1 |  |  |  | Yes | Outdoor
NJADRE1555195151 | Administratively Determined Incentive Program | BROWNS MILLS | 8015 | 13 | 7.29 | Residential | Behind the Meter | Yes | Net Metered Residential | Big Wave Roofing and Solar LLC |  | JCP&L | Accepted | 2023-11-29 | 2024-01-03 | 2025-01-03 | Inverters | Enphase Energy Inc | IQ7PLUS-72-2-US | 290 |  | 18 |  |  | 0.98 |  | Outside
NJADRE1555195151 | Administratively Determined Incentive Program | BROWNS MILLS | 8015 | 13 | 7.29 | Residential | Behind the Meter | Yes | Net Metered Residential | Big Wave Roofing and Solar LLC |  | JCP&L | Accepted | 2023-11-29 | 2024-01-03 | 2025-01-03 | Solar Panels | Qcells | Q.PEAK DUO BLK ML-G10+ 405 |  | 0.405 | 18 | 197 | 20 |  | Fixed | Roof
NJADRE1555195166 | Administratively Determined Incentive Program | WHITING | 8759 | 18 | 14.58 | Residential | Behind the Meter | Yes | Net Metered Residential | Big Wave Roofing and Solar LLC |  | JCP&L | Accepted | 2023-11-29 | 2024-01-02 | 2025-01-02 | Inverters | Enphase Energy Inc | IQ7PLUS-72-2-US | 290 |  | 36 |  |  | 0.98 |  | Outside
NJADRE1555195166 | Administratively Determined Incentive Program | WHITING | 8759 | 18 | 14.58 | Residential | Behind the Meter | Yes | Net Metered Residential | Big Wave Roofing and Solar LLC |  | JCP&L | Accepted | 2023-11-29 | 2024-01-02 | 2025-01-02 | Solar Panels | Qcells | Q.PEAK DUO BLK ML-G10+ 405 |  | 0.405 | 21 | 262 | 16 |  | Fixed | Roof
NJADRE1555195166 | Administratively Determined Incentive Program | WHITING | 8759 | 18 | 14.58 | Residential | Behind the Meter | Yes | Net Metered Residential | Big Wave Roofing and Solar LLC |  | JCP&L | Accepted | 2023-11-29 | 2024-01-02 | 2025-01-02 | Solar Panels | Qcells | Q.PEAK DUO BLK ML-G10+ 405 |  | 0.405 | 15 | 82 | 16 |  | Fixed | Roof
NJADRE1555195177 | Administratively Determined Incentive Program | NEWARK | 7103 | 9 | 7.6 | Residential | Behind the Meter | Yes | Net Metered Residential | Pro Custom Solar dba Momentum Solar |  | PSE&G | Accepted | 2023-11-29 | 2024-01-02 | 2025-01-02 | Solar Panels | HANWHA | Q. PEAK DUO BLK ML-G10+400 |  | 0.4 | 19 | 106 | 23 |  | Fixed | Roof
NJADRE1555195177 | Administratively Determined Incentive Program | NEWARK | 7103 | 9 | 7.6 | Residential | Behind the Meter | Yes | Net Metered Residential | Pro Custom Solar dba Momentum Solar |  | PSE&G | Accepted | 2023-11-29 | 2024-01-02 | 2025-01-02 | Inverters | ENPHASE | IQ8PLUS-72-2-US | 290 |  | 19 |  |  | 0.97 |  | Outdoor
NJADRE1555195189 | Administratively Determined Incentive Program | ROSELLE | 7203 | 10 | 4.05 | Residential | Behind the Meter | No | Net Metered Residential | EMT Renewables |  | PSE&G | Accepted | 2023-11-29 | 2024-01-02 | 2025-01-02 | Inverters | ENPHASE | IQ8+ | 290 |  | 10 |  |  | 0.98 |  | Other | UNDER EACH PANEL
NJADRE1555195189 | Administratively Determined Incentive Program | ROSELLE | 7203 | 10 | 4.05 | Residential | Behind the Meter | No | Net Metered Residential | EMT Renewables |  | PSE&G | Accepted | 2023-11-29 | 2024-01-02 | 2025-01-02 | Solar Panels | Q CELLS | Q PEAK DUO BLK |  | 0.405 | 6 | 156 | 36 |  | Fixed | Roof
NJADRE1555195189 | Administratively Determined Incentive Program | ROSELLE | 7203 | 10 | 4.05 | Residential | Behind the Meter | No | Net Metered Residential | EMT Renewables |  | PSE&G | Accepted | 2023-11-29 | 2024-01-02 | 2025-01-02 | Solar Panels | Q CELLS | Q PEAK DUO BLK |  | 0.405 | 4 | 156 | 13 |  | Fixed | Roof
NJADRE1555195212 | Administratively Determined Incentive Program | OLD BRIDGE | 8857 | 11 | 12.15 | Residential | Behind the Meter | No | Net Metered Residential | Tesla Energy Operations Inc |  | JCP&L | Accepted | 2023-11-29 | 2024-01-02 | 2025-01-02 | Solar Panels | Hanwha | Q.PEAK DUO BLK ML-G10+/TS 405 |  | 0.405 | 6 | 38 | 41 |  | Fixed | Roof
NJADRE1555195212 | Administratively Determined Incentive Program | OLD BRIDGE | 8857 | 11 | 12.15 | Residential | Behind the Meter | No | Net Metered Residential | Tesla Energy Operations Inc |  | JCP&L | Accepted | 2023-11-29 | 2024-01-02 | 2025-01-02 | Solar Panels | Hanwha | Q.PEAK DUO BLK ML-G10+/TS 405 |  | 0.405 | 18 | 128 | 36 |  | Fixed | Roof
NJADRE1555195212 | Administratively Determined Incentive Program | OLD BRIDGE | 8857 | 11 | 12.15 | Residential | Behind the Meter | No | Net Metered Residential | Tesla Energy Operations Inc |  | JCP&L | Accepted | 2023-11-29 | 2024-01-02 | 2025-01-02 | Solar Panels | Hanwha | Q.PEAK DUO BLK ML-G10+/TS 405 |  | 0.405 | 6 | 217 | 41 |  | Fixed | Roof
NJADRE1555195212 | Administratively Determined Incentive Program | OLD BRIDGE | 8857 | 11 | 12.15 | Residential | Behind the Meter | No | Net Metered Residential | Tesla Energy Operations Inc |  | JCP&L | Accepted | 2023-11-29 | 2024-01-02 | 2025-01-02 | Inverters | Tesla | 1538000-45-A | 7600 |  | 1 |  |  | 0.986 |  | Outdoor
NJADRE1555195212 | Administratively Determined Incentive Program | OLD BRIDGE | 8857 | 11 | 12.15 | Residential | Behind the Meter | No | Net Metered Residential | Tesla Energy Operations Inc |  | JCP&L | Accepted | 2023-11-29 | 2024-01-02 | 2025-01-02 | Inverters | Tesla | 1538000-45-A | 5000 |  | 1 |  |  | 0.986 |  | Outdoor
NJADRE1555195216 | Administratively Determined Incentive Program | JERSEY CITY | 7305 | 8 | 10 | Residential | Behind the Meter | Yes | Net Metered Residential | Pro Custom Solar dba Momentum Solar |  | PSE&G | Accepted | 2023-11-29 | 2024-01-02 | 2025-01-02 | Solar Panels | Â Q. PEAK DUO BLK-G10+400 | hanwha |  | 0.4 | 12 | 310 | 32 |  | Fixed | Roof
NJADRE1555195216 | Administratively Determined Incentive Program | JERSEY CITY | 7305 | 8 | 10 | Residential | Behind the Meter | Yes | Net Metered Residential | Pro Custom Solar dba Momentum Solar |  | PSE&G | Accepted | 2023-11-29 | 2024-01-02 | 2025-01-02 | Solar Panels | Â Q. PEAK DUO BLK-G10+400 | hawnha |  | 0.4 | 13 | 130 | 32 |  | Fixed | Roof
NJADRE1555195216 | Administratively Determined Incentive Program | JERSEY CITY | 7305 | 8 | 10 | Residential | Behind the Meter | Yes | Net Metered Residential | Pro Custom Solar dba Momentum Solar |  | PSE&G | Accepted | 2023-11-29 | 2024-01-02 | 2025-01-02 | Inverters | IQ8PLUS-72-2-US | enphase | 290 |  | 25 |  |  | 0.97 |  | Outdoor
NJADRE1555195241 | Administratively Determined Incentive Program | SICKLERVILLE | 8081 | 14 | 6.48 | Residential | Behind the Meter | Yes | Net Metered Residential | Pro Custom Solar dba Momentum Solar |  | AC Electric | Accepted | 2023-11-29 | 2024-01-02 | 2025-01-02 | Solar Panels | HANWHA | Q. PEAK DUO BLK ML-G10+405 |  | 0.405 | 16 | 307 | 19 |  | Fixed | Roof
NJADRE1555195241 | Administratively Determined Incentive Program | SICKLERVILLE | 8081 | 14 | 6.48 | Residential | Behind the Meter | Yes | Net Metered Residential | Pro Custom Solar dba Momentum Solar |  | AC Electric | Accepted | 2023-11-29 | 2024-01-02 | 2025-01-02 | Inverters | ENPHASE | IQ8PLUS-72-2-US | 290 |  | 16 |  |  | 0.97 |  | Outdoor
NJADRE1555195263 | Administratively Determined Incentive Program | BERLIN | 8009 | 14 | 14.58 | Residential | Behind the Meter | Yes | Net Metered Residential | Big Wave Roofing and Solar LLC |  | AC Electric | Accepted | 2023-11-29 | 2024-01-02 | 2025-01-02 | Inverters | Enphase Energy Inc | IQ7PLUS-72-2-US | 290 |  | 36 |  |  | 0.98 |  | Outside
NJADRE1555195263 | Administratively Determined Incentive Program | BERLIN | 8009 | 14 | 14.58 | Residential | Behind the Meter | Yes | Net Metered Residential | Big Wave Roofing and Solar LLC |  | AC Electric | Accepted | 2023-11-29 | 2024-01-02 | 2025-01-02 | Solar Panels | Qcells | Q.PEAK DUO BLK ML-G10+ 405 |  | 0.405 | 14 | 64 | 28 |  | Fixed | Roof
NJADRE1555195263 | Administratively Determined Incentive Program | BERLIN | 8009 | 14 | 14.58 | Residential | Behind the Meter | Yes | Net Metered Residential | Big Wave Roofing and Solar LLC |  | AC Electric | Accepted | 2023-11-29 | 2024-01-02 | 2025-01-02 | Solar Panels | Qcells | Q.PEAK DUO BLK ML-G10+ 405 |  | 0.405 | 10 | 244 | 28 |  | Fixed | Roof
NJADRE1555195263 | Administratively Determined Incentive Program | BERLIN | 8009 | 14 | 14.58 | Residential | Behind the Meter | Yes | Net Metered Residential | Big Wave Roofing and Solar LLC |  | AC Electric | Accepted | 2023-11-29 | 2024-01-02 | 2025-01-02 | Solar Panels | Qcells | Q.PEAK DUO BLK ML-G10+ 405 |  | 0.405 | 12 | 154 | 28 |  | Fixed | Roof
NJADRE1555195265 | Administratively Determined Incentive Program | JERSEY CITY | 7305 | 8 | 3.6 | Residential | Behind the Meter | Yes | Net Metered Residential | Pro Custom Solar dba Momentum Solar |  | PSE&G | Accepted | 2023-11-29 | 2024-01-02 | 2025-01-02 | Solar Panels | Â Q. PEAK DUO BLK-G10+400 | hawnha |  | 0.4 | 3 | 310 | 32 |  | Fixed | Roof
NJADRE1555195265 | Administratively Determined Incentive Program | JERSEY CITY | 7305 | 8 | 3.6 | Residential | Behind the Meter | Yes | Net Metered Residential | Pro Custom Solar dba Momentum Solar |  | PSE&G | Accepted | 2023-11-29 | 2024-01-02 | 2025-01-02 | Solar Panels | Â Q. PEAK DUO BLK-G10+400 | hanwha |  | 0.4 | 6 | 130 | 32 |  | Fixed | Roof
NJADRE1555195265 | Administratively Determined Incentive Program | JERSEY CITY | 7305 | 8 | 3.6 | Residential | Behind the Meter | Yes | Net Metered Residential | Pro Custom Solar dba Momentum Solar |  | PSE&G | Accepted | 2023-11-29 | 2024-01-02 | 2025-01-02 | Inverters | IQ8PLUS-72-2-US | enphase | 290 |  | 9 |  |  | 0.97 |  | Outdoor
NJADRE1555195280 | Administratively Determined Incentive Program | RIVERSIDE TWP | 8075 | 13 | 16.61 | Residential | Behind the Meter | No | Net Metered Residential | Tesla Energy Operations Inc |  | PSE&G | Accepted | 2023-11-29 | 2024-01-02 | 2025-01-02 | Solar Panels | Hanwha | Q.PEAK DUO BLK ML-G10+/TS 405 |  | 0.405 | 22 | 31 | 23 |  | Fixed | Roof
NJADRE1555195280 | Administratively Determined Incentive Program | RIVERSIDE TWP | 8075 | 13 | 16.61 | Residential | Behind the Meter | No | Net Metered Residential | Tesla Energy Operations Inc |  | PSE&G | Accepted | 2023-11-29 | 2024-01-02 | 2025-01-02 | Solar Panels | Hanwha | Q.PEAK DUO BLK ML-G10+/TS 405 |  | 0.405 | 19 | 211 | 23 |  | Fixed | Roof
NJADRE1555195280 | Administratively Determined Incentive Program | RIVERSIDE TWP | 8075 | 13 | 16.61 | Residential | Behind the Meter | No | Net Metered Residential | Tesla Energy Operations Inc |  | PSE&G | Accepted | 2023-11-29 | 2024-01-02 | 2025-01-02 | Inverters | #1850000-00-C | Tesla | 7600 |  | 2 |  |  | 0.986 |  | Outdoor
NJADRE1555195280 | Administratively Determined Incentive Program | RIVERSIDE TWP | 8075 | 13 | 16.61 | Residential | Behind the Meter | No | Net Metered Residential | Tesla Energy Operations Inc |  | PSE&G | Accepted | 2023-11-29 | 2024-01-02 | 2025-01-02 | Electric Storage Battery | Tesla | AC Powerwall 2.0 |  |  | 2 |  |  |  | Lithium Ion |  | OUTSIDE
NJADRE1555195320 | Administratively Determined Incentive Program | SICKLERVILLE | 8081 | 14 | 5.2 | Residential | Behind the Meter | Yes | Net Metered Residential | Pro Custom Solar dba Momentum Solar |  | AC Electric | Accepted | 2023-11-29 | 2024-01-02 | 2025-01-02 | Solar Panels | Â Q. PEAK DUO BLK-G10+400 | HANWHA |  | 0.4 | 13 | 129 | 30 |  | Fixed | Roof
NJADRE1555195320 | Administratively Determined Incentive Program | SICKLERVILLE | 8081 | 14 | 5.2 | Residential | Behind the Meter | Yes | Net Metered Residential | Pro Custom Solar dba Momentum Solar |  | AC Electric | Accepted | 2023-11-29 | 2024-01-02 | 2025-01-02 | Inverters | IQ8PLUS-72-2-US | ENPHASE | 290 |  | 13 |  |  | 0.97 |  | Outdoor
NJADRE1555195328 | Administratively Determined Incentive Program | ISELIN | 8830 | 11 | 7.7 | Residential | Behind the Meter | No | Net Metered Residential | Tesla Energy Operations Inc |  | PSE&G | Accepted | 2023-11-29 | 2024-01-02 | 2025-01-02 | Inverters | Tesla | 1850000-00-C | 7600 |  | 1 |  |  | 0.98 |  | Outside
NJADRE1555195328 | Administratively Determined Incentive Program | ISELIN | 8830 | 11 | 7.7 | Residential | Behind the Meter | No | Net Metered Residential | Tesla Energy Operations Inc |  | PSE&G | Accepted | 2023-11-29 | 2024-01-02 | 2025-01-02 | Solar Panels | Hanwha | Q.PEAK DUO BLK ML-G10+/TS 405 |  | 0.405 | 7 | 179 | 34 |  | Fixed | Roof
NJADRE1555195328 | Administratively Determined Incentive Program | ISELIN | 8830 | 11 | 7.7 | Residential | Behind the Meter | No | Net Metered Residential | Tesla Energy Operations Inc |  | PSE&G | Accepted | 2023-11-29 | 2024-01-02 | 2025-01-02 | Solar Panels | Hanwha | Q.PEAK DUO BLK ML-G10+/TS 405 |  | 0.405 | 4 | 359 | 34 |  | Fixed | Roof
NJADRE1555195328 | Administratively Determined Incentive Program | ISELIN | 8830 | 11 | 7.7 | Residential | Behind the Meter | No | Net Metered Residential | Tesla Energy Operations Inc |  | PSE&G | Accepted | 2023-11-29 | 2024-01-02 | 2025-01-02 | Solar Panels | Hanwha | Q.PEAK DUO BLK ML-G10+/TS 405 |  | 0.405 | 8 | 89 | 34 |  | Fixed | Roof
NJADRE1555195328 | Administratively Determined Incentive Program | ISELIN | 8830 | 11 | 7.7 | Residential | Behind the Meter | No | Net Metered Residential | Tesla Energy Operations Inc |  | PSE&G | Accepted | 2023-11-29 | 2024-01-02 | 2025-01-02 | Electric Storage Battery | Tesla | AC Powerwall 2.0 |  |  | 2 |  |  |  | Lithium Ion |  | Outside
NJADRE1555195332 | Administratively Determined Incentive Program | MILLVILLE | 8332 | 20 | 10.53 | Residential | Behind the Meter | Yes | Net Metered Residential | EMT Renewables |  | AC Electric | Accepted | 2023-11-29 | 2024-01-02 | 2025-01-02 | Inverters | ENPHASE | IQ8+ | 290 |  | 26 |  |  | 0.98 |  | Other | UNDER EACH PANEL
NJADRE1555195332 | Administratively Determined Incentive Program | MILLVILLE | 8332 | 20 | 10.53 | Residential | Behind the Meter | Yes | Net Metered Residential | EMT Renewables |  | AC Electric | Accepted | 2023-11-29 | 2024-01-02 | 2025-01-02 | Solar Panels | Q CELLS | Q PEAK DUO BLK |  | 0.405 | 5 | 202 | 15 |  | Fixed | Roof
NJADRE1555195332 | Administratively Determined Incentive Program | MILLVILLE | 8332 | 20 | 10.53 | Residential | Behind the Meter | Yes | Net Metered Residential | EMT Renewables |  | AC Electric | Accepted | 2023-11-29 | 2024-01-02 | 2025-01-02 | Solar Panels | Q CELLS | Q PEAK DUO BLK |  | 0.405 | 15 | 112 | 18 |  | Fixed | Roof
NJADRE1555195332 | Administratively Determined Incentive Program | MILLVILLE | 8332 | 20 | 10.53 | Residential | Behind the Meter | Yes | Net Metered Residential | EMT Renewables |  | AC Electric | Accepted | 2023-11-29 | 2024-01-02 | 2025-01-02 | Solar Panels | Q CELLS | Q PEAK DUO BLK |  | 0.405 | 2 | 292 | 18 |  | Fixed | Roof
NJADRE1555195332 | Administratively Determined Incentive Program | MILLVILLE | 8332 | 20 | 10.53 | Residential | Behind the Meter | Yes | Net Metered Residential | EMT Renewables |  | AC Electric | Accepted | 2023-11-29 | 2024-01-02 | 2025-01-02 | Solar Panels | Q CELLS | Q PEAK DUO BLK |  | 0.405 | 4 | 22 | 15 |  | Fixed | Roof
NJADRE1555195333 | Administratively Determined Incentive Program | NEWARK | 7104 | 9 | 8 | Residential | Behind the Meter | Yes | Net Metered Residential | Pro Custom Solar dba Momentum Solar |  | PSE&G | Accepted | 2023-11-29 | 2024-01-02 | 2025-01-02 | Solar Panels | HANWHA | Q. PEAK DUO BLK ML-G10+400 |  | 0.4 | 20 | 99 | 2 |  | Fixed | Roof
NJADRE1555195333 | Administratively Determined Incentive Program | NEWARK | 7104 | 9 | 8 | Residential | Behind the Meter | Yes | Net Metered Residential | Pro Custom Solar dba Momentum Solar |  | PSE&G | Accepted | 2023-11-29 | 2024-01-02 | 2025-01-02 | Inverters | ENPHASE | IQ8PLUS-72-2-US | 290 |  | 20 |  |  | 0.97 |  | Outdoor
NJADRE1555195466 | Administratively Determined Incentive Program | FLEMINGTON | 8822 | 4 | 12.96 | Residential | Behind the Meter | No | Net Metered Residential | Infinity Solar Systems |  | JCP&L | Accepted | 2023-11-29 | 2024-01-02 | 2025-01-02 | Inverters | Enphase | IQ8PLUS-72-2-US | 290 |  | 32 |  |  | 0.97 |  | Outdoor
NJADRE1555195466 | Administratively Determined Incentive Program | FLEMINGTON | 8822 | 4 | 12.96 | Residential | Behind the Meter | No | Net Metered Residential | Infinity Solar Systems |  | JCP&L | Accepted | 2023-11-29 | 2024-01-02 | 2025-01-02 | Solar Panels | REC Solar | REC405AA Black |  | 0.405 | 7 | 214 | 18 |  | Fixed | Roof
NJADRE1555195466 | Administratively Determined Incentive Program | FLEMINGTON | 8822 | 4 | 12.96 | Residential | Behind the Meter | No | Net Metered Residential | Infinity Solar Systems |  | JCP&L | Accepted | 2023-11-29 | 2024-01-02 | 2025-01-02 | Solar Panels | REC Solar | REC405AA Black |  | 0.405 | 10 | 34 | 18 |  | Fixed | Roof
NJADRE1555195466 | Administratively Determined Incentive Program | FLEMINGTON | 8822 | 4 | 12.96 | Residential | Behind the Meter | No | Net Metered Residential | Infinity Solar Systems |  | JCP&L | Accepted | 2023-11-29 | 2024-01-02 | 2025-01-02 | Solar Panels | REC Solar | REC405AA Black |  | 0.405 | 8 | 124 | 18 |  | Fixed | Roof
NJADRE1555195466 | Administratively Determined Incentive Program | FLEMINGTON | 8822 | 4 | 12.96 | Residential | Behind the Meter | No | Net Metered Residential | Infinity Solar Systems |  | JCP&L | Accepted | 2023-11-29 | 2024-01-02 | 2025-01-02 | Solar Panels | REC Solar | REC405AA Black |  | 0.405 | 2 | 214 | 18 |  | Fixed | Roof
NJADRE1555195466 | Administratively Determined Incentive Program | FLEMINGTON | 8822 | 4 | 12.96 | Residential | Behind the Meter | No | Net Metered Residential | Infinity Solar Systems |  | JCP&L | Accepted | 2023-11-29 | 2024-01-02 | 2025-01-02 | Solar Panels | REC Solar | REC405AA Black |  | 0.405 | 5 | 124 | 18 |  | Fixed | Roof
NJADRE1555195781 | Administratively Determined Incentive Program | MARLTON | 8053 | 13 | 13.6 | Residential | Behind the Meter | Yes | Net Metered Residential | Pro Custom Solar dba Momentum Solar |  | PSE&G | Accepted | 2023-11-29 | 2024-01-02 | 2025-01-02 | Solar Panels | Â Q. PEAK DUO BLK-G10+400 | hanwha |  | 0.4 | 9 | 273 | 20 |  | Fixed | Roof
NJADRE1555195781 | Administratively Determined Incentive Program | MARLTON | 8053 | 13 | 13.6 | Residential | Behind the Meter | Yes | Net Metered Residential | Pro Custom Solar dba Momentum Solar |  | PSE&G | Accepted | 2023-11-29 | 2024-01-02 | 2025-01-02 | Solar Panels | Â Q. PEAK DUO BLK-G10+400 | hanwha |  | 0.4 | 12 | 272 | 20 |  | Fixed | Roof
NJADRE1555195781 | Administratively Determined Incentive Program | MARLTON | 8053 | 13 | 13.6 | Residential | Behind the Meter | Yes | Net Metered Residential | Pro Custom Solar dba Momentum Solar |  | PSE&G | Accepted | 2023-11-29 | 2024-01-02 | 2025-01-02 | Solar Panels | Â Q. PEAK DUO BLK-G10+400 | hawnha |  | 0.4 | 10 | 92 | 22 |  | Fixed | Roof
NJADRE1555195781 | Administratively Determined Incentive Program | MARLTON | 8053 | 13 | 13.6 | Residential | Behind the Meter | Yes | Net Metered Residential | Pro Custom Solar dba Momentum Solar |  | PSE&G | Accepted | 2023-11-29 | 2024-01-02 | 2025-01-02 | Solar Panels | Â Q. PEAK DUO BLK-G10+400 | hawnha |  | 0.4 | 3 | 93 | 20 |  | Fixed | Roof
NJADRE1555195781 | Administratively Determined Incentive Program | MARLTON | 8053 | 13 | 13.6 | Residential | Behind the Meter | Yes | Net Metered Residential | Pro Custom Solar dba Momentum Solar |  | PSE&G | Accepted | 2023-11-29 | 2024-01-02 | 2025-01-02 | Inverters | IQ8PLUS-72-2-US | enphase | 290 |  | 34 |  |  | 0.97 |  | Outdoor
NJADRE1555195817 | Administratively Determined Incentive Program | South Brunswick Township | 8852 | 11 | 12.15 | Residential | Behind the Meter | No | Net Metered Residential | Tesla Energy Operations Inc |  | PSE&G | Accepted | 2023-11-29 | 2024-01-02 | 2025-01-02 | Solar Panels | Hanwha | Q.PEAK DUO BLK ML-G10+/TS 405 |  | 0.405 | 13 | 190 | 27 |  | Fixed | Roof
NJADRE1555195817 | Administratively Determined Incentive Program | South Brunswick Township | 8852 | 11 | 12.15 | Residential | Behind the Meter | No | Net Metered Residential | Tesla Energy Operations Inc |  | PSE&G | Accepted | 2023-11-29 | 2024-01-02 | 2025-01-02 | Solar Panels | Hanwha | Q.PEAK DUO BLK ML-G10+/TS 405 |  | 0.405 | 6 | 100 | 27 |  | Fixed | Roof
NJADRE1555195817 | Administratively Determined Incentive Program | South Brunswick Township | 8852 | 11 | 12.15 | Residential | Behind the Meter | No | Net Metered Residential | Tesla Energy Operations Inc |  | PSE&G | Accepted | 2023-11-29 | 2024-01-02 | 2025-01-02 | Solar Panels | Hanwha | Q.PEAK DUO BLK ML-G10+/TS 405 |  | 0.405 | 6 | 280 | 27 |  | Fixed | Roof
NJADRE1555195817 | Administratively Determined Incentive Program | South Brunswick Township | 8852 | 11 | 12.15 | Residential | Behind the Meter | No | Net Metered Residential | Tesla Energy Operations Inc |  | PSE&G | Accepted | 2023-11-29 | 2024-01-02 | 2025-01-02 | Solar Panels | Hanwha | Q.PEAK DUO BLK ML-G10+/TS 405 |  | 0.405 | 2 | 100 | 27 |  | Fixed | Roof
NJADRE1555195817 | Administratively Determined Incentive Program | South Brunswick Township | 8852 | 11 | 12.15 | Residential | Behind the Meter | No | Net Metered Residential | Tesla Energy Operations Inc |  | PSE&G | Accepted | 2023-11-29 | 2024-01-02 | 2025-01-02 | Solar Panels | Hanwha | Q.PEAK DUO BLK ML-G10+/TS 405 |  | 0.405 | 3 | 190 | 27 |  | Fixed | Roof
NJADRE1555195817 | Administratively Determined Incentive Program | South Brunswick Township | 8852 | 11 | 12.15 | Residential | Behind the Meter | No | Net Metered Residential | Tesla Energy Operations Inc |  | PSE&G | Accepted | 2023-11-29 | 2024-01-02 | 2025-01-02 | Inverters | Tesla | 1538000-45-A | 5700 |  | 1 |  |  | 0.986 |  | Outdoor
NJADRE1555195817 | Administratively Determined Incentive Program | South Brunswick Township | 8852 | 11 | 12.15 | Residential | Behind the Meter | No | Net Metered Residential | Tesla Energy Operations Inc |  | PSE&G | Accepted | 2023-11-29 | 2024-01-02 | 2025-01-02 | Inverters | Tesla | 1538000-45-A | 5000 |  | 1 |  |  | 0.986 |  | Outdoor
NJADRE1555195829 | Administratively Determined Incentive Program | ATLANTIC CITY | 8401 | 19 | 4.86 | Residential | Behind the Meter | Yes | Net Metered Residential | Sunrun Installation Services, Inc. |  | AC Electric | Accepted | 2023-11-29 | 2024-01-02 | 2025-01-02 | Solar Panels | Hanwha Q-Cells | Q.PEAK DUO BLK ML-G10+ 405 |  | 0.405 | 7 | 59 | 25 |  | Fixed | Roof
NJADRE1555195829 | Administratively Determined Incentive Program | ATLANTIC CITY | 8401 | 19 | 4.86 | Residential | Behind the Meter | Yes | Net Metered Residential | Sunrun Installation Services, Inc. |  | AC Electric | Accepted | 2023-11-29 | 2024-01-02 | 2025-01-02 | Solar Panels | Hanwha Q-Cells | Q.PEAK DUO BLK ML-G10+ 405 |  | 0.405 | 5 | 239 | 27 |  | Fixed | Roof
NJADRE1555195829 | Administratively Determined Incentive Program | ATLANTIC CITY | 8401 | 19 | 4.86 | Residential | Behind the Meter | Yes | Net Metered Residential | Sunrun Installation Services, Inc. |  | AC Electric | Accepted | 2023-11-29 | 2024-01-02 | 2025-01-02 | Inverters | SolarEdge Technologies | SE3800H-USMN | 3800 |  | 1 |  |  | 0.98 |  | Outdoor
NJADRE1555195833 | Administratively Determined Incentive Program | CLEMENTON | 8021 | 14 | 14 | Residential | Behind the Meter | Yes | Net Metered Residential | Pro Custom Solar dba Momentum Solar |  | AC Electric | Accepted | 2023-11-29 | 2024-01-02 | 2025-01-02 | Solar Panels | Â Q. PEAK DUO BLK-G10+400 | hanwha |  | 0.4 | 22 | 171 | 27 |  | Fixed | Roof
NJADRE1555195833 | Administratively Determined Incentive Program | CLEMENTON | 8021 | 14 | 14 | Residential | Behind the Meter | Yes | Net Metered Residential | Pro Custom Solar dba Momentum Solar |  | AC Electric | Accepted | 2023-11-29 | 2024-01-02 | 2025-01-02 | Solar Panels | Â Q. PEAK DUO BLK-G10+400 | hawnha |  | 0.4 | 13 | 351 | 27 |  | Fixed | Roof
NJADRE1555195833 | Administratively Determined Incentive Program | CLEMENTON | 8021 | 14 | 14 | Residential | Behind the Meter | Yes | Net Metered Residential | Pro Custom Solar dba Momentum Solar |  | AC Electric | Accepted | 2023-11-29 | 2024-01-02 | 2025-01-02 | Inverters | IQ8PLUS-72-2-US | enphase | 290 |  | 35 |  |  | 0.97 |  | Outdoor
NJADRE1555195851 | Administratively Determined Incentive Program | UNION TWP UNI | 7083 | 10 | 8.91 | Residential | Behind the Meter | No | Net Metered Residential | EMT Renewables |  | PSE&G | Accepted | 2023-11-29 | 2024-01-02 | 2025-01-02 | Inverters | ENPHASE | IQ8+ | 290 |  | 22 |  |  | 0.98 |  | Other | UNDER EACH PANEL
NJADRE1555195851 | Administratively Determined Incentive Program | UNION TWP UNI | 7083 | 10 | 8.91 | Residential | Behind the Meter | No | Net Metered Residential | EMT Renewables |  | PSE&G | Accepted | 2023-11-29 | 2024-01-02 | 2025-01-02 | Solar Panels | Q CELLS | Q PEAK DUO BLK |  | 0.405 | 19 | 128 | 24 |  | Fixed | Roof
NJADRE1555195851 | Administratively Determined Incentive Program | UNION TWP UNI | 7083 | 10 | 8.91 | Residential | Behind the Meter | No | Net Metered Residential | EMT Renewables |  | PSE&G | Accepted | 2023-11-29 | 2024-01-02 | 2025-01-02 | Solar Panels | Q CELLS | Q PEAK DUO BLK |  | 0.405 | 3 | 308 | 18 |  | Fixed | Roof
NJADRE1555195858 | Administratively Determined Incentive Program | CLEMENTON | 8021 | 14 | 6 | Residential | Behind the Meter | No | Net Metered Residential | Tesla Energy Operations Inc |  | AC Electric | Accepted | 2023-11-29 | 2024-01-02 | 2025-01-02 | Inverters | Tesla | 1850000-00-C | 7600 |  | 1 |  |  | 0.98 |  | Outside
NJADRE1555195858 | Administratively Determined Incentive Program | CLEMENTON | 8021 | 14 | 6 | Residential | Behind the Meter | No | Net Metered Residential | Tesla Energy Operations Inc |  | AC Electric | Accepted | 2023-11-29 | 2024-01-02 | 2025-01-02 | Solar Panels | Hanwha | Q.PEAK DUO BLK ML-G10+/TS 400 |  | 0.4 | 2 | 336 | 20 |  | Fixed | Roof
NJADRE1555195858 | Administratively Determined Incentive Program | CLEMENTON | 8021 | 14 | 6 | Residential | Behind the Meter | No | Net Metered Residential | Tesla Energy Operations Inc |  | AC Electric | Accepted | 2023-11-29 | 2024-01-02 | 2025-01-02 | Solar Panels | Hanwha | Q.PEAK DUO BLK ML-G10+/TS 400 |  | 0.4 | 7 | 336 | 20 |  | Fixed | Roof
NJADRE1555195858 | Administratively Determined Incentive Program | CLEMENTON | 8021 | 14 | 6 | Residential | Behind the Meter | No | Net Metered Residential | Tesla Energy Operations Inc |  | AC Electric | Accepted | 2023-11-29 | 2024-01-02 | 2025-01-02 | Solar Panels | Hanwha | Q.PEAK DUO BLK ML-G10+/TS 400 |  | 0.4 | 6 | 156 | 20 |  | Fixed | Roof
NJADRE1555195858 | Administratively Determined Incentive Program | CLEMENTON | 8021 | 14 | 6 | Residential | Behind the Meter | No | Net Metered Residential | Tesla Energy Operations Inc |  | AC Electric | Accepted | 2023-11-29 | 2024-01-02 | 2025-01-02 | Electric Storage Battery | Tesla | AC Powerwall 2.0 |  |  | 1 |  |  |  | Lithium Ion |  | Outside
NJADRE1555195867 | Administratively Determined Incentive Program | PLAINFIELD | 7060 | 10 | 10.53 | Residential | Behind the Meter | No | Net Metered Residential | Powur, PBC |  | PSE&G | Accepted | 2023-11-29 | 2024-01-02 | 2025-01-02 | Solar Panels | Rec Solar | REC405AA PURE |  | 0.405 | 2 | 312 | 30 |  | Fixed | Roof
NJADRE1555195867 | Administratively Determined Incentive Program | PLAINFIELD | 7060 | 10 | 10.53 | Residential | Behind the Meter | No | Net Metered Residential | Powur, PBC |  | PSE&G | Accepted | 2023-11-29 | 2024-01-02 | 2025-01-02 | Solar Panels | Rec Solar | REC405AA PURE |  | 0.405 | 15 | 312 | 34 |  | Fixed | Roof
NJADRE1555195867 | Administratively Determined Incentive Program | PLAINFIELD | 7060 | 10 | 10.53 | Residential | Behind the Meter | No | Net Metered Residential | Powur, PBC |  | PSE&G | Accepted | 2023-11-29 | 2024-01-02 | 2025-01-02 | Solar Panels | Rec Solar | REC405AA PURE |  | 0.405 | 5 | 132 | 34 |  | Fixed | Roof
NJADRE1555195867 | Administratively Determined Incentive Program | PLAINFIELD | 7060 | 10 | 10.53 | Residential | Behind the Meter | No | Net Metered Residential | Powur, PBC |  | PSE&G | Accepted | 2023-11-29 | 2024-01-02 | 2025-01-02 | Solar Panels | Rec Solar | REC405AA PURE |  | 0.405 | 1 | 132 | 30 |  | Fixed | Roof
NJADRE1555195867 | Administratively Determined Incentive Program | PLAINFIELD | 7060 | 10 | 10.53 | Residential | Behind the Meter | No | Net Metered Residential | Powur, PBC |  | PSE&G | Accepted | 2023-11-29 | 2024-01-02 | 2025-01-02 | Solar Panels | Rec Solar | REC405AA PURE |  | 0.405 | 1 | 132 | 18 |  | Fixed | Roof
NJADRE1555195867 | Administratively Determined Incentive Program | PLAINFIELD | 7060 | 10 | 10.53 | Residential | Behind the Meter | No | Net Metered Residential | Powur, PBC |  | PSE&G | Accepted | 2023-11-29 | 2024-01-02 | 2025-01-02 | Solar Panels | Rec Solar | REC405AA PURE |  | 0.405 | 2 | 132 | 18 |  | Fixed | Roof
NJADRE1555195867 | Administratively Determined Incentive Program | PLAINFIELD | 7060 | 10 | 10.53 | Residential | Behind the Meter | No | Net Metered Residential | Powur, PBC |  | PSE&G | Accepted | 2023-11-29 | 2024-01-02 | 2025-01-02 | Inverters | Solaredge | SE10000H-US | 10000 |  | 1 |  |  | 0.99 |  | Outside
NJADRE1555195912 | Administratively Determined Incentive Program | NORTH HALEDON | 7508 | 6 | 18.4 | Residential | Behind the Meter | No | Net Metered Residential | GAF Energy |  | PSE&G | Accepted | 2023-11-29 | 2024-01-03 | 2025-01-03 | Inverters | Delta | M10-4-TL-US | 10000 |  | 1 |  |  | 0.975 |  | Outdoor
NJADRE1555195912 | Administratively Determined Incentive Program | NORTH HALEDON | 7508 | 6 | 18.4 | Residential | Behind the Meter | No | Net Metered Residential | GAF Energy |  | PSE&G | Accepted | 2023-11-29 | 2024-01-03 | 2025-01-03 | Inverters | Delta | M8-TL-US | 8000 |  | 1 |  |  | 0.975 |  | Outdoor
NJADRE1555195912 | Administratively Determined Incentive Program | NORTH HALEDON | 7508 | 6 | 18.4 | Residential | Behind the Meter | No | Net Metered Residential | GAF Energy |  | PSE&G | Accepted | 2023-11-29 | 2024-01-03 | 2025-01-03 | Solar Panels | GAF Energy | TLS-1 |  | 0.046 | 222 | 131 | 40 |  | Fixed | Roof
NJADRE1555195912 | Administratively Determined Incentive Program | NORTH HALEDON | 7508 | 6 | 18.4 | Residential | Behind the Meter | No | Net Metered Residential | GAF Energy |  | PSE&G | Accepted | 2023-11-29 | 2024-01-03 | 2025-01-03 | Solar Panels | GAF Energy | TLS-1 |  | 0.046 | 88 | 311 | 18 |  | Fixed | Roof
NJADRE1555195912 | Administratively Determined Incentive Program | NORTH HALEDON | 7508 | 6 | 18.4 | Residential | Behind the Meter | No | Net Metered Residential | GAF Energy |  | PSE&G | Accepted | 2023-11-29 | 2024-01-03 | 2025-01-03 | Solar Panels | GAF Energy | TLS-1 |  | 0.046 | 90 | 311 | 40 |  | Fixed | Roof
NJADRE1555195913 | Administratively Determined Incentive Program | BEACH HAVEN | 8008 | 18 | 3.36 | Residential | Behind the Meter | Yes | Net Metered Residential | EMT Renewables |  | AC Electric | Accepted | 2023-11-29 | 2024-01-02 | 2025-01-02 | Inverters | ENPHASE | IQ7x | 315 |  | 8 |  |  | 0.98 |  | Other | UNDER EACH PANEL
NJADRE1555195913 | Administratively Determined Incentive Program | BEACH HAVEN | 8008 | 18 | 3.36 | Residential | Behind the Meter | Yes | Net Metered Residential | EMT Renewables |  | AC Electric | Accepted | 2023-11-29 | 2024-01-02 | 2025-01-02 | Solar Panels | REC ALPHA | REC 420 |  | 0.42 | 8 | 221 | 19 |  | Fixed | Roof
NJADRE1555195916 | Administratively Determined Incentive Program | BEVERLY | 8010 | 13 | 7.7 | Residential | Behind the Meter | Yes | Net Metered Residential | Sunny Mac LLC |  | PSE&G | Accepted | 2023-11-29 | 2024-01-03 | 2025-01-03 | Solar Panels | Q.PEAK DUO BLK ML-G10+ 405 | HANWHA |  | 0.405 | 11 | 159 | 25 |  | Fixed | Roof
NJADRE1555195916 | Administratively Determined Incentive Program | BEVERLY | 8010 | 13 | 7.7 | Residential | Behind the Meter | Yes | Net Metered Residential | Sunny Mac LLC |  | PSE&G | Accepted | 2023-11-29 | 2024-01-03 | 2025-01-03 | Solar Panels | Q.PEAK DUO BLK ML-G10+ 405 | HANWHA |  | 0.405 | 8 | 159 | 25 |  | Fixed | Roof
NJADRE1555195916 | Administratively Determined Incentive Program | BEVERLY | 8010 | 13 | 7.7 | Residential | Behind the Meter | Yes | Net Metered Residential | Sunny Mac LLC |  | PSE&G | Accepted | 2023-11-29 | 2024-01-03 | 2025-01-03 | Inverters | SE7600H-US | Solaredge | 7600 |  | 1 |  |  | 0.1 |  | Outdoor | next to meter
NJADRE1555195916 | Administratively Determined Incentive Program | BEVERLY | 8010 | 13 | 7.7 | Residential | Behind the Meter | Yes | Net Metered Residential | Sunny Mac LLC |  | PSE&G | Accepted | 2023-11-29 | 2024-01-03 | 2025-01-03 | Meters | SE-RGMTR-1D-240C-B | Solaredge |  |  | 1 |  |  |  | Yes | Outdoor
NJADRE1555195931 | Administratively Determined Incentive Program | WEST ORANGE | 7052 | 9 | 5.28 | Residential | Behind the Meter | No | Net Metered Residential | Green House Solar |  | PSE&G | Accepted | 2023-11-29 | 2024-01-02 | 2025-01-02 | Inverters | enphase | iq7hs | 384 |  | 12 |  |  | 0.97 |  | Outdoor
NJADRE1555195931 | Administratively Determined Incentive Program | WEST ORANGE | 7052 | 9 | 5.28 | Residential | Behind the Meter | No | Net Metered Residential | Green House Solar |  | PSE&G | Accepted | 2023-11-29 | 2024-01-02 | 2025-01-02 | Solar Panels | sunpower | m440 |  | 0.44 | 7 | 123 | 30 |  | Fixed | Roof
NJADRE1555195931 | Administratively Determined Incentive Program | WEST ORANGE | 7052 | 9 | 5.28 | Residential | Behind the Meter | No | Net Metered Residential | Green House Solar |  | PSE&G | Accepted | 2023-11-29 | 2024-01-02 | 2025-01-02 | Solar Panels | sunpower | m440 |  | 0.44 | 3 | 123 | 30 |  | Fixed | Roof
NJADRE1555195931 | Administratively Determined Incentive Program | WEST ORANGE | 7052 | 9 | 5.28 | Residential | Behind the Meter | No | Net Metered Residential | Green House Solar |  | PSE&G | Accepted | 2023-11-29 | 2024-01-02 | 2025-01-02 | Solar Panels | sunpower | m440 |  | 0.44 | 2 | 303 | 30 |  | Fixed | Roof
NJADRE1555195937 | Administratively Determined Incentive Program | ROCHELLE PARK | 7662 | 7 | 8.91 | Residential | Behind the Meter | No | Net Metered Residential | Tesla Energy Operations Inc |  | PSE&G | Accepted | 2023-11-29 | 2024-01-02 | 2025-01-02 | Inverters | Tesla | 1538000-45-A | 7600 |  | 1 |  |  | 0.98 |  | Outside
NJADRE1555195937 | Administratively Determined Incentive Program | ROCHELLE PARK | 7662 | 7 | 8.91 | Residential | Behind the Meter | No | Net Metered Residential | Tesla Energy Operations Inc |  | PSE&G | Accepted | 2023-11-29 | 2024-01-02 | 2025-01-02 | Solar Panels | Hanwha | Â # Q.PEAK DUO BLK ML-G10+/TS 405 |  | 0.405 | 22 | 219 | 22 |  | Fixed | Roof
NJADRE1555195955 | Administratively Determined Incentive Program | MOORESTOWN | 8057 | 13 | 9.38 | Residential | Behind the Meter | Yes | Net Metered Residential | Sunrun Installation Services, Inc. |  | PSE&G | Accepted | 2023-11-29 | 2024-01-02 | 2025-01-02 | Inverters | SOLAREDGE TECHNOLOGIES | SE7600H-USSN | 7600 |  | 1 |  |  | 0.99 |  | Outdoor | next to meter
NJADRE1555195955 | Administratively Determined Incentive Program | MOORESTOWN | 8057 | 13 | 9.38 | Residential | Behind the Meter | Yes | Net Metered Residential | Sunrun Installation Services, Inc. |  | PSE&G | Accepted | 2023-11-29 | 2024-01-02 | 2025-01-02 | Solar Panels | Vikram Solar | VSMDHT.60.375.05 |  | 0.375 | 8 | 130 | 13 |  | Fixed | Roof
NJADRE1555195955 | Administratively Determined Incentive Program | MOORESTOWN | 8057 | 13 | 9.38 | Residential | Behind the Meter | Yes | Net Metered Residential | Sunrun Installation Services, Inc. |  | PSE&G | Accepted | 2023-11-29 | 2024-01-02 | 2025-01-02 | Solar Panels | Vikram Solar | VSMDHT.60.375.05 |  | 0.375 | 17 | 220 | 19 |  | Fixed | Roof
NJADRE1555195993 | Administratively Determined Incentive Program | GLASSBORO | 8028 | 15 | 10.13 | Residential | Behind the Meter | Yes | Net Metered Residential | Sunrun Installation Services, Inc. |  | AC Electric | Accepted | 2023-11-29 | 2024-01-02 | 2025-01-02 | Inverters | SolarEdge Technologies | SE7600H-USSN | 7600 |  | 1 |  |  | 0.96 |  | Outdoor | Next To Meter
NJADRE1555195993 | Administratively Determined Incentive Program | GLASSBORO | 8028 | 15 | 10.13 | Residential | Behind the Meter | Yes | Net Metered Residential | Sunrun Installation Services, Inc. |  | AC Electric | Accepted | 2023-11-29 | 2024-01-02 | 2025-01-02 | Solar Panels | Hanwha Q Cells | Q.PEAK DUO BLK ML-G10+ 405 |  | 0.405 | 14 | 309 | 23 |  | Fixed | Roof
NJADRE1555195993 | Administratively Determined Incentive Program | GLASSBORO | 8028 | 15 | 10.13 | Residential | Behind the Meter | Yes | Net Metered Residential | Sunrun Installation Services, Inc. |  | AC Electric | Accepted | 2023-11-29 | 2024-01-02 | 2025-01-02 | Solar Panels | Hanwha Q Cells | Q.PEAK DUO BLK ML-G10+ 405 |  | 0.405 | 11 | 129 | 23 |  | Fixed | Roof
NJADRE1555196025 | Administratively Determined Incentive Program | UPPER SADDLE RIVER | 7458 | 7 | 21.06 | Residential | Behind the Meter | Yes | Net Metered Residential | Sunrun Installation Services, Inc. |  | Orange Rockland Electric | Accepted | 2023-11-29 | 2024-01-03 | 2025-01-03 | Inverters | SolarEdge Technologies | SE7600H-USSN | 7600 |  | 2 |  |  | 0.96 |  | Outdoor | Next To Meter
NJADRE1555196025 | Administratively Determined Incentive Program | UPPER SADDLE RIVER | 7458 | 7 | 21.06 | Residential | Behind the Meter | Yes | Net Metered Residential | Sunrun Installation Services, Inc. |  | Orange Rockland Electric | Accepted | 2023-11-29 | 2024-01-03 | 2025-01-03 | Solar Panels | Hanwha Q Cells | Q.PEAK DUO BLK ML-G10+ 405 |  | 0.405 | 19 | 289 | 35 |  | Fixed | Roof
NJADRE1555196025 | Administratively Determined Incentive Program | UPPER SADDLE RIVER | 7458 | 7 | 21.06 | Residential | Behind the Meter | Yes | Net Metered Residential | Sunrun Installation Services, Inc. |  | Orange Rockland Electric | Accepted | 2023-11-29 | 2024-01-03 | 2025-01-03 | Solar Panels | Hanwha Q Cells | Q.PEAK DUO BLK ML-G10+ 405 |  | 0.405 | 5 | 199 | 35 |  | Fixed | Roof
NJADRE1555196025 | Administratively Determined Incentive Program | UPPER SADDLE RIVER | 7458 | 7 | 21.06 | Residential | Behind the Meter | Yes | Net Metered Residential | Sunrun Installation Services, Inc. |  | Orange Rockland Electric | Accepted | 2023-11-29 | 2024-01-03 | 2025-01-03 | Solar Panels | Hanwha Q Cells | Q.PEAK DUO BLK ML-G10+ 405 |  | 0.405 | 5 | 199 | 35 |  | Fixed | Roof
NJADRE1555196025 | Administratively Determined Incentive Program | UPPER SADDLE RIVER | 7458 | 7 | 21.06 | Residential | Behind the Meter | Yes | Net Metered Residential | Sunrun Installation Services, Inc. |  | Orange Rockland Electric | Accepted | 2023-11-29 | 2024-01-03 | 2025-01-03 | Solar Panels | Hanwha Q Cells | Q.PEAK DUO BLK ML-G10+ 405 |  | 0.405 | 23 | 109 | 35 |  | Fixed | Roof
NJADRE1555196033 | Administratively Determined Incentive Program | WILLINGBORO | 8046 | 13 | 8.91 | Residential | Behind the Meter | Yes | Net Metered Residential | SunnyMac LLC |  | PSE&G | Accepted | 2023-11-29 | 2024-01-15 | 2025-01-15 | Solar Panels | Q.PEAK DUO BLK ML-G10+ 405 | HANWHA |  | 0.405 | 15 | 133 | 29 |  | Fixed | Roof
NJADRE1555196033 | Administratively Determined Incentive Program | WILLINGBORO | 8046 | 13 | 8.91 | Residential | Behind the Meter | Yes | Net Metered Residential | SunnyMac LLC |  | PSE&G | Accepted | 2023-11-29 | 2024-01-15 | 2025-01-15 | Solar Panels | Q.PEAK DUO BLK ML-G10+ 405 | HANWHA |  | 0.405 | 7 | 313 | 29 |  | Fixed | Roof
NJADRE1555196033 | Administratively Determined Incentive Program | WILLINGBORO | 8046 | 13 | 8.91 | Residential | Behind the Meter | Yes | Net Metered Residential | SunnyMac LLC |  | PSE&G | Accepted | 2023-11-29 | 2024-01-15 | 2025-01-15 | Inverters | SE6000H-US | Solaredge | 6000 |  | 1 |  |  | 0.1 |  | Outdoor | next to meter
NJADRE1555196033 | Administratively Determined Incentive Program | WILLINGBORO | 8046 | 13 | 8.91 | Residential | Behind the Meter | Yes | Net Metered Residential | SunnyMac LLC |  | PSE&G | Accepted | 2023-11-29 | 2024-01-15 | 2025-01-15 | Meters | SE-RGMTR-1D-240C-B | Solaredge |  |  | 1 |  |  |  | Yes | Outdoor
NJADRE1555196042 | Administratively Determined Incentive Program | LAWRENCE TOWNSHIP | 8648 | 12 | 13.12 | Residential | Behind the Meter | No | Net Metered Residential | Infinity Solar Systems |  | PSE&G | Accepted | 2023-11-29 | 2024-01-02 | 2025-01-02 | Inverters | Enphase | IQ8PLUS-72-2-US | 290 |  | 32 |  |  | 0.97 |  | Outdoor
NJADRE1555196042 | Administratively Determined Incentive Program | LAWRENCE TOWNSHIP | 8648 | 12 | 13.12 | Residential | Behind the Meter | No | Net Metered Residential | Infinity Solar Systems |  | PSE&G | Accepted | 2023-11-29 | 2024-01-02 | 2025-01-02 | Solar Panels | SEG Solar | SEG-410-BMD-HV |  | 0.41 | 32 | 112 | 21 |  | Fixed | Roof
NJADRE1555196055 | Administratively Determined Incentive Program | ATLANTIC HIGHLANDS | 7716 | 17 | 6.48 | Residential | Behind the Meter | No | Net Metered Residential | EMT Renewables |  | JCP&L | Accepted | 2023-11-29 | 2024-01-02 | 2025-01-02 | Inverters | ENPHASE | IQ8+ | 290 |  | 16 |  |  | 0.98 |  | Other | UNDER EACH PANEL
NJADRE1555196055 | Administratively Determined Incentive Program | ATLANTIC HIGHLANDS | 7716 | 17 | 6.48 | Residential | Behind the Meter | No | Net Metered Residential | EMT Renewables |  | JCP&L | Accepted | 2023-11-29 | 2024-01-02 | 2025-01-02 | Solar Panels | Q CELLS | Q PEAK DUO BLK |  | 0.405 | 9 | 116 | 30 |  | Fixed | Roof
NJADRE1555196055 | Administratively Determined Incentive Program | ATLANTIC HIGHLANDS | 7716 | 17 | 6.48 | Residential | Behind the Meter | No | Net Metered Residential | EMT Renewables |  | JCP&L | Accepted | 2023-11-29 | 2024-01-02 | 2025-01-02 | Solar Panels | Q CELLS | Q PEAK DUO BLK |  | 0.405 | 7 | 296 | 30 |  | Fixed | Roof
NJADRE1555196058 | Administratively Determined Incentive Program | BELLMAWR | 8031 | 14 | 11.2 | Residential | Behind the Meter | Yes | Net Metered Residential | SunPower Corporation |  | PSE&G | Accepted | 2023-11-29 | 2024-01-03 | 2025-01-03 | Solar Panels | WAAREE ENERGIES LIMITED | WSMDI-400 |  | 0.4 | 18 | 341 | 38 |  | Fixed | Roof
NJADRE1555196058 | Administratively Determined Incentive Program | BELLMAWR | 8031 | 14 | 11.2 | Residential | Behind the Meter | Yes | Net Metered Residential | SunPower Corporation |  | PSE&G | Accepted | 2023-11-29 | 2024-01-03 | 2025-01-03 | Solar Panels | WAAREE ENERGIES LIMITED | WSMDI-400 |  | 0.4 | 10 | 161 | 12 |  | Fixed | Roof
NJADRE1555196058 | Administratively Determined Incentive Program | BELLMAWR | 8031 | 14 | 11.2 | Residential | Behind the Meter | Yes | Net Metered Residential | SunPower Corporation |  | PSE&G | Accepted | 2023-11-29 | 2024-01-03 | 2025-01-03 | Inverters | Enphase | IQ7HS-66-M-US | 384 |  | 28 |  |  | 0.97 |  | Other | Under Each Panel
NJADRE1555196061 | Administratively Determined Incentive Program | MILLSTONE | 8510 | 17 | 9.72 | Residential | Behind the Meter | Yes | Net Metered Residential | Sunny Mac LLC |  | JCP&L | Accepted | 2023-11-29 | 2024-01-09 | 2025-01-09 | Solar Panels | Q.PEAK DUO BLK ML-G10+ 405 | HANWHA |  | 0.405 | 18 | 130 | 34 |  | Fixed | Roof
NJADRE1555196061 | Administratively Determined Incentive Program | MILLSTONE | 8510 | 17 | 9.72 | Residential | Behind the Meter | Yes | Net Metered Residential | Sunny Mac LLC |  | JCP&L | Accepted | 2023-11-29 | 2024-01-09 | 2025-01-09 | Solar Panels | Q.PEAK DUO BLK ML-G10+ 405 | HANWHA |  | 0.405 | 6 | 130 | 33 |  | Fixed | Roof
NJADRE1555196061 | Administratively Determined Incentive Program | MILLSTONE | 8510 | 17 | 9.72 | Residential | Behind the Meter | Yes | Net Metered Residential | Sunny Mac LLC |  | JCP&L | Accepted | 2023-11-29 | 2024-01-09 | 2025-01-09 | Inverters | SE10000H-US | SOLAREDGE | 10000 |  | 1 |  |  | 0.1 |  | Outdoor | next to meter
NJADRE1555196066 | Administratively Determined Incentive Program | BURLINGTON | 8016 | 13 | 4.86 | Residential | Behind the Meter | No | Net Metered Residential | Tesla Energy Operations Inc |  | PSE&G | Accepted | 2023-11-29 | 2024-01-03 | 2025-01-03 | Inverters | Tesla | 1538000-45-A | 5000 |  | 1 |  |  | 0.98 |  | Outside
NJADRE1555196066 | Administratively Determined Incentive Program | BURLINGTON | 8016 | 13 | 4.86 | Residential | Behind the Meter | No | Net Metered Residential | Tesla Energy Operations Inc |  | PSE&G | Accepted | 2023-11-29 | 2024-01-03 | 2025-01-03 | Solar Panels | Hanwha | Â # Q.PEAK DUO BLK ML-G10+/TS 405 |  | 0.405 | 5 | 232 | 27 |  | Fixed | Roof
NJADRE1555196066 | Administratively Determined Incentive Program | BURLINGTON | 8016 | 13 | 4.86 | Residential | Behind the Meter | No | Net Metered Residential | Tesla Energy Operations Inc |  | PSE&G | Accepted | 2023-11-29 | 2024-01-03 | 2025-01-03 | Solar Panels | Hanwha | Â # Q.PEAK DUO BLK ML-G10+/TS 405 |  | 0.405 | 2 | 52 | 27 |  | Fixed | Roof
NJADRE1555196066 | Administratively Determined Incentive Program | BURLINGTON | 8016 | 13 | 4.86 | Residential | Behind the Meter | No | Net Metered Residential | Tesla Energy Operations Inc |  | PSE&G | Accepted | 2023-11-29 | 2024-01-03 | 2025-01-03 | Solar Panels | Hanwha | Â # Q.PEAK DUO BLK ML-G10+/TS 405 |  | 0.405 | 5 | 232 | 27 |  | Fixed | Roof
NJADRE1555196071 | Administratively Determined Incentive Program | LITTLE FERRY | 7643 | 7 | 4.4 | Residential | Behind the Meter | Yes | Net Metered Residential | Pro Custom Solar dba Momentum Solar |  | PSE&G | Accepted | 2023-11-29 | 2024-01-03 | 2025-01-03 | Solar Panels | Â Q. PEAK DUO BLK-G10+400 | HAWNHA |  | 0.4 | 4 | 181 | 23 |  | Fixed | Roof
NJADRE1555196071 | Administratively Determined Incentive Program | LITTLE FERRY | 7643 | 7 | 4.4 | Residential | Behind the Meter | Yes | Net Metered Residential | Pro Custom Solar dba Momentum Solar |  | PSE&G | Accepted | 2023-11-29 | 2024-01-03 | 2025-01-03 | Solar Panels | Â Q. PEAK DUO BLK-G10+400 | HANWHA |  | 0.4 | 7 | 181 | 23 |  | Fixed | Roof
NJADRE1555196071 | Administratively Determined Incentive Program | LITTLE FERRY | 7643 | 7 | 4.4 | Residential | Behind the Meter | Yes | Net Metered Residential | Pro Custom Solar dba Momentum Solar |  | PSE&G | Accepted | 2023-11-29 | 2024-01-03 | 2025-01-03 | Inverters | IQ8PLUS-72-2-US | ENPHASE | 290 |  | 11 |  |  | 0.97 |  | Outdoor
NJADRE1555196076 | Administratively Determined Incentive Program | WILLIAMSTOWN | 8094 | 15 | 12.4 | Residential | Behind the Meter | No | Net Metered Residential | Power Energy Solutions |  | AC Electric | Accepted | 2023-12-01 | 2024-01-08 | 2025-01-08 | Inverters | SE10000H-US | SOLAREDGE | 10000 |  | 1 |  |  | 0.99 |  | Outside | ROOFTOP
NJADRE1555196076 | Administratively Determined Incentive Program | WILLIAMSTOWN | 8094 | 15 | 12.4 | Residential | Behind the Meter | No | Net Metered Residential | Power Energy Solutions |  | AC Electric | Accepted | 2023-12-01 | 2024-01-08 | 2025-01-08 | Solar Panels | SIL-400 HC+ | SILFAB SOLAR |  | 0.4 | 17 | 132 | 32 |  | Fixed | Roof | ROOFTOP
NJADRE1555196076 | Administratively Determined Incentive Program | WILLIAMSTOWN | 8094 | 15 | 12.4 | Residential | Behind the Meter | No | Net Metered Residential | Power Energy Solutions |  | AC Electric | Accepted | 2023-12-01 | 2024-01-08 | 2025-01-08 | Solar Panels | SIL-400 HC+ | SILFAB SOLAR |  | 0.4 | 14 | 132 | 14 |  | Fixed | Roof | ROOFTOP
NJADRE1555196089 | Administratively Determined Incentive Program | ROSELLE | 7203 | 10 | 7.7 | Residential | Behind the Meter | Yes | Net Metered Residential | Sunny Mac LLC |  | PSE&G | Accepted | 2023-11-29 | 2024-01-03 | 2025-01-03 | Solar Panels | Q.PEAK DUO BLK ML-G10+ 405W | HANWHA |  | 0.405 | 10 | 234 | 40 |  | Fixed | Roof
NJADRE1555196089 | Administratively Determined Incentive Program | ROSELLE | 7203 | 10 | 7.7 | Residential | Behind the Meter | Yes | Net Metered Residential | Sunny Mac LLC |  | PSE&G | Accepted | 2023-11-29 | 2024-01-03 | 2025-01-03 | Solar Panels | Q.PEAK DUO BLK ML-G10+ 405W | HANWHA |  | 0.405 | 3 | 54 | 40 |  | Fixed | Roof
NJADRE1555196089 | Administratively Determined Incentive Program | ROSELLE | 7203 | 10 | 7.7 | Residential | Behind the Meter | Yes | Net Metered Residential | Sunny Mac LLC |  | PSE&G | Accepted | 2023-11-29 | 2024-01-03 | 2025-01-03 | Solar Panels | Q.PEAK DUO BLK ML-G10+ 405W | HANWHA |  | 0.405 | 6 | 54 | 35 |  | Fixed | Roof
NJADRE1555196089 | Administratively Determined Incentive Program | ROSELLE | 7203 | 10 | 7.7 | Residential | Behind the Meter | Yes | Net Metered Residential | Sunny Mac LLC |  | PSE&G | Accepted | 2023-11-29 | 2024-01-03 | 2025-01-03 | Inverters | SE5000H-US | SOLAREDGE | 5000 |  | 1 |  |  | 0.1 |  | Outdoor | next to meter
NJADRE1555196093 | Administratively Determined Incentive Program | ENGLEWOOD | 7631 | 7 | 7.6 | Residential | Behind the Meter | Yes | Net Metered Residential | SunPower Corporation, Systems |  | PSE&G | Accepted | 2023-11-29 | 2024-01-03 | 2025-01-03 | Solar Panels | WAAREE ENERGIES LIMITED | WSMDi-400 |  | 0.4 | 12 | 116 | 39 |  | Fixed | Roof
NJADRE1555196093 | Administratively Determined Incentive Program | ENGLEWOOD | 7631 | 7 | 7.6 | Residential | Behind the Meter | Yes | Net Metered Residential | SunPower Corporation, Systems |  | PSE&G | Accepted | 2023-11-29 | 2024-01-03 | 2025-01-03 | Solar Panels | WAAREE ENERGIES LIMITED | WSMDi-400 |  | 0.4 | 7 | 296 | 39 |  | Fixed | Roof
NJADRE1555196093 | Administratively Determined Incentive Program | ENGLEWOOD | 7631 | 7 | 7.6 | Residential | Behind the Meter | Yes | Net Metered Residential | SunPower Corporation, Systems |  | PSE&G | Accepted | 2023-11-29 | 2024-01-03 | 2025-01-03 | Inverters | Enphase | IQ7HS-66-M-US | 384 |  | 19 |  |  | 0.97 |  | Other | under each panel
NJADRE1555196099 | Administratively Determined Incentive Program | PATERSON | 7504 | 6 | 4.25 | Residential | Behind the Meter | Yes | Small Net-Metered Non-Residential located on Rooftop, Carport, Canopy and Floating Solar | Venture Home Solar, LLC |  | PSE&G | Accepted | 2023-11-29 | 2024-01-03 | 2025-01-03 | Inverters | EnPhase | IQ8PLUS-72-2-US (240V) | 290 |  | 10 |  |  | 0.96667 |  | Outside
NJADRE1555196099 | Administratively Determined Incentive Program | PATERSON | 7504 | 6 | 4.25 | Residential | Behind the Meter | Yes | Small Net-Metered Non-Residential located on Rooftop, Carport, Canopy and Floating Solar | Venture Home Solar, LLC |  | PSE&G | Accepted | 2023-11-29 | 2024-01-03 | 2025-01-03 | Solar Panels | Hanwha | Q.TRON BLK M-G2+ 425W |  | 0.425 | 4 | 278 | 14 |  | Fixed | Roof
NJADRE1555196099 | Administratively Determined Incentive Program | PATERSON | 7504 | 6 | 4.25 | Residential | Behind the Meter | Yes | Small Net-Metered Non-Residential located on Rooftop, Carport, Canopy and Floating Solar | Venture Home Solar, LLC |  | PSE&G | Accepted | 2023-11-29 | 2024-01-03 | 2025-01-03 | Solar Panels | Hanwha | Q.TRON BLK M-G2+ 425W |  | 0.425 | 1 | 98 | 44 |  | Fixed | Roof
NJADRE1555196099 | Administratively Determined Incentive Program | PATERSON | 7504 | 6 | 4.25 | Residential | Behind the Meter | Yes | Small Net-Metered Non-Residential located on Rooftop, Carport, Canopy and Floating Solar | Venture Home Solar, LLC |  | PSE&G | Accepted | 2023-11-29 | 2024-01-03 | 2025-01-03 | Solar Panels | Hanwha | Q.TRON BLK M-G2+ 425W |  | 0.425 | 2 | 98 | 44 |  | Fixed | Roof
NJADRE1555196099 | Administratively Determined Incentive Program | PATERSON | 7504 | 6 | 4.25 | Residential | Behind the Meter | Yes | Small Net-Metered Non-Residential located on Rooftop, Carport, Canopy and Floating Solar | Venture Home Solar, LLC |  | PSE&G | Accepted | 2023-11-29 | 2024-01-03 | 2025-01-03 | Solar Panels | Hanwha | Q.TRON BLK M-G2+ 425W |  | 0.425 | 3 | 188 | 44 |  | Fixed | Roof
NJADRE1555196184 | Administratively Determined Incentive Program | PLAINFIELD | 7060 | 10 | 10.94 | Residential | Behind the Meter | Yes | Net Metered Residential | Sunrun Installation Services, Inc. |  | PSE&G | Accepted | 2023-11-29 | 2024-01-03 | 2025-01-03 | Electric Storage Battery | Tesla | Powerwall 2 AC |  |  | 2 |  |  |  | Lithium Ion |  | inside
NJADRE1555196184 | Administratively Determined Incentive Program | PLAINFIELD | 7060 | 10 | 10.94 | Residential | Behind the Meter | Yes | Net Metered Residential | Sunrun Installation Services, Inc. |  | PSE&G | Accepted | 2023-11-29 | 2024-01-03 | 2025-01-03 | Inverters | SolarEdge Technologies | SE7600H-USSN | 7600 |  | 1 |  |  | 0.96 |  | Outdoor | Next To Meter
NJADRE1555196184 | Administratively Determined Incentive Program | PLAINFIELD | 7060 | 10 | 10.94 | Residential | Behind the Meter | Yes | Net Metered Residential | Sunrun Installation Services, Inc. |  | PSE&G | Accepted | 2023-11-29 | 2024-01-03 | 2025-01-03 | Solar Panels | Hanwha Q Cells | Q.PEAK DUO BLK ML-G10+ 405 |  | 0.405 | 11 | 269 | 24 |  | Fixed | Roof
NJADRE1555196184 | Administratively Determined Incentive Program | PLAINFIELD | 7060 | 10 | 10.94 | Residential | Behind the Meter | Yes | Net Metered Residential | Sunrun Installation Services, Inc. |  | PSE&G | Accepted | 2023-11-29 | 2024-01-03 | 2025-01-03 | Solar Panels | Hanwha Q Cells | Q.PEAK DUO BLK ML-G10+ 405 |  | 0.405 | 16 | 89 | 21 |  | Fixed | Roof
NJADRE1555196194 | Administratively Determined Incentive Program | PENNS GROVE | 8069 | 16 | 194.4 | Commercial | Behind the Meter | No | Small Net-Metered Non-Residential located on Rooftop, Carport, Canopy and Floating Solar | Geoscape Solar |  | AC Electric | Accepted | 2023-12-29 | 2024-03-05 | 2025-03-05 | Inverters | SMA | SMA STP 62-US-41 | 62000 |  | 3 |  |  | 0.98 |  | Outdoor
NJADRE1555196194 | Administratively Determined Incentive Program | PENNS GROVE | 8069 | 16 | 194.4 | Commercial | Behind the Meter | No | Small Net-Metered Non-Residential located on Rooftop, Carport, Canopy and Floating Solar | Geoscape Solar |  | AC Electric | Accepted | 2023-12-29 | 2024-03-05 | 2025-03-05 | Solar Panels | WAAREE | WAAREE-BI-33-450W |  | 0.45 | 222 | 207 | 5 |  | Fixed | Roof
NJADRE1555196194 | Administratively Determined Incentive Program | PENNS GROVE | 8069 | 16 | 194.4 | Commercial | Behind the Meter | No | Small Net-Metered Non-Residential located on Rooftop, Carport, Canopy and Floating Solar | Geoscape Solar |  | AC Electric | Accepted | 2023-12-29 | 2024-03-05 | 2025-03-05 | Solar Panels | WAREE | WAREE-BI-33-450 W |  | 0.45 | 210 | 207 | 5 |  | Fixed | Roof
NJADRE1555196199 | Administratively Determined Incentive Program | WILLIAMSTOWN | 8094 | 15 | 9.32 | Residential | Behind the Meter | Yes | Net Metered Residential | Skyline Solar LLC |  | AC Electric | Accepted | 2023-11-29 | 2024-01-03 | 2025-01-03 | Solar Panels | Q CELLS | Q.PEAK DUO BLK ML-G10+ |  | 0.405 | 12 | 238 | 31 |  | Fixed | Roof
NJADRE1555196199 | Administratively Determined Incentive Program | WILLIAMSTOWN | 8094 | 15 | 9.32 | Residential | Behind the Meter | Yes | Net Metered Residential | Skyline Solar LLC |  | AC Electric | Accepted | 2023-11-29 | 2024-01-03 | 2025-01-03 | Solar Panels | Q CELLS | Q.PEAK DUO BLK ML-G10+ |  | 0.405 | 5 | 148 | 40 |  | Fixed | Roof
NJADRE1555196199 | Administratively Determined Incentive Program | WILLIAMSTOWN | 8094 | 15 | 9.32 | Residential | Behind the Meter | Yes | Net Metered Residential | Skyline Solar LLC |  | AC Electric | Accepted | 2023-11-29 | 2024-01-03 | 2025-01-03 | Solar Panels | Q CELLS | Q.PEAK DUO BLK ML-G10+ |  | 0.405 | 6 | 238 | 33 |  | Fixed | Roof
NJADRE1555196199 | Administratively Determined Incentive Program | WILLIAMSTOWN | 8094 | 15 | 9.32 | Residential | Behind the Meter | Yes | Net Metered Residential | Skyline Solar LLC |  | AC Electric | Accepted | 2023-11-29 | 2024-01-03 | 2025-01-03 | Inverters | ENPHASE | IQ8PLUS -72-2-US | 290 |  | 23 |  |  | 0.976 |  | Outdoor
NJADRE1555196209 | Administratively Determined Incentive Program | EAST ORANGE | 7017 | 9 | 5.67 | Residential | Behind the Meter | Yes | Net Metered Residential | Sunrun Installation Services, Inc. |  | PSE&G | Accepted | 2023-11-29 | 2024-01-05 | 2025-01-05 | Inverters | SOLAREDGE TECHNOLOGIES | SE6000H-USSN | 6000 |  | 1 |  |  | 0.96 |  | Outdoor | next to meter
NJADRE1555196209 | Administratively Determined Incentive Program | EAST ORANGE | 7017 | 9 | 5.67 | Residential | Behind the Meter | Yes | Net Metered Residential | Sunrun Installation Services, Inc. |  | PSE&G | Accepted | 2023-11-29 | 2024-01-05 | 2025-01-05 | Solar Panels | HANWHA Q-CELLS | Q.PEAK DUO BLK ML-G10+ 405 |  | 0.405 | 12 | 38 | 27 |  | Fixed | Roof
NJADRE1555196209 | Administratively Determined Incentive Program | EAST ORANGE | 7017 | 9 | 5.67 | Residential | Behind the Meter | Yes | Net Metered Residential | Sunrun Installation Services, Inc. |  | PSE&G | Accepted | 2023-11-29 | 2024-01-05 | 2025-01-05 | Solar Panels | Q.PEAK DUO BLK ML-G10+ 405 | HANWHA Q-CELLS |  | 0.405 | 2 | 217 | 25 |  | Fixed | Roof
NJADRE1555196270 | Administratively Determined Incentive Program | WEST BERLIN | 8091 | 14 | 9.32 | Residential | Behind the Meter | No | Net Metered Residential | Sunrun Installation Services, Inc. |  | AC Electric | Accepted | 2023-11-29 | 2024-01-03 | 2025-01-03 | Inverters | Delta Electronics | E8-TL-US | 7680 |  | 1 |  |  | 0.96 |  | Outdoor | Next To Meter
NJADRE1555196270 | Administratively Determined Incentive Program | WEST BERLIN | 8091 | 14 | 9.32 | Residential | Behind the Meter | No | Net Metered Residential | Sunrun Installation Services, Inc. |  | AC Electric | Accepted | 2023-11-29 | 2024-01-03 | 2025-01-03 | Solar Panels | Hanwha Q Cells | Q.PEAK DUO BLK ML-G10+ 405 |  | 0.405 | 8 | 98 | 23 |  | Fixed | Roof
NJADRE1555196270 | Administratively Determined Incentive Program | WEST BERLIN | 8091 | 14 | 9.32 | Residential | Behind the Meter | No | Net Metered Residential | Sunrun Installation Services, Inc. |  | AC Electric | Accepted | 2023-11-29 | 2024-01-03 | 2025-01-03 | Solar Panels | Hanwha Q Cells | Q.PEAK DUO BLK ML-G10+ 405 |  | 0.405 | 15 | 278 | 24 |  | Fixed | Roof
NJADRE1555196327 | Administratively Determined Incentive Program | PHILLIPSBURG | 8865 | 2 | 4.35 | Residential | Behind the Meter | No | Net Metered Residential | Bright Planet Solar |  | JCP&L | Accepted | 2023-11-29 | 2024-01-12 | 2025-01-12 | Inverters | Solar Edge | SE3000H-USRGM | 3000 |  | 1 |  |  | 0.98 |  | Outdoor
NJADRE1555196327 | Administratively Determined Incentive Program | PHILLIPSBURG | 8865 | 2 | 4.35 | Residential | Behind the Meter | No | Net Metered Residential | Bright Planet Solar |  | JCP&L | Accepted | 2023-11-29 | 2024-01-12 | 2025-01-12 | Solar Panels | Canadian Solar | CS3N-395MS |  | 0.395 | 11 | 102 | 9 |  | Fixed | Roof
NJADRE1555196334 | Administratively Determined Incentive Program | HAMILTON TOWNSHIP | 8629 | 12 | 7.7 | Residential | Behind the Meter | Yes | Net Metered Residential | Freedom Forever New Jersey LLC |  | PSE&G | Accepted | 2023-11-29 | 2024-01-12 | 2025-01-12 | Inverters | Solar Edge | SE6000H-USRGM | 6000 |  | 1 |  |  | 0.99 |  | Outdoor
NJADRE1555196334 | Administratively Determined Incentive Program | HAMILTON TOWNSHIP | 8629 | 12 | 7.7 | Residential | Behind the Meter | Yes | Net Metered Residential | Freedom Forever New Jersey LLC |  | PSE&G | Accepted | 2023-11-29 | 2024-01-12 | 2025-01-12 | Solar Panels | Jinko Solar | JKM385M-6RL3-B |  | 0.385 | 8 | 234 | 39 |  | Fixed | Roof
NJADRE1555196334 | Administratively Determined Incentive Program | HAMILTON TOWNSHIP | 8629 | 12 | 7.7 | Residential | Behind the Meter | Yes | Net Metered Residential | Freedom Forever New Jersey LLC |  | PSE&G | Accepted | 2023-11-29 | 2024-01-12 | 2025-01-12 | Solar Panels | Jinko Solar | JKM385M-6RL3-B |  | 0.385 | 8 | 54 | 39 |  | Fixed | Roof
NJADRE1555196334 | Administratively Determined Incentive Program | HAMILTON TOWNSHIP | 8629 | 12 | 7.7 | Residential | Behind the Meter | Yes | Net Metered Residential | Freedom Forever New Jersey LLC |  | PSE&G | Accepted | 2023-11-29 | 2024-01-12 | 2025-01-12 | Solar Panels | Jinko Solar | JKM385M-6RL3-B |  | 0.385 | 4 | 145 | 30 |  | Fixed | Roof
NJADRE1555196345 | Administratively Determined Incentive Program | NORTH PLAINFIELD | 7060 | 10 | 128.53 | Commercial | Behind the Meter | Yes | Small Net-Metered Non-Residential located on Rooftop, Carport, Canopy and Floating Solar | FIP NJ 2023 I, LLC |  | PSE&G | Accepted | 2023-12-12 | 2024-01-18 | 2025-01-18 | Inverters | Chint | CPS 25KTL | 25000 |  | 4 |  |  | 0.98 |  | Outdoor
NJADRE1555196345 | Administratively Determined Incentive Program | NORTH PLAINFIELD | 7060 | 10 | 128.53 | Commercial | Behind the Meter | Yes | Small Net-Metered Non-Residential located on Rooftop, Carport, Canopy and Floating Solar | FIP NJ 2023 I, LLC |  | PSE&G | Accepted | 2023-12-12 | 2024-01-18 | 2025-01-18 | Solar Panels | Hanwha | Q.PEAK DUO XL-G10.3/BFG 485 |  | 0.485 | 265 | 222 | 10 |  | Fixed | Roof
NJADRE1555196351 | Administratively Determined Incentive Program | MONROE | 8831 | 11 | 3.24 | Residential | Behind the Meter | No | Net Metered Residential | Sunrun Installation Services, Inc. |  | JCP&L | Accepted | 2023-11-29 | 2024-01-03 | 2025-01-03 | Inverters | Delta Electronics | E4-TL-US | 3840 |  | 1 |  |  | 0.96 |  | Outdoor | Next To Meter
NJADRE1555196351 | Administratively Determined Incentive Program | MONROE | 8831 | 11 | 3.24 | Residential | Behind the Meter | No | Net Metered Residential | Sunrun Installation Services, Inc. |  | JCP&L | Accepted | 2023-11-29 | 2024-01-03 | 2025-01-03 | Solar Panels | Hanwha Q Cells | Q.PEAK DUO BLK ML-G10+ 405 |  | 0.405 | 8 | 173 | 26 |  | Fixed | Roof
NJADRE1555196402 | Administratively Determined Incentive Program | CLIFFWOOD BEACH | 7735 | 17 | 7.29 | Residential | Behind the Meter | No | Net Metered Residential | EMT Renewables |  | JCP&L | Accepted | 2023-11-29 | 2024-01-03 | 2025-01-03 | Inverters | ENPHASE | IQ8+ | 290 |  | 18 |  |  | 0.98 |  | Other | UNDER EACH PANEL
NJADRE1555196402 | Administratively Determined Incentive Program | CLIFFWOOD BEACH | 7735 | 17 | 7.29 | Residential | Behind the Meter | No | Net Metered Residential | EMT Renewables |  | JCP&L | Accepted | 2023-11-29 | 2024-01-03 | 2025-01-03 | Solar Panels | Q CELLS | Q PEAK DUO BLK |  | 0.405 | 6 | 148 | 8 |  | Fixed | Roof
NJADRE1555196402 | Administratively Determined Incentive Program | CLIFFWOOD BEACH | 7735 | 17 | 7.29 | Residential | Behind the Meter | No | Net Metered Residential | EMT Renewables |  | JCP&L | Accepted | 2023-11-29 | 2024-01-03 | 2025-01-03 | Solar Panels | Q CELLS | Q PEAK DUO BLK |  | 0.405 | 2 | 148 | 31 |  | Fixed | Roof
NJADRE1555196402 | Administratively Determined Incentive Program | CLIFFWOOD BEACH | 7735 | 17 | 7.29 | Residential | Behind the Meter | No | Net Metered Residential | EMT Renewables |  | JCP&L | Accepted | 2023-11-29 | 2024-01-03 | 2025-01-03 | Solar Panels | Q CELLS | Q PEAK DUO BLK |  | 0.405 | 6 | 328 | 31 |  | Fixed | Roof
NJADRE1555196402 | Administratively Determined Incentive Program | CLIFFWOOD BEACH | 7735 | 17 | 7.29 | Residential | Behind the Meter | No | Net Metered Residential | EMT Renewables |  | JCP&L | Accepted | 2023-11-29 | 2024-01-03 | 2025-01-03 | Solar Panels | Q CELLS | Q PEAK DUO BLK |  | 0.405 | 4 | 328 | 20 |  | Fixed | Roof
NJADRE1555196511 | Administratively Determined Incentive Program | JACKSON | 8527 | 18 | 8.8 | Residential | Behind the Meter | Yes | Net Metered Residential | Pro Custom Solar dba Momentum Solar |  | JCP&L | Accepted | 2023-11-30 | 2024-01-03 | 2025-01-03 | Solar Panels | Â Q. PEAK DUO BLK-G10+400 | hanwha |  | 0.4 | 13 | 281 | 16 |  | Fixed | Roof
NJADRE1555196511 | Administratively Determined Incentive Program | JACKSON | 8527 | 18 | 8.8 | Residential | Behind the Meter | Yes | Net Metered Residential | Pro Custom Solar dba Momentum Solar |  | JCP&L | Accepted | 2023-11-30 | 2024-01-03 | 2025-01-03 | Solar Panels | Â Q. PEAK DUO BLK-G10+400 | hanwha |  | 0.4 | 5 | 190 | 7 |  | Fixed | Roof
NJADRE1555196511 | Administratively Determined Incentive Program | JACKSON | 8527 | 18 | 8.8 | Residential | Behind the Meter | Yes | Net Metered Residential | Pro Custom Solar dba Momentum Solar |  | JCP&L | Accepted | 2023-11-30 | 2024-01-03 | 2025-01-03 | Solar Panels | Â Q. PEAK DUO BLK-G10+400 | hawnha |  | 0.4 | 4 | 10 | 7 |  | Fixed | Roof
NJADRE1555196511 | Administratively Determined Incentive Program | JACKSON | 8527 | 18 | 8.8 | Residential | Behind the Meter | Yes | Net Metered Residential | Pro Custom Solar dba Momentum Solar |  | JCP&L | Accepted | 2023-11-30 | 2024-01-03 | 2025-01-03 | Inverters | IQ8PLUS-72-2-US | enphase | 290 |  | 22 |  |  | 0.97 |  | Outdoor
NJADRE1555196613 | Administratively Determined Incentive Program | PATERSON | 7502 | 6 | 6 | Residential | Behind the Meter | Yes | Net Metered Residential | Pro Custom Solar dba Momentum Solar |  | PSE&G | Accepted | 2023-11-30 | 2024-01-03 | 2025-01-03 | Solar Panels | Â Q. PEAK DUO BLK-G10+400 | hanwha |  | 0.4 | 11 | 53 | 41 |  | Fixed | Roof
NJADRE1555196613 | Administratively Determined Incentive Program | PATERSON | 7502 | 6 | 6 | Residential | Behind the Meter | Yes | Net Metered Residential | Pro Custom Solar dba Momentum Solar |  | PSE&G | Accepted | 2023-11-30 | 2024-01-03 | 2025-01-03 | Solar Panels | Â Q. PEAK DUO BLK-G10+400 | hanwha |  | 0.4 | 4 | 233 | 43 |  | Fixed | Roof
NJADRE1555196613 | Administratively Determined Incentive Program | PATERSON | 7502 | 6 | 6 | Residential | Behind the Meter | Yes | Net Metered Residential | Pro Custom Solar dba Momentum Solar |  | PSE&G | Accepted | 2023-11-30 | 2024-01-03 | 2025-01-03 | Inverters | IQ8PLUS-72-2-US | enphase | 290 |  | 15 |  |  | 0.97 |  | Outdoor
NJADRE1555196618 | Administratively Determined Incentive Program | IRVINGTON | 7111 | 9 | 5.04 | Residential | Behind the Meter | No | Net Metered Residential | EMT Renewables |  | PSE&G | Accepted | 2023-11-29 | 2024-01-03 | 2025-01-03 | Inverters | ENPHASE | IQ7x | 315 |  | 12 |  |  | 0.98 |  | Other | UNDER EACH PANEL
NJADRE1555196618 | Administratively Determined Incentive Program | IRVINGTON | 7111 | 9 | 5.04 | Residential | Behind the Meter | No | Net Metered Residential | EMT Renewables |  | PSE&G | Accepted | 2023-11-29 | 2024-01-03 | 2025-01-03 | Solar Panels | REC ALPHA | REC 420 |  | 0.42 | 4 | 112 | 30 |  | Fixed | Roof
NJADRE1555196618 | Administratively Determined Incentive Program | IRVINGTON | 7111 | 9 | 5.04 | Residential | Behind the Meter | No | Net Metered Residential | EMT Renewables |  | PSE&G | Accepted | 2023-11-29 | 2024-01-03 | 2025-01-03 | Solar Panels | REC ALPHA | REC 420 |  | 0.42 | 4 | 292 | 30 |  | Fixed | Roof
NJADRE1555196618 | Administratively Determined Incentive Program | IRVINGTON | 7111 | 9 | 5.04 | Residential | Behind the Meter | No | Net Metered Residential | EMT Renewables |  | PSE&G | Accepted | 2023-11-29 | 2024-01-03 | 2025-01-03 | Solar Panels | REC ALPHA | REC 420 |  | 0.42 | 2 | 202 | 29 |  | Fixed | Roof
NJADRE1555196618 | Administratively Determined Incentive Program | IRVINGTON | 7111 | 9 | 5.04 | Residential | Behind the Meter | No | Net Metered Residential | EMT Renewables |  | PSE&G | Accepted | 2023-11-29 | 2024-01-03 | 2025-01-03 | Solar Panels | REC ALPHA | REC 420 |  | 0.42 | 2 | 22 | 29 |  | Fixed | Roof
NJADRE1555196705 | Administratively Determined Incentive Program | WOODBRIDGE TWP | 7064 | 11 | 3.65 | Residential | Behind the Meter | Yes | Net Metered Residential | EMT Renewables |  | PSE&G | Accepted | 2023-11-29 | 2024-01-03 | 2025-01-03 | Inverters | ENPHASE | IQ8+ | 290 |  | 9 |  |  | 0.98 |  | Other | UNDER EACH PANEL
NJADRE1555196705 | Administratively Determined Incentive Program | WOODBRIDGE TWP | 7064 | 11 | 3.65 | Residential | Behind the Meter | Yes | Net Metered Residential | EMT Renewables |  | PSE&G | Accepted | 2023-11-29 | 2024-01-03 | 2025-01-03 | Solar Panels | Q CELLS | Q PEAK DUO BLK |  | 0.405 | 3 | 25 | 22 |  | Fixed | Roof
NJADRE1555196705 | Administratively Determined Incentive Program | WOODBRIDGE TWP | 7064 | 11 | 3.65 | Residential | Behind the Meter | Yes | Net Metered Residential | EMT Renewables |  | PSE&G | Accepted | 2023-11-29 | 2024-01-03 | 2025-01-03 | Solar Panels | Q CELLS | Q PEAK DUO BLK |  | 0.405 | 2 | 205 | 15 |  | Fixed | Roof
NJADRE1555196705 | Administratively Determined Incentive Program | WOODBRIDGE TWP | 7064 | 11 | 3.65 | Residential | Behind the Meter | Yes | Net Metered Residential | EMT Renewables |  | PSE&G | Accepted | 2023-11-29 | 2024-01-03 | 2025-01-03 | Solar Panels | Q CELLS | Q PEAK DUO BLK |  | 0.405 | 4 | 114 | 11 |  | Fixed | Roof
NJADRE1555197004 | Administratively Determined Incentive Program | PORT READING | 7064 | 11 | 3.24 | Residential | Behind the Meter | Yes | Net Metered Residential | EMT Renewables |  | PSE&G | Accepted | 2023-11-29 | 2024-01-03 | 2025-01-03 | Inverters | ENPHASE | IQ8+ | 290 |  | 8 |  |  | 0.98 |  | Other | UNDER EACH PANEL
NJADRE1555197004 | Administratively Determined Incentive Program | PORT READING | 7064 | 11 | 3.24 | Residential | Behind the Meter | Yes | Net Metered Residential | EMT Renewables |  | PSE&G | Accepted | 2023-11-29 | 2024-01-03 | 2025-01-03 | Solar Panels | Q CELLS | Q PEAK DUO BLK |  | 0.405 | 8 | 205 | 24 |  | Fixed | Roof
NJADRE1555197084 | Administratively Determined Incentive Program | IRVINGTON | 7111 | 9 | 8.3 | Residential | Behind the Meter | Yes | Net Metered Residential | Solar Mite Solutions |  | PSE&G | Accepted | 2023-11-29 | 2024-01-03 | 2025-01-03 | Inverters | Enphase | IQ8PLUS-72-2 | 290 |  | 21 |  |  | 0.98 |  | Outdoor
NJADRE1555197084 | Administratively Determined Incentive Program | IRVINGTON | 7111 | 9 | 8.3 | Residential | Behind the Meter | Yes | Net Metered Residential | Solar Mite Solutions |  | PSE&G | Accepted | 2023-11-29 | 2024-01-03 | 2025-01-03 | Solar Panels | Canadian Solar | CS6R |  | 0.395 | 13 | 305 | 20 |  | Fixed | Roof | Array 1
NJADRE1555197084 | Administratively Determined Incentive Program | IRVINGTON | 7111 | 9 | 8.3 | Residential | Behind the Meter | Yes | Net Metered Residential | Solar Mite Solutions |  | PSE&G | Accepted | 2023-11-29 | 2024-01-03 | 2025-01-03 | Solar Panels | Canadian Solar | CS6R |  | 0.395 | 6 | 125 | 20 |  | Fixed | Roof | Array 2
NJADRE1555197084 | Administratively Determined Incentive Program | IRVINGTON | 7111 | 9 | 8.3 | Residential | Behind the Meter | Yes | Net Metered Residential | Solar Mite Solutions |  | PSE&G | Accepted | 2023-11-29 | 2024-01-03 | 2025-01-03 | Solar Panels | Canadian Solar | CS6R |  | 0.395 | 2 | 125 | 47 |  | Fixed | Roof | Array 3
NJADRE1555197099 | Administratively Determined Incentive Program | TRENTON | 8690 | 12 | 5.27 | Residential | Behind the Meter | Yes | Net Metered Residential | Sunrun Installation Services, Inc. |  | PSE&G | Accepted | 2023-11-29 | 2024-01-03 | 2025-01-03 | Solar Panels | Hanwha Q-Cells | Q.PEAK DUO BLK ML-G10+ 405 |  | 0.405 | 7 | 293 | 13 |  | Fixed | Roof
NJADRE1555197099 | Administratively Determined Incentive Program | TRENTON | 8690 | 12 | 5.27 | Residential | Behind the Meter | Yes | Net Metered Residential | Sunrun Installation Services, Inc. |  | PSE&G | Accepted | 2023-11-29 | 2024-01-03 | 2025-01-03 | Solar Panels | Hanwha Q-Cells | Q.PEAK DUO BLK ML-G10+ 405 |  | 0.405 | 6 | 113 | 39 |  | Fixed | Roof
NJADRE1555197099 | Administratively Determined Incentive Program | TRENTON | 8690 | 12 | 5.27 | Residential | Behind the Meter | Yes | Net Metered Residential | Sunrun Installation Services, Inc. |  | PSE&G | Accepted | 2023-11-29 | 2024-01-03 | 2025-01-03 | Inverters | SolarEdge Technologies | SE3800H-USMN | 3800 |  | 1 |  |  | 0.99 |  | Outside
NJADRE1555197101 | Administratively Determined Incentive Program | HAMILTON | 8629 | 12 | 4.35 | Residential | Behind the Meter | No | Net Metered Residential | Solar Mite Solutions |  | PSE&G | Accepted | 2023-11-29 | 2024-01-03 | 2025-01-03 | Inverters | Enphase | IQ8PLUS-72-2 | 290 |  | 11 |  |  | 0.98 |  | Outdoor
NJADRE1555197101 | Administratively Determined Incentive Program | HAMILTON | 8629 | 12 | 4.35 | Residential | Behind the Meter | No | Net Metered Residential | Solar Mite Solutions |  | PSE&G | Accepted | 2023-11-29 | 2024-01-03 | 2025-01-03 | Solar Panels | Canadian Solar | CS6R |  | 0.395 | 9 | 230 | 27 |  | Fixed | Roof | Array 1
NJADRE1555197101 | Administratively Determined Incentive Program | HAMILTON | 8629 | 12 | 4.35 | Residential | Behind the Meter | No | Net Metered Residential | Solar Mite Solutions |  | PSE&G | Accepted | 2023-11-29 | 2024-01-03 | 2025-01-03 | Solar Panels | Canadian Solar | CS6R |  | 0.395 | 2 | 50 | 27 |  | Fixed | Roof | Array 2
NJADRE1555199492 | Administratively Determined Incentive Program | TUCKERTON | 8087 | 18 | 7.29 | Residential | Behind the Meter | Yes | Net Metered Residential | Sunrun Installation Services, Inc. |  | AC Electric | Accepted | 2023-11-30 | 2024-01-03 | 2025-01-03 | Inverters | Delta Electronics | E6-TL-US | 5760 |  | 1 |  |  | 0.96 |  | Outdoor
NJADRE1555199492 | Administratively Determined Incentive Program | TUCKERTON | 8087 | 18 | 7.29 | Residential | Behind the Meter | Yes | Net Metered Residential | Sunrun Installation Services, Inc. |  | AC Electric | Accepted | 2023-11-30 | 2024-01-03 | 2025-01-03 | Solar Panels | Hanwha Q Cells | Q.PEAK DUO BLK ML-G10+ 405 |  | 0.405 | 18 | 242 | 22 |  | Fixed | Roof
NJADRE1555199494 | Administratively Determined Incentive Program | HILLSIDE | 7205 | 10 | 3.65 | Residential | Behind the Meter | Yes | Net Metered Residential | Sunrun Installation Services, Inc. |  | PSE&G | Accepted | 2023-11-30 | 2024-01-03 | 2025-01-03 | Inverters | SolarEdge Technologies | SE3800H-USMN | 3800 |  | 1 |  |  | 0.96 |  | Outdoor
NJADRE1555199494 | Administratively Determined Incentive Program | HILLSIDE | 7205 | 10 | 3.65 | Residential | Behind the Meter | Yes | Net Metered Residential | Sunrun Installation Services, Inc. |  | PSE&G | Accepted | 2023-11-30 | 2024-01-03 | 2025-01-03 | Solar Panels | Hanwha Q Cells | Q.PEAK DUO BLK ML-G10+ 405 |  | 0.405 | 2 | 219 | 35 |  | Fixed | Roof
NJADRE1555199494 | Administratively Determined Incentive Program | HILLSIDE | 7205 | 10 | 3.65 | Residential | Behind the Meter | Yes | Net Metered Residential | Sunrun Installation Services, Inc. |  | PSE&G | Accepted | 2023-11-30 | 2024-01-03 | 2025-01-03 | Solar Panels | Hanwha Q Cells | Q.PEAK DUO BLK ML-G10+ 405 |  | 0.405 | 7 | 219 | 5 |  | Fixed | Roof
NJADRE1555199499 | Administratively Determined Incentive Program | TURNERSVILLE | 8012 | 14 | 10 | Residential | Behind the Meter | Yes | Net Metered Residential | SunPower Corporation, Systems |  | AC Electric | Accepted | 2023-11-30 | 2024-01-03 | 2025-01-03 | Solar Panels | WAAREE ENERGIES LIMITED | WSMDI-400 |  | 0.4 | 16 | 237 | 16 |  | Fixed | Roof
NJADRE1555199499 | Administratively Determined Incentive Program | TURNERSVILLE | 8012 | 14 | 10 | Residential | Behind the Meter | Yes | Net Metered Residential | SunPower Corporation, Systems |  | AC Electric | Accepted | 2023-11-30 | 2024-01-03 | 2025-01-03 | Solar Panels | WAAREE ENERGIES LIMITED | WSMDI-400 |  | 0.4 | 9 | 237 | 16 |  | Fixed | Roof
NJADRE1555199499 | Administratively Determined Incentive Program | TURNERSVILLE | 8012 | 14 | 10 | Residential | Behind the Meter | Yes | Net Metered Residential | SunPower Corporation, Systems |  | AC Electric | Accepted | 2023-11-30 | 2024-01-03 | 2025-01-03 | Inverters | Enphase | IQ7HS-66-M-US | 384 |  | 25 |  |  | 0.97 |  | Other | Under Each Panel
NJADRE1555199500 | Administratively Determined Incentive Program | PENNSVILLE | 8070 | 16 | 8.1 | Residential | Behind the Meter | Yes | Net Metered Residential | Sunrun Installation Services, Inc. |  | AC Electric | Accepted | 2023-11-30 | 2024-01-03 | 2025-01-03 | Inverters | SolarEdge Technologies | SE6000H-USSN | 6000 |  | 1 |  |  | 0.96 |  | Outdoor
NJADRE1555199500 | Administratively Determined Incentive Program | PENNSVILLE | 8070 | 16 | 8.1 | Residential | Behind the Meter | Yes | Net Metered Residential | Sunrun Installation Services, Inc. |  | AC Electric | Accepted | 2023-11-30 | 2024-01-03 | 2025-01-03 | Solar Panels | Hanwha Q Cells | Q.PEAK DUO BLK ML-G10+ 405 |  | 0.405 | 13 | 83 | 18 |  | Fixed | Roof
NJADRE1555199500 | Administratively Determined Incentive Program | PENNSVILLE | 8070 | 16 | 8.1 | Residential | Behind the Meter | Yes | Net Metered Residential | Sunrun Installation Services, Inc. |  | AC Electric | Accepted | 2023-11-30 | 2024-01-03 | 2025-01-03 | Solar Panels | Hanwha Q Cells | Q.PEAK DUO BLK ML-G10+ 405 |  | 0.405 | 7 | 173 | 18 |  | Fixed | Roof
NJADRE1555199508 | Administratively Determined Incentive Program | EVESHAM TWP | 8053 | 13 | 6.48 | Residential | Behind the Meter | Yes | Net Metered Residential | Sunrun Installation Services, Inc. |  | PSE&G | Accepted | 2023-11-30 | 2024-01-03 | 2025-01-03 | Inverters | SolarEdge Technologies | SE6000H-USSN | 6000 |  | 1 |  |  | 0.96 |  | Outdoor
NJADRE1555199508 | Administratively Determined Incentive Program | EVESHAM TWP | 8053 | 13 | 6.48 | Residential | Behind the Meter | Yes | Net Metered Residential | Sunrun Installation Services, Inc. |  | PSE&G | Accepted | 2023-11-30 | 2024-01-03 | 2025-01-03 | Solar Panels | Hanwha Q Cells | Q.PEAK DUO BLK ML-G10+ 405 |  | 0.405 | 16 | 133 | 21 |  | Fixed | Roof
NJADRE1555199518 | Administratively Determined Incentive Program | MAYWOOD BORO | 7607 | 7 | 4.5 | Residential | Behind the Meter | Yes | Net Metered Residential | Sunrun Installation Services, Inc. |  | PSE&G | Accepted | 2023-11-30 | 2024-01-03 | 2025-01-03 | Inverters | SOLAREDGE TECHNOLOGIES | SE3800H-USMN | 3800 |  | 1 |  |  | 0.992 |  | Outdoor | next to meter
NJADRE1555199518 | Administratively Determined Incentive Program | MAYWOOD BORO | 7607 | 7 | 4.5 | Residential | Behind the Meter | Yes | Net Metered Residential | Sunrun Installation Services, Inc. |  | PSE&G | Accepted | 2023-11-30 | 2024-01-03 | 2025-01-03 | Solar Panels | Vikram Solar | VSMDHT.60.375.05 |  | 0.375 | 12 | 128 | 39 |  | Fixed | Roof
NJADRE1555199522 | Administratively Determined Incentive Program | LIVINGSTON TOWNSHIP | 7039 | 9 | 19.04 | Residential | Behind the Meter | Yes | Net Metered Residential | Sunrun Installation Services, Inc. |  | PSE&G | Accepted | 2023-11-30 | 2024-01-03 | 2025-01-03 | Inverters | SolarEdge Technologies | SE7600H-USSN | 7600 |  | 2 |  |  | 0.96 |  | Outdoor | Next To Meter
NJADRE1555199522 | Administratively Determined Incentive Program | LIVINGSTON TOWNSHIP | 7039 | 9 | 19.04 | Residential | Behind the Meter | Yes | Net Metered Residential | Sunrun Installation Services, Inc. |  | PSE&G | Accepted | 2023-11-30 | 2024-01-03 | 2025-01-03 | Solar Panels | Hanwha Q Cells | Q.PEAK DUO BLK ML-G10+ 405 |  | 0.405 | 4 | 219 | 15 |  | Fixed | Roof
NJADRE1555199522 | Administratively Determined Incentive Program | LIVINGSTON TOWNSHIP | 7039 | 9 | 19.04 | Residential | Behind the Meter | Yes | Net Metered Residential | Sunrun Installation Services, Inc. |  | PSE&G | Accepted | 2023-11-30 | 2024-01-03 | 2025-01-03 | Solar Panels | Hanwha Q Cells | Q.PEAK DUO BLK ML-G10+ 405 |  | 0.405 | 6 | 39 | 15 |  | Fixed | Roof
NJADRE1555199522 | Administratively Determined Incentive Program | LIVINGSTON TOWNSHIP | 7039 | 9 | 19.04 | Residential | Behind the Meter | Yes | Net Metered Residential | Sunrun Installation Services, Inc. |  | PSE&G | Accepted | 2023-11-30 | 2024-01-03 | 2025-01-03 | Solar Panels | Hanwha Q Cells | Q.PEAK DUO BLK ML-G10+ 405 |  | 0.405 | 7 | 309 | 20 |  | Fixed | Roof
NJADRE1555199522 | Administratively Determined Incentive Program | LIVINGSTON TOWNSHIP | 7039 | 9 | 19.04 | Residential | Behind the Meter | Yes | Net Metered Residential | Sunrun Installation Services, Inc. |  | PSE&G | Accepted | 2023-11-30 | 2024-01-03 | 2025-01-03 | Solar Panels | Hanwha Q Cells | Q.PEAK DUO BLK ML-G10+ 405 |  | 0.405 | 5 | 129 | 20 |  | Fixed | Roof
NJADRE1555199522 | Administratively Determined Incentive Program | LIVINGSTON TOWNSHIP | 7039 | 9 | 19.04 | Residential | Behind the Meter | Yes | Net Metered Residential | Sunrun Installation Services, Inc. |  | PSE&G | Accepted | 2023-11-30 | 2024-01-03 | 2025-01-03 | Solar Panels | Hanwha Q Cells | Q.PEAK DUO BLK ML-G10+ 405 |  | 0.405 | 7 | 219 | 20 |  | Fixed | Roof
NJADRE1555199522 | Administratively Determined Incentive Program | LIVINGSTON TOWNSHIP | 7039 | 9 | 19.04 | Residential | Behind the Meter | Yes | Net Metered Residential | Sunrun Installation Services, Inc. |  | PSE&G | Accepted | 2023-11-30 | 2024-01-03 | 2025-01-03 | Solar Panels | Hanwha Q Cells | Q.PEAK DUO BLK ML-G10+ 405 |  | 0.405 | 8 | 219 | 15 |  | Fixed | Roof
NJADRE1555199522 | Administratively Determined Incentive Program | LIVINGSTON TOWNSHIP | 7039 | 9 | 19.04 | Residential | Behind the Meter | Yes | Net Metered Residential | Sunrun Installation Services, Inc. |  | PSE&G | Accepted | 2023-11-30 | 2024-01-03 | 2025-01-03 | Solar Panels | Hanwha Q Cells | Q.PEAK DUO BLK ML-G10+ 405 |  | 0.405 | 10 | 129 | 15 |  | Fixed | Roof
NJADRE1555199541 | Administratively Determined Incentive Program | NEWARK | 7103 | 9 | 8.8 | Residential | Behind the Meter | Yes | Net Metered Residential | Suntuity Solar LLC |  | PSE&G | Accepted | 2023-11-30 | 2024-01-03 | 2025-01-03 | Inverters | (22) ENPHASE | IQ8PLUS-72-2-US | 290 |  | 22 |  |  | 0.97 |  | Outdoor | Behind the PV modules
NJADRE1555199541 | Administratively Determined Incentive Program | NEWARK | 7103 | 9 | 8.8 | Residential | Behind the Meter | Yes | Net Metered Residential | Suntuity Solar LLC |  | PSE&G | Accepted | 2023-11-30 | 2024-01-03 | 2025-01-03 | Solar Panels | (22) CANADIAN SOLAR | CS6R-400MS-HL |  | 0.4 | 18 | 346 | 34 |  | Fixed | Roof
NJADRE1555199541 | Administratively Determined Incentive Program | NEWARK | 7103 | 9 | 8.8 | Residential | Behind the Meter | Yes | Net Metered Residential | Suntuity Solar LLC |  | PSE&G | Accepted | 2023-11-30 | 2024-01-03 | 2025-01-03 | Solar Panels | (22) CANADIAN SOLAR | CS6R-400MS-HL |  | 0.4 | 4 | 166 | 34 |  | Fixed | Roof
NJADRE1555199542 | Administratively Determined Incentive Program | ATCO | 8004 | 14 | 8.1 | Residential | Behind the Meter | Yes | Net Metered Residential | Sunny Mac LLC |  | AC Electric | Accepted | 2023-11-30 | 2024-01-03 | 2025-01-03 | Solar Panels | Q.PEAK DUO BLK ML-G10+ 405 | HANWHA |  | 0.405 | 16 | 242 | 21 |  | Fixed | Roof
NJADRE1555199542 | Administratively Determined Incentive Program | ATCO | 8004 | 14 | 8.1 | Residential | Behind the Meter | Yes | Net Metered Residential | Sunny Mac LLC |  | AC Electric | Accepted | 2023-11-30 | 2024-01-03 | 2025-01-03 | Solar Panels | Q.PEAK DUO BLK ML-G10+ 405 | HANWHA |  | 0.405 | 4 | 62 | 21 |  | Fixed | Roof
NJADRE1555199542 | Administratively Determined Incentive Program | ATCO | 8004 | 14 | 8.1 | Residential | Behind the Meter | Yes | Net Metered Residential | Sunny Mac LLC |  | AC Electric | Accepted | 2023-11-30 | 2024-01-03 | 2025-01-03 | Inverters | SE6000H-US | Solaredge | 6000 |  | 1 |  |  | 0.1 |  | Outdoor | next to meter
NJADRE1555199542 | Administratively Determined Incentive Program | ATCO | 8004 | 14 | 8.1 | Residential | Behind the Meter | Yes | Net Metered Residential | Sunny Mac LLC |  | AC Electric | Accepted | 2023-11-30 | 2024-01-03 | 2025-01-03 | Meters | SE-RGMTR-1D-240C-B | Solaredge |  |  | 1 |  |  |  | Yes | Outdoor
NJADRE1555199564 | Administratively Determined Incentive Program | EAST WINDSOR | 8520 | 12 | 9.2 | Residential | Behind the Meter | Yes | Net Metered Residential | Suntuity Solar LLC |  | JCP&L | Accepted | 2023-11-30 | 2024-01-03 | 2025-01-03 | Inverters | (23) ENPHASE | IQ8PLUS-72-2-US | 290 |  | 23 |  |  | 0.97 |  | Outdoor | Behind the PV modules
NJADRE1555199564 | Administratively Determined Incentive Program | EAST WINDSOR | 8520 | 12 | 9.2 | Residential | Behind the Meter | Yes | Net Metered Residential | Suntuity Solar LLC |  | JCP&L | Accepted | 2023-11-30 | 2024-01-03 | 2025-01-03 | Solar Panels | (23) CANADIAN SOLAR | CS6R-400MS-HL |  | 0.4 | 2 | 318 | 40 |  | Fixed | Roof
NJADRE1555199564 | Administratively Determined Incentive Program | EAST WINDSOR | 8520 | 12 | 9.2 | Residential | Behind the Meter | Yes | Net Metered Residential | Suntuity Solar LLC |  | JCP&L | Accepted | 2023-11-30 | 2024-01-03 | 2025-01-03 | Solar Panels | (23) CANADIAN SOLAR | CS6R-400MS-HL |  | 0.4 | 12 | 228 | 31 |  | Fixed | Roof
NJADRE1555199564 | Administratively Determined Incentive Program | EAST WINDSOR | 8520 | 12 | 9.2 | Residential | Behind the Meter | Yes | Net Metered Residential | Suntuity Solar LLC |  | JCP&L | Accepted | 2023-11-30 | 2024-01-03 | 2025-01-03 | Solar Panels | (23) CANADIAN SOLAR | CS6R-400MS-HL |  | 0.4 | 4 | 48 | 31 |  | Fixed | Roof
NJADRE1555199564 | Administratively Determined Incentive Program | EAST WINDSOR | 8520 | 12 | 9.2 | Residential | Behind the Meter | Yes | Net Metered Residential | Suntuity Solar LLC |  | JCP&L | Accepted | 2023-11-30 | 2024-01-03 | 2025-01-03 | Solar Panels | (23) CANADIAN SOLAR | CS6R-400MS-HL |  | 0.4 | 5 | 48 | 31 |  | Fixed | Roof
NJADRE1555199567 | Administratively Determined Incentive Program | FRANKLIN PARK | 8823 | 5 | 6.48 | Residential | Behind the Meter | Yes | Net Metered Residential | Sunrun Installation Services, Inc. |  | PSE&G | Accepted | 2023-11-30 | 2024-01-03 | 2025-01-03 | Electric Storage Battery | LG Chem | RESU 10H Prime |  |  | 1 |  |  |  | Lithium Ion |  | Inside
NJADRE1555199567 | Administratively Determined Incentive Program | FRANKLIN PARK | 8823 | 5 | 6.48 | Residential | Behind the Meter | Yes | Net Metered Residential | Sunrun Installation Services, Inc. |  | PSE&G | Accepted | 2023-11-30 | 2024-01-03 | 2025-01-03 | Inverters | SOLAREDGE TECHNOLOGIES | SE6000H-USSN | 6000 |  | 1 |  |  | 0.99 |  | Indoor | next to meter
NJADRE1555199567 | Administratively Determined Incentive Program | FRANKLIN PARK | 8823 | 5 | 6.48 | Residential | Behind the Meter | Yes | Net Metered Residential | Sunrun Installation Services, Inc. |  | PSE&G | Accepted | 2023-11-30 | 2024-01-03 | 2025-01-03 | Solar Panels | Hanwha Q Cells | Q.PEAK DUO BLK ML-G10+ 405 |  | 0.405 | 16 | 265 | 27 |  | Fixed | Roof
NJADRE1555199576 | Administratively Determined Incentive Program | Paterson City | 7524 | 6 | 3.24 | Residential | Behind the Meter | Yes | Net Metered Residential | SunnyMac LLC |  | PSE&G | Accepted | 2023-11-30 | 2024-01-15 | 2025-01-15 | Solar Panels | Q.PEAK DUO BLK ML-G10+ 405 | HANWHA |  | 0.405 | 8 | 104 | 36 |  | Fixed | Roof
NJADRE1555199576 | Administratively Determined Incentive Program | Paterson City | 7524 | 6 | 3.24 | Residential | Behind the Meter | Yes | Net Metered Residential | SunnyMac LLC |  | PSE&G | Accepted | 2023-11-30 | 2024-01-15 | 2025-01-15 | Inverters | SE3000H-US | Solaredge | 3000 |  | 1 |  |  | 0.1 |  | Outdoor | next to meter
NJADRE1555199578 | Administratively Determined Incentive Program | SEWELL | 8080 | 15 | 9.84 | Residential | Behind the Meter | Yes | Net Metered Residential | Sun Up Zero Down |  | AC Electric | Accepted | 2023-11-30 | 2024-01-03 | 2025-01-03 | Meters | Enphase | TBD |  |  | 1 |  |  |  | Yes
NJADRE1555199578 | Administratively Determined Incentive Program | SEWELL | 8080 | 15 | 9.84 | Residential | Behind the Meter | Yes | Net Metered Residential | Sun Up Zero Down |  | AC Electric | Accepted | 2023-11-30 | 2024-01-03 | 2025-01-03 | Inverters | Enphase | IQ8PLUS-72-2-US | 290 |  | 24 |  |  | 0.976 |  | Outdoor
NJADRE1555199578 | Administratively Determined Incentive Program | SEWELL | 8080 | 15 | 9.84 | Residential | Behind the Meter | Yes | Net Metered Residential | Sun Up Zero Down |  | AC Electric | Accepted | 2023-11-30 | 2024-01-03 | 2025-01-03 | Solar Panels | Trina | TSM-410-NE09RC.05 Vertex S+ |  | 0.41 | 24 | 249 | 27 |  | Fixed | Roof
NJADRE1555199587 | Administratively Determined Incentive Program | CARTERET | 7008 | 11 | 8.1 | Residential | Behind the Meter | Yes | Net Metered Residential | EMT Renewables |  | PSE&G | Accepted | 2023-11-30 | 2024-01-04 | 2025-01-04 | Inverters | ENPHASE | IQ8+ | 290 |  | 20 |  |  | 0.98 |  | Other | UNDER EACH PANEL
NJADRE1555199587 | Administratively Determined Incentive Program | CARTERET | 7008 | 11 | 8.1 | Residential | Behind the Meter | Yes | Net Metered Residential | EMT Renewables |  | PSE&G | Accepted | 2023-11-30 | 2024-01-04 | 2025-01-04 | Solar Panels | Q CELLS | Q PEAK DUO BLK |  | 0.405 | 7 | 137 | 28 |  | Fixed | Roof
NJADRE1555199587 | Administratively Determined Incentive Program | CARTERET | 7008 | 11 | 8.1 | Residential | Behind the Meter | Yes | Net Metered Residential | EMT Renewables |  | PSE&G | Accepted | 2023-11-30 | 2024-01-04 | 2025-01-04 | Solar Panels | Q CELLS | Q PEAK DUO BLK |  | 0.405 | 9 | 137 | 28 |  | Fixed | Roof
NJADRE1555199587 | Administratively Determined Incentive Program | CARTERET | 7008 | 11 | 8.1 | Residential | Behind the Meter | Yes | Net Metered Residential | EMT Renewables |  | PSE&G | Accepted | 2023-11-30 | 2024-01-04 | 2025-01-04 | Solar Panels | Q CELLS | Q PEAK DUO BLK |  | 0.405 | 2 | 137 | 16 |  | Fixed | Roof
NJADRE1555199587 | Administratively Determined Incentive Program | CARTERET | 7008 | 11 | 8.1 | Residential | Behind the Meter | Yes | Net Metered Residential | EMT Renewables |  | PSE&G | Accepted | 2023-11-30 | 2024-01-04 | 2025-01-04 | Solar Panels | Q CELLS | Q PEAK DUO BLK |  | 0.405 | 2 | 137 | 16 |  | Fixed | Roof
NJADRE1555199614 | Administratively Determined Incentive Program | LINWOOD | 8221 | 19 | 11.89 | Residential | Behind the Meter | Yes | Net Metered Residential | Sun Up Zero Down |  | AC Electric | Accepted | 2023-11-30 | 2024-01-03 | 2025-01-03 | Meters | Enphase | TBD |  |  | 1 |  |  |  | Yes
NJADRE1555199614 | Administratively Determined Incentive Program | LINWOOD | 8221 | 19 | 11.89 | Residential | Behind the Meter | Yes | Net Metered Residential | Sun Up Zero Down |  | AC Electric | Accepted | 2023-11-30 | 2024-01-03 | 2025-01-03 | Inverters | Enphase | IQ8PLUS-72-2-US | 290 |  | 29 |  |  | 0.976 |  | Outdoor
NJADRE1555199614 | Administratively Determined Incentive Program | LINWOOD | 8221 | 19 | 11.89 | Residential | Behind the Meter | Yes | Net Metered Residential | Sun Up Zero Down |  | AC Electric | Accepted | 2023-11-30 | 2024-01-03 | 2025-01-03 | Solar Panels | Trina | TSM-410-NE09RC.05 Vertex S+ |  | 0.41 | 29 | 121 | 23 |  | Fixed | Pole
NJADRE1555199680 | Administratively Determined Incentive Program | EGG HARBOR TOWNSHIP | 8234 | 19 | 12.15 | Residential | Behind the Meter | Yes | Net Metered Residential | EMT Renewables |  | AC Electric | Accepted | 2023-11-30 | 2024-01-04 | 2025-01-04 | Inverters | ENPHASE | IQ8+ | 290 |  | 30 |  |  | 0.98 |  | Other | UNDER EACH PANEL
NJADRE1555199680 | Administratively Determined Incentive Program | EGG HARBOR TOWNSHIP | 8234 | 19 | 12.15 | Residential | Behind the Meter | Yes | Net Metered Residential | EMT Renewables |  | AC Electric | Accepted | 2023-11-30 | 2024-01-04 | 2025-01-04 | Solar Panels | Q CELLS | Q PEAK DUO BLK |  | 0.405 | 9 | 193 | 26 |  | Fixed | Roof
NJADRE1555199680 | Administratively Determined Incentive Program | EGG HARBOR TOWNSHIP | 8234 | 19 | 12.15 | Residential | Behind the Meter | Yes | Net Metered Residential | EMT Renewables |  | AC Electric | Accepted | 2023-11-30 | 2024-01-04 | 2025-01-04 | Solar Panels | Q CELLS | Q PEAK DUO BLK |  | 0.405 | 21 | 13 | 26 |  | Fixed | Roof
NJADRE1555199760 | Administratively Determined Incentive Program | WEST NEW YORK | 7093 | 8 | 4.8 | Residential | Behind the Meter | Yes | Net Metered Residential | SunnyMac LLC |  | PSE&G | Accepted | 2023-11-30 | 2024-01-03 | 2025-01-03 | Solar Panels | Q.PEAK DUO BLK ML-G10+400 | HANWHA |  | 0.4 | 12 | 22 | 6 |  | Fixed | Roof
NJADRE1555199760 | Administratively Determined Incentive Program | WEST NEW YORK | 7093 | 8 | 4.8 | Residential | Behind the Meter | Yes | Net Metered Residential | SunnyMac LLC |  | PSE&G | Accepted | 2023-11-30 | 2024-01-03 | 2025-01-03 | Inverters | SE3800H-US | Solaredge | 3800 |  | 1 |  |  | 0.1 |  | Outdoor | next to meter
NJADRE1555199761 | Administratively Determined Incentive Program | BAYONNE | 7002 | 8 | 12.15 | Residential | Behind the Meter | Yes | Net Metered Residential | Trinity Solar |  | PSE&G | Accepted | 2023-11-30 | 2024-01-03 | 2025-01-03 | Inverters | Solar Edge | SE10000H-US000BEi4 | 10000 |  | 1 |  |  | 0.97 |  | Outdoor
NJADRE1555199761 | Administratively Determined Incentive Program | BAYONNE | 7002 | 8 | 12.15 | Residential | Behind the Meter | Yes | Net Metered Residential | Trinity Solar |  | PSE&G | Accepted | 2023-11-30 | 2024-01-03 | 2025-01-03 | Solar Panels | HANWHA | Q.PEAK DUO BLK ML-G10+ 405 |  | 0.405 | 17 | 92 | 23 |  | Fixed | Roof
NJADRE1555199761 | Administratively Determined Incentive Program | BAYONNE | 7002 | 8 | 12.15 | Residential | Behind the Meter | Yes | Net Metered Residential | Trinity Solar |  | PSE&G | Accepted | 2023-11-30 | 2024-01-03 | 2025-01-03 | Solar Panels | HANWHA | Q.PEAK DUO BLK ML-G10+ 405 |  | 0.405 | 9 | 272 | 23 |  | Fixed | Roof
NJADRE1555199761 | Administratively Determined Incentive Program | BAYONNE | 7002 | 8 | 12.15 | Residential | Behind the Meter | Yes | Net Metered Residential | Trinity Solar |  | PSE&G | Accepted | 2023-11-30 | 2024-01-03 | 2025-01-03 | Solar Panels | HANWHA | Q.PEAK DUO BLK ML-G10+ 405 |  | 0.405 | 4 | 182 | 23 |  | Fixed | Roof
NJADRE1555199769 | Administratively Determined Incentive Program | SAYREVILLE | 8872 | 11 | 4.46 | Residential | Behind the Meter | Yes | Net Metered Residential | Sunrun Installation Services, Inc. |  | JCP&L | Accepted | 2023-11-30 | 2024-01-05 | 2025-01-05 | Solar Panels | HANWHA Q-CELLS | Q.PEAK DUO BLK ML-G10+ 405 |  | 0.405 | 4 | 261 | 36 |  | Fixed | Roof
NJADRE1555199769 | Administratively Determined Incentive Program | SAYREVILLE | 8872 | 11 | 4.46 | Residential | Behind the Meter | Yes | Net Metered Residential | Sunrun Installation Services, Inc. |  | JCP&L | Accepted | 2023-11-30 | 2024-01-05 | 2025-01-05 | Solar Panels | HANWHA Q-CELLS | Q.PEAK DUO BLK ML-G10+ 405 |  | 0.405 | 4 | 82 | 42 |  | Fixed | Roof
NJADRE1555199769 | Administratively Determined Incentive Program | SAYREVILLE | 8872 | 11 | 4.46 | Residential | Behind the Meter | Yes | Net Metered Residential | Sunrun Installation Services, Inc. |  | JCP&L | Accepted | 2023-11-30 | 2024-01-05 | 2025-01-05 | Solar Panels | HANWHA Q-CELLS x | HANWHA Q-CELLS: Q.PEAK DUO BLK ML-G10+ 405 |  | 0.405 | 3 | 171 | 38 |  | Fixed | Roof
NJADRE1555199769 | Administratively Determined Incentive Program | SAYREVILLE | 8872 | 11 | 4.46 | Residential | Behind the Meter | Yes | Net Metered Residential | Sunrun Installation Services, Inc. |  | JCP&L | Accepted | 2023-11-30 | 2024-01-05 | 2025-01-05 | Inverters | SOLAREDGE TECHNOLOGIES | SE3800H-USMN | 3800 |  | 1 |  |  | 0.99 |  | Outdoor
NJADRE1555199795 | Administratively Determined Incentive Program | PENNSAUKEN TWP | 8109 | 14 | 4.05 | Residential | Behind the Meter | Yes | Net Metered Residential | EMT Renewables |  | PSE&G | Accepted | 2023-11-30 | 2024-01-03 | 2025-01-03 | Inverters | ENPHASE | IQ8+ | 290 |  | 10 |  |  | 0.98 |  | Other | UNDER EACH PANEL
NJADRE1555199795 | Administratively Determined Incentive Program | PENNSAUKEN TWP | 8109 | 14 | 4.05 | Residential | Behind the Meter | Yes | Net Metered Residential | EMT Renewables |  | PSE&G | Accepted | 2023-11-30 | 2024-01-03 | 2025-01-03 | Solar Panels | Q CELLS | Q PEAK DUO BLK |  | 0.405 | 10 | 148 | 36 |  | Fixed | Roof
NJADRE1555199802 | Administratively Determined Incentive Program | Audubon | 8106 | 14 | 6.89 | Residential | Behind the Meter | Yes | Net Metered Residential | Sunny Mac LLC |  | PSE&G | Accepted | 2023-11-30 | 2024-01-25 | 2025-01-25 | Solar Panels | Q.PEAK DUO BLK ML-G10+ 405 | HANWHA |  | 0.405 | 2 | 320 | 31 |  | Fixed | Roof
NJADRE1555199802 | Administratively Determined Incentive Program | Audubon | 8106 | 14 | 6.89 | Residential | Behind the Meter | Yes | Net Metered Residential | Sunny Mac LLC |  | PSE&G | Accepted | 2023-11-30 | 2024-01-25 | 2025-01-25 | Solar Panels | Q.PEAK DUO BLK ML-G10+ 405 | HANWHA |  | 0.405 | 15 | 140 | 30 |  | Fixed | Roof
NJADRE1555199802 | Administratively Determined Incentive Program | Audubon | 8106 | 14 | 6.89 | Residential | Behind the Meter | Yes | Net Metered Residential | Sunny Mac LLC |  | PSE&G | Accepted | 2023-11-30 | 2024-01-25 | 2025-01-25 | Inverters | SE 6000H -US | Solaredge | 6000 |  | 1 |  |  | 0.1 |  | Outdoor | next to meter
NJADRE1555199802 | Administratively Determined Incentive Program | Audubon | 8106 | 14 | 6.89 | Residential | Behind the Meter | Yes | Net Metered Residential | Sunny Mac LLC |  | PSE&G | Accepted | 2023-11-30 | 2024-01-25 | 2025-01-25 | Meters | SE-RGMTR-1D-240C-B | Solaredge |  |  | 1 |  |  |  | Yes | Outdoor
NJADRE1555199822 | Administratively Determined Incentive Program | MORGANVILLE | 7751 | 17 | 4.05 | Residential | Behind the Meter | Yes | Net Metered Residential | SunnyMac LLC |  | JCP&L | Accepted | 2023-11-30 | 2024-01-05 | 2025-01-05 | Solar Panels | Q.PEAK DUO BLK ML-G10+ 405W | HANWHA |  | 0.405 | 10 | 161 | 22 |  | Fixed | Roof
NJADRE1555199822 | Administratively Determined Incentive Program | MORGANVILLE | 7751 | 17 | 4.05 | Residential | Behind the Meter | Yes | Net Metered Residential | SunnyMac LLC |  | JCP&L | Accepted | 2023-11-30 | 2024-01-05 | 2025-01-05 | Inverters | SE3800H -US | Solaredge | 3800 |  | 1 |  |  | 0.1 |  | Outdoor | next to meter
NJADRE1555199874 | Administratively Determined Incentive Program | BLACKWOOD | 8012 | 14 | 3.24 | Residential | Behind the Meter | Yes | Net Metered Residential | Sunny Mac LLC |  | PSE&G | Accepted | 2023-11-30 | 2024-01-03 | 2025-01-03 | Solar Panels | Q.PEAK DUO BLK ML-G10+ 405 | HANWHA |  | 0.405 | 8 | 133 | 21 |  | Fixed | Roof
NJADRE1555199874 | Administratively Determined Incentive Program | BLACKWOOD | 8012 | 14 | 3.24 | Residential | Behind the Meter | Yes | Net Metered Residential | Sunny Mac LLC |  | PSE&G | Accepted | 2023-11-30 | 2024-01-03 | 2025-01-03 | Inverters | SE3800H-US | Solaredge | 3800 |  | 1 |  |  | 0.1 |  | Outdoor | next to meter
NJADRE1555199889 | Administratively Determined Incentive Program | MARLBORO | 07746-2323 | 17 | 15.6 | Residential | Behind the Meter | Yes | Net Metered Residential | Pro Custom Solar dba Momentum Solar |  | PSE&G | Accepted | 2023-11-30 | 2024-01-03 | 2025-01-03 | Solar Panels | HANWHA | Q. PEAK DUO BLK ML-G10+400 |  | 0.4 | 4 | 246 | 23 |  | Fixed | Roof
NJADRE1555199889 | Administratively Determined Incentive Program | MARLBORO | 07746-2323 | 17 | 15.6 | Residential | Behind the Meter | Yes | Net Metered Residential | Pro Custom Solar dba Momentum Solar |  | PSE&G | Accepted | 2023-11-30 | 2024-01-03 | 2025-01-03 | Solar Panels | HANWHA | Q. PEAK DUO BLK ML-G10+400 |  | 0.4 | 7 | 336 | 22 |  | Fixed | Roof
NJADRE1555199889 | Administratively Determined Incentive Program | MARLBORO | 07746-2323 | 17 | 15.6 | Residential | Behind the Meter | Yes | Net Metered Residential | Pro Custom Solar dba Momentum Solar |  | PSE&G | Accepted | 2023-11-30 | 2024-01-03 | 2025-01-03 | Solar Panels | HANWHA | Q. PEAK DUO BLK ML-G10+400 |  | 0.4 | 7 | 156 | 23 |  | Fixed | Roof
NJADRE1555199889 | Administratively Determined Incentive Program | MARLBORO | 07746-2323 | 17 | 15.6 | Residential | Behind the Meter | Yes | Net Metered Residential | Pro Custom Solar dba Momentum Solar |  | PSE&G | Accepted | 2023-11-30 | 2024-01-03 | 2025-01-03 | Solar Panels | HANWHA | Q. PEAK DUO BLK ML-G10+400 |  | 0.4 | 4 | 246 | 22 |  | Fixed | Roof
NJADRE1555199889 | Administratively Determined Incentive Program | MARLBORO | 07746-2323 | 17 | 15.6 | Residential | Behind the Meter | Yes | Net Metered Residential | Pro Custom Solar dba Momentum Solar |  | PSE&G | Accepted | 2023-11-30 | 2024-01-03 | 2025-01-03 | Solar Panels | HANWHA | Q. PEAK DUO BLK ML-G10+400 |  | 0.4 | 6 | 336 | 23 |  | Fixed | Roof
NJADRE1555199889 | Administratively Determined Incentive Program | MARLBORO | 07746-2323 | 17 | 15.6 | Residential | Behind the Meter | Yes | Net Metered Residential | Pro Custom Solar dba Momentum Solar |  | PSE&G | Accepted | 2023-11-30 | 2024-01-03 | 2025-01-03 | Solar Panels | HANWHA | Q. PEAK DUO BLK ML-G10+400 |  | 0.4 | 9 | 66 | 23 |  | Fixed | Roof
NJADRE1555199889 | Administratively Determined Incentive Program | MARLBORO | 07746-2323 | 17 | 15.6 | Residential | Behind the Meter | Yes | Net Metered Residential | Pro Custom Solar dba Momentum Solar |  | PSE&G | Accepted | 2023-11-30 | 2024-01-03 | 2025-01-03 | Solar Panels | HANWHA | Q. PEAK DUO BLK ML-G10+400 |  | 0.4 | 2 | 66 | 22 |  | Fixed | Roof
NJADRE1555199889 | Administratively Determined Incentive Program | MARLBORO | 07746-2323 | 17 | 15.6 | Residential | Behind the Meter | Yes | Net Metered Residential | Pro Custom Solar dba Momentum Solar |  | PSE&G | Accepted | 2023-11-30 | 2024-01-03 | 2025-01-03 | Inverters | ENPHASE | IQ8PLUS-72-2-US | 290 |  | 39 |  |  | 0.97 |  | Outdoor
NJADRE1555199900 | Administratively Determined Incentive Program | ELIZABETH CITY | 7206 | 10 | 5.67 | Residential | Behind the Meter | No | Net Metered Residential | EMT Renewables |  | PSE&G | Accepted | 2023-11-30 | 2024-01-03 | 2025-01-03 | Inverters | ENPHASE | IQ8+ | 290 |  | 14 |  |  | 0.98 |  | Other | UNDER EACH PANEL
NJADRE1555199900 | Administratively Determined Incentive Program | ELIZABETH CITY | 7206 | 10 | 5.67 | Residential | Behind the Meter | No | Net Metered Residential | EMT Renewables |  | PSE&G | Accepted | 2023-11-30 | 2024-01-03 | 2025-01-03 | Solar Panels | Q CELLS | Q PEAK DUO BLK |  | 0.405 | 14 | 145 | 28 |  | Fixed | Roof
NJADRE1555199911 | Administratively Determined Incentive Program | DOVER | 7801 | 3 | 4.86 | Residential | Behind the Meter | Yes | Net Metered Residential | SunnyMac LLC |  | JCP&L | Accepted | 2023-11-30 | 2024-01-03 | 2025-01-03 | Solar Panels | Q.PEAK DUO BLK ML-G10+ 405W | HANWHA |  | 0.405 | 3 | 193 | 37 |  | Fixed | Roof
NJADRE1555199911 | Administratively Determined Incentive Program | DOVER | 7801 | 3 | 4.86 | Residential | Behind the Meter | Yes | Net Metered Residential | SunnyMac LLC |  | JCP&L | Accepted | 2023-11-30 | 2024-01-03 | 2025-01-03 | Solar Panels | Q.PEAK DUO BLK ML-G10+ 405W | HANWHA |  | 0.405 | 9 | 283 | 37 |  | Fixed | Roof
NJADRE1555199911 | Administratively Determined Incentive Program | DOVER | 7801 | 3 | 4.86 | Residential | Behind the Meter | Yes | Net Metered Residential | SunnyMac LLC |  | JCP&L | Accepted | 2023-11-30 | 2024-01-03 | 2025-01-03 | Inverters | SE3800H-US | SOLAREDGE | 3800 |  | 1 |  |  | 0.1 |  | Outdoor | next to meter
NJADRE1555199911 | Administratively Determined Incentive Program | DOVER | 7801 | 3 | 4.86 | Residential | Behind the Meter | Yes | Net Metered Residential | SunnyMac LLC |  | JCP&L | Accepted | 2023-11-30 | 2024-01-03 | 2025-01-03 | Meters | SE-RGMTR-1D-240C-B | Solaredge |  |  | 1 |  |  |  | Yes | Outdoor
NJADRE1555199924 | Administratively Determined Incentive Program | NUTLEY | 7110 | 9 | 5.11 | Residential | Behind the Meter | No | Net Metered Residential | Power Home Remodeling |  | PSE&G | Accepted | 2023-12-04 | 2024-01-08 | 2025-01-08 | Inverters | Solar Edge | SE3800H-US | 3800 |  | 1 |  |  | 0.99 |  | Outdoor
NJADRE1555199924 | Administratively Determined Incentive Program | NUTLEY | 7110 | 9 | 5.11 | Residential | Behind the Meter | No | Net Metered Residential | Power Home Remodeling |  | PSE&G | Accepted | 2023-12-04 | 2024-01-08 | 2025-01-08 | Meters | SolarEdge | Revenue Grade Data Ansi C12.20 |  |  | 1 |  |  |  | Yes | Outdoor
NJADRE1555199924 | Administratively Determined Incentive Program | NUTLEY | 7110 | 9 | 5.11 | Residential | Behind the Meter | No | Net Metered Residential | Power Home Remodeling |  | PSE&G | Accepted | 2023-12-04 | 2024-01-08 | 2025-01-08 | Solar Panels | Hyundai | HiS-S365XG (BK) |  | 0.365 | 10 | 118 | 22 |  | Fixed | Roof
NJADRE1555199924 | Administratively Determined Incentive Program | NUTLEY | 7110 | 9 | 5.11 | Residential | Behind the Meter | No | Net Metered Residential | Power Home Remodeling |  | PSE&G | Accepted | 2023-12-04 | 2024-01-08 | 2025-01-08 | Solar Panels | Hyundai | HiS-S365XG (BK) |  | 0.365 | 4 | 208 | 24 |  | Fixed | Roof
NJADRE1555199957 | Administratively Determined Incentive Program | MAYS LANDING | 8330 | 19 | 9.32 | Residential | Behind the Meter | No | Net Metered Residential | Powur, PBC |  | AC Electric | Accepted | 2023-12-04 | 2024-01-08 | 2025-01-08 | Solar Panels | Rec Solar | REC405AA PURE BLACK |  | 0.405 | 12 | 196 | 40 |  | Fixed | Roof
NJADRE1555199957 | Administratively Determined Incentive Program | MAYS LANDING | 8330 | 19 | 9.32 | Residential | Behind the Meter | No | Net Metered Residential | Powur, PBC |  | AC Electric | Accepted | 2023-12-04 | 2024-01-08 | 2025-01-08 | Solar Panels | Rec Solar | REC405AA PURE BLACK |  | 0.405 | 11 | 106 | 37 |  | Fixed | Roof
NJADRE1555199957 | Administratively Determined Incentive Program | MAYS LANDING | 8330 | 19 | 9.32 | Residential | Behind the Meter | No | Net Metered Residential | Powur, PBC |  | AC Electric | Accepted | 2023-12-04 | 2024-01-08 | 2025-01-08 | Inverters | Solaredge | SE7600H-US | 7600 |  | 1 |  |  | 0.99 |  | Outside
NJADRE1555199957 | Administratively Determined Incentive Program | MAYS LANDING | 8330 | 19 | 9.32 | Residential | Behind the Meter | No | Net Metered Residential | Powur, PBC |  | AC Electric | Accepted | 2023-12-04 | 2024-01-08 | 2025-01-08 | Meters | Solaredge | SE7600H-US |  |  | 1 |  |  |  | Yes | Outdoor
NJADRE1555199958 | Administratively Determined Incentive Program | WILLINGBORO | 8046 | 13 | 7.7 | Residential | Behind the Meter | Yes | Net Metered Residential | SunnyMac LLC |  | PSE&G | Accepted | 2023-11-30 | 2024-01-03 | 2025-01-03 | Solar Panels | Q.PEAK DUO BLK ML-G10+ 405W | HANWHA |  | 0.405 | 9 | 187 | 28 |  | Fixed | Roof
NJADRE1555199958 | Administratively Determined Incentive Program | WILLINGBORO | 8046 | 13 | 7.7 | Residential | Behind the Meter | Yes | Net Metered Residential | SunnyMac LLC |  | PSE&G | Accepted | 2023-11-30 | 2024-01-03 | 2025-01-03 | Solar Panels | Q.PEAK DUO BLK ML-G10+ 405W | HANWHA |  | 0.405 | 10 | 97 | 18 |  | Fixed | Roof
NJADRE1555199958 | Administratively Determined Incentive Program | WILLINGBORO | 8046 | 13 | 7.7 | Residential | Behind the Meter | Yes | Net Metered Residential | SunnyMac LLC |  | PSE&G | Accepted | 2023-11-30 | 2024-01-03 | 2025-01-03 | Inverters | SE6000H-US | SOLAREDGE | 6000 |  | 1 |  |  | 0.1 |  | Outdoor | next to meter
NJADRE1555199958 | Administratively Determined Incentive Program | WILLINGBORO | 8046 | 13 | 7.7 | Residential | Behind the Meter | Yes | Net Metered Residential | SunnyMac LLC |  | PSE&G | Accepted | 2023-11-30 | 2024-01-03 | 2025-01-03 | Meters | SE-RGMTR-1D-240C-B | Solaredge |  |  | 1 |  |  |  | Yes | Outdoor
NJADRE1555199967 | Administratively Determined Incentive Program | NORTHFIELD | 8225 | 19 | 11.01 | Residential | Behind the Meter | No | Net Metered Residential | Solar Energy World |  | AC Electric | Accepted | 2023-11-30 | 2024-01-08 | 2025-01-08 | Inverters | Enphase Energy | IQ8-60-2-US | 240 |  | 31 |  |  | 0.97 |  | Outdoor
NJADRE1555199967 | Administratively Determined Incentive Program | NORTHFIELD | 8225 | 19 | 11.01 | Residential | Behind the Meter | No | Net Metered Residential | Solar Energy World |  | AC Electric | Accepted | 2023-11-30 | 2024-01-08 | 2025-01-08 | Solar Panels | Longi | LR4-60HPB-355. |  | 0.355 | 8 | 249 | 24 |  | Fixed | Roof
NJADRE1555199967 | Administratively Determined Incentive Program | NORTHFIELD | 8225 | 19 | 11.01 | Residential | Behind the Meter | No | Net Metered Residential | Solar Energy World |  | AC Electric | Accepted | 2023-11-30 | 2024-01-08 | 2025-01-08 | Solar Panels | Longi Green Energy | LR4-6HPB-355M |  | 0.355 | 3 | 68 | 23 |  | Fixed | Roof
NJADRE1555199967 | Administratively Determined Incentive Program | NORTHFIELD | 8225 | 19 | 11.01 | Residential | Behind the Meter | No | Net Metered Residential | Solar Energy World |  | AC Electric | Accepted | 2023-11-30 | 2024-01-08 | 2025-01-08 | Solar Panels | Longi Green Energy | LR4-60HPB-355M |  | 0.355 | 8 | 339 | 24 |  | Fixed | Roof
NJADRE1555199967 | Administratively Determined Incentive Program | NORTHFIELD | 8225 | 19 | 11.01 | Residential | Behind the Meter | No | Net Metered Residential | Solar Energy World |  | AC Electric | Accepted | 2023-11-30 | 2024-01-08 | 2025-01-08 | Solar Panels | Longi Green Energy | LR4-60HPB-355M |  | 0.355 | 12 | 160 | 23 |  | Fixed | Roof
NJADRE1555200009 | Administratively Determined Incentive Program | BURLNGTN TWP | 8016 | 13 | 5.67 | Residential | Behind the Meter | Yes | Net Metered Residential | Sunrun Installation Services, Inc. |  | PSE&G | Accepted | 2023-11-30 | 2024-01-03 | 2025-01-03 | Solar Panels | Hanwha Q Cells | Q.PEAK DUO BLK ML-G10+ 405 |  | 0.405 | 5 | 9 | 21 |  | Fixed | Roof
NJADRE1555200009 | Administratively Determined Incentive Program | BURLNGTN TWP | 8016 | 13 | 5.67 | Residential | Behind the Meter | Yes | Net Metered Residential | Sunrun Installation Services, Inc. |  | PSE&G | Accepted | 2023-11-30 | 2024-01-03 | 2025-01-03 | Solar Panels | Hanwha Q Cells | Q.PEAK DUO BLK ML-G10+ 405 |  | 0.405 | 9 | 98 | 20 |  | Fixed | Roof
NJADRE1555200009 | Administratively Determined Incentive Program | BURLNGTN TWP | 8016 | 13 | 5.67 | Residential | Behind the Meter | Yes | Net Metered Residential | Sunrun Installation Services, Inc. |  | PSE&G | Accepted | 2023-11-30 | 2024-01-03 | 2025-01-03 | Electric Storage Battery | Tesla | Powerwall |  |  | 1 |  |  |  | Lithium Ion |  | Outside
NJADRE1555200009 | Administratively Determined Incentive Program | BURLNGTN TWP | 8016 | 13 | 5.67 | Residential | Behind the Meter | Yes | Net Metered Residential | Sunrun Installation Services, Inc. |  | PSE&G | Accepted | 2023-11-30 | 2024-01-03 | 2025-01-03 | Inverters | SolarEdge Technologies | SE3800H-USMN | 3800 |  | 1 |  |  | 0.99 |  | Outdoor | next to meter
NJADRE1555200286 | Administratively Determined Incentive Program | SCOTCH PLAINS | 7076 | 10 | 12.15 | Residential | Behind the Meter | No | Net Metered Residential | Tesla Energy Operations Inc |  | PSE&G | Accepted | 2023-11-30 | 2024-01-04 | 2025-01-04 | Solar Panels | Hanwha | Q.PEAK DUO BLK ML-G10+/TS 405 |  | 0.405 | 4 | 39 | 34 |  | Fixed | Roof
NJADRE1555200286 | Administratively Determined Incentive Program | SCOTCH PLAINS | 7076 | 10 | 12.15 | Residential | Behind the Meter | No | Net Metered Residential | Tesla Energy Operations Inc |  | PSE&G | Accepted | 2023-11-30 | 2024-01-04 | 2025-01-04 | Solar Panels | Hanwha | Q.PEAK DUO BLK ML-G10+/TS 405 |  | 0.405 | 2 | 219 | 34 |  | Fixed | Roof
NJADRE1555200286 | Administratively Determined Incentive Program | SCOTCH PLAINS | 7076 | 10 | 12.15 | Residential | Behind the Meter | No | Net Metered Residential | Tesla Energy Operations Inc |  | PSE&G | Accepted | 2023-11-30 | 2024-01-04 | 2025-01-04 | Solar Panels | Hanwha | Q.PEAK DUO BLK ML-G10+/TS 405 |  | 0.405 | 12 | 129 | 40 |  | Fixed | Roof
NJADRE1555200286 | Administratively Determined Incentive Program | SCOTCH PLAINS | 7076 | 10 | 12.15 | Residential | Behind the Meter | No | Net Metered Residential | Tesla Energy Operations Inc |  | PSE&G | Accepted | 2023-11-30 | 2024-01-04 | 2025-01-04 | Solar Panels | Hanwha | Q.PEAK DUO BLK ML-G10+/TS 405 |  | 0.405 | 12 | 309 | 40 |  | Fixed | Roof
NJADRE1555200286 | Administratively Determined Incentive Program | SCOTCH PLAINS | 7076 | 10 | 12.15 | Residential | Behind the Meter | No | Net Metered Residential | Tesla Energy Operations Inc |  | PSE&G | Accepted | 2023-11-30 | 2024-01-04 | 2025-01-04 | Inverters | Tesla | 1538000-45-A | 3800 |  | 1 |  |  | 0.986 |  | Outdoor
NJADRE1555200286 | Administratively Determined Incentive Program | SCOTCH PLAINS | 7076 | 10 | 12.15 | Residential | Behind the Meter | No | Net Metered Residential | Tesla Energy Operations Inc |  | PSE&G | Accepted | 2023-11-30 | 2024-01-04 | 2025-01-04 | Inverters | Tesla | 1538000-45-A | 7600 |  | 1 |  |  | 0.986 |  | Outdoor
NJADRE1555200310 | Administratively Determined Incentive Program | UNION CITY | 7087 | 8 | 6.55 | Residential | Behind the Meter | Yes | Net Metered Residential | Freedom Forever New Jersey LLC |  | PSE&G | Accepted | 2023-11-30 | 2024-01-04 | 2025-01-04 | Inverters | Solar Edge | SE5000H-USRGM | 5000 |  | 1 |  |  | 0.99 |  | Outdoor
NJADRE1555200310 | Administratively Determined Incentive Program | UNION CITY | 7087 | 8 | 6.55 | Residential | Behind the Meter | Yes | Net Metered Residential | Freedom Forever New Jersey LLC |  | PSE&G | Accepted | 2023-11-30 | 2024-01-04 | 2025-01-04 | Solar Panels | Jinko Solar | JKM385M-6RL3-B |  | 0.385 | 8 | 117 | 14 |  | Fixed | Roof
NJADRE1555200310 | Administratively Determined Incentive Program | UNION CITY | 7087 | 8 | 6.55 | Residential | Behind the Meter | Yes | Net Metered Residential | Freedom Forever New Jersey LLC |  | PSE&G | Accepted | 2023-11-30 | 2024-01-04 | 2025-01-04 | Solar Panels | Jinko Solar | JKM385M-6RL3-B |  | 0.385 | 8 | 297 | 14 |  | Fixed | Roof
NJADRE1555200310 | Administratively Determined Incentive Program | UNION CITY | 7087 | 8 | 6.55 | Residential | Behind the Meter | Yes | Net Metered Residential | Freedom Forever New Jersey LLC |  | PSE&G | Accepted | 2023-11-30 | 2024-01-04 | 2025-01-04 | Solar Panels | Jinko Solar | JKM385M-6RL3-B |  | 0.385 | 1 | 117 | 11 |  | Fixed | Roof
NJADRE1555200316 | Administratively Determined Incentive Program | LONG BRANCH | 7740 | 17 | 6.89 | Residential | Behind the Meter | Yes | Net Metered Residential | Trinity Solar |  | JCP&L | Accepted | 2023-11-30 | 2024-01-03 | 2025-01-03 | Inverters | Solar Edge | SE6000H-US | 6000 |  | 1 |  |  | 0.97 |  | Outdoor
NJADRE1555200316 | Administratively Determined Incentive Program | LONG BRANCH | 7740 | 17 | 6.89 | Residential | Behind the Meter | Yes | Net Metered Residential | Trinity Solar |  | JCP&L | Accepted | 2023-11-30 | 2024-01-03 | 2025-01-03 | Solar Panels | HANWHA | Q.PEAK DUO BLK ML-G10+ 405 |  | 0.405 | 7 | 151 | 23 |  | Fixed | Roof
NJADRE1555200316 | Administratively Determined Incentive Program | LONG BRANCH | 7740 | 17 | 6.89 | Residential | Behind the Meter | Yes | Net Metered Residential | Trinity Solar |  | JCP&L | Accepted | 2023-11-30 | 2024-01-03 | 2025-01-03 | Solar Panels | HANWHA | Q.PEAK DUO BLK ML-G10+ 405 |  | 0.405 | 7 | 331 | 23 |  | Fixed | Roof
NJADRE1555200316 | Administratively Determined Incentive Program | LONG BRANCH | 7740 | 17 | 6.89 | Residential | Behind the Meter | Yes | Net Metered Residential | Trinity Solar |  | JCP&L | Accepted | 2023-11-30 | 2024-01-03 | 2025-01-03 | Solar Panels | HANWHA | Q.PEAK DUO BLK ML-G10+ 405 |  | 0.405 | 3 | 331 | 14 |  | Fixed | Roof
NJADRE1555200324 | Administratively Determined Incentive Program | Morris Plains | 7950 | 3 | 6.89 | Residential | Behind the Meter | Yes | Net Metered Residential | SunnyMac LLC |  | JCP&L | Accepted | 2023-11-30 | 2024-01-04 | 2025-01-04 | Solar Panels | Q.PEAK DUO BLK ML-G10+ 405 | HANWHA |  | 0.405 | 4 | 110 | 38 |  | Fixed | Roof
NJADRE1555200324 | Administratively Determined Incentive Program | Morris Plains | 7950 | 3 | 6.89 | Residential | Behind the Meter | Yes | Net Metered Residential | SunnyMac LLC |  | JCP&L | Accepted | 2023-11-30 | 2024-01-04 | 2025-01-04 | Solar Panels | Q.PEAK DUO BLK ML-G10+ 405 | HANWHA |  | 0.405 | 13 | 200 | 38 |  | Fixed | Roof
NJADRE1555200324 | Administratively Determined Incentive Program | Morris Plains | 7950 | 3 | 6.89 | Residential | Behind the Meter | Yes | Net Metered Residential | SunnyMac LLC |  | JCP&L | Accepted | 2023-11-30 | 2024-01-04 | 2025-01-04 | Inverters | SE 6000H-US | Solaredge | 6000 |  | 1 |  |  | 0.1 |  | Outdoor | next to meter
NJADRE1555200324 | Administratively Determined Incentive Program | Morris Plains | 7950 | 3 | 6.89 | Residential | Behind the Meter | Yes | Net Metered Residential | SunnyMac LLC |  | JCP&L | Accepted | 2023-11-30 | 2024-01-04 | 2025-01-04 | Meters | SE-RGMTR-1D-240C-B | Solaredge |  |  | 1 |  |  |  | Yes | Outdoor
NJADRE1555200336 | Administratively Determined Incentive Program | MILLVILLE | 8332 | 20 | 7.2 | Residential | Behind the Meter | Yes | Net Metered Residential | Pro Custom Solar dba Momentum Solar |  | AC Electric | Accepted | 2023-11-30 | 2024-01-04 | 2025-01-04 | Solar Panels | Â Q. PEAK DUO BLK-G10+400 | HANWHA |  | 0.4 | 18 | 194 | 4 |  | Fixed | Roof
NJADRE1555200336 | Administratively Determined Incentive Program | MILLVILLE | 8332 | 20 | 7.2 | Residential | Behind the Meter | Yes | Net Metered Residential | Pro Custom Solar dba Momentum Solar |  | AC Electric | Accepted | 2023-11-30 | 2024-01-04 | 2025-01-04 | Inverters | IQ8PLUS-72-2-US | ENPHASE | 290 |  | 18 |  |  | 0.97 |  | Outdoor
NJADRE1555200340 | Administratively Determined Incentive Program | STIRLING | 7980 | 3 | 6.89 | Residential | Behind the Meter | No | Net Metered Residential | EMT Renewables |  | JCP&L | Accepted | 2023-11-30 | 2024-01-03 | 2025-01-03 | Inverters | ENPHASE | IQ8+ | 290 |  | 17 |  |  | 0.98 |  | Other | UNDER EACH PANEL
NJADRE1555200340 | Administratively Determined Incentive Program | STIRLING | 7980 | 3 | 6.89 | Residential | Behind the Meter | No | Net Metered Residential | EMT Renewables |  | JCP&L | Accepted | 2023-11-30 | 2024-01-03 | 2025-01-03 | Solar Panels | Q CELLS | Q PEAK DUO BLK |  | 0.405 | 17 | 153 | 5 |  | Fixed | Roof
NJADRE1555200347 | Administratively Determined Incentive Program | WOODBRIDGE | 7067 | 10 | 19.13 | Residential | Behind the Meter | No | Net Metered Residential | Spectacular Solar |  | PSE&G | Accepted | 2023-12-01 | 2024-01-05 | 2025-01-05 | Inverters | Enphase Energy | IQ7PLUS-72-2-US | 290 |  | 45 |  |  | 0.85 |  | Outdoor
NJADRE1555200347 | Administratively Determined Incentive Program | WOODBRIDGE | 7067 | 10 | 19.13 | Residential | Behind the Meter | No | Net Metered Residential | Spectacular Solar |  | PSE&G | Accepted | 2023-12-01 | 2024-01-05 | 2025-01-05 | Solar Panels | Trina Solar | TSM-NE09RC.05 |  | 0.425 | 24 | 271 | 22 |  | Fixed | Roof
NJADRE1555200347 | Administratively Determined Incentive Program | WOODBRIDGE | 7067 | 10 | 19.13 | Residential | Behind the Meter | No | Net Metered Residential | Spectacular Solar |  | PSE&G | Accepted | 2023-12-01 | 2024-01-05 | 2025-01-05 | Solar Panels | TRINA SOLAR | TSM-NE09RC.05 |  | 0.425 | 21 | 91 | 22 |  | Fixed | Roof
NJADRE1555200347 | Administratively Determined Incentive Program | WOODBRIDGE | 7067 | 10 | 19.13 | Residential | Behind the Meter | No | Net Metered Residential | Spectacular Solar |  | PSE&G | Accepted | 2023-12-01 | 2024-01-05 | 2025-01-05 | Meters | Schlumberger | Rr 27 7/9 |  |  | 1 |  |  |  | No | Outdoor
NJADRE1555200386 | Administratively Determined Incentive Program | W LONG BRANCH | 7764 | 17 | 24.9 | Residential | Behind the Meter | No | Net Metered Residential | Ecological Systems LLC |  | JCP&L | Accepted | 2023-11-30 | 2024-01-04 | 2025-01-04 | Inverters | Enphase | IQ8M | 325 |  | 60 |  |  | 0.975 |  | Outdoor
NJADRE1555200386 | Administratively Determined Incentive Program | W LONG BRANCH | 7764 | 17 | 24.9 | Residential | Behind the Meter | No | Net Metered Residential | Ecological Systems LLC |  | JCP&L | Accepted | 2023-11-30 | 2024-01-04 | 2025-01-04 | Meters | Enphase | Enphase IQ Combiner |  |  | 1 |  |  |  | Yes | Outdoor
NJADRE1555200386 | Administratively Determined Incentive Program | W LONG BRANCH | 7764 | 17 | 24.9 | Residential | Behind the Meter | No | Net Metered Residential | Ecological Systems LLC |  | JCP&L | Accepted | 2023-11-30 | 2024-01-04 | 2025-01-04 | Solar Panels | Bluesun | BSM415 |  | 0.415 | 60 | 150 | 25 |  | Fixed | Roof
NJADRE1555200394 | Administratively Determined Incentive Program | GARFIELD | 7026 | 7 | 8.51 | Residential | Behind the Meter | Yes | Net Metered Residential | SunnyMac LLC |  | PSE&G | Accepted | 2023-11-30 | 2024-01-04 | 2025-01-04 | Solar Panels | Q.PEAK DUO BLK ML-G10+ 405W | HANWHA |  | 0.405 | 17 | 162 | 35 |  | Fixed | Roof
NJADRE1555200394 | Administratively Determined Incentive Program | GARFIELD | 7026 | 7 | 8.51 | Residential | Behind the Meter | Yes | Net Metered Residential | SunnyMac LLC |  | PSE&G | Accepted | 2023-11-30 | 2024-01-04 | 2025-01-04 | Solar Panels | Q.PEAK DUO BLK ML-G10+ 405W | HANWHA |  | 0.405 | 4 | 342 | 35 |  | Fixed | Roof
NJADRE1555200394 | Administratively Determined Incentive Program | GARFIELD | 7026 | 7 | 8.51 | Residential | Behind the Meter | Yes | Net Metered Residential | SunnyMac LLC |  | PSE&G | Accepted | 2023-11-30 | 2024-01-04 | 2025-01-04 | Inverters | SE6000H-US | SOLAREDGE | 6000 |  | 1 |  |  | 0.1 |  | Outdoor | next to meter
NJADRE1555200413 | Administratively Determined Incentive Program | PARSIPPANY | 7054 | 3 | 10.13 | Residential | Behind the Meter | Yes | Net Metered Residential | SunnyMac LLC |  | JCP&L | Accepted | 2023-11-30 | 2024-01-04 | 2025-01-04 | Solar Panels | Q.PEAK DUO BLK ML-G10+ 405W | HANWHA |  | 0.405 | 2 | 159 | 24 |  | Fixed | Roof
NJADRE1555200413 | Administratively Determined Incentive Program | PARSIPPANY | 7054 | 3 | 10.13 | Residential | Behind the Meter | Yes | Net Metered Residential | SunnyMac LLC |  | JCP&L | Accepted | 2023-11-30 | 2024-01-04 | 2025-01-04 | Solar Panels | Q.PEAK DUO BLK ML-G10+ 405W | HANWHA |  | 0.405 | 3 | 249 | 24 |  | Fixed | Roof
NJADRE1555200413 | Administratively Determined Incentive Program | PARSIPPANY | 7054 | 3 | 10.13 | Residential | Behind the Meter | Yes | Net Metered Residential | SunnyMac LLC |  | JCP&L | Accepted | 2023-11-30 | 2024-01-04 | 2025-01-04 | Solar Panels | Q.PEAK DUO BLK ML-G10+ 405W | HANWHA |  | 0.405 | 14 | 69 | 24 |  | Fixed | Roof
NJADRE1555200413 | Administratively Determined Incentive Program | PARSIPPANY | 7054 | 3 | 10.13 | Residential | Behind the Meter | Yes | Net Metered Residential | SunnyMac LLC |  | JCP&L | Accepted | 2023-11-30 | 2024-01-04 | 2025-01-04 | Solar Panels | Q.PEAK DUO BLK ML-G10+ 405W | HANWHA |  | 0.405 | 6 | 249 | 24 |  | Fixed | Roof
NJADRE1555200413 | Administratively Determined Incentive Program | PARSIPPANY | 7054 | 3 | 10.13 | Residential | Behind the Meter | Yes | Net Metered Residential | SunnyMac LLC |  | JCP&L | Accepted | 2023-11-30 | 2024-01-04 | 2025-01-04 | Inverters | SE7600H-US | Solaredge | 7600 |  | 1 |  |  | 0.1 |  | Outdoor | next to meter
NJADRE1555200425 | Administratively Determined Incentive Program | EWING | 8638 | 12 | 9.6 | Residential | Behind the Meter | No | Net Metered Residential | SunPower Corporation, Systems |  | PSE&G | Accepted | 2023-11-30 | 2024-01-04 | 2025-01-04 | Solar Panels | WAAREE ENERGIES LIMITED | WSMDI-400 |  | 0.4 | 10 | 61 | 23 |  | Fixed | Roof
NJADRE1555200425 | Administratively Determined Incentive Program | EWING | 8638 | 12 | 9.6 | Residential | Behind the Meter | No | Net Metered Residential | SunPower Corporation, Systems |  | PSE&G | Accepted | 2023-11-30 | 2024-01-04 | 2025-01-04 | Solar Panels | WAAREE ENERGIES LIMITED | WSMDI-400 |  | 0.4 | 14 | 241 | 23 |  | Fixed | Roof
NJADRE1555200425 | Administratively Determined Incentive Program | EWING | 8638 | 12 | 9.6 | Residential | Behind the Meter | No | Net Metered Residential | SunPower Corporation, Systems |  | PSE&G | Accepted | 2023-11-30 | 2024-01-04 | 2025-01-04 | Inverters | Enphase | IQ7HS-66-M-US | 384 |  | 24 |  |  | 0.97 |  | Other | Under Each Panel
NJADRE1555200440 | Administratively Determined Incentive Program | EWING | 8628 | 12 | 12.15 | Residential | Behind the Meter | No | Net Metered Residential | EMT Renewables |  | PSE&G | Accepted | 2023-11-30 | 2024-01-04 | 2025-01-04 | Inverters | ENPHASE | IQ8+ | 290 |  | 30 |  |  | 0.98 |  | Other | UNDER EACH PANEL
NJADRE1555200440 | Administratively Determined Incentive Program | EWING | 8628 | 12 | 12.15 | Residential | Behind the Meter | No | Net Metered Residential | EMT Renewables |  | PSE&G | Accepted | 2023-11-30 | 2024-01-04 | 2025-01-04 | Solar Panels | Q CELLS | Q PEAK DUO BLK |  | 0.405 | 20 | 247 | 31 |  | Fixed | Roof
NJADRE1555200440 | Administratively Determined Incentive Program | EWING | 8628 | 12 | 12.15 | Residential | Behind the Meter | No | Net Metered Residential | EMT Renewables |  | PSE&G | Accepted | 2023-11-30 | 2024-01-04 | 2025-01-04 | Solar Panels | Q CELLS | Q PEAK DUO BLK |  | 0.405 | 3 | 67 | 31 |  | Fixed | Roof
NJADRE1555200440 | Administratively Determined Incentive Program | EWING | 8628 | 12 | 12.15 | Residential | Behind the Meter | No | Net Metered Residential | EMT Renewables |  | PSE&G | Accepted | 2023-11-30 | 2024-01-04 | 2025-01-04 | Solar Panels | Q CELLS | Q PEAK DUO BLK |  | 0.405 | 1 | 157 | 40 |  | Fixed | Roof
NJADRE1555200440 | Administratively Determined Incentive Program | EWING | 8628 | 12 | 12.15 | Residential | Behind the Meter | No | Net Metered Residential | EMT Renewables |  | PSE&G | Accepted | 2023-11-30 | 2024-01-04 | 2025-01-04 | Solar Panels | Q CELLS | Q PEAK DUO BLK |  | 0.405 | 3 | 157 | 38 |  | Fixed | Roof
NJADRE1555200440 | Administratively Determined Incentive Program | EWING | 8628 | 12 | 12.15 | Residential | Behind the Meter | No | Net Metered Residential | EMT Renewables |  | PSE&G | Accepted | 2023-11-30 | 2024-01-04 | 2025-01-04 | Solar Panels | Q CELLS | Q PEAK DUO BLK |  | 0.405 | 3 | 67 | 30 |  | Fixed | Roof
NJADRE1555200480 | Administratively Determined Incentive Program | HILLSBOROUGH | 8844 | 5 | 11.2 | Residential | Behind the Meter | No | Net Metered Residential | Public Service Solar |  | PSE&G | Accepted | 2023-11-30 | 2024-01-04 | 2025-01-04 | Solar Panels | Panasonic | EVPV400HK |  | 0.4 | 11 | 105 | 26 |  | Fixed | Roof
NJADRE1555200480 | Administratively Determined Incentive Program | HILLSBOROUGH | 8844 | 5 | 11.2 | Residential | Behind the Meter | No | Net Metered Residential | Public Service Solar |  | PSE&G | Accepted | 2023-11-30 | 2024-01-04 | 2025-01-04 | Solar Panels | Panasonic | EVPV400HK |  | 0.4 | 5 | 197 | 27 |  | Fixed | Roof
NJADRE1555200480 | Administratively Determined Incentive Program | HILLSBOROUGH | 8844 | 5 | 11.2 | Residential | Behind the Meter | No | Net Metered Residential | Public Service Solar |  | PSE&G | Accepted | 2023-11-30 | 2024-01-04 | 2025-01-04 | Solar Panels | Panasonic | EVPV400HK |  | 0.4 | 5 | 106 | 26 |  | Fixed | Roof
NJADRE1555200480 | Administratively Determined Incentive Program | HILLSBOROUGH | 8844 | 5 | 11.2 | Residential | Behind the Meter | No | Net Metered Residential | Public Service Solar |  | PSE&G | Accepted | 2023-11-30 | 2024-01-04 | 2025-01-04 | Solar Panels | Panasonic | EVPV400HK |  | 0.4 | 7 | 197 | 26 |  | Fixed | Roof
NJADRE1555200480 | Administratively Determined Incentive Program | HILLSBOROUGH | 8844 | 5 | 11.2 | Residential | Behind the Meter | No | Net Metered Residential | Public Service Solar |  | PSE&G | Accepted | 2023-11-30 | 2024-01-04 | 2025-01-04 | Inverters | Enphase | iQ8H-72-M-US | 380 |  | 28 |  |  | 0.96 |  | Outdoor | Under panel
NJADRE1555200560 | Administratively Determined Incentive Program | MAHWAH | 7430 | 7 | 10.66 | Residential | Behind the Meter | No | Net Metered Residential | Infinity Solar Systems |  | Orange Rockland Electric | Accepted | 2023-11-30 | 2024-01-04 | 2025-01-04 | Inverters | Enphase | IQ8PLUS-72-2-US | 290 |  | 26 |  |  | 0.97 |  | Outdoor
NJADRE1555200560 | Administratively Determined Incentive Program | MAHWAH | 7430 | 7 | 10.66 | Residential | Behind the Meter | No | Net Metered Residential | Infinity Solar Systems |  | Orange Rockland Electric | Accepted | 2023-11-30 | 2024-01-04 | 2025-01-04 | Solar Panels | SEG Solar | SEG-410-BMD-HV |  | 0.41 | 7 | 207 | 18 |  | Fixed | Roof
NJADRE1555200560 | Administratively Determined Incentive Program | MAHWAH | 7430 | 7 | 10.66 | Residential | Behind the Meter | No | Net Metered Residential | Infinity Solar Systems |  | Orange Rockland Electric | Accepted | 2023-11-30 | 2024-01-04 | 2025-01-04 | Solar Panels | SEG Solar | SEG-410-BMD-HV |  | 0.41 | 11 | 207 | 25 |  | Fixed | Roof
NJADRE1555200560 | Administratively Determined Incentive Program | MAHWAH | 7430 | 7 | 10.66 | Residential | Behind the Meter | No | Net Metered Residential | Infinity Solar Systems |  | Orange Rockland Electric | Accepted | 2023-11-30 | 2024-01-04 | 2025-01-04 | Solar Panels | SEG Solar | SEG-410-BMD-HV |  | 0.41 | 8 | 207 | 22 |  | Fixed | Roof
NJADRE1555200574 | Administratively Determined Incentive Program | VINELAND | 8360 | 20 | 11.75 | Residential | Behind the Meter | Yes | Net Metered Residential | Sunrun Installation Services, Inc. |  | Vineland Muni Electric | Accepted | 2023-11-30 | 2024-01-04 | 2025-01-04 | Solar Panels | Hanwha Q Cells | Q.PEAK DUO BLK ML-G10+ 405 |  | 0.405 | 7 | 185 | 16 |  | Fixed | Roof
NJADRE1555200574 | Administratively Determined Incentive Program | VINELAND | 8360 | 20 | 11.75 | Residential | Behind the Meter | Yes | Net Metered Residential | Sunrun Installation Services, Inc. |  | Vineland Muni Electric | Accepted | 2023-11-30 | 2024-01-04 | 2025-01-04 | Solar Panels | Hanwha Q Cells | Q.PEAK DUO BLK ML-G10+ 405 |  | 0.405 | 22 | 94 | 15 |  | Fixed | Roof
NJADRE1555200574 | Administratively Determined Incentive Program | VINELAND | 8360 | 20 | 11.75 | Residential | Behind the Meter | Yes | Net Metered Residential | Sunrun Installation Services, Inc. |  | Vineland Muni Electric | Accepted | 2023-11-30 | 2024-01-04 | 2025-01-04 | Inverters | SolarEdge Technologies | SE10000H-USSN | 10000 |  | 1 |  |  | 0.99 |  | Outdoor | next to meter
NJADRE1555201756 | Administratively Determined Incentive Program | BLOOMFIELD | 7003 | 9 | 6.16 | Residential | Behind the Meter | Yes | Net Metered Residential | Freedom Forever New Jersey LLC |  | PSE&G | Accepted | 2023-12-18 | 2024-01-23 | 2025-01-23 | Inverters | Solar Edge | SE5000H-USRGM | 5000 |  | 1 |  |  | 0.99 |  | Outdoor
NJADRE1555201756 | Administratively Determined Incentive Program | BLOOMFIELD | 7003 | 9 | 6.16 | Residential | Behind the Meter | Yes | Net Metered Residential | Freedom Forever New Jersey LLC |  | PSE&G | Accepted | 2023-12-18 | 2024-01-23 | 2025-01-23 | Solar Panels | Jinko Solar | JKM385M-6RL3-B |  | 0.385 | 9 | 125 | 37 |  | Fixed | Roof
NJADRE1555201756 | Administratively Determined Incentive Program | BLOOMFIELD | 7003 | 9 | 6.16 | Residential | Behind the Meter | Yes | Net Metered Residential | Freedom Forever New Jersey LLC |  | PSE&G | Accepted | 2023-12-18 | 2024-01-23 | 2025-01-23 | Solar Panels | Jinko Solar | JKM385M-6RL3-B |  | 0.385 | 7 | 305 | 37 |  | Fixed | Roof
NJADRE1555201813 | Administratively Determined Incentive Program | LAKE HIAWATHA | 7034 | 3 | 10.94 | Residential | Behind the Meter | Yes | Net Metered Residential | Trinity Solar |  | JCP&L | Accepted | 2023-11-30 | 2024-01-04 | 2025-01-04 | Solar Panels | HANWHA | (Q.PEAK DUO BLK ML-G10+ 405) |  | 0.405 | 15 | 276 | 18 |  | Fixed | Roof
NJADRE1555201813 | Administratively Determined Incentive Program | LAKE HIAWATHA | 7034 | 3 | 10.94 | Residential | Behind the Meter | Yes | Net Metered Residential | Trinity Solar |  | JCP&L | Accepted | 2023-11-30 | 2024-01-04 | 2025-01-04 | Solar Panels | HANWHA | (Q.PEAK DUO BLK ML-G10+ 405) |  | 0.405 | 12 | 96 | 18 |  | Fixed | Roof
NJADRE1555201813 | Administratively Determined Incentive Program | LAKE HIAWATHA | 7034 | 3 | 10.94 | Residential | Behind the Meter | Yes | Net Metered Residential | Trinity Solar |  | JCP&L | Accepted | 2023-11-30 | 2024-01-04 | 2025-01-04 | Inverters | Solar Edge | SE10000H-US | 10000 |  | 1 |  |  | 0.97 |  | Outdoor
NJADRE1555201847 | Administratively Determined Incentive Program | EGG HARBOR TOWNSHIP | 8234 | 19 | 12.6 | Residential | Behind the Meter | Yes | Net Metered Residential | EMT Renewables |  | AC Electric | Accepted | 2023-11-30 | 2024-01-04 | 2025-01-04 | Inverters | ENPHASE | IQ7x | 315 |  | 30 |  |  | 0.98 |  | Other | UNDER EACH PANEL
NJADRE1555201847 | Administratively Determined Incentive Program | EGG HARBOR TOWNSHIP | 8234 | 19 | 12.6 | Residential | Behind the Meter | Yes | Net Metered Residential | EMT Renewables |  | AC Electric | Accepted | 2023-11-30 | 2024-01-04 | 2025-01-04 | Solar Panels | REC ALPHA | REC 420 |  | 0.42 | 11 | 188 | 34 |  | Fixed | Roof
NJADRE1555201847 | Administratively Determined Incentive Program | EGG HARBOR TOWNSHIP | 8234 | 19 | 12.6 | Residential | Behind the Meter | Yes | Net Metered Residential | EMT Renewables |  | AC Electric | Accepted | 2023-11-30 | 2024-01-04 | 2025-01-04 | Solar Panels | REC ALPHA | REC 420 |  | 0.42 | 4 | 97 | 45 |  | Fixed | Roof
NJADRE1555201847 | Administratively Determined Incentive Program | EGG HARBOR TOWNSHIP | 8234 | 19 | 12.6 | Residential | Behind the Meter | Yes | Net Metered Residential | EMT Renewables |  | AC Electric | Accepted | 2023-11-30 | 2024-01-04 | 2025-01-04 | Solar Panels | REC ALPHA | REC 420 |  | 0.42 | 15 | 8 | 34 |  | Fixed | Roof
NJADRE1555201850 | Administratively Determined Incentive Program | WALLINGTON BORO | 7057 | 7 | 10.53 | Residential | Behind the Meter | Yes | Net Metered Residential | Sunrun Installation Services, Inc. |  | PSE&G | Accepted | 2023-11-30 | 2024-01-04 | 2025-01-04 | Inverters | SOLAREDGE TECHNOLOGIES | SE7600H-USSN | 7600 |  | 1 |  |  | 0.99 |  | Outdoor | next to meter
NJADRE1555201850 | Administratively Determined Incentive Program | WALLINGTON BORO | 7057 | 7 | 10.53 | Residential | Behind the Meter | Yes | Net Metered Residential | Sunrun Installation Services, Inc. |  | PSE&G | Accepted | 2023-11-30 | 2024-01-04 | 2025-01-04 | Solar Panels | Hanwha Q Cells | Q.PEAK DUO BLK ML-G10+ 405 |  | 0.405 | 3 | 35 | 13 |  | Fixed | Roof
NJADRE1555201850 | Administratively Determined Incentive Program | WALLINGTON BORO | 7057 | 7 | 10.53 | Residential | Behind the Meter | Yes | Net Metered Residential | Sunrun Installation Services, Inc. |  | PSE&G | Accepted | 2023-11-30 | 2024-01-04 | 2025-01-04 | Solar Panels | Hanwha Q Cells | Q.PEAK DUO BLK ML-G10+ 405 |  | 0.405 | 6 | 125 | 19 |  | Fixed | Roof
NJADRE1555201850 | Administratively Determined Incentive Program | WALLINGTON BORO | 7057 | 7 | 10.53 | Residential | Behind the Meter | Yes | Net Metered Residential | Sunrun Installation Services, Inc. |  | PSE&G | Accepted | 2023-11-30 | 2024-01-04 | 2025-01-04 | Solar Panels | Hanwha Q Cells | Q.PEAK DUO BLK ML-G10+ 405 |  | 0.405 | 8 | 305 | 19 |  | Fixed | Roof
NJADRE1555201850 | Administratively Determined Incentive Program | WALLINGTON BORO | 7057 | 7 | 10.53 | Residential | Behind the Meter | Yes | Net Metered Residential | Sunrun Installation Services, Inc. |  | PSE&G | Accepted | 2023-11-30 | 2024-01-04 | 2025-01-04 | Solar Panels | Hanwha Q Cells | Q.PEAK DUO BLK ML-G10+ 405 |  | 0.405 | 9 | 215 | 6 |  | Fixed | Roof
NJADRE1555201853 | Administratively Determined Incentive Program | LITTLE EGG HARBOR TOWNSHIP | 8087 | 18 | 11.34 | Residential | Behind the Meter | Yes | Net Metered Residential | Sunrun Installation Services, Inc. |  | AC Electric | Accepted | 2023-11-30 | 2024-01-04 | 2025-01-04 | Solar Panels | Hanwha Q-Cells | Q.PEAK DUO BLK ML-G10+ 405 |  | 0.405 | 19 | 245 | 24 |  | Fixed | Roof
NJADRE1555201853 | Administratively Determined Incentive Program | LITTLE EGG HARBOR TOWNSHIP | 8087 | 18 | 11.34 | Residential | Behind the Meter | Yes | Net Metered Residential | Sunrun Installation Services, Inc. |  | AC Electric | Accepted | 2023-11-30 | 2024-01-04 | 2025-01-04 | Solar Panels | Hanwha Q-Cells | Q.PEAK DUO BLK ML-G10+ 405 |  | 0.405 | 9 | 65 | 20 |  | Fixed | Roof
NJADRE1555201853 | Administratively Determined Incentive Program | LITTLE EGG HARBOR TOWNSHIP | 8087 | 18 | 11.34 | Residential | Behind the Meter | Yes | Net Metered Residential | Sunrun Installation Services, Inc. |  | AC Electric | Accepted | 2023-11-30 | 2024-01-04 | 2025-01-04 | Inverters | SolarEdge Technologies | SE7600H-USSN | 7600 |  | 1 |  |  | 0.99 |  | Outside
NJADRE1555201945 | Administratively Determined Incentive Program | IRVINGTON | 7111 | 9 | 2.31 | Residential | Behind the Meter | Yes | Net Metered Residential | Freedom Forever New Jersey LLC |  | PSE&G | Accepted | 2023-11-30 | 2024-01-04 | 2025-01-04 | Inverters | Solar Edge | SE3800H-USRGM | 3800 |  | 1 |  |  | 0.99 |  | Outdoor
NJADRE1555201945 | Administratively Determined Incentive Program | IRVINGTON | 7111 | 9 | 2.31 | Residential | Behind the Meter | Yes | Net Metered Residential | Freedom Forever New Jersey LLC |  | PSE&G | Accepted | 2023-11-30 | 2024-01-04 | 2025-01-04 | Solar Panels | Jinko Solar | JKM385M-6RL3-B |  | 0.385 | 6 | 126 | 5 |  | Fixed | Roof
NJADRE1555201958 | Administratively Determined Incentive Program | KENVIL | 7847 | 3 | 4.05 | Residential | Behind the Meter | No | Net Metered Residential | EMT Renewables |  | JCP&L | Accepted | 2023-11-30 | 2024-01-04 | 2025-01-04 | Inverters | ENPHASE | IQ8+ | 290 |  | 10 |  |  | 0.98 |  | Other | UNDER EACH PANEL
NJADRE1555201958 | Administratively Determined Incentive Program | KENVIL | 7847 | 3 | 4.05 | Residential | Behind the Meter | No | Net Metered Residential | EMT Renewables |  | JCP&L | Accepted | 2023-11-30 | 2024-01-04 | 2025-01-04 | Solar Panels | Q CELLS | Q PEAK DUO BLK |  | 0.405 | 4 | 200 | 28 |  | Fixed | Roof
NJADRE1555201958 | Administratively Determined Incentive Program | KENVIL | 7847 | 3 | 4.05 | Residential | Behind the Meter | No | Net Metered Residential | EMT Renewables |  | JCP&L | Accepted | 2023-11-30 | 2024-01-04 | 2025-01-04 | Solar Panels | Q CELLS | Q PEAK DUO BLK |  | 0.405 | 6 | 200 | 40 |  | Fixed | Roof
NJADRE1555201970 | Administratively Determined Incentive Program | EAST ORANGE CITY | 7018 | 9 | 4.46 | Residential | Behind the Meter | Yes | Net Metered Residential | Sunrun Installation Services, Inc. |  | PSE&G | Accepted | 2023-11-30 | 2024-01-04 | 2025-01-04 | Electric Storage Battery | Tesla | Powerwall |  |  | 1 |  |  |  | Lithium Ion |  | Outside
NJADRE1555201970 | Administratively Determined Incentive Program | EAST ORANGE CITY | 7018 | 9 | 4.46 | Residential | Behind the Meter | Yes | Net Metered Residential | Sunrun Installation Services, Inc. |  | PSE&G | Accepted | 2023-11-30 | 2024-01-04 | 2025-01-04 | Inverters | SOLAREDGE TECHNOLOGIES | SE3800H-USMN | 3800 |  | 1 |  |  | 0.99 |  | Outdoor | next to meter
NJADRE1555201970 | Administratively Determined Incentive Program | EAST ORANGE CITY | 7018 | 9 | 4.46 | Residential | Behind the Meter | Yes | Net Metered Residential | Sunrun Installation Services, Inc. |  | PSE&G | Accepted | 2023-11-30 | 2024-01-04 | 2025-01-04 | Solar Panels | Hanwha Q Cells | Q.PEAK DUO BLK ML-G10+ 405 |  | 0.405 | 4 | 290 | 24 |  | Fixed | Roof
NJADRE1555201970 | Administratively Determined Incentive Program | EAST ORANGE CITY | 7018 | 9 | 4.46 | Residential | Behind the Meter | Yes | Net Metered Residential | Sunrun Installation Services, Inc. |  | PSE&G | Accepted | 2023-11-30 | 2024-01-04 | 2025-01-04 | Solar Panels | Hanwha Q Cells | Q.PEAK DUO BLK ML-G10+ 405 |  | 0.405 | 4 | 290 | 24 |  | Fixed | Roof
NJADRE1555201970 | Administratively Determined Incentive Program | EAST ORANGE CITY | 7018 | 9 | 4.46 | Residential | Behind the Meter | Yes | Net Metered Residential | Sunrun Installation Services, Inc. |  | PSE&G | Accepted | 2023-11-30 | 2024-01-04 | 2025-01-04 | Solar Panels | Hanwha Q Cells | Q.PEAK DUO BLK ML-G10+ 405 |  | 0.405 | 3 | 110 | 24 |  | Fixed | Roof
NJADRE1555202012 | Administratively Determined Incentive Program | Tabernacle | 8088 | 13 | 9.72 | Residential | Behind the Meter | No | Net Metered Residential | EMT Renewables |  | AC Electric | Accepted | 2023-11-30 | 2024-01-04 | 2025-01-04 | Inverters | ENPHASE | IQ8+ | 290 |  | 24 |  |  | 0.98 |  | Other | UNDER EACH PANEL
NJADRE1555202012 | Administratively Determined Incentive Program | Tabernacle | 8088 | 13 | 9.72 | Residential | Behind the Meter | No | Net Metered Residential | EMT Renewables |  | AC Electric | Accepted | 2023-11-30 | 2024-01-04 | 2025-01-04 | Solar Panels | Q CELLS | Q PEAK DUO BLK |  | 0.405 | 10 | 252 | 18 |  | Fixed | Roof
NJADRE1555202012 | Administratively Determined Incentive Program | Tabernacle | 8088 | 13 | 9.72 | Residential | Behind the Meter | No | Net Metered Residential | EMT Renewables |  | AC Electric | Accepted | 2023-11-30 | 2024-01-04 | 2025-01-04 | Solar Panels | Q CELLS | Q PEAK DUO BLK |  | 0.405 | 2 | 251 | 18 |  | Fixed | Roof
NJADRE1555202012 | Administratively Determined Incentive Program | Tabernacle | 8088 | 13 | 9.72 | Residential | Behind the Meter | No | Net Metered Residential | EMT Renewables |  | AC Electric | Accepted | 2023-11-30 | 2024-01-04 | 2025-01-04 | Solar Panels | Q CELLS | Q PEAK DUO BLK |  | 0.405 | 12 | 161 | 19 |  | Fixed | Roof
NJADRE1555202053 | Administratively Determined Incentive Program | SEASIDE HEIGHTS | 8751 | 18 | 4.05 | Residential | Behind the Meter | No | Net Metered Residential | EMT Renewables |  | JCP&L | Accepted | 2023-11-30 | 2024-01-04 | 2025-01-04 | Inverters | ENPHASE | IQ8+ | 290 |  | 10 |  |  | 0.98 |  | Other | UNDER EACH PANEL
NJADRE1555202053 | Administratively Determined Incentive Program | SEASIDE HEIGHTS | 8751 | 18 | 4.05 | Residential | Behind the Meter | No | Net Metered Residential | EMT Renewables |  | JCP&L | Accepted | 2023-11-30 | 2024-01-04 | 2025-01-04 | Solar Panels | Q CELLS | Q PEAK DUO BLK |  | 0.405 | 10 | 187 | 10 |  | Fixed | Roof
NJADRE1555202076 | Administratively Determined Incentive Program | HAMILTON TWP MER | 8610 | 12 | 3.24 | Residential | Behind the Meter | Yes | Net Metered Residential | Sunrun Installation Services, Inc. |  | PSE&G | Accepted | 2023-11-30 | 2024-01-04 | 2025-01-04 | Inverters | SOLAREDGE TECHNOLOGIES | SE3800H-USMN | 3800 |  | 1 |  |  | 0.99 |  | Outdoor | next to meter
NJADRE1555202076 | Administratively Determined Incentive Program | HAMILTON TWP MER | 8610 | 12 | 3.24 | Residential | Behind the Meter | Yes | Net Metered Residential | Sunrun Installation Services, Inc. |  | PSE&G | Accepted | 2023-11-30 | 2024-01-04 | 2025-01-04 | Solar Panels | Hanwha Q Cells | Q.PEAK DUO BLK ML-G10+ 405 |  | 0.405 | 5 | 19 | 23 |  | Fixed | Roof
NJADRE1555202076 | Administratively Determined Incentive Program | HAMILTON TWP MER | 8610 | 12 | 3.24 | Residential | Behind the Meter | Yes | Net Metered Residential | Sunrun Installation Services, Inc. |  | PSE&G | Accepted | 2023-11-30 | 2024-01-04 | 2025-01-04 | Solar Panels | Hanwha Q Cells | Q.PEAK DUO BLK ML-G10+ 405 |  | 0.405 | 3 | 19 | 23 |  | Fixed | Roof
NJADRE1555202105 | Administratively Determined Incentive Program | UNION | 7083 | 10 | 6.48 | Residential | Behind the Meter | Yes | Net Metered Residential | Sunrun Installation Services, Inc. |  | PSE&G | Accepted | 2023-11-30 | 2024-01-05 | 2025-01-05 | Solar Panels | Hanwha Q Cells | Q.PEAK DUO BLK ML-G10+ 405 |  | 0.405 | 6 | 319 | 23 |  | Fixed | Roof
NJADRE1555202105 | Administratively Determined Incentive Program | UNION | 7083 | 10 | 6.48 | Residential | Behind the Meter | Yes | Net Metered Residential | Sunrun Installation Services, Inc. |  | PSE&G | Accepted | 2023-11-30 | 2024-01-05 | 2025-01-05 | Solar Panels | Hanwha Q Cells | Q.PEAK DUO BLK ML-G10+ 405 |  | 0.405 | 7 | 139 | 23 |  | Fixed | Roof
NJADRE1555202105 | Administratively Determined Incentive Program | UNION | 7083 | 10 | 6.48 | Residential | Behind the Meter | Yes | Net Metered Residential | Sunrun Installation Services, Inc. |  | PSE&G | Accepted | 2023-11-30 | 2024-01-05 | 2025-01-05 | Solar Panels | Hanwha Q Cells | Q.PEAK DUO BLK ML-G10+ 405 |  | 0.405 | 3 | 139 | 9 |  | Fixed | Roof
NJADRE1555202105 | Administratively Determined Incentive Program | UNION | 7083 | 10 | 6.48 | Residential | Behind the Meter | Yes | Net Metered Residential | Sunrun Installation Services, Inc. |  | PSE&G | Accepted | 2023-11-30 | 2024-01-05 | 2025-01-05 | Inverters | SolarEdge Technologies | SE6000H-USSN | 6000 |  | 1 |  |  | 0.99 |  | Outside | Next to the meter
NJADRE1555202106 | Administratively Determined Incentive Program | MOUNT LAUREL TWP | 8054 | 13 | 12.96 | Residential | Behind the Meter | No | Net Metered Residential | EMT Renewables |  | PSE&G | Accepted | 2023-11-30 | 2024-01-04 | 2025-01-04 | Inverters | ENPHASE | IQ8+ | 290 |  | 32 |  |  | 0.98 |  | Other | UNDER EACH PANEL
NJADRE1555202106 | Administratively Determined Incentive Program | MOUNT LAUREL TWP | 8054 | 13 | 12.96 | Residential | Behind the Meter | No | Net Metered Residential | EMT Renewables |  | PSE&G | Accepted | 2023-11-30 | 2024-01-04 | 2025-01-04 | Solar Panels | Q CELLS | Q PEAK DUO BLK |  | 0.405 | 32 | 87 | 9 |  | Fixed | Roof
NJADRE1555202117 | Administratively Determined Incentive Program | HAMMONTON | 8037 | 19 | 8.1 | Residential | Behind the Meter | Yes | Net Metered Residential | Sunrun Installation Services, Inc. |  | AC Electric | Accepted | 2023-11-30 | 2024-01-04 | 2025-01-04 | Inverters | SOLAREDGE TECHNOLOGIES | SE6000H-USSN | 6000 |  | 1 |  |  | 0.99 |  | Outdoor | next to meter
NJADRE1555202117 | Administratively Determined Incentive Program | HAMMONTON | 8037 | 19 | 8.1 | Residential | Behind the Meter | Yes | Net Metered Residential | Sunrun Installation Services, Inc. |  | AC Electric | Accepted | 2023-11-30 | 2024-01-04 | 2025-01-04 | Solar Panels | Hanwha Q Cells | Q.PEAK DUO BLK ML-G10+ 405 |  | 0.405 | 4 | 315 | 31 |  | Fixed | Roof
NJADRE1555202117 | Administratively Determined Incentive Program | HAMMONTON | 8037 | 19 | 8.1 | Residential | Behind the Meter | Yes | Net Metered Residential | Sunrun Installation Services, Inc. |  | AC Electric | Accepted | 2023-11-30 | 2024-01-04 | 2025-01-04 | Solar Panels | Hanwha Q Cells | Q.PEAK DUO BLK ML-G10+ 405 |  | 0.405 | 8 | 135 | 32 |  | Fixed | Roof
NJADRE1555202117 | Administratively Determined Incentive Program | HAMMONTON | 8037 | 19 | 8.1 | Residential | Behind the Meter | Yes | Net Metered Residential | Sunrun Installation Services, Inc. |  | AC Electric | Accepted | 2023-11-30 | 2024-01-04 | 2025-01-04 | Solar Panels | Hanwha Q Cells | Q.PEAK DUO BLK ML-G10+ 405 |  | 0.405 | 4 | 220 | 30 |  | Fixed | Roof
NJADRE1555202117 | Administratively Determined Incentive Program | HAMMONTON | 8037 | 19 | 8.1 | Residential | Behind the Meter | Yes | Net Metered Residential | Sunrun Installation Services, Inc. |  | AC Electric | Accepted | 2023-11-30 | 2024-01-04 | 2025-01-04 | Solar Panels | Hanwha Q Cells | Q.PEAK DUO BLK ML-G10+ 405 |  | 0.405 | 4 | 40 | 30 |  | Fixed | Roof
NJADRE1555202132 | Administratively Determined Incentive Program | CLAYTON | 8312 | 15 | 8.91 | Residential | Behind the Meter | Yes | Net Metered Residential | EMT Renewables |  | AC Electric | Accepted | 2023-11-30 | 2024-01-04 | 2025-01-04 | Inverters | ENPHASE | IQ8+ | 290 |  | 22 |  |  | 0.98 |  | Other | UNDER EACH PANEL
NJADRE1555202132 | Administratively Determined Incentive Program | CLAYTON | 8312 | 15 | 8.91 | Residential | Behind the Meter | Yes | Net Metered Residential | EMT Renewables |  | AC Electric | Accepted | 2023-11-30 | 2024-01-04 | 2025-01-04 | Solar Panels | Q CELLS | Q PEAK DUO BLK |  | 0.405 | 16 | 234 | 32 |  | Fixed | Roof
NJADRE1555202132 | Administratively Determined Incentive Program | CLAYTON | 8312 | 15 | 8.91 | Residential | Behind the Meter | Yes | Net Metered Residential | EMT Renewables |  | AC Electric | Accepted | 2023-11-30 | 2024-01-04 | 2025-01-04 | Solar Panels | Q CELLS | Q PEAK DUO BLK |  | 0.405 | 6 | 54 | 32 |  | Fixed | Roof
NJADRE1555202136 | Administratively Determined Incentive Program | Glassboro | 8028 | 16 | 17.01 | Residential | Behind the Meter | Yes | Net Metered Residential | Sunrun Installation Services, Inc. |  | AC Electric | Accepted | 2023-11-30 | 2024-01-11 | 2025-01-11 | Inverters | DELTA ELECTRONICS | E6-TL-US | 5760 |  | 2 |  |  | 0.97 |  | Outdoor | Next To Meter
NJADRE1555202136 | Administratively Determined Incentive Program | Glassboro | 8028 | 16 | 17.01 | Residential | Behind the Meter | Yes | Net Metered Residential | Sunrun Installation Services, Inc. |  | AC Electric | Accepted | 2023-11-30 | 2024-01-11 | 2025-01-11 | Solar Panels | HANWHA Q-CELLS | Q.PEAK DUO BLK ML-G10+ 405 |  | 0.405 | 8 | 88 | 18 |  | Fixed | Roof
NJADRE1555202136 | Administratively Determined Incentive Program | Glassboro | 8028 | 16 | 17.01 | Residential | Behind the Meter | Yes | Net Metered Residential | Sunrun Installation Services, Inc. |  | AC Electric | Accepted | 2023-11-30 | 2024-01-11 | 2025-01-11 | Solar Panels | HANWHA Q-CELLS | Q.PEAK DUO BLK ML-G10+ 405 |  | 0.405 | 17 | 268 | 19 |  | Fixed | Roof
NJADRE1555202136 | Administratively Determined Incentive Program | Glassboro | 8028 | 16 | 17.01 | Residential | Behind the Meter | Yes | Net Metered Residential | Sunrun Installation Services, Inc. |  | AC Electric | Accepted | 2023-11-30 | 2024-01-11 | 2025-01-11 | Solar Panels | HANWHA Q-CELLS | Q.PEAK DUO BLK ML-G10+ 405 |  | 0.405 | 7 | 178 | 26 |  | Fixed | Roof
NJADRE1555202136 | Administratively Determined Incentive Program | Glassboro | 8028 | 16 | 17.01 | Residential | Behind the Meter | Yes | Net Metered Residential | Sunrun Installation Services, Inc. |  | AC Electric | Accepted | 2023-11-30 | 2024-01-11 | 2025-01-11 | Solar Panels | Q.PEAK DUO BLK ML-G10+ 405 | HANWHA Q-CELLS |  | 0.405 | 5 | 87 | 18 |  | Fixed | Roof
NJADRE1555202136 | Administratively Determined Incentive Program | Glassboro | 8028 | 16 | 17.01 | Residential | Behind the Meter | Yes | Net Metered Residential | Sunrun Installation Services, Inc. |  | AC Electric | Accepted | 2023-11-30 | 2024-01-11 | 2025-01-11 | Solar Panels | HANWHA Q-CELLS | Q.PEAK DUO BLK ML-G10+ 405 |  | 0.405 | 5 | 268 | 19 |  | Fixed | Roof
NJADRE1555202138 | Administratively Determined Incentive Program | JAMESBURG | 8831 | 11 | 5.48 | Residential | Behind the Meter | No | Net Metered Residential | Power Home Remodeling |  | JCP&L | Accepted | 2023-11-30 | 2024-01-04 | 2025-01-04 | Inverters | SolarEdge | SE3800H-US | 3800 |  | 1 |  |  | 0.99 |  | Outdoor
NJADRE1555202138 | Administratively Determined Incentive Program | JAMESBURG | 8831 | 11 | 5.48 | Residential | Behind the Meter | No | Net Metered Residential | Power Home Remodeling |  | JCP&L | Accepted | 2023-11-30 | 2024-01-04 | 2025-01-04 | Meters | SolarEdge | Revenue Grade Data Ansi C12.20 |  |  | 1 |  |  |  | Yes | Outdoor
NJADRE1555202138 | Administratively Determined Incentive Program | JAMESBURG | 8831 | 11 | 5.48 | Residential | Behind the Meter | No | Net Metered Residential | Power Home Remodeling |  | JCP&L | Accepted | 2023-11-30 | 2024-01-04 | 2025-01-04 | Solar Panels | QCell | Q.PEAK DUO BLK-G10+ 365 |  | 0.365 | 10 | 120 | 16 |  | Fixed | Roof
NJADRE1555202138 | Administratively Determined Incentive Program | JAMESBURG | 8831 | 11 | 5.48 | Residential | Behind the Meter | No | Net Metered Residential | Power Home Remodeling |  | JCP&L | Accepted | 2023-11-30 | 2024-01-04 | 2025-01-04 | Solar Panels | QCell | Q.PEAK DUO BLK-G10+ 365 |  | 0.365 | 5 | 300 | 16 |  | Fixed | Roof
NJADRE1555202144 | Administratively Determined Incentive Program | FAIR LAWN | 7410 | 7 | 5.63 | Residential | Behind the Meter | Yes | Net Metered Residential | Sunrun Installation Services, Inc. |  | PSE&G | Accepted | 2023-11-30 | 2024-01-05 | 2025-01-05 | Inverters | SolarEdge Technologies | SE3800H-USMN | 3800 |  | 1 |  |  | 0.96 |  | Outdoor | Next To Meter
NJADRE1555202144 | Administratively Determined Incentive Program | FAIR LAWN | 7410 | 7 | 5.63 | Residential | Behind the Meter | Yes | Net Metered Residential | Sunrun Installation Services, Inc. |  | PSE&G | Accepted | 2023-11-30 | 2024-01-05 | 2025-01-05 | Solar Panels | Vikram Solar | VSMDHT.60.375.05 |  | 0.375 | 15 | 163 | 27 |  | Fixed | Roof
NJADRE1555202150 | Administratively Determined Incentive Program | MILLVILLE | 8332 | 20 | 3.24 | Residential | Behind the Meter | Yes | Net Metered Residential | Sunrun Installation Services, Inc. |  | AC Electric | Accepted | 2023-11-30 | 2024-01-04 | 2025-01-04 | Inverters | SOLAREDGE TECHNOLOGIES | SE3800H-USMN | 3800 |  | 1 |  |  | 0.99 |  | Outdoor | Next To Meter
NJADRE1555202150 | Administratively Determined Incentive Program | MILLVILLE | 8332 | 20 | 3.24 | Residential | Behind the Meter | Yes | Net Metered Residential | Sunrun Installation Services, Inc. |  | AC Electric | Accepted | 2023-11-30 | 2024-01-04 | 2025-01-04 | Solar Panels | HANWHA Q-CELLS | Q.PEAK DUO ML-G10+ 405 |  | 0.405 | 8 | 176 | 25 |  | Fixed | Roof
NJADRE1555202162 | Administratively Determined Incentive Program | PATERSON | 7522 | 6 | 3.95 | Residential | Behind the Meter | Yes | Net Metered Residential | Bright Planet Solar |  | PSE&G | Accepted | 2023-11-30 | 2024-01-04 | 2025-01-04 | Inverters | Solar Edge | SE3000H-USRGM | 3000 |  | 1 |  |  | 0.98 |  | Outside
NJADRE1555202162 | Administratively Determined Incentive Program | PATERSON | 7522 | 6 | 3.95 | Residential | Behind the Meter | Yes | Net Metered Residential | Bright Planet Solar |  | PSE&G | Accepted | 2023-11-30 | 2024-01-04 | 2025-01-04 | Solar Panels | Canadian Solar | CS3N-395MS |  | 0.395 | 2 | 139 | 34 |  | Fixed | Roof
NJADRE1555202162 | Administratively Determined Incentive Program | PATERSON | 7522 | 6 | 3.95 | Residential | Behind the Meter | Yes | Net Metered Residential | Bright Planet Solar |  | PSE&G | Accepted | 2023-11-30 | 2024-01-04 | 2025-01-04 | Solar Panels | Canadian Solar | CS3N-395MS |  | 0.395 | 4 | 139 | 34 |  | Fixed | Roof
NJADRE1555202162 | Administratively Determined Incentive Program | PATERSON | 7522 | 6 | 3.95 | Residential | Behind the Meter | Yes | Net Metered Residential | Bright Planet Solar |  | PSE&G | Accepted | 2023-11-30 | 2024-01-04 | 2025-01-04 | Solar Panels | Canadian Solar | CS3N-395MS |  | 0.395 | 4 | 139 | 18 |  | Fixed | Roof
NJADRE1555202171 | Administratively Determined Incentive Program | CLEMENTON | 8021 | 14 | 8.1 | Residential | Behind the Meter | Yes | Net Metered Residential | Sunrun Installation Services, Inc. |  | AC Electric | Accepted | 2023-11-30 | 2024-01-04 | 2025-01-04 | Solar Panels | Hanwha Q-Cells | Q.PEAK DUO BLK ML-G10+ 405 |  | 0.405 | 8 | 123 | 18 |  | Fixed | Roof
NJADRE1555202171 | Administratively Determined Incentive Program | CLEMENTON | 8021 | 14 | 8.1 | Residential | Behind the Meter | Yes | Net Metered Residential | Sunrun Installation Services, Inc. |  | AC Electric | Accepted | 2023-11-30 | 2024-01-04 | 2025-01-04 | Solar Panels | Hanwha Q-Cells | Q.PEAK DUO BLK ML-G10+ 405 |  | 0.405 | 12 | 304 | 18 |  | Fixed | Roof
NJADRE1555202171 | Administratively Determined Incentive Program | CLEMENTON | 8021 | 14 | 8.1 | Residential | Behind the Meter | Yes | Net Metered Residential | Sunrun Installation Services, Inc. |  | AC Electric | Accepted | 2023-11-30 | 2024-01-04 | 2025-01-04 | Inverters | Delta Electronics | E6-TL-US | 5760 |  | 1 |  |  | 0.98 |  | Outside
NJADRE1555202180 | Administratively Determined Incentive Program | ELIZABETH | 7208 | 10 | 7.51 | Residential | Behind the Meter | No | Net Metered Residential | Bright Planet Solar |  | PSE&G | Accepted | 2023-11-30 | 2024-01-05 | 2025-01-05 | Inverters | Solar Edge | SE6000H-USRGM | 6000 |  | 1 |  |  | 0.98 |  | Outside
NJADRE1555202180 | Administratively Determined Incentive Program | ELIZABETH | 7208 | 10 | 7.51 | Residential | Behind the Meter | No | Net Metered Residential | Bright Planet Solar |  | PSE&G | Accepted | 2023-11-30 | 2024-01-05 | 2025-01-05 | Solar Panels | Canadian Solar | CS3N-395MS |  | 0.395 | 19 | 216 | 40 |  | Fixed | Roof
NJADRE1555202189 | Administratively Determined Incentive Program | Ringwood | 7456 | 6 | 8.1 | Residential | Behind the Meter | Yes | Net Metered Residential | Sunrun Installation Services, Inc. |  | JCP&L | Accepted | 2023-11-30 | 2024-01-04 | 2025-01-04 | Solar Panels | Hanwha Q-Cells | Q.PEAK DUO BLK ML-G10+ 405 |  | 0.405 | 11 | 88 | 29 |  | Fixed | Roof
NJADRE1555202189 | Administratively Determined Incentive Program | Ringwood | 7456 | 6 | 8.1 | Residential | Behind the Meter | Yes | Net Metered Residential | Sunrun Installation Services, Inc. |  | JCP&L | Accepted | 2023-11-30 | 2024-01-04 | 2025-01-04 | Solar Panels | Hanwha Q-Cells | Q.PEAK DUO BLK ML-G10+ 405 |  | 0.405 | 9 | 268 | 35 |  | Fixed | Roof
NJADRE1555202189 | Administratively Determined Incentive Program | Ringwood | 7456 | 6 | 8.1 | Residential | Behind the Meter | Yes | Net Metered Residential | Sunrun Installation Services, Inc. |  | JCP&L | Accepted | 2023-11-30 | 2024-01-04 | 2025-01-04 | Inverters | Delta Electronics | E6-TL-US | 5760 |  | 1 |  |  | 0.98 |  | Outside
NJADRE1555202250 | Administratively Determined Incentive Program | NEW EGYPT | 8533 | 18 | 7.29 | Residential | Behind the Meter | Yes | Net Metered Residential | Sunrun Installation Services, Inc. |  | JCP&L | Accepted | 2023-11-30 | 2024-01-04 | 2025-01-04 | Inverters | SolarEdge Technologies | SE6000H-USSN | 6000 |  | 1 |  |  | 0.96 |  | Outdoor | Next To Meter
NJADRE1555202250 | Administratively Determined Incentive Program | NEW EGYPT | 8533 | 18 | 7.29 | Residential | Behind the Meter | Yes | Net Metered Residential | Sunrun Installation Services, Inc. |  | JCP&L | Accepted | 2023-11-30 | 2024-01-04 | 2025-01-04 | Solar Panels | Hanwha Q Cells | Q.PEAK DUO BLK ML-G10+ 405 |  | 0.405 | 2 | 316 | 19 |  | Fixed | Roof
NJADRE1555202250 | Administratively Determined Incentive Program | NEW EGYPT | 8533 | 18 | 7.29 | Residential | Behind the Meter | Yes | Net Metered Residential | Sunrun Installation Services, Inc. |  | JCP&L | Accepted | 2023-11-30 | 2024-01-04 | 2025-01-04 | Solar Panels | Hanwha Q Cells | Q.PEAK DUO BLK ML-G10+ 405 |  | 0.405 | 9 | 45 | 19 |  | Fixed | Roof
NJADRE1555202250 | Administratively Determined Incentive Program | NEW EGYPT | 8533 | 18 | 7.29 | Residential | Behind the Meter | Yes | Net Metered Residential | Sunrun Installation Services, Inc. |  | JCP&L | Accepted | 2023-11-30 | 2024-01-04 | 2025-01-04 | Solar Panels | Hanwha Q Cells | Q.PEAK DUO BLK ML-G10+ 405 |  | 0.405 | 7 | 225 | 23 |  | Fixed | Roof
NJADRE1555207073 | Administratively Determined Incentive Program | BURLINGTON CITY | 8016 | 13 | 5.27 | Residential | Behind the Meter | Yes | Net Metered Residential | Sunrun Installation Services, Inc. |  | PSE&G | Accepted | 2023-12-01 | 2024-01-18 | 2025-01-18 | Inverters | SolarEdge Technologies | SE3800H-USMN | 3800 |  | 1 |  |  | 0.96 |  | Outdoor
NJADRE1555207073 | Administratively Determined Incentive Program | BURLINGTON CITY | 8016 | 13 | 5.27 | Residential | Behind the Meter | Yes | Net Metered Residential | Sunrun Installation Services, Inc. |  | PSE&G | Accepted | 2023-12-01 | 2024-01-18 | 2025-01-18 | Solar Panels | Hanwha Q Cells | Q.PEAK DUO BLK ML-G10+ 405 |  | 0.405 | 4 | 274 | 34 |  | Fixed | Roof
NJADRE1555207073 | Administratively Determined Incentive Program | BURLINGTON CITY | 8016 | 13 | 5.27 | Residential | Behind the Meter | Yes | Net Metered Residential | Sunrun Installation Services, Inc. |  | PSE&G | Accepted | 2023-12-01 | 2024-01-18 | 2025-01-18 | Solar Panels | Hanwha Q Cells | Q.PEAK DUO BLK ML-G10+ 405 |  | 0.405 | 9 | 274 | 15 |  | Fixed | Roof
NJADRE1555207075 | Administratively Determined Incentive Program | RIVERSIDE | 8075 | 13 | 6.48 | Residential | Behind the Meter | Yes | Net Metered Residential | Sunrun Installation Services, Inc. |  | PSE&G | Accepted | 2023-12-01 | 2024-01-04 | 2025-01-04 | Inverters | SolarEdge Technologies | SE6000H-USSN | 6000 |  | 1 |  |  | 0.96 |  | Outdoor | Next To Meter
NJADRE1555207075 | Administratively Determined Incentive Program | RIVERSIDE | 8075 | 13 | 6.48 | Residential | Behind the Meter | Yes | Net Metered Residential | Sunrun Installation Services, Inc. |  | PSE&G | Accepted | 2023-12-01 | 2024-01-04 | 2025-01-04 | Solar Panels | Hanwha Q Cells | Q.PEAK DUO BLK ML-G10+ 405 |  | 0.405 | 16 | 175 | 20 |  | Fixed | Roof
NJADRE1555207076 | Administratively Determined Incentive Program | WILLINGBORO | 8046 | 13 | 15.39 | Residential | Behind the Meter | Yes | Net Metered Residential | SunnyMac LLC |  | PSE&G | Accepted | 2023-12-01 | 2024-01-04 | 2025-01-04 | Solar Panels | Q.PEAK DUO BLK ML-G10+ 405W | HANWHA |  | 0.405 | 4 | 160 | 43 |  | Fixed | Roof
NJADRE1555207076 | Administratively Determined Incentive Program | WILLINGBORO | 8046 | 13 | 15.39 | Residential | Behind the Meter | Yes | Net Metered Residential | SunnyMac LLC |  | PSE&G | Accepted | 2023-12-01 | 2024-01-04 | 2025-01-04 | Solar Panels | Q.PEAK DUO BLK ML-G10+ 405W | HANWHA |  | 0.405 | 6 | 250 | 31 |  | Fixed | Roof
NJADRE1555207076 | Administratively Determined Incentive Program | WILLINGBORO | 8046 | 13 | 15.39 | Residential | Behind the Meter | Yes | Net Metered Residential | SunnyMac LLC |  | PSE&G | Accepted | 2023-12-01 | 2024-01-04 | 2025-01-04 | Solar Panels | Q.PEAK DUO BLK ML-G10+ 405W | HANWHA |  | 0.405 | 10 | 250 | 31 |  | Fixed | Roof
NJADRE1555207076 | Administratively Determined Incentive Program | WILLINGBORO | 8046 | 13 | 15.39 | Residential | Behind the Meter | Yes | Net Metered Residential | SunnyMac LLC |  | PSE&G | Accepted | 2023-12-01 | 2024-01-04 | 2025-01-04 | Solar Panels | Q.PEAK DUO BLK ML-G10+ 405W | HANWHA |  | 0.405 | 18 | 70 | 31 |  | Fixed | Roof
NJADRE1555207076 | Administratively Determined Incentive Program | WILLINGBORO | 8046 | 13 | 15.39 | Residential | Behind the Meter | Yes | Net Metered Residential | SunnyMac LLC |  | PSE&G | Accepted | 2023-12-01 | 2024-01-04 | 2025-01-04 | Inverters | SE 10000H-US | Solaredge | 10000 |  | 1 |  |  | 0.1 |  | Outdoor | next to meter
NJADRE1555207076 | Administratively Determined Incentive Program | WILLINGBORO | 8046 | 13 | 15.39 | Residential | Behind the Meter | Yes | Net Metered Residential | SunnyMac LLC |  | PSE&G | Accepted | 2023-12-01 | 2024-01-04 | 2025-01-04 | Meters | SE-RGMTR-1D-240C-B | Solaredge |  |  | 1 |  |  |  | Yes | Outdoor
NJADRE1555207078 | Administratively Determined Incentive Program | UNION | 7083 | 10 | 2.84 | Residential | Behind the Meter | Yes | Net Metered Residential | Sunrun Installation Services, Inc. |  | PSE&G | Accepted | 2023-12-01 | 2024-01-04 | 2025-01-04 | Inverters | Delta Electronics | E4-TL-US | 3840 |  | 1 |  |  | 0.96 |  | Outdoor | Next To Meter
NJADRE1555207078 | Administratively Determined Incentive Program | UNION | 7083 | 10 | 2.84 | Residential | Behind the Meter | Yes | Net Metered Residential | Sunrun Installation Services, Inc. |  | PSE&G | Accepted | 2023-12-01 | 2024-01-04 | 2025-01-04 | Solar Panels | Hanwha Q Cells | Q.PEAK DUO BLK ML-G10+ 405 |  | 0.405 | 7 | 36 | 33 |  | Fixed | Roof
NJADRE1555207080 | Administratively Determined Incentive Program | PALMYRA | 8065 | 13 | 3.24 | Residential | Behind the Meter | Yes | Net Metered Residential | Sunrun Installation Services, Inc. |  | PSE&G | Accepted | 2023-12-01 | 2024-01-04 | 2025-01-04 | Electric Storage Battery | LG Chem | RESU 10H Prime |  |  | 1 |  |  |  | Lithium Ion |  | inside
NJADRE1555207080 | Administratively Determined Incentive Program | PALMYRA | 8065 | 13 | 3.24 | Residential | Behind the Meter | Yes | Net Metered Residential | Sunrun Installation Services, Inc. |  | PSE&G | Accepted | 2023-12-01 | 2024-01-04 | 2025-01-04 | Inverters | SolarEdge Technologies | SE3800H-USMN | 3800 |  | 1 |  |  | 0.96 |  | Outdoor | Next To Meter
NJADRE1555207080 | Administratively Determined Incentive Program | PALMYRA | 8065 | 13 | 3.24 | Residential | Behind the Meter | Yes | Net Metered Residential | Sunrun Installation Services, Inc. |  | PSE&G | Accepted | 2023-12-01 | 2024-01-04 | 2025-01-04 | Solar Panels | Hanwha Q Cells | Q.PEAK DUO BLK ML-G10+ 405 |  | 0.405 | 2 | 201 | 6 |  | Fixed | Roof
NJADRE1555207080 | Administratively Determined Incentive Program | PALMYRA | 8065 | 13 | 3.24 | Residential | Behind the Meter | Yes | Net Metered Residential | Sunrun Installation Services, Inc. |  | PSE&G | Accepted | 2023-12-01 | 2024-01-04 | 2025-01-04 | Solar Panels | Hanwha Q Cells | Q.PEAK DUO BLK ML-G10+ 405 |  | 0.405 | 3 | 201 | 14 |  | Fixed | Roof
NJADRE1555207080 | Administratively Determined Incentive Program | PALMYRA | 8065 | 13 | 3.24 | Residential | Behind the Meter | Yes | Net Metered Residential | Sunrun Installation Services, Inc. |  | PSE&G | Accepted | 2023-12-01 | 2024-01-04 | 2025-01-04 | Solar Panels | Hanwha Q Cells | Q.PEAK DUO BLK ML-G10+ 405 |  | 0.405 | 3 | 112 | 42 |  | Fixed | Roof
NJADRE1555207081 | Administratively Determined Incentive Program | WEST WINDSOR TOWNSHIP | 8550 | 12 | 7.29 | Residential | Behind the Meter | Yes | Net Metered Residential | SunnyMac LLC |  | PSE&G | Accepted | 2023-12-01 | 2024-01-04 | 2025-01-04 | Solar Panels | Q.PEAK DUO BLK ML-G10+ 405W | HANWHA |  | 0.405 | 18 | 242 | 25 |  | Fixed | Roof
NJADRE1555207081 | Administratively Determined Incentive Program | WEST WINDSOR TOWNSHIP | 8550 | 12 | 7.29 | Residential | Behind the Meter | Yes | Net Metered Residential | SunnyMac LLC |  | PSE&G | Accepted | 2023-12-01 | 2024-01-04 | 2025-01-04 | Inverters | SE6000H-US | Solaredge | 6000 |  | 1 |  |  | 0.1 |  | Outdoor | next to meter
NJADRE1555207085 | Administratively Determined Incentive Program | BRIDGETON | 8302 | 20 | 12.56 | Residential | Behind the Meter | Yes | Net Metered Residential | Sunny Mac LLC |  | AC Electric | Accepted | 2023-12-01 | 2024-01-09 | 2025-01-09 | Solar Panels | Q.PEAK DUO BLK ML-G10+ 405 | HANWHA |  | 0.405 | 21 | 191 | 23 |  | Fixed | Roof
NJADRE1555207085 | Administratively Determined Incentive Program | BRIDGETON | 8302 | 20 | 12.56 | Residential | Behind the Meter | Yes | Net Metered Residential | Sunny Mac LLC |  | AC Electric | Accepted | 2023-12-01 | 2024-01-09 | 2025-01-09 | Solar Panels | Q.PEAK DUO BLK ML-G10+ 405 | HANWHA |  | 0.405 | 10 | 11 | 23 |  | Fixed | Roof
NJADRE1555207085 | Administratively Determined Incentive Program | BRIDGETON | 8302 | 20 | 12.56 | Residential | Behind the Meter | Yes | Net Metered Residential | Sunny Mac LLC |  | AC Electric | Accepted | 2023-12-01 | 2024-01-09 | 2025-01-09 | Inverters | SE10000H-US | SOLAREDGE | 10000 |  | 1 |  |  | 0.1 |  | Outdoor | next to meter
NJADRE1555207085 | Administratively Determined Incentive Program | BRIDGETON | 8302 | 20 | 12.56 | Residential | Behind the Meter | Yes | Net Metered Residential | Sunny Mac LLC |  | AC Electric | Accepted | 2023-12-01 | 2024-01-09 | 2025-01-09 | Meters | SE-RGMTR-1D-240C-B | Solaredge |  |  | 1 |  |  |  | Yes | Outdoor
NJADRE1555207093 | Administratively Determined Incentive Program | FLEMINGTON | 8822 | 4 | 12.15 | Residential | Behind the Meter | Yes | Net Metered Residential | Sunny Mac LLC |  | JCP&L | Accepted | 2023-12-01 | 2024-01-11 | 2025-01-11 | Solar Panels | Q.PEAK DUO BLK ML-G10+ 405W | HANWHA |  | 0.405 | 9 | 237 | 31 |  | Fixed | Roof
NJADRE1555207093 | Administratively Determined Incentive Program | FLEMINGTON | 8822 | 4 | 12.15 | Residential | Behind the Meter | Yes | Net Metered Residential | Sunny Mac LLC |  | JCP&L | Accepted | 2023-12-01 | 2024-01-11 | 2025-01-11 | Solar Panels | Q.PEAK DUO BLK ML-G10+ 405W | HANWHA |  | 0.405 | 21 | 237 | 33 |  | Fixed | Roof
NJADRE1555207093 | Administratively Determined Incentive Program | FLEMINGTON | 8822 | 4 | 12.15 | Residential | Behind the Meter | Yes | Net Metered Residential | Sunny Mac LLC |  | JCP&L | Accepted | 2023-12-01 | 2024-01-11 | 2025-01-11 | Inverters | SE10000H-US | Solaredge | 10000 |  | 1 |  |  | 0.1 |  | Outdoor | NEXT TO METER
NJADRE1555207112 | Administratively Determined Incentive Program | ATLANTIC CITY | 8401 | 19 | 7.29 | Residential | Behind the Meter | Yes | Net Metered Residential | Sunny Mac LLC |  | AC Electric | Accepted | 2023-12-01 | 2024-01-05 | 2025-01-05 | Solar Panels | Q.PEAK DUO BLK ML-G10+ 405 | HANWHA |  | 0.405 | 9 | 109 | 29 |  | Fixed | Roof
NJADRE1555207112 | Administratively Determined Incentive Program | ATLANTIC CITY | 8401 | 19 | 7.29 | Residential | Behind the Meter | Yes | Net Metered Residential | Sunny Mac LLC |  | AC Electric | Accepted | 2023-12-01 | 2024-01-05 | 2025-01-05 | Solar Panels | Q.PEAK DUO BLK ML-G10+ 405 | HANWHA |  | 0.405 | 9 | 289 | 29 |  | Fixed | Roof
NJADRE1555207112 | Administratively Determined Incentive Program | ATLANTIC CITY | 8401 | 19 | 7.29 | Residential | Behind the Meter | Yes | Net Metered Residential | Sunny Mac LLC |  | AC Electric | Accepted | 2023-12-01 | 2024-01-05 | 2025-01-05 | Inverters | SE5000H-US | SOLAREDGE | 5000 |  | 1 |  |  | 0.1 |  | Outdoor | next to meter
NJADRE1555207112 | Administratively Determined Incentive Program | ATLANTIC CITY | 8401 | 19 | 7.29 | Residential | Behind the Meter | Yes | Net Metered Residential | Sunny Mac LLC |  | AC Electric | Accepted | 2023-12-01 | 2024-01-05 | 2025-01-05 | Meters | SE-RGMTR-1D-240C-B | Solaredge |  |  | 1 |  |  |  | Yes | Outdoor
NJADRE1555207117 | Administratively Determined Incentive Program | Norma | 8347 | 16 | 11.2 | Residential | Behind the Meter | Yes | Net Metered Residential | Big Solar Energy, LLC |  | AC Electric | Accepted | 2023-12-01 | 2024-01-12 | 2025-01-12 | Inverters | SolarEdge | SE7600H-US Energy Hub (240V) | 25 |  | 1 |  |  | 0.992 |  | Outdoor
NJADRE1555207117 | Administratively Determined Incentive Program | Norma | 8347 | 16 | 11.2 | Residential | Behind the Meter | Yes | Net Metered Residential | Big Solar Energy, LLC |  | AC Electric | Accepted | 2023-12-01 | 2024-01-12 | 2025-01-12 | Solar Panels | Hanwha | Q.Peak Duo BLK ML-G10 400 |  | 0.4 | 24 | 176 | 18 |  | Fixed | Roof
NJADRE1555207117 | Administratively Determined Incentive Program | Norma | 8347 | 16 | 11.2 | Residential | Behind the Meter | Yes | Net Metered Residential | Big Solar Energy, LLC |  | AC Electric | Accepted | 2023-12-01 | 2024-01-12 | 2025-01-12 | Solar Panels | Hanwha | Q.Peak Duo BLK ML-G10 400 |  | 0.4 | 4 | 356 | 18 |  | Fixed | Roof
NJADRE1555207126 | Administratively Determined Incentive Program | HAWTHORNE | 7506 | 6 | 5.74 | Residential | Behind the Meter | No | Net Metered Residential | Infinity Solar Systems |  | PSE&G | Accepted | 2023-12-01 | 2024-01-04 | 2025-01-04 | Inverters | Enphase | IQ8PLUS-72-2-US | 290 |  | 14 |  |  | 0.97 |  | Outdoor
NJADRE1555207126 | Administratively Determined Incentive Program | HAWTHORNE | 7506 | 6 | 5.74 | Residential | Behind the Meter | No | Net Metered Residential | Infinity Solar Systems |  | PSE&G | Accepted | 2023-12-01 | 2024-01-04 | 2025-01-04 | Solar Panels | SEG Solar | SEG-410-BMD-HV |  | 0.41 | 5 | 195 | 30 |  | Fixed | Roof
NJADRE1555207126 | Administratively Determined Incentive Program | HAWTHORNE | 7506 | 6 | 5.74 | Residential | Behind the Meter | No | Net Metered Residential | Infinity Solar Systems |  | PSE&G | Accepted | 2023-12-01 | 2024-01-04 | 2025-01-04 | Solar Panels | SEG Solar | SEG-410-BMD-HV |  | 0.41 | 3 | 105 | 30 |  | Fixed | Roof
NJADRE1555207126 | Administratively Determined Incentive Program | HAWTHORNE | 7506 | 6 | 5.74 | Residential | Behind the Meter | No | Net Metered Residential | Infinity Solar Systems |  | PSE&G | Accepted | 2023-12-01 | 2024-01-04 | 2025-01-04 | Solar Panels | SEG Solar | SEG-410-BMD-HV |  | 0.41 | 4 | 15 | 30 |  | Fixed | Roof
NJADRE1555207126 | Administratively Determined Incentive Program | HAWTHORNE | 7506 | 6 | 5.74 | Residential | Behind the Meter | No | Net Metered Residential | Infinity Solar Systems |  | PSE&G | Accepted | 2023-12-01 | 2024-01-04 | 2025-01-04 | Solar Panels | SEG Solar | SEG-410-BMD-HV |  | 0.41 | 2 | 195 | 22 |  | Fixed | Roof
NJADRE1555207153 | Administratively Determined Incentive Program | BLACKWOOD | 8012 | 14 | 5.2 | Residential | Behind the Meter | No | Net Metered Residential | Advanced Renewable Solutions LLC |  | AC Electric | Accepted | 2023-12-01 | 2024-01-09 | 2025-01-09 | Inverters | Enphase | IQ8A-72-US | 349 |  | 13 |  |  | 0.976 |  | Outside
NJADRE1555207153 | Administratively Determined Incentive Program | BLACKWOOD | 8012 | 14 | 5.2 | Residential | Behind the Meter | No | Net Metered Residential | Advanced Renewable Solutions LLC |  | AC Electric | Accepted | 2023-12-01 | 2024-01-09 | 2025-01-09 | Solar Panels | Certainteed | ct400hc11-40 |  | 0.4 | 13 | 132 | 20 |  | Fixed | Roof
NJADRE1555207162 | Administratively Determined Incentive Program | PEDRICKTOWN | 8067 | 16 | 12 | Residential | Behind the Meter | No | Net Metered Residential | Advanced Renewable Solutions LLC |  | AC Electric | Accepted | 2023-12-01 | 2024-01-05 | 2025-01-05 | Inverters | Enphase | IQ8A-72-US | 349 |  | 30 |  |  | 0.976 |  | Outdoor
NJADRE1555207162 | Administratively Determined Incentive Program | PEDRICKTOWN | 8067 | 16 | 12 | Residential | Behind the Meter | No | Net Metered Residential | Advanced Renewable Solutions LLC |  | AC Electric | Accepted | 2023-12-01 | 2024-01-05 | 2025-01-05 | Solar Panels | Certainteed | ct400hc11-40 |  | 0.4 | 30 | 180 | 30 |  | Fixed | Ground
NJADRE1555207175 | Administratively Determined Incentive Program | GALLOWAY | 8205 | 19 | 4.86 | Residential | Behind the Meter | Yes | Net Metered Residential | SunnyMac LLC |  | AC Electric | Accepted | 2023-12-01 | 2024-01-05 | 2025-01-05 | Solar Panels | Q.PEAK DUO BLK ML-G10+ 405 | HANWHA |  | 0.405 | 6 | 111 | 23 |  | Fixed | Roof
NJADRE1555207175 | Administratively Determined Incentive Program | GALLOWAY | 8205 | 19 | 4.86 | Residential | Behind the Meter | Yes | Net Metered Residential | SunnyMac LLC |  | AC Electric | Accepted | 2023-12-01 | 2024-01-05 | 2025-01-05 | Solar Panels | Q.PEAK DUO BLK ML-G10+ 405 | HANWHA |  | 0.405 | 6 | 291 | 23 |  | Fixed | Roof
NJADRE1555207175 | Administratively Determined Incentive Program | GALLOWAY | 8205 | 19 | 4.86 | Residential | Behind the Meter | Yes | Net Metered Residential | SunnyMac LLC |  | AC Electric | Accepted | 2023-12-01 | 2024-01-05 | 2025-01-05 | Inverters | SE3800H-US | SOLAREDGE | 3800 |  | 1 |  |  | 0.1 |  | Outdoor | next to meter
NJADRE1555207175 | Administratively Determined Incentive Program | GALLOWAY | 8205 | 19 | 4.86 | Residential | Behind the Meter | Yes | Net Metered Residential | SunnyMac LLC |  | AC Electric | Accepted | 2023-12-01 | 2024-01-05 | 2025-01-05 | Meters | SE-RGMTR-1D-240C-B | Solaredge |  |  | 1 |  |  |  | Yes | Outdoor
NJADRE1555207178 | Administratively Determined Incentive Program | DEPTFORD TOWNSHIP | 8090 | 15 | 6.48 | Residential | Behind the Meter | No | Net Metered Residential | Tesla Energy Operations Inc |  | PSE&G | Accepted | 2023-12-01 | 2024-01-05 | 2025-01-05 | Inverters | Tesla | 1538000-45-A | 7600 |  | 1 |  |  | 0.98 |  | Outside
NJADRE1555207178 | Administratively Determined Incentive Program | DEPTFORD TOWNSHIP | 8090 | 15 | 6.48 | Residential | Behind the Meter | No | Net Metered Residential | Tesla Energy Operations Inc |  | PSE&G | Accepted | 2023-12-01 | 2024-01-05 | 2025-01-05 | Solar Panels | Hanwha | Â # Q.PEAK DUO BLK ML-G10+/TS 405 |  | 0.405 | 4 | 265 | 13 |  | Fixed | Roof
NJADRE1555207178 | Administratively Determined Incentive Program | DEPTFORD TOWNSHIP | 8090 | 15 | 6.48 | Residential | Behind the Meter | No | Net Metered Residential | Tesla Energy Operations Inc |  | PSE&G | Accepted | 2023-12-01 | 2024-01-05 | 2025-01-05 | Solar Panels | Hanwha | Â # Q.PEAK DUO BLK ML-G10+/TS 405 |  | 0.405 | 10 | 266 | 28 |  | Fixed | Roof
NJADRE1555207178 | Administratively Determined Incentive Program | DEPTFORD TOWNSHIP | 8090 | 15 | 6.48 | Residential | Behind the Meter | No | Net Metered Residential | Tesla Energy Operations Inc |  | PSE&G | Accepted | 2023-12-01 | 2024-01-05 | 2025-01-05 | Solar Panels | Hanwha | Â # Q.PEAK DUO BLK ML-G10+/TS 405 |  | 0.405 | 2 | 86 | 25 |  | Fixed | Roof
NJADRE1555207247 | Administratively Determined Incentive Program | MOUNT LAUREL | 8054 | 13 | 10.94 | Residential | Behind the Meter | No | Net Metered Residential | Tesla Energy Operations Inc |  | PSE&G | Accepted | 2023-12-01 | 2024-01-05 | 2025-01-05 | Inverters | Tesla | 1538000-45-A | 7600 |  | 2 |  |  | 0.98 |  | Outside
NJADRE1555207247 | Administratively Determined Incentive Program | MOUNT LAUREL | 8054 | 13 | 10.94 | Residential | Behind the Meter | No | Net Metered Residential | Tesla Energy Operations Inc |  | PSE&G | Accepted | 2023-12-01 | 2024-01-05 | 2025-01-05 | Solar Panels | Hanwha | Â # Q.PEAK DUO BLK ML-G10+/TS 405 |  | 0.405 | 14 | 111 | 30 |  | Fixed | Roof
NJADRE1555207247 | Administratively Determined Incentive Program | MOUNT LAUREL | 8054 | 13 | 10.94 | Residential | Behind the Meter | No | Net Metered Residential | Tesla Energy Operations Inc |  | PSE&G | Accepted | 2023-12-01 | 2024-01-05 | 2025-01-05 | Solar Panels | Hanwha | Â # Q.PEAK DUO BLK ML-G10+/TS 405 |  | 0.405 | 3 | 111 | 30 |  | Fixed | Roof
NJADRE1555207247 | Administratively Determined Incentive Program | MOUNT LAUREL | 8054 | 13 | 10.94 | Residential | Behind the Meter | No | Net Metered Residential | Tesla Energy Operations Inc |  | PSE&G | Accepted | 2023-12-01 | 2024-01-05 | 2025-01-05 | Solar Panels | Hanwha | Â # Q.PEAK DUO BLK ML-G10+/TS 405 |  | 0.405 | 10 | 291 | 30 |  | Fixed | Roof
NJADRE1555207265 | Administratively Determined Incentive Program | JERSEY CITY | 7305 | 8 | 3.6 | Residential | Behind the Meter | Yes | Net Metered Residential | Pro Custom Solar dba Momentum Solar |  | PSE&G | Accepted | 2023-12-01 | 2024-01-05 | 2025-01-05 | Solar Panels | Â Q. PEAK DUO BLK-G10+400 | hawnha |  | 0.4 | 9 | 58 | 4 |  | Fixed | Roof
NJADRE1555207265 | Administratively Determined Incentive Program | JERSEY CITY | 7305 | 8 | 3.6 | Residential | Behind the Meter | Yes | Net Metered Residential | Pro Custom Solar dba Momentum Solar |  | PSE&G | Accepted | 2023-12-01 | 2024-01-05 | 2025-01-05 | Inverters | IQ8PLUS-72-2-US | enphase | 290 |  | 9 |  |  | 0.97 |  | Outdoor
NJADRE1555207315 | Administratively Determined Incentive Program | PENNSVILLE | 8070 | 16 | 12.56 | Residential | Behind the Meter | Yes | Net Metered Residential | SunnyMac LLC |  | AC Electric | Accepted | 2023-12-01 | 2024-01-05 | 2025-01-05 | Solar Panels | Q.PEAK DUO BLK ML-G10+ 405 | HANWHA |  | 0.405 | 8 | 127 | 26 |  | Fixed | Roof
NJADRE1555207315 | Administratively Determined Incentive Program | PENNSVILLE | 8070 | 16 | 12.56 | Residential | Behind the Meter | Yes | Net Metered Residential | SunnyMac LLC |  | AC Electric | Accepted | 2023-12-01 | 2024-01-05 | 2025-01-05 | Solar Panels | Q.PEAK DUO BLK ML-G10+ 405 | HANWHA |  | 0.405 | 7 | 127 | 8 |  | Fixed | Roof
NJADRE1555207315 | Administratively Determined Incentive Program | PENNSVILLE | 8070 | 16 | 12.56 | Residential | Behind the Meter | Yes | Net Metered Residential | SunnyMac LLC |  | AC Electric | Accepted | 2023-12-01 | 2024-01-05 | 2025-01-05 | Solar Panels | Q.PEAK DUO BLK ML-G10+ 405 | HANWHA |  | 0.405 | 4 | 307 | 10 |  | Fixed | Roof
NJADRE1555207315 | Administratively Determined Incentive Program | PENNSVILLE | 8070 | 16 | 12.56 | Residential | Behind the Meter | Yes | Net Metered Residential | SunnyMac LLC |  | AC Electric | Accepted | 2023-12-01 | 2024-01-05 | 2025-01-05 | Solar Panels | Q.PEAK DUO BLK ML-G10+ 405 | HANWHA |  | 0.405 | 3 | 307 | 26 |  | Fixed | Roof
NJADRE1555207315 | Administratively Determined Incentive Program | PENNSVILLE | 8070 | 16 | 12.56 | Residential | Behind the Meter | Yes | Net Metered Residential | SunnyMac LLC |  | AC Electric | Accepted | 2023-12-01 | 2024-01-05 | 2025-01-05 | Solar Panels | Q.PEAK DUO BLK ML-G10+ 405 | HANWHA |  | 0.405 | 9 | 217 | 26 |  | Fixed | Roof
NJADRE1555207315 | Administratively Determined Incentive Program | PENNSVILLE | 8070 | 16 | 12.56 | Residential | Behind the Meter | Yes | Net Metered Residential | SunnyMac LLC |  | AC Electric | Accepted | 2023-12-01 | 2024-01-05 | 2025-01-05 | Inverters | SE6000H-US | SOLAREDGE | 6000 |  | 1 |  |  | 1 |  | Outdoor | next to meter
NJADRE1555207315 | Administratively Determined Incentive Program | PENNSVILLE | 8070 | 16 | 12.56 | Residential | Behind the Meter | Yes | Net Metered Residential | SunnyMac LLC |  | AC Electric | Accepted | 2023-12-01 | 2024-01-05 | 2025-01-05 | Inverters | SE3000H-US | SOLAREDGE | 3000 |  | 1 |  |  | 0.1 |  | Outdoor | next to meter
NJADRE1555207317 | Administratively Determined Incentive Program | JERSEY CITY | 7305 | 8 | 4.4 | Residential | Behind the Meter | Yes | Net Metered Residential | Pro Custom Solar dba Momentum Solar |  | PSE&G | Accepted | 2023-12-01 | 2024-01-05 | 2025-01-05 | Solar Panels | Â Q. PEAK DUO BLK-G10+400 | hanwha |  | 0.4 | 11 | 58 | 4 |  | Fixed | Roof
NJADRE1555207317 | Administratively Determined Incentive Program | JERSEY CITY | 7305 | 8 | 4.4 | Residential | Behind the Meter | Yes | Net Metered Residential | Pro Custom Solar dba Momentum Solar |  | PSE&G | Accepted | 2023-12-01 | 2024-01-05 | 2025-01-05 | Inverters | IQ8PLUS-72-2-US | enpahse | 290 |  | 11 |  |  | 0.97 |  | Outdoor
NJADRE1555207325 | Administratively Determined Incentive Program | BRIDGETON | 8302 | 20 | 5.67 | Residential | Behind the Meter | Yes | Net Metered Residential | Sunrun Installation Services, Inc. |  | AC Electric | Accepted | 2023-12-01 | 2024-01-05 | 2025-01-05 | Inverters | DELTA ELECTRONICS | E4-TL-US | 3840 |  | 1 |  |  | 0.97 |  | Outdoor | Next To Meter
NJADRE1555207325 | Administratively Determined Incentive Program | BRIDGETON | 8302 | 20 | 5.67 | Residential | Behind the Meter | Yes | Net Metered Residential | Sunrun Installation Services, Inc. |  | AC Electric | Accepted | 2023-12-01 | 2024-01-05 | 2025-01-05 | Solar Panels | HANWHA Q-CELLS | Q.PEAK DUO BLK ML-G10+ 405 |  | 0.405 | 14 | 76 | 5 |  | Fixed | Roof
NJADRE1555207344 | Administratively Determined Incentive Program | HILLSBOROUGH TWP | 8844 | 5 | 13.77 | Residential | Behind the Meter | No | Net Metered Residential | Tesla Energy Operations Inc |  | PSE&G | Accepted | 2023-12-01 | 2024-01-05 | 2025-01-05 | Inverters | Tesla | 1538000-45-A | 7600 |  | 1 |  |  | 0.98 |  | Outside
NJADRE1555207344 | Administratively Determined Incentive Program | HILLSBOROUGH TWP | 8844 | 5 | 13.77 | Residential | Behind the Meter | No | Net Metered Residential | Tesla Energy Operations Inc |  | PSE&G | Accepted | 2023-12-01 | 2024-01-05 | 2025-01-05 | Inverters | Tesla | 1538000-45-A | 5000 |  | 1 |  |  | 0.98 |  | Outside
NJADRE1555207344 | Administratively Determined Incentive Program | HILLSBOROUGH TWP | 8844 | 5 | 13.77 | Residential | Behind the Meter | No | Net Metered Residential | Tesla Energy Operations Inc |  | PSE&G | Accepted | 2023-12-01 | 2024-01-05 | 2025-01-05 | Solar Panels | Hanwha | Â # Q.PEAK DUO BLK ML-G10+/TS 405 |  | 0.405 | 9 | 129 | 34 |  | Fixed | Roof
NJADRE1555207344 | Administratively Determined Incentive Program | HILLSBOROUGH TWP | 8844 | 5 | 13.77 | Residential | Behind the Meter | No | Net Metered Residential | Tesla Energy Operations Inc |  | PSE&G | Accepted | 2023-12-01 | 2024-01-05 | 2025-01-05 | Solar Panels | Hanwha | Â # Q.PEAK DUO BLK ML-G10+/TS 405 |  | 0.405 | 5 | 219 | 45 |  | Fixed | Roof
NJADRE1555207344 | Administratively Determined Incentive Program | HILLSBOROUGH TWP | 8844 | 5 | 13.77 | Residential | Behind the Meter | No | Net Metered Residential | Tesla Energy Operations Inc |  | PSE&G | Accepted | 2023-12-01 | 2024-01-05 | 2025-01-05 | Solar Panels | Hanwha | Â # Q.PEAK DUO BLK ML-G10+/TS 405 |  | 0.405 | 4 | 309 | 34 |  | Fixed | Roof
NJADRE1555207344 | Administratively Determined Incentive Program | HILLSBOROUGH TWP | 8844 | 5 | 13.77 | Residential | Behind the Meter | No | Net Metered Residential | Tesla Energy Operations Inc |  | PSE&G | Accepted | 2023-12-01 | 2024-01-05 | 2025-01-05 | Solar Panels | Hanwha | Â # Q.PEAK DUO BLK ML-G10+/TS 405 |  | 0.405 | 3 | 219 | 40 |  | Fixed | Roof
NJADRE1555207344 | Administratively Determined Incentive Program | HILLSBOROUGH TWP | 8844 | 5 | 13.77 | Residential | Behind the Meter | No | Net Metered Residential | Tesla Energy Operations Inc |  | PSE&G | Accepted | 2023-12-01 | 2024-01-05 | 2025-01-05 | Solar Panels | Hanwha | Â # Q.PEAK DUO BLK ML-G10+/TS 405 |  | 0.405 | 3 | 309 | 24 |  | Fixed | Roof
NJADRE1555207344 | Administratively Determined Incentive Program | HILLSBOROUGH TWP | 8844 | 5 | 13.77 | Residential | Behind the Meter | No | Net Metered Residential | Tesla Energy Operations Inc |  | PSE&G | Accepted | 2023-12-01 | 2024-01-05 | 2025-01-05 | Solar Panels | Hanwha | Â # Q.PEAK DUO BLK ML-G10+/TS 405 |  | 0.405 | 3 | 309 | 39 |  | Fixed | Roof
NJADRE1555207344 | Administratively Determined Incentive Program | HILLSBOROUGH TWP | 8844 | 5 | 13.77 | Residential | Behind the Meter | No | Net Metered Residential | Tesla Energy Operations Inc |  | PSE&G | Accepted | 2023-12-01 | 2024-01-05 | 2025-01-05 | Solar Panels | Hanwha | Â # Q.PEAK DUO BLK ML-G10+/TS 405 |  | 0.405 | 7 | 309 | 14 |  | Fixed | Roof
NJADRE1555207345 | Administratively Determined Incentive Program | NEWARK | 7105 | 9 | 4 | Residential | Behind the Meter | Yes | Net Metered Residential | Pro Custom Solar dba Momentum Solar |  | PSE&G | Accepted | 2023-12-01 | 2024-01-05 | 2025-01-05 | Solar Panels | Â Q. PEAK DUO BLK-G10+400 | hanwha |  | 0.4 | 10 | 176 | 39 |  | Fixed | Roof
NJADRE1555207345 | Administratively Determined Incentive Program | NEWARK | 7105 | 9 | 4 | Residential | Behind the Meter | Yes | Net Metered Residential | Pro Custom Solar dba Momentum Solar |  | PSE&G | Accepted | 2023-12-01 | 2024-01-05 | 2025-01-05 | Inverters | IQ8PLUS-72-2-US | enphase | 290 |  | 10 |  |  | 0.97 |  | Outdoor
NJADRE1555207366 | Administratively Determined Incentive Program | MANAHAWKIN | 8050 | 18 | 4.86 | Residential | Behind the Meter | Yes | Net Metered Residential | Sunrun Installation Services, Inc. |  | AC Electric | Accepted | 2023-12-01 | 2024-01-05 | 2025-01-05 | Inverters | DELTA ELECTRONICS | E4-TL-US | 3840 |  | 1 |  |  | 0.97 |  | Outdoor | Next To Meter
NJADRE1555207366 | Administratively Determined Incentive Program | MANAHAWKIN | 8050 | 18 | 4.86 | Residential | Behind the Meter | Yes | Net Metered Residential | Sunrun Installation Services, Inc. |  | AC Electric | Accepted | 2023-12-01 | 2024-01-05 | 2025-01-05 | Solar Panels | HANWHA Q-CELLS | Q.PEAK DUO BLK ML-G10+ 405 |  | 0.405 | 6 | 10 | 26 |  | Fixed | Roof
NJADRE1555207366 | Administratively Determined Incentive Program | MANAHAWKIN | 8050 | 18 | 4.86 | Residential | Behind the Meter | Yes | Net Metered Residential | Sunrun Installation Services, Inc. |  | AC Electric | Accepted | 2023-12-01 | 2024-01-05 | 2025-01-05 | Solar Panels | HANWHA Q-CELLS | Q.PEAK DUO BLK ML-G10+ 405 |  | 0.405 | 6 | 100 | 26 |  | Fixed | Roof
NJADRE1555207366 | Administratively Determined Incentive Program | MANAHAWKIN | 8050 | 18 | 4.86 | Residential | Behind the Meter | Yes | Net Metered Residential | Sunrun Installation Services, Inc. |  | AC Electric | Accepted | 2023-12-01 | 2024-01-05 | 2025-01-05 | Electric Storage Battery | LG CHEM | RESU 10H PRIME |  |  | 1 |  |  |  | Lithium Ion |  | INSIDE
NJADRE1555207370 | Administratively Determined Incentive Program | EGG HARBOR TOWNSHIP | 8234 | 19 | 6.48 | Residential | Behind the Meter | Yes | Net Metered Residential | Sunny Mac LLC |  | AC Electric | Accepted | 2023-12-01 | 2024-01-17 | 2025-01-17 | Solar Panels | Q.PEAK DUO BLK ML-G10+ 405 | HANWHA |  | 0.405 | 8 | 175 | 19 |  | Fixed | Roof
NJADRE1555207370 | Administratively Determined Incentive Program | EGG HARBOR TOWNSHIP | 8234 | 19 | 6.48 | Residential | Behind the Meter | Yes | Net Metered Residential | Sunny Mac LLC |  | AC Electric | Accepted | 2023-12-01 | 2024-01-17 | 2025-01-17 | Solar Panels | Q.PEAK DUO BLK ML-G10+ 405 | HANWHA |  | 0.405 | 8 | 355 | 19 |  | Fixed | Roof
NJADRE1555207370 | Administratively Determined Incentive Program | EGG HARBOR TOWNSHIP | 8234 | 19 | 6.48 | Residential | Behind the Meter | Yes | Net Metered Residential | Sunny Mac LLC |  | AC Electric | Accepted | 2023-12-01 | 2024-01-17 | 2025-01-17 | Inverters | SE5000H-US | SOLAREDGE | 5000 |  | 1 |  |  | 0.1 |  | Outdoor | next to meter
NJADRE1555207984 | Administratively Determined Incentive Program | NORTH PLAINFIELD | 7060 | 10 | 10.94 | Residential | Behind the Meter | Yes | Net Metered Residential | Sunrun Installation Services, Inc. |  | PSE&G | Accepted | 2023-12-01 | 2024-01-05 | 2025-01-05 | Inverters | SolarEdge Technologies | SE7600H-USSN | 7600 |  | 1 |  |  | 0.99 |  | Outdoor
NJADRE1555207984 | Administratively Determined Incentive Program | NORTH PLAINFIELD | 7060 | 10 | 10.94 | Residential | Behind the Meter | Yes | Net Metered Residential | Sunrun Installation Services, Inc. |  | PSE&G | Accepted | 2023-12-01 | 2024-01-05 | 2025-01-05 | Solar Panels | Hanwha Q-Cells - | Q.PEAK DUO BLK ML-G10+ |  | 0.405 | 12 | 218 | 30 |  | Fixed | Roof
NJADRE1555207984 | Administratively Determined Incentive Program | NORTH PLAINFIELD | 7060 | 10 | 10.94 | Residential | Behind the Meter | Yes | Net Metered Residential | Sunrun Installation Services, Inc. |  | PSE&G | Accepted | 2023-12-01 | 2024-01-05 | 2025-01-05 | Solar Panels | Hanwha Q-Cells - | Q.PEAK DUO BLK ML-G10+ |  | 0.405 | 6 | 218 | 12 |  | Fixed | Roof
NJADRE1555207984 | Administratively Determined Incentive Program | NORTH PLAINFIELD | 7060 | 10 | 10.94 | Residential | Behind the Meter | Yes | Net Metered Residential | Sunrun Installation Services, Inc. |  | PSE&G | Accepted | 2023-12-01 | 2024-01-05 | 2025-01-05 | Solar Panels | Hanwha Q-Cells | Q.PEAK DUO BLK ML-G10+ |  | 0.405 | 9 | 39 | 28 |  | Fixed | Roof
NJADRE1555207984 | Administratively Determined Incentive Program | NORTH PLAINFIELD | 7060 | 10 | 10.94 | Residential | Behind the Meter | Yes | Net Metered Residential | Sunrun Installation Services, Inc. |  | PSE&G | Accepted | 2023-12-01 | 2024-01-05 | 2025-01-05 | Electric Storage Battery | Tesla | Powerwall 2 AC |  |  | 2 |  |  |  | Lithium Ion |  | inside
NJADRE1555207988 | Administratively Determined Incentive Program | MONTGOMERY | 8558 | 5 | 8.91 | Residential | Behind the Meter | No | Net Metered Residential | Tesla Energy Operations Inc |  | PSE&G | Accepted | 2023-12-01 | 2024-01-05 | 2025-01-05 | Inverters | Tesla | 1538000-45-A | 7600 |  | 1 |  |  | 0.98 |  | Outside
NJADRE1555207988 | Administratively Determined Incentive Program | MONTGOMERY | 8558 | 5 | 8.91 | Residential | Behind the Meter | No | Net Metered Residential | Tesla Energy Operations Inc |  | PSE&G | Accepted | 2023-12-01 | 2024-01-05 | 2025-01-05 | Solar Panels | Hanwha | Â # Q.PEAK DUO BLK ML-G10+/TS 405 |  | 0.405 | 10 | 196 | 25 |  | Fixed | Roof
NJADRE1555207988 | Administratively Determined Incentive Program | MONTGOMERY | 8558 | 5 | 8.91 | Residential | Behind the Meter | No | Net Metered Residential | Tesla Energy Operations Inc |  | PSE&G | Accepted | 2023-12-01 | 2024-01-05 | 2025-01-05 | Solar Panels | Hanwha | Â # Q.PEAK DUO BLK ML-G10+/TS 405 |  | 0.405 | 3 | 286 | 27 |  | Fixed | Roof
NJADRE1555207988 | Administratively Determined Incentive Program | MONTGOMERY | 8558 | 5 | 8.91 | Residential | Behind the Meter | No | Net Metered Residential | Tesla Energy Operations Inc |  | PSE&G | Accepted | 2023-12-01 | 2024-01-05 | 2025-01-05 | Solar Panels | HANWHA | Â # Q.PEAK DUO BLK ML-G10+/TS 405 |  | 0.405 | 4 | 286 | 27 |  | Fixed | Roof
NJADRE1555207988 | Administratively Determined Incentive Program | MONTGOMERY | 8558 | 5 | 8.91 | Residential | Behind the Meter | No | Net Metered Residential | Tesla Energy Operations Inc |  | PSE&G | Accepted | 2023-12-01 | 2024-01-05 | 2025-01-05 | Solar Panels | HANWHA | Â # Q.PEAK DUO BLK ML-G10+/TS 405 |  | 0.405 | 5 | 16 | 25 |  | Fixed | Roof
NJADRE1555207992 | Administratively Determined Incentive Program | SAYREVILLE | 8872 | 11 | 7.32 | Residential | Behind the Meter | Yes | Net Metered Residential | Freedom Forever New Jersey LLC |  | JCP&L | Accepted | 2023-12-01 | 2024-01-05 | 2025-01-05 | Inverters | Solar Edge | SE5000H-USRGM | 5000 |  | 1 |  |  | 0.99 |  | Outdoor
NJADRE1555207992 | Administratively Determined Incentive Program | SAYREVILLE | 8872 | 11 | 7.32 | Residential | Behind the Meter | Yes | Net Metered Residential | Freedom Forever New Jersey LLC |  | JCP&L | Accepted | 2023-12-01 | 2024-01-05 | 2025-01-05 | Solar Panels | Jinko Solar | JKM385M-6RL3-B |  | 0.385 | 4 | 257 | 23 |  | Fixed | Roof
NJADRE1555207992 | Administratively Determined Incentive Program | SAYREVILLE | 8872 | 11 | 7.32 | Residential | Behind the Meter | Yes | Net Metered Residential | Freedom Forever New Jersey LLC |  | JCP&L | Accepted | 2023-12-01 | 2024-01-05 | 2025-01-05 | Solar Panels | Jinko Solar | JKM385M-6RL3-B |  | 0.385 | 15 | 168 | 23 |  | Fixed | Roof
NJADRE1555207993 | Administratively Determined Incentive Program | NEW BRUNSWICK | 8901 | 11 | 4.46 | Residential | Behind the Meter | Yes | Net Metered Residential | Sunrun Installation Services, Inc. |  | PSE&G | Accepted | 2023-12-01 | 2024-01-05 | 2025-01-05 | Solar Panels | HANWHA Q-CELLS | Q.PEAK DUO BLK ML-G10+ 405 |  | 0.405 | 11 | 129 | 44 |  | Fixed | Roof
NJADRE1555207993 | Administratively Determined Incentive Program | NEW BRUNSWICK | 8901 | 11 | 4.46 | Residential | Behind the Meter | Yes | Net Metered Residential | Sunrun Installation Services, Inc. |  | PSE&G | Accepted | 2023-12-01 | 2024-01-05 | 2025-01-05 | Inverters | DELTA ELECTRONICS | E4-TL-US | 3840 |  | 1 |  |  | 0.98 |  | Outdoor | Next to the meter
NJADRE1555208377 | Administratively Determined Incentive Program | WILLINGBORO | 8046 | 13 | 4.05 | Residential | Behind the Meter | Yes | Net Metered Residential | Sunrun Installation Services, Inc. |  | PSE&G | Accepted | 2023-12-01 | 2024-01-05 | 2025-01-05 | Solar Panels | Hanwha Q-Cells | Q.PEAK DUO BLK ML-G10+ 405 |  | 0.405 | 10 | 257 | 30 |  | Fixed | Roof
NJADRE1555208377 | Administratively Determined Incentive Program | WILLINGBORO | 8046 | 13 | 4.05 | Residential | Behind the Meter | Yes | Net Metered Residential | Sunrun Installation Services, Inc. |  | PSE&G | Accepted | 2023-12-01 | 2024-01-05 | 2025-01-05 | Inverters | Delta Electronics | E4-TL-US | 3840 |  | 1 |  |  | 0.98 |  | Outside
NJADRE1555208391 | Administratively Determined Incentive Program | WEST ORANGE | 7052 | 9 | 20.25 | Residential | Behind the Meter | Yes | Net Metered Residential | Sunrun Installation Services, Inc. |  | PSE&G | Accepted | 2023-12-01 | 2024-01-05 | 2025-01-05 | Inverters | SolarEdge Technologies | SE7600H-USSN | 7600 |  | 1 |  |  | 0.99 |  | Outdoor
NJADRE1555208391 | Administratively Determined Incentive Program | WEST ORANGE | 7052 | 9 | 20.25 | Residential | Behind the Meter | Yes | Net Metered Residential | Sunrun Installation Services, Inc. |  | PSE&G | Accepted | 2023-12-01 | 2024-01-05 | 2025-01-05 | Inverters | SolarEdge Technologies | SE6000H-USSN | 6000 |  | 1 |  |  | 0.99 |  | Outdoor
NJADRE1555208391 | Administratively Determined Incentive Program | WEST ORANGE | 7052 | 9 | 20.25 | Residential | Behind the Meter | Yes | Net Metered Residential | Sunrun Installation Services, Inc. |  | PSE&G | Accepted | 2023-12-01 | 2024-01-05 | 2025-01-05 | Solar Panels | Hanwha Q Cells | Q.PEAK DUO BLK ML-G10+ 405 |  | 0.405 | 22 | 334 | 20 |  | Fixed | Roof
NJADRE1555208391 | Administratively Determined Incentive Program | WEST ORANGE | 7052 | 9 | 20.25 | Residential | Behind the Meter | Yes | Net Metered Residential | Sunrun Installation Services, Inc. |  | PSE&G | Accepted | 2023-12-01 | 2024-01-05 | 2025-01-05 | Solar Panels | Hanwha Q Cells | Q.PEAK DUO BLK ML-G10+ 405 |  | 0.405 | 13 | 334 | 20 |  | Fixed | Roof
NJADRE1555208391 | Administratively Determined Incentive Program | WEST ORANGE | 7052 | 9 | 20.25 | Residential | Behind the Meter | Yes | Net Metered Residential | Sunrun Installation Services, Inc. |  | PSE&G | Accepted | 2023-12-01 | 2024-01-05 | 2025-01-05 | Solar Panels | Hanwha Q Cells | Q.PEAK DUO BLK ML-G10+ 405 |  | 0.405 | 12 | 154 | 18 |  | Fixed | Roof
NJADRE1555208391 | Administratively Determined Incentive Program | WEST ORANGE | 7052 | 9 | 20.25 | Residential | Behind the Meter | Yes | Net Metered Residential | Sunrun Installation Services, Inc. |  | PSE&G | Accepted | 2023-12-01 | 2024-01-05 | 2025-01-05 | Solar Panels | Hanwha Q Cells | Q.PEAK DUO BLK ML-G10+ 405 |  | 0.405 | 3 | 247 | 26 |  | Fixed | Roof
NJADRE1555208391 | Administratively Determined Incentive Program | WEST ORANGE | 7052 | 9 | 20.25 | Residential | Behind the Meter | Yes | Net Metered Residential | Sunrun Installation Services, Inc. |  | PSE&G | Accepted | 2023-12-01 | 2024-01-05 | 2025-01-05 | Electric Storage Battery | Tesla | Powerwall 2 AC |  |  | 2 |  |  |  | Lithium Ion |  | inside
NJADRE1555208391 | Administratively Determined Incentive Program | WEST ORANGE | 7052 | 9 | 20.25 | Residential | Behind the Meter | Yes | Net Metered Residential | Sunrun Installation Services, Inc. |  | PSE&G | Accepted | 2023-12-01 | 2024-01-05 | 2025-01-05 | Electric Storage Battery | Tesla | Powerwall 2 AC |  |  | 2 |  |  |  | Lithium Ion |  | inside
NJADRE1555208459 | Administratively Determined Incentive Program | VINELAND | 8361 | 20 | 11.2 | Residential | Behind the Meter | No | Net Metered Residential | Power Energy Solutions |  | Vineland Muni Electric | Accepted | 2023-12-01 | 2024-01-05 | 2025-01-05 | Inverters | SE7600H-US | SOLAREDGE | 7600 |  | 1 |  |  | 0.99 |  | Outside | ROOFTOP
NJADRE1555208459 | Administratively Determined Incentive Program | VINELAND | 8361 | 20 | 11.2 | Residential | Behind the Meter | No | Net Metered Residential | Power Energy Solutions |  | Vineland Muni Electric | Accepted | 2023-12-01 | 2024-01-05 | 2025-01-05 | Solar Panels | SIL-400 HC+ | SILFAB SOLAR |  | 0.4 | 6 | 19 | 19 |  | Fixed | Roof | ROOFTOP
NJADRE1555208459 | Administratively Determined Incentive Program | VINELAND | 8361 | 20 | 11.2 | Residential | Behind the Meter | No | Net Metered Residential | Power Energy Solutions |  | Vineland Muni Electric | Accepted | 2023-12-01 | 2024-01-05 | 2025-01-05 | Solar Panels | SIL-400 HC+ | SILFAB SOLAR |  | 0.4 | 12 | 199 | 29 |  | Fixed | Roof | ROOFTOP
NJADRE1555208459 | Administratively Determined Incentive Program | VINELAND | 8361 | 20 | 11.2 | Residential | Behind the Meter | No | Net Metered Residential | Power Energy Solutions |  | Vineland Muni Electric | Accepted | 2023-12-01 | 2024-01-05 | 2025-01-05 | Solar Panels | SIL-400 HC+ | SILFAB SOLAR |  | 0.4 | 10 | 119 | 19 |  | Fixed | Roof | ROOFTOP
NJADRE1555208487 | Administratively Determined Incentive Program | CEDAR GROVE | 7009 | 9 | 13.51 | Residential | Behind the Meter | Yes | Net Metered Residential | Pro Custom Solar dba Momentum Solar |  | PSE&G | Accepted | 2023-12-01 | 2024-01-05 | 2025-01-05 | Solar Panels | Â Q. PEAK DUO BLK-G10+365 | hanwha |  | 0.365 | 8 | 176 | 22 |  | Fixed | Roof
NJADRE1555208487 | Administratively Determined Incentive Program | CEDAR GROVE | 7009 | 9 | 13.51 | Residential | Behind the Meter | Yes | Net Metered Residential | Pro Custom Solar dba Momentum Solar |  | PSE&G | Accepted | 2023-12-01 | 2024-01-05 | 2025-01-05 | Solar Panels | Â Q. PEAK DUO BLK-G10+365 | hanwha |  | 0.365 | 10 | 86 | 26 |  | Fixed | Roof
NJADRE1555208487 | Administratively Determined Incentive Program | CEDAR GROVE | 7009 | 9 | 13.51 | Residential | Behind the Meter | Yes | Net Metered Residential | Pro Custom Solar dba Momentum Solar |  | PSE&G | Accepted | 2023-12-01 | 2024-01-05 | 2025-01-05 | Solar Panels | Â Q. PEAK DUO BLK-G10+365 | hanwha |  | 0.365 | 14 | 356 | 23 |  | Fixed | Roof
NJADRE1555208487 | Administratively Determined Incentive Program | CEDAR GROVE | 7009 | 9 | 13.51 | Residential | Behind the Meter | Yes | Net Metered Residential | Pro Custom Solar dba Momentum Solar |  | PSE&G | Accepted | 2023-12-01 | 2024-01-05 | 2025-01-05 | Solar Panels | Â Q. PEAK DUO BLK-G10+365 | hanwha |  | 0.365 | 5 | 266 | 21 |  | Fixed | Roof
NJADRE1555208487 | Administratively Determined Incentive Program | CEDAR GROVE | 7009 | 9 | 13.51 | Residential | Behind the Meter | Yes | Net Metered Residential | Pro Custom Solar dba Momentum Solar |  | PSE&G | Accepted | 2023-12-01 | 2024-01-05 | 2025-01-05 | Inverters | IQ8PLUS-72-2-US | enphase | 290 |  | 37 |  |  | 0.97 |  | Outdoor
NJADRE1555208497 | Administratively Determined Incentive Program | PINE HILL | 8021 | 14 | 6.08 | Residential | Behind the Meter | Yes | Net Metered Residential | SunnyMac LLC |  | AC Electric | Accepted | 2023-12-01 | 2024-01-05 | 2025-01-05 | Solar Panels | Q.PEAK DUO BLK ML-G10+ 405 | HANWHA |  | 0.405 | 5 | 104 | 33 |  | Fixed | Roof
NJADRE1555208497 | Administratively Determined Incentive Program | PINE HILL | 8021 | 14 | 6.08 | Residential | Behind the Meter | Yes | Net Metered Residential | SunnyMac LLC |  | AC Electric | Accepted | 2023-12-01 | 2024-01-05 | 2025-01-05 | Solar Panels | Q.PEAK DUO BLK ML-G10+ 405 | HANWHA |  | 0.405 | 8 | 284 | 10 |  | Fixed | Roof
NJADRE1555208497 | Administratively Determined Incentive Program | PINE HILL | 8021 | 14 | 6.08 | Residential | Behind the Meter | Yes | Net Metered Residential | SunnyMac LLC |  | AC Electric | Accepted | 2023-12-01 | 2024-01-05 | 2025-01-05 | Solar Panels | Q.PEAK DUO BLK ML-G10+ 405 | HANWHA |  | 0.405 | 2 | 194 | 30 |  | Fixed | Roof
NJADRE1555208497 | Administratively Determined Incentive Program | PINE HILL | 8021 | 14 | 6.08 | Residential | Behind the Meter | Yes | Net Metered Residential | SunnyMac LLC |  | AC Electric | Accepted | 2023-12-01 | 2024-01-05 | 2025-01-05 | Inverters | SE5000H-US | SOLAREDGE | 5000 |  | 1 |  |  | 0.1 |  | Outdoor | nect to meter
NJADRE1555208538 | Administratively Determined Incentive Program | ELIZABETH | 7201 | 10 | 5.67 | Residential | Behind the Meter | Yes | Net Metered Residential | Trinity Solar |  | PSE&G | Accepted | 2023-12-01 | 2024-01-05 | 2025-01-05 | Inverters | Solar Edge | SE5000H-US | 5000 |  | 1 |  |  | 0.97 |  | Outside
NJADRE1555208538 | Administratively Determined Incentive Program | ELIZABETH | 7201 | 10 | 5.67 | Residential | Behind the Meter | Yes | Net Metered Residential | Trinity Solar |  | PSE&G | Accepted | 2023-12-01 | 2024-01-05 | 2025-01-05 | Solar Panels | Hanwha | Q.PEAK DUO BLK ML-G10+405 |  | 0.405 | 8 | 294 | 27 |  | Fixed | Roof
NJADRE1555208538 | Administratively Determined Incentive Program | ELIZABETH | 7201 | 10 | 5.67 | Residential | Behind the Meter | Yes | Net Metered Residential | Trinity Solar |  | PSE&G | Accepted | 2023-12-01 | 2024-01-05 | 2025-01-05 | Solar Panels | Hanwha | Q.PEAK DUO BLK ML-G10+405 |  | 0.405 | 6 | 114 | 27 |  | Fixed | Roof
NJADRE1555208540 | Administratively Determined Incentive Program | MANSFIELD TWP | 8022 | 13 | 4.86 | Residential | Behind the Meter | Yes | Net Metered Residential | Sunrun Installation Services, Inc. |  | PSE&G | Accepted | 2023-12-01 | 2024-01-19 | 2025-01-19 | Inverters | SOLAREDGE TECHNOLOGIES | SE3800H-USMN | 3800 |  | 1 |  |  | 0.992 |  | Outdoor | next to meter
NJADRE1555208540 | Administratively Determined Incentive Program | MANSFIELD TWP | 8022 | 13 | 4.86 | Residential | Behind the Meter | Yes | Net Metered Residential | Sunrun Installation Services, Inc. |  | PSE&G | Accepted | 2023-12-01 | 2024-01-19 | 2025-01-19 | Solar Panels | HANWHA Q-CELLS | Q.PEAK DUO BLK ML-G10+ 405 |  | 0.405 | 12 | 155 | 19 |  | Fixed | Roof
NJADRE1555208547 | Administratively Determined Incentive Program | SECAUCUS TOWN | 7094 | 8 | 8.91 | Residential | Behind the Meter | No | Net Metered Residential | Sunrun, Inc. |  | PSE&G | Accepted | 2023-12-01 | 2024-01-05 | 2025-01-05 | Solar Panels | HANWHA Q-CELLS | Q.PEAK DUO BLK ML-G10+ 405 |  | 0.405 | 22 | 219 | 15 |  | Fixed | Roof
NJADRE1555208547 | Administratively Determined Incentive Program | SECAUCUS TOWN | 7094 | 8 | 8.91 | Residential | Behind the Meter | No | Net Metered Residential | Sunrun, Inc. |  | PSE&G | Accepted | 2023-12-01 | 2024-01-05 | 2025-01-05 | Inverters | DELTA ELECTRONICS | E8-TL-US | 7680 |  | 1 |  |  | 0.98 |  | Outdoor | Next to the meter
NJADRE1555208556 | Administratively Determined Incentive Program | GLOUCESTER TOWNSHIP | 8081 | 14 | 10.94 | Residential | Behind the Meter | Yes | Net Metered Residential | SunnyMac LLC |  | AC Electric | Accepted | 2023-12-01 | 2024-01-09 | 2025-01-09 | Solar Panels | Q.PEAK DUO BLK ML-G10+ 405 | HANWHA |  | 0.405 | 8 | 104 | 21 |  | Fixed | Roof
NJADRE1555208556 | Administratively Determined Incentive Program | GLOUCESTER TOWNSHIP | 8081 | 14 | 10.94 | Residential | Behind the Meter | Yes | Net Metered Residential | SunnyMac LLC |  | AC Electric | Accepted | 2023-12-01 | 2024-01-09 | 2025-01-09 | Solar Panels | Q.PEAK DUO BLK ML-G10+ 405 | HANWHA |  | 0.405 | 3 | 104 | 21 |  | Fixed | Roof
NJADRE1555208556 | Administratively Determined Incentive Program | GLOUCESTER TOWNSHIP | 8081 | 14 | 10.94 | Residential | Behind the Meter | Yes | Net Metered Residential | SunnyMac LLC |  | AC Electric | Accepted | 2023-12-01 | 2024-01-09 | 2025-01-09 | Solar Panels | Q.PEAK DUO BLK ML-G10+ 405 | HANWHA |  | 0.405 | 8 | 284 | 21 |  | Fixed | Roof
NJADRE1555208556 | Administratively Determined Incentive Program | GLOUCESTER TOWNSHIP | 8081 | 14 | 10.94 | Residential | Behind the Meter | Yes | Net Metered Residential | SunnyMac LLC |  | AC Electric | Accepted | 2023-12-01 | 2024-01-09 | 2025-01-09 | Solar Panels | Q.PEAK DUO BLK ML-G10+ 405 | HANWHA |  | 0.405 | 6 | 194 | 9 |  | Fixed | Roof
NJADRE1555208556 | Administratively Determined Incentive Program | GLOUCESTER TOWNSHIP | 8081 | 14 | 10.94 | Residential | Behind the Meter | Yes | Net Metered Residential | SunnyMac LLC |  | AC Electric | Accepted | 2023-12-01 | 2024-01-09 | 2025-01-09 | Solar Panels | Q.PEAK DUO BLK ML-G10+ 405 | HANWHA |  | 0.405 | 2 | 284 | 21 |  | Fixed | Roof
NJADRE1555208556 | Administratively Determined Incentive Program | GLOUCESTER TOWNSHIP | 8081 | 14 | 10.94 | Residential | Behind the Meter | Yes | Net Metered Residential | SunnyMac LLC |  | AC Electric | Accepted | 2023-12-01 | 2024-01-09 | 2025-01-09 | Inverters | SE7600H-US | SOLAREDGE | 7600 |  | 1 |  |  | 0.1 |  | Outdoor | next to meter
NJADRE1555208585 | Administratively Determined Incentive Program | FAIR LAWN | 7410 | 7 | 4.46 | Residential | Behind the Meter | Yes | Net Metered Residential | Trinity Solar |  | PSE&G | Accepted | 2023-12-01 | 2024-01-05 | 2025-01-05 | Inverters | Solar Edge | SE3800H-US | 3800 |  | 1 |  |  | 0.97 |  | Outdoor
NJADRE1555208585 | Administratively Determined Incentive Program | FAIR LAWN | 7410 | 7 | 4.46 | Residential | Behind the Meter | Yes | Net Metered Residential | Trinity Solar |  | PSE&G | Accepted | 2023-12-01 | 2024-01-05 | 2025-01-05 | Solar Panels | HANWHA | Q.PEAK DUO BLK ML-G10+ 405 |  | 0.405 | 11 | 137 | 23 |  | Fixed | Roof
NJADRE1555208594 | Administratively Determined Incentive Program | BELLMAWR | 8031 | 14 | 6.15 | Residential | Behind the Meter | Yes | Net Metered Residential | Rhythm Solar LLC |  | PSE&G | Accepted | 2023-12-06 | 2024-01-10 | 2025-01-10 | Meters | Enphase | X2-IQ-AM1-240-4 |  |  | 1 |  |  |  | Yes | Outdoor
NJADRE1555208594 | Administratively Determined Incentive Program | BELLMAWR | 8031 | 14 | 6.15 | Residential | Behind the Meter | Yes | Net Metered Residential | Rhythm Solar LLC |  | PSE&G | Accepted | 2023-12-06 | 2024-01-10 | 2025-01-10 | Inverters | Enphase | IQ8PLUS-72-2-US | 290 |  | 15 |  |  | 0.976 |  | Outside | Under each pv panel
NJADRE1555208594 | Administratively Determined Incentive Program | BELLMAWR | 8031 | 14 | 6.15 | Residential | Behind the Meter | Yes | Net Metered Residential | Rhythm Solar LLC |  | PSE&G | Accepted | 2023-12-06 | 2024-01-10 | 2025-01-10 | Solar Panels | Znshine | ZXM7-SH108 410W |  | 0.41 | 15 | 205 | 17 |  | Fixed | Roof
NJADRE1555208803 | Administratively Determined Incentive Program | ROSENHAYN | 8352 | 20 | 7.7 | Residential | Behind the Meter | Yes | Net Metered Residential | Freedom Forever New Jersey LLC |  | AC Electric | Accepted | 2023-12-01 | 2024-01-05 | 2025-01-05 | Inverters | Solar Edge | SE6000H-USRGM | 6000 |  | 1 |  |  | 0.99 |  | Outdoor
NJADRE1555208803 | Administratively Determined Incentive Program | ROSENHAYN | 8352 | 20 | 7.7 | Residential | Behind the Meter | Yes | Net Metered Residential | Freedom Forever New Jersey LLC |  | AC Electric | Accepted | 2023-12-01 | 2024-01-05 | 2025-01-05 | Solar Panels | Jinko Solar | JKM385M-6RL3-B |  | 0.385 | 20 | 180 | 20 |  | Fixed | Roof
NJADRE1555208987 | Administratively Determined Incentive Program | LINDEN | 7036 | 10 | 5.27 | Residential | Behind the Meter | Yes | Net Metered Residential | Sunrun Installation Services, Inc. |  | PSE&G | Accepted | 2023-12-01 | 2024-01-05 | 2025-01-05 | Solar Panels | HANWHA Q-CELLS | Q.PEAK DUO BLK ML-G10+ 405 |  | 0.405 | 13 | 129 | 38 |  | Fixed | Roof
NJADRE1555208987 | Administratively Determined Incentive Program | LINDEN | 7036 | 10 | 5.27 | Residential | Behind the Meter | Yes | Net Metered Residential | Sunrun Installation Services, Inc. |  | PSE&G | Accepted | 2023-12-01 | 2024-01-05 | 2025-01-05 | Inverters | SOLAREDGE TECHNOLOGIES | SE3800H-USMN | 3800 |  | 1 |  |  | 0.99 |  | Outdoor
NJADRE1555209174 | Administratively Determined Incentive Program | MOORESTOWN | 8057 | 13 | 10.4 | Residential | Behind the Meter | Yes | Net Metered Residential | Pro Custom Solar dba Momentum Solar |  | PSE&G | Accepted | 2023-12-01 | 2024-01-08 | 2025-01-08 | Solar Panels | Â Q. PEAK DUO BLK-G10+400 | HANWHA |  | 0.4 | 5 | 214 | 39 |  | Fixed | Roof
NJADRE1555209174 | Administratively Determined Incentive Program | MOORESTOWN | 8057 | 13 | 10.4 | Residential | Behind the Meter | Yes | Net Metered Residential | Pro Custom Solar dba Momentum Solar |  | PSE&G | Accepted | 2023-12-01 | 2024-01-08 | 2025-01-08 | Solar Panels | Â Q. PEAK DUO BLK-G10+400 | HANWHA |  | 0.4 | 9 | 124 | 33 |  | Fixed | Roof
NJADRE1555209174 | Administratively Determined Incentive Program | MOORESTOWN | 8057 | 13 | 10.4 | Residential | Behind the Meter | Yes | Net Metered Residential | Pro Custom Solar dba Momentum Solar |  | PSE&G | Accepted | 2023-12-01 | 2024-01-08 | 2025-01-08 | Solar Panels | Â Q. PEAK DUO BLK-G10+400 | HANWHA |  | 0.4 | 3 | 214 | 30 |  | Fixed | Roof
NJADRE1555209174 | Administratively Determined Incentive Program | MOORESTOWN | 8057 | 13 | 10.4 | Residential | Behind the Meter | Yes | Net Metered Residential | Pro Custom Solar dba Momentum Solar |  | PSE&G | Accepted | 2023-12-01 | 2024-01-08 | 2025-01-08 | Solar Panels | Â Q. PEAK DUO BLK-G10+400 | HANWHA |  | 0.4 | 9 | 304 | 33 |  | Fixed | Roof
NJADRE1555209174 | Administratively Determined Incentive Program | MOORESTOWN | 8057 | 13 | 10.4 | Residential | Behind the Meter | Yes | Net Metered Residential | Pro Custom Solar dba Momentum Solar |  | PSE&G | Accepted | 2023-12-01 | 2024-01-08 | 2025-01-08 | Inverters | IQ8PLUS-72-2-US | ENPAHSE | 290 |  | 26 |  |  | 0.97 |  | Outdoor
NJADRE1555209221 | Administratively Determined Incentive Program | CARTERET BORO | 7008 | 11 | 4.86 | Residential | Behind the Meter | Yes | Net Metered Residential | Sunrun Installation Services, Inc. |  | PSE&G | Accepted | 2023-12-01 | 2024-01-05 | 2025-01-05 | Inverters | SOLAREDGE TECHNOLOGIES | SE3800H-USMN | 3800 |  | 1 |  |  | 0.99 |  | Outdoor | next to meter
NJADRE1555209221 | Administratively Determined Incentive Program | CARTERET BORO | 7008 | 11 | 4.86 | Residential | Behind the Meter | Yes | Net Metered Residential | Sunrun Installation Services, Inc. |  | PSE&G | Accepted | 2023-12-01 | 2024-01-05 | 2025-01-05 | Solar Panels | Hanwha Q Cells | Q.PEAK DUO BLK ML-G10+ 405 |  | 0.405 | 3 | 271 | 39 |  | Fixed | Roof
NJADRE1555209221 | Administratively Determined Incentive Program | CARTERET BORO | 7008 | 11 | 4.86 | Residential | Behind the Meter | Yes | Net Metered Residential | Sunrun Installation Services, Inc. |  | PSE&G | Accepted | 2023-12-01 | 2024-01-05 | 2025-01-05 | Solar Panels | Hanwha Q Cells | Q.PEAK DUO BLK ML-G10+ 405 |  | 0.405 | 9 | 92 | 11 |  | Fixed | Roof
NJADRE1555209227 | Administratively Determined Incentive Program | CAPE MAY COURT HOUSE | 8210 | 21 | 4.86 | Residential | Behind the Meter | Yes | Net Metered Residential | Sunrun Installation Services, Inc. |  | AC Electric | Accepted | 2023-12-01 | 2024-01-12 | 2025-01-12 | Solar Panels | Hanwha Q-Cells | Q.PEAK DUO BLK ML-G10+ 405 |  | 0.405 | 6 | 323 | 19 |  | Fixed | Roof
NJADRE1555209227 | Administratively Determined Incentive Program | CAPE MAY COURT HOUSE | 8210 | 21 | 4.86 | Residential | Behind the Meter | Yes | Net Metered Residential | Sunrun Installation Services, Inc. |  | AC Electric | Accepted | 2023-12-01 | 2024-01-12 | 2025-01-12 | Solar Panels | Hanwha Q-Cells | Q.PEAK DUO BLK ML-G10+ 405 |  | 0.405 | 6 | 53 | 14 |  | Fixed | Roof
NJADRE1555209227 | Administratively Determined Incentive Program | CAPE MAY COURT HOUSE | 8210 | 21 | 4.86 | Residential | Behind the Meter | Yes | Net Metered Residential | Sunrun Installation Services, Inc. |  | AC Electric | Accepted | 2023-12-01 | 2024-01-12 | 2025-01-12 | Inverters | SolarEdge Technologies | SE3800H-USMN | 3800 |  | 1 |  |  | 0.99 |  | Outside
NJADRE1555209269 | Administratively Determined Incentive Program | PATERSON | 7522 | 6 | 7.29 | Residential | Behind the Meter | Yes | Net Metered Residential | Sunrun Installation Services, Inc. |  | PSE&G | Accepted | 2023-12-01 | 2024-01-05 | 2025-01-05 | Solar Panels | Hanwha Q Cells | Q.PEAK DUO BLK ML-G10+ 405 |  | 0.405 | 10 | 300 | 23 |  | Fixed | Roof
NJADRE1555209269 | Administratively Determined Incentive Program | PATERSON | 7522 | 6 | 7.29 | Residential | Behind the Meter | Yes | Net Metered Residential | Sunrun Installation Services, Inc. |  | PSE&G | Accepted | 2023-12-01 | 2024-01-05 | 2025-01-05 | Solar Panels | Hanwha Q Cells | Q.PEAK DUO BLK ML-G10+ 405 |  | 0.405 | 8 | 120 | 23 |  | Fixed | Roof
NJADRE1555209269 | Administratively Determined Incentive Program | PATERSON | 7522 | 6 | 7.29 | Residential | Behind the Meter | Yes | Net Metered Residential | Sunrun Installation Services, Inc. |  | PSE&G | Accepted | 2023-12-01 | 2024-01-05 | 2025-01-05 | Inverters | SolarEdge Technologies | SE6000H-USSN | 6000 |  | 1 |  |  | 0.99 |  | Outdoor | Next to the meter
NJADRE1555209301 | Administratively Determined Incentive Program | VINELAND | 8360 | 20 | 12.56 | Residential | Behind the Meter | Yes | Net Metered Residential | Sunrun Installation Services, Inc. |  | AC Electric | Accepted | 2023-12-01 | 2024-01-05 | 2025-01-05 | Solar Panels | Hanwha Q-Cells: | Q.PEAK DUO BLK ML-G10+ 405 |  | 0.405 | 12 | 262 | 21 |  | Fixed | Roof
NJADRE1555209301 | Administratively Determined Incentive Program | VINELAND | 8360 | 20 | 12.56 | Residential | Behind the Meter | Yes | Net Metered Residential | Sunrun Installation Services, Inc. |  | AC Electric | Accepted | 2023-12-01 | 2024-01-05 | 2025-01-05 | Solar Panels | Hanwha Q-Cells | Q.PEAK DUO BLK ML-G10+ 405 |  | 0.405 | 19 | 83 | 22 |  | Fixed | Roof
NJADRE1555209301 | Administratively Determined Incentive Program | VINELAND | 8360 | 20 | 12.56 | Residential | Behind the Meter | Yes | Net Metered Residential | Sunrun Installation Services, Inc. |  | AC Electric | Accepted | 2023-12-01 | 2024-01-05 | 2025-01-05 | Inverters | Delta Electronics | E6-TL-US | 5760 |  | 1 |  |  | 0.98 |  | Outside
NJADRE1555209301 | Administratively Determined Incentive Program | VINELAND | 8360 | 20 | 12.56 | Residential | Behind the Meter | Yes | Net Metered Residential | Sunrun Installation Services, Inc. |  | AC Electric | Accepted | 2023-12-01 | 2024-01-05 | 2025-01-05 | Inverters | Delta Electronics | E4-TL-US | 3840 |  | 1 |  |  | 0.98 |  | Outside
NJADRE1555209308 | Administratively Determined Incentive Program | SEWELL | 8080 | 15 | 7.29 | Residential | Behind the Meter | Yes | Net Metered Residential | Sunrun Installation Services, Inc. |  | AC Electric | Accepted | 2023-12-01 | 2024-01-05 | 2025-01-05 | Inverters | Delta Electronics | E6-TL-US | 5760 |  | 1 |  |  | 0.975 |  | Outdoor | next to meter
NJADRE1555209308 | Administratively Determined Incentive Program | SEWELL | 8080 | 15 | 7.29 | Residential | Behind the Meter | Yes | Net Metered Residential | Sunrun Installation Services, Inc. |  | AC Electric | Accepted | 2023-12-01 | 2024-01-05 | 2025-01-05 | Solar Panels | Hanwha Q Cells | Q.PEAK DUO BLK ML-G10+ 405 |  | 0.405 | 18 | 187 | 23 |  | Fixed | Roof
NJADRE1555209321 | Administratively Determined Incentive Program | WILLINGBORO | 8046 | 13 | 8 | Residential | Behind the Meter | Yes | Net Metered Residential | Pro Custom Solar dba Momentum Solar |  | PSE&G | Accepted | 2023-12-01 | 2024-01-05 | 2025-01-05 | Solar Panels | Â Q. PEAK DUO BLK-G10+400 | HANWHA |  | 0.4 | 9 | 203 | 19 |  | Fixed | Roof
NJADRE1555209321 | Administratively Determined Incentive Program | WILLINGBORO | 8046 | 13 | 8 | Residential | Behind the Meter | Yes | Net Metered Residential | Pro Custom Solar dba Momentum Solar |  | PSE&G | Accepted | 2023-12-01 | 2024-01-05 | 2025-01-05 | Solar Panels | Â Q. PEAK DUO BLK-G10+400 | HANWHA |  | 0.4 | 4 | 113 | 28 |  | Fixed | Roof
NJADRE1555209321 | Administratively Determined Incentive Program | WILLINGBORO | 8046 | 13 | 8 | Residential | Behind the Meter | Yes | Net Metered Residential | Pro Custom Solar dba Momentum Solar |  | PSE&G | Accepted | 2023-12-01 | 2024-01-05 | 2025-01-05 | Solar Panels | Â Q. PEAK DUO BLK-G10+400 | HANWHA |  | 0.4 | 7 | 23 | 18 |  | Fixed | Roof
NJADRE1555209321 | Administratively Determined Incentive Program | WILLINGBORO | 8046 | 13 | 8 | Residential | Behind the Meter | Yes | Net Metered Residential | Pro Custom Solar dba Momentum Solar |  | PSE&G | Accepted | 2023-12-01 | 2024-01-05 | 2025-01-05 | Inverters | IQ8PLUS-72-2-US | ENPHASE | 290 |  | 20 |  |  | 0.97 |  | Outdoor
NJADRE1555209336 | Administratively Determined Incentive Program | MIDDLESEX | 8846 | 11 | 4.86 | Residential | Behind the Meter | Yes | Net Metered Residential | Sunrun Installation Services, Inc. |  | PSE&G | Accepted | 2023-12-01 | 2024-01-05 | 2025-01-05 | Inverters | Delta Electronics | E4-TL-US | 3840 |  | 1 |  |  | 0.97 |  | Outdoor
NJADRE1555209336 | Administratively Determined Incentive Program | MIDDLESEX | 8846 | 11 | 4.86 | Residential | Behind the Meter | Yes | Net Metered Residential | Sunrun Installation Services, Inc. |  | PSE&G | Accepted | 2023-12-01 | 2024-01-05 | 2025-01-05 | Solar Panels | Hanwha Q Cells | Q.PEAK DUO BLK ML-G10+ 405 |  | 0.405 | 12 | 231 | 24 |  | Fixed | Roof
NJADRE1555209369 | Administratively Determined Incentive Program | TRENTON | 8610 | 12 | 10.13 | Residential | Behind the Meter | Yes | Net Metered Residential | Sunrun Installation Services, Inc. |  | PSE&G | Accepted | 2023-12-01 | 2024-01-05 | 2025-01-05 | Inverters | SolarEdge Technologies | SE7600H-USSN | 7600 |  | 1 |  |  | 0.99 |  | Outdoor
NJADRE1555209369 | Administratively Determined Incentive Program | TRENTON | 8610 | 12 | 10.13 | Residential | Behind the Meter | Yes | Net Metered Residential | Sunrun Installation Services, Inc. |  | PSE&G | Accepted | 2023-12-01 | 2024-01-05 | 2025-01-05 | Solar Panels | Hanwha Q Cells | Q.PEAK DUO BLK ML-G10+ 405 |  | 0.405 | 9 | 150 | 39 |  | Fixed | Roof
NJADRE1555209369 | Administratively Determined Incentive Program | TRENTON | 8610 | 12 | 10.13 | Residential | Behind the Meter | Yes | Net Metered Residential | Sunrun Installation Services, Inc. |  | PSE&G | Accepted | 2023-12-01 | 2024-01-05 | 2025-01-05 | Solar Panels | Hanwha Q Cells | Q.PEAK DUO BLK ML-G10+ 405 |  | 0.405 | 16 | 239 | 35 |  | Fixed | Roof
NJADRE1555209376 | Administratively Determined Incentive Program | WILLINGBORO | 8046 | 13 | 6.38 | Residential | Behind the Meter | Yes | Net Metered Residential | Sunrun Installation Services, Inc. |  | PSE&G | Accepted | 2023-12-01 | 2024-01-05 | 2025-01-05 | Inverters | SOLAREDGE TECHNOLOGIES | SE6000H-USSN | 6000 |  | 1 |  |  | 0.99 |  | Outdoor | next to meter
NJADRE1555209376 | Administratively Determined Incentive Program | WILLINGBORO | 8046 | 13 | 6.38 | Residential | Behind the Meter | Yes | Net Metered Residential | Sunrun Installation Services, Inc. |  | PSE&G | Accepted | 2023-12-01 | 2024-01-05 | 2025-01-05 | Solar Panels | Vikram Solar | VSMDHT.60.375.05 |  | 0.375 | 5 | 331 | 42 |  | Fixed | Roof
NJADRE1555209376 | Administratively Determined Incentive Program | WILLINGBORO | 8046 | 13 | 6.38 | Residential | Behind the Meter | Yes | Net Metered Residential | Sunrun Installation Services, Inc. |  | PSE&G | Accepted | 2023-12-01 | 2024-01-05 | 2025-01-05 | Solar Panels | Vikram Solar | VSMDHT.60.375.05 |  | 0.375 | 3 | 152 | 16 |  | Fixed | Roof
NJADRE1555209376 | Administratively Determined Incentive Program | WILLINGBORO | 8046 | 13 | 6.38 | Residential | Behind the Meter | Yes | Net Metered Residential | Sunrun Installation Services, Inc. |  | PSE&G | Accepted | 2023-12-01 | 2024-01-05 | 2025-01-05 | Solar Panels | Vikram Solar | VSMDHT.60.375.05 |  | 0.375 | 9 | 152 | 42 |  | Fixed | Roof
NJADRE1555209605 | Administratively Determined Incentive Program | BEVERLY | 8010 | 13 | 6.08 | Residential | Behind the Meter | Yes | Net Metered Residential | Sunrun Installation Services, Inc. |  | PSE&G | Accepted | 2023-12-01 | 2024-01-05 | 2025-01-05 | Inverters | Delta Electronics | E6-TL-US | 6000 |  | 1 |  |  | 0.975 |  | Outdoor | next to meter
NJADRE1555209605 | Administratively Determined Incentive Program | BEVERLY | 8010 | 13 | 6.08 | Residential | Behind the Meter | Yes | Net Metered Residential | Sunrun Installation Services, Inc. |  | PSE&G | Accepted | 2023-12-01 | 2024-01-05 | 2025-01-05 | Solar Panels | Hanwha Q Cells | Q.PEAK DUO BLK ML-G10+ 405 |  | 0.405 | 9 | 152 | 22 |  | Fixed | Roof
NJADRE1555209605 | Administratively Determined Incentive Program | BEVERLY | 8010 | 13 | 6.08 | Residential | Behind the Meter | Yes | Net Metered Residential | Sunrun Installation Services, Inc. |  | PSE&G | Accepted | 2023-12-01 | 2024-01-05 | 2025-01-05 | Solar Panels | Hanwha Q Cells | Q.PEAK DUO BLK ML-G10+ 405 |  | 0.405 | 6 | 153 | 22 |  | Fixed | Roof
NJADRE1555229776 | Administratively Determined Incentive Program | NORTH HALEDON BORO | 7508 | 6 | 9.2 | Residential | Behind the Meter | Yes | Net Metered Residential | Suntuity Solar LLC |  | PSE&G | Accepted | 2023-12-02 | 2024-01-05 | 2025-01-05 | Inverters | (23) ENPHASE | IQ8PLUS-72-2-US | 290 |  | 23 |  |  | 0.97 |  | Outdoor
NJADRE1555229776 | Administratively Determined Incentive Program | NORTH HALEDON BORO | 7508 | 6 | 9.2 | Residential | Behind the Meter | Yes | Net Metered Residential | Suntuity Solar LLC |  | PSE&G | Accepted | 2023-12-02 | 2024-01-05 | 2025-01-05 | Solar Panels | (23) CANADIAN SOLAR | CS6R-400MS-HL |  | 0.4 | 15 | 82 | 40 |  | Fixed | Roof
NJADRE1555229776 | Administratively Determined Incentive Program | NORTH HALEDON BORO | 7508 | 6 | 9.2 | Residential | Behind the Meter | Yes | Net Metered Residential | Suntuity Solar LLC |  | PSE&G | Accepted | 2023-12-02 | 2024-01-05 | 2025-01-05 | Solar Panels | (23) CANADIAN SOLAR | CS6R-400MS-HL |  | 0.4 | 8 | 262 | 40 |  | Fixed | Roof
NJADRE1555229779 | Administratively Determined Incentive Program | BRICK | 8724 | 18 | 13.37 | Residential | Behind the Meter | Yes | Net Metered Residential | Sunrun Installation Services, Inc. |  | JCP&L | Accepted | 2023-12-02 | 2024-01-05 | 2025-01-05 | Electric Storage Battery | Tesla | Powerwall |  |  | 1 |  |  |  | Lithium Ion |  | Inside
NJADRE1555229779 | Administratively Determined Incentive Program | BRICK | 8724 | 18 | 13.37 | Residential | Behind the Meter | Yes | Net Metered Residential | Sunrun Installation Services, Inc. |  | JCP&L | Accepted | 2023-12-02 | 2024-01-05 | 2025-01-05 | Inverters | SOLAREDGE TECHNOLOGIES | SE3800H-USMN | 3800 |  | 1 |  |  | 0.99 |  | Outdoor | next to meter
NJADRE1555229779 | Administratively Determined Incentive Program | BRICK | 8724 | 18 | 13.37 | Residential | Behind the Meter | Yes | Net Metered Residential | Sunrun Installation Services, Inc. |  | JCP&L | Accepted | 2023-12-02 | 2024-01-05 | 2025-01-05 | Inverters | SOLAREDGE TECHNOLOGIES | SE6000H-USSN | 6000 |  | 1 |  |  | 0.99 |  | Outdoor | next to meter
NJADRE1555229779 | Administratively Determined Incentive Program | BRICK | 8724 | 18 | 13.37 | Residential | Behind the Meter | Yes | Net Metered Residential | Sunrun Installation Services, Inc. |  | JCP&L | Accepted | 2023-12-02 | 2024-01-05 | 2025-01-05 | Solar Panels | Hanwha Q Cells | Q.PEAK DUO BLK ML-G10+ 405 |  | 0.405 | 20 | 117 | 18 |  | Fixed | Roof
NJADRE1555229779 | Administratively Determined Incentive Program | BRICK | 8724 | 18 | 13.37 | Residential | Behind the Meter | Yes | Net Metered Residential | Sunrun Installation Services, Inc. |  | JCP&L | Accepted | 2023-12-02 | 2024-01-05 | 2025-01-05 | Solar Panels | Hanwha Q Cells | Q.PEAK DUO BLK ML-G10+ 405 |  | 0.405 | 9 | 297 | 18 |  | Fixed | Roof
NJADRE1555229779 | Administratively Determined Incentive Program | BRICK | 8724 | 18 | 13.37 | Residential | Behind the Meter | Yes | Net Metered Residential | Sunrun Installation Services, Inc. |  | JCP&L | Accepted | 2023-12-02 | 2024-01-05 | 2025-01-05 | Solar Panels | Hanwha Q Cells | Q.PEAK DUO BLK ML-G10+ 405 |  | 0.405 | 4 | 116 | 23 |  | Fixed | Roof
NJADRE1555229782 | Administratively Determined Incentive Program | PENNSVILLE | 8070 | 16 | 4.86 | Residential | Behind the Meter | Yes | Net Metered Residential | Sunrun Installation Services, Inc. |  | AC Electric | Accepted | 2023-12-02 | 2024-01-05 | 2025-01-05 | Inverters | Delta Electronics | E4-TL-US | 4000 |  | 1 |  |  | 0.975 |  | Outdoor | next to meter
NJADRE1555229782 | Administratively Determined Incentive Program | PENNSVILLE | 8070 | 16 | 4.86 | Residential | Behind the Meter | Yes | Net Metered Residential | Sunrun Installation Services, Inc. |  | AC Electric | Accepted | 2023-12-02 | 2024-01-05 | 2025-01-05 | Solar Panels | Hanwha Q Cells | Q.PEAK DUO BLK ML-G10+ 405 |  | 0.405 | 6 | 314 | 25 |  | Fixed | Roof
NJADRE1555229782 | Administratively Determined Incentive Program | PENNSVILLE | 8070 | 16 | 4.86 | Residential | Behind the Meter | Yes | Net Metered Residential | Sunrun Installation Services, Inc. |  | AC Electric | Accepted | 2023-12-02 | 2024-01-05 | 2025-01-05 | Solar Panels | Hanwha Q Cells | Q.PEAK DUO BLK ML-G10+ 405 |  | 0.405 | 6 | 134 | 25 |  | Fixed | Roof
NJADRE1555229784 | Administratively Determined Incentive Program | HILLSIDE TWP | 7205 | 10 | 3.24 | Residential | Behind the Meter | Yes | Net Metered Residential | Sunrun Installation Services, Inc. |  | PSE&G | Accepted | 2023-12-02 | 2024-01-05 | 2025-01-05 | Inverters | SOLAREDGE TECHNOLOGIES | SE3800H-USMN | 3800 |  | 1 |  |  | 0.99 |  | Outdoor | next to meter
NJADRE1555229784 | Administratively Determined Incentive Program | HILLSIDE TWP | 7205 | 10 | 3.24 | Residential | Behind the Meter | Yes | Net Metered Residential | Sunrun Installation Services, Inc. |  | PSE&G | Accepted | 2023-12-02 | 2024-01-05 | 2025-01-05 | Solar Panels | Hanwha Q Cells | Q.PEAK DUO BLK ML-G10+ 405 |  | 0.405 | 8 | 40 | 1 |  | Fixed | Roof
NJADRE1555229788 | Administratively Determined Incentive Program | UNION TWP UNI | 7083 | 10 | 3.65 | Residential | Behind the Meter | Yes | Net Metered Residential | Sunrun Installation Services, Inc. |  | PSE&G | Accepted | 2023-12-02 | 2024-01-05 | 2025-01-05 | Inverters | SOLAREDGE TECHNOLOGIES | SE3800H-USMN | 3800 |  | 1 |  |  | 0.99 |  | Outdoor | next to meter
NJADRE1555229788 | Administratively Determined Incentive Program | UNION TWP UNI | 7083 | 10 | 3.65 | Residential | Behind the Meter | Yes | Net Metered Residential | Sunrun Installation Services, Inc. |  | PSE&G | Accepted | 2023-12-02 | 2024-01-05 | 2025-01-05 | Solar Panels | Hanwha Q Cells | Q.PEAK DUO BLK ML-G10+ 405 |  | 0.405 | 3 | 34 | 42 |  | Fixed | Roof
NJADRE1555229788 | Administratively Determined Incentive Program | UNION TWP UNI | 7083 | 10 | 3.65 | Residential | Behind the Meter | Yes | Net Metered Residential | Sunrun Installation Services, Inc. |  | PSE&G | Accepted | 2023-12-02 | 2024-01-05 | 2025-01-05 | Solar Panels | Hanwha Q Cells | Q.PEAK DUO BLK ML-G10+ 405 |  | 0.405 | 3 | 213 | 40 |  | Fixed | Roof
NJADRE1555229788 | Administratively Determined Incentive Program | UNION TWP UNI | 7083 | 10 | 3.65 | Residential | Behind the Meter | Yes | Net Metered Residential | Sunrun Installation Services, Inc. |  | PSE&G | Accepted | 2023-12-02 | 2024-01-05 | 2025-01-05 | Solar Panels | Hanwha Q Cells | Q.PEAK DUO BLK ML-G10+ 405 |  | 0.405 | 3 | 33 | 41 |  | Fixed | Roof
NJADRE1555229800 | Administratively Determined Incentive Program | CARTERET | 7008 | 11 | 9.72 | Residential | Behind the Meter | Yes | Net Metered Residential | Sunrun Installation Services, Inc. |  | PSE&G | Accepted | 2023-12-02 | 2024-01-05 | 2025-01-05 | Inverters | SOLAREDGE TECHNOLOGIES | SE7600H-USSN | 7600 |  | 1 |  |  | 0.99 |  | Outdoor | next to meter
NJADRE1555229800 | Administratively Determined Incentive Program | CARTERET | 7008 | 11 | 9.72 | Residential | Behind the Meter | Yes | Net Metered Residential | Sunrun Installation Services, Inc. |  | PSE&G | Accepted | 2023-12-02 | 2024-01-05 | 2025-01-05 | Solar Panels | Hanwha Q Cells | Q.PEAK DUO BLK ML-G10+ 405 |  | 0.405 | 10 | 206 | 20 |  | Fixed | Roof
NJADRE1555229800 | Administratively Determined Incentive Program | CARTERET | 7008 | 11 | 9.72 | Residential | Behind the Meter | Yes | Net Metered Residential | Sunrun Installation Services, Inc. |  | PSE&G | Accepted | 2023-12-02 | 2024-01-05 | 2025-01-05 | Solar Panels | Hanwha Q Cells | Q.PEAK DUO BLK ML-G10+ 405 |  | 0.405 | 14 | 26 | 16 |  | Fixed | Roof
NJADRE1555229802 | Administratively Determined Incentive Program | MANVILLE | 8835 | 5 | 4.86 | Residential | Behind the Meter | Yes | Net Metered Residential | Sunrun Installation Services, Inc. |  | PSE&G | Accepted | 2023-12-02 | 2024-01-05 | 2025-01-05 | Electric Storage Battery | Tesla | Powerwall |  |  | 1 |  |  |  | Lithium Ion |  | Inside
NJADRE1555229802 | Administratively Determined Incentive Program | MANVILLE | 8835 | 5 | 4.86 | Residential | Behind the Meter | Yes | Net Metered Residential | Sunrun Installation Services, Inc. |  | PSE&G | Accepted | 2023-12-02 | 2024-01-05 | 2025-01-05 | Inverters | Delta Electronics | E4-TL-US | 4000 |  | 1 |  |  | 0.975 |  | Outdoor | next to meter
NJADRE1555229802 | Administratively Determined Incentive Program | MANVILLE | 8835 | 5 | 4.86 | Residential | Behind the Meter | Yes | Net Metered Residential | Sunrun Installation Services, Inc. |  | PSE&G | Accepted | 2023-12-02 | 2024-01-05 | 2025-01-05 | Solar Panels | Hanwha Q Cells | Q.PEAK DUO BLK ML-G10+ 405 |  | 0.405 | 12 | 253 | 35 |  | Fixed | Roof
NJADRE1555230254 | Administratively Determined Incentive Program | EAST ORANGE | 7017 | 9 | 4.68 | Residential | Behind the Meter | No | Net Metered Residential | Fusion Solar Energy |  | PSE&G | Accepted | 2023-12-02 | 2024-01-05 | 2025-01-05 | Inverters | ENPHASE | IQ7PLUS-72-2-US | 290 |  | 12 |  |  | 0.94 |  | Outside
NJADRE1555230254 | Administratively Determined Incentive Program | EAST ORANGE | 7017 | 9 | 4.68 | Residential | Behind the Meter | No | Net Metered Residential | Fusion Solar Energy |  | PSE&G | Accepted | 2023-12-02 | 2024-01-05 | 2025-01-05 | Solar Panels | JA SOLAR | JAM54S31-390/MR |  | 0.39 | 4 | 174 | 46 |  | Fixed | Roof
NJADRE1555230254 | Administratively Determined Incentive Program | EAST ORANGE | 7017 | 9 | 4.68 | Residential | Behind the Meter | No | Net Metered Residential | Fusion Solar Energy |  | PSE&G | Accepted | 2023-12-02 | 2024-01-05 | 2025-01-05 | Solar Panels | JA SOLAR | JAM54S31-390/MR |  | 0.39 | 4 | 265 | 34 |  | Fixed | Roof
NJADRE1555230254 | Administratively Determined Incentive Program | EAST ORANGE | 7017 | 9 | 4.68 | Residential | Behind the Meter | No | Net Metered Residential | Fusion Solar Energy |  | PSE&G | Accepted | 2023-12-02 | 2024-01-05 | 2025-01-05 | Solar Panels | JA SOLAR | JAM54S31-390/MR |  | 0.39 | 4 | 85 | 40 |  | Fixed | Roof
NJADRE1555231342 | Administratively Determined Incentive Program | MANAHAWKIN | 8050 | 18 | 7.11 | Residential | Behind the Meter | Yes | Net Metered Residential | Solar Mite Solutions |  | AC Electric | Accepted | 2023-12-03 | 2024-01-05 | 2025-01-05 | Inverters | Enphase | IQ8PLUS-72-2 | 290 |  | 18 |  |  | 0.98 |  | Outdoor
NJADRE1555231342 | Administratively Determined Incentive Program | MANAHAWKIN | 8050 | 18 | 7.11 | Residential | Behind the Meter | Yes | Net Metered Residential | Solar Mite Solutions |  | AC Electric | Accepted | 2023-12-03 | 2024-01-05 | 2025-01-05 | Solar Panels | Canadian Solar | CS6R |  | 0.395 | 13 | 109 | 27 |  | Fixed | Roof | Array 1
NJADRE1555231342 | Administratively Determined Incentive Program | MANAHAWKIN | 8050 | 18 | 7.11 | Residential | Behind the Meter | Yes | Net Metered Residential | Solar Mite Solutions |  | AC Electric | Accepted | 2023-12-03 | 2024-01-05 | 2025-01-05 | Solar Panels | Canadian Solar | CS6R |  | 0.395 | 5 | 109 | 10 |  | Fixed | Roof | Array 2
NJADRE1555232325 | Administratively Determined Incentive Program | MOUNT LAUREL | 8054 | 13 | 18.25 | Residential | Behind the Meter | No | Net Metered Residential | Solar Energy World |  | PSE&G | Accepted | 2023-12-03 | 2024-01-05 | 2025-01-05 | Inverters | Enphase Energy | IQ8PLUS-72-2-US | 290 |  | 50 |  |  | 0.97 |  | Outdoor
NJADRE1555232325 | Administratively Determined Incentive Program | MOUNT LAUREL | 8054 | 13 | 18.25 | Residential | Behind the Meter | No | Net Metered Residential | Solar Energy World |  | PSE&G | Accepted | 2023-12-03 | 2024-01-05 | 2025-01-05 | Solar Panels | Hanwha | Q.PEAK DUO BLK-G10+ |  | 0.365 | 11 | 248 | 35 |  | Fixed | Roof
NJADRE1555232325 | Administratively Determined Incentive Program | MOUNT LAUREL | 8054 | 13 | 18.25 | Residential | Behind the Meter | No | Net Metered Residential | Solar Energy World |  | PSE&G | Accepted | 2023-12-03 | 2024-01-05 | 2025-01-05 | Solar Panels | Hanwha | Q.PEAK DUO BLK-G10+ |  | 0.365 | 6 | 249 | 34 |  | Fixed | Roof
NJADRE1555232325 | Administratively Determined Incentive Program | MOUNT LAUREL | 8054 | 13 | 18.25 | Residential | Behind the Meter | No | Net Metered Residential | Solar Energy World |  | PSE&G | Accepted | 2023-12-03 | 2024-01-05 | 2025-01-05 | Solar Panels | Hanwha | Q.PEAK DUO BLK-G10+ |  | 0.365 | 4 | 249 | 35 |  | Fixed | Roof
NJADRE1555232325 | Administratively Determined Incentive Program | MOUNT LAUREL | 8054 | 13 | 18.25 | Residential | Behind the Meter | No | Net Metered Residential | Solar Energy World |  | PSE&G | Accepted | 2023-12-03 | 2024-01-05 | 2025-01-05 | Solar Panels | Hanwha | Q.PEAK DUO BLK-G10+ |  | 0.365 | 12 | 69 | 34 |  | Fixed | Roof
NJADRE1555232325 | Administratively Determined Incentive Program | MOUNT LAUREL | 8054 | 13 | 18.25 | Residential | Behind the Meter | No | Net Metered Residential | Solar Energy World |  | PSE&G | Accepted | 2023-12-03 | 2024-01-05 | 2025-01-05 | Solar Panels | Hanwha | Q.PEAK DUO BLK-G10+ |  | 0.365 | 17 | 69 | 34 |  | Fixed | Roof
NJADRE1555233226 | Administratively Determined Incentive Program | FLORENCE | 8518 | 13 | 9.72 | Residential | Behind the Meter | Yes | Net Metered Residential | SunnyMac LLC |  | PSE&G | Accepted | 2023-12-04 | 2024-01-05 | 2025-01-05 | Solar Panels | Q.PEAK DUO BLK ML-G10+ 405 | HANWHA |  | 0.405 | 12 | 190 | 39 |  | Fixed | Roof
NJADRE1555233226 | Administratively Determined Incentive Program | FLORENCE | 8518 | 13 | 9.72 | Residential | Behind the Meter | Yes | Net Metered Residential | SunnyMac LLC |  | PSE&G | Accepted | 2023-12-04 | 2024-01-05 | 2025-01-05 | Solar Panels | Q.PEAK DUO BLK ML-G10+ 405 | HANWHA |  | 0.405 | 3 | 190 | 27 |  | Fixed | Roof
NJADRE1555233226 | Administratively Determined Incentive Program | FLORENCE | 8518 | 13 | 9.72 | Residential | Behind the Meter | Yes | Net Metered Residential | SunnyMac LLC |  | PSE&G | Accepted | 2023-12-04 | 2024-01-05 | 2025-01-05 | Solar Panels | Q.PEAK DUO BLK ML-G10+ 405 | HANWHA |  | 0.405 | 9 | 100 | 48 |  | Fixed | Roof
NJADRE1555233226 | Administratively Determined Incentive Program | FLORENCE | 8518 | 13 | 9.72 | Residential | Behind the Meter | Yes | Net Metered Residential | SunnyMac LLC |  | PSE&G | Accepted | 2023-12-04 | 2024-01-05 | 2025-01-05 | Inverters | SE7600H-US | Solaredge | 7600 |  | 1 |  |  | 0.1 |  | Outdoor | next to meter
NJADRE1555233226 | Administratively Determined Incentive Program | FLORENCE | 8518 | 13 | 9.72 | Residential | Behind the Meter | Yes | Net Metered Residential | SunnyMac LLC |  | PSE&G | Accepted | 2023-12-04 | 2024-01-05 | 2025-01-05 | Meters | SE-RGMTR-1D-240C-B | Solaredge |  |  | 1 |  |  |  | Yes | Outdoor
NJADRE1555233241 | Administratively Determined Incentive Program | WASHINGTON TOWNSHIP | 8012 | 14 | 12.96 | Residential | Behind the Meter | Yes | Net Metered Residential | Sunny Mac LLC |  | AC Electric | Accepted | 2023-12-04 | 2024-01-08 | 2025-01-08 | Solar Panels | Q.PEAK DUO BLK ML-G10+ 405 | HANWHA |  | 0.405 | 20 | 268 | 32 |  | Fixed | Roof
NJADRE1555233241 | Administratively Determined Incentive Program | WASHINGTON TOWNSHIP | 8012 | 14 | 12.96 | Residential | Behind the Meter | Yes | Net Metered Residential | Sunny Mac LLC |  | AC Electric | Accepted | 2023-12-04 | 2024-01-08 | 2025-01-08 | Solar Panels | Q.PEAK DUO BLK ML-G10+ 405 | HANWHA |  | 0.405 | 12 | 88 | 32 |  | Fixed | Roof
NJADRE1555233241 | Administratively Determined Incentive Program | WASHINGTON TOWNSHIP | 8012 | 14 | 12.96 | Residential | Behind the Meter | Yes | Net Metered Residential | Sunny Mac LLC |  | AC Electric | Accepted | 2023-12-04 | 2024-01-08 | 2025-01-08 | Inverters | SE10000H-US | SOLAREDGE | 10000 |  | 1 |  |  | 0.1 |  | Outdoor | next to meter
NJADRE1555233241 | Administratively Determined Incentive Program | WASHINGTON TOWNSHIP | 8012 | 14 | 12.96 | Residential | Behind the Meter | Yes | Net Metered Residential | Sunny Mac LLC |  | AC Electric | Accepted | 2023-12-04 | 2024-01-08 | 2025-01-08 | Meters | SE-RGMTR-1D-240C-B | Solaredge |  |  | 1 |  |  |  | Yes | Outdoor
NJADRE1555233259 | Administratively Determined Incentive Program | FLEMINGTON | 8822 | 4 | 10.53 | Residential | Behind the Meter | Yes | Net Metered Residential | Sunrun Installation Services, Inc. |  | JCP&L | Accepted | 2023-12-04 | 2024-01-05 | 2025-01-05 | Inverters | SOLAREDGE TECHNOLOGIES | SE7600H-USSN | 7600 |  | 1 |  |  | 0.99 |  | Outdoor | next to meter
NJADRE1555233259 | Administratively Determined Incentive Program | FLEMINGTON | 8822 | 4 | 10.53 | Residential | Behind the Meter | Yes | Net Metered Residential | Sunrun Installation Services, Inc. |  | JCP&L | Accepted | 2023-12-04 | 2024-01-05 | 2025-01-05 | Solar Panels | Hanwha Q Cells | Q.PEAK DUO BLK ML-G10+ 405 |  | 0.405 | 12 | 250 | 30 |  | Fixed | Roof
NJADRE1555233259 | Administratively Determined Incentive Program | FLEMINGTON | 8822 | 4 | 10.53 | Residential | Behind the Meter | Yes | Net Metered Residential | Sunrun Installation Services, Inc. |  | JCP&L | Accepted | 2023-12-04 | 2024-01-05 | 2025-01-05 | Solar Panels | Hanwha Q Cells | Q.PEAK DUO BLK ML-G10+ 405 |  | 0.405 | 10 | 250 | 30 |  | Fixed | Roof
NJADRE1555233259 | Administratively Determined Incentive Program | FLEMINGTON | 8822 | 4 | 10.53 | Residential | Behind the Meter | Yes | Net Metered Residential | Sunrun Installation Services, Inc. |  | JCP&L | Accepted | 2023-12-04 | 2024-01-05 | 2025-01-05 | Solar Panels | Hanwha Q Cells | Q.PEAK DUO BLK ML-G10+ 405 |  | 0.405 | 4 | 70 | 30 |  | Fixed | Roof
NJADRE1555233272 | Administratively Determined Incentive Program | MANAHAWKIN | 8050 | 18 | 11.75 | Residential | Behind the Meter | Yes | Net Metered Residential | SunnyMac LLC |  | AC Electric | Accepted | 2023-12-04 | 2024-01-09 | 2025-01-09 | Solar Panels | Q.PEAK DUO BLK ML-G10+ 405W | HANWHA |  | 0.405 | 20 | 171 | 27 |  | Fixed | Roof
NJADRE1555233272 | Administratively Determined Incentive Program | MANAHAWKIN | 8050 | 18 | 11.75 | Residential | Behind the Meter | Yes | Net Metered Residential | SunnyMac LLC |  | AC Electric | Accepted | 2023-12-04 | 2024-01-09 | 2025-01-09 | Solar Panels | Q.PEAK DUO BLK ML-G10+ 405W | HANWHA |  | 0.405 | 9 | 351 | 27 |  | Fixed | Roof
NJADRE1555233272 | Administratively Determined Incentive Program | MANAHAWKIN | 8050 | 18 | 11.75 | Residential | Behind the Meter | Yes | Net Metered Residential | SunnyMac LLC |  | AC Electric | Accepted | 2023-12-04 | 2024-01-09 | 2025-01-09 | Inverters | SE10000H-US | SOLAREDGE | 10000 |  | 1 |  |  | 0.1 |  | Outdoor | next to meter
NJADRE1555233272 | Administratively Determined Incentive Program | MANAHAWKIN | 8050 | 18 | 11.75 | Residential | Behind the Meter | Yes | Net Metered Residential | SunnyMac LLC |  | AC Electric | Accepted | 2023-12-04 | 2024-01-09 | 2025-01-09 | Meters | SE-RGMTR-1D-240C-B | Solaredge |  |  | 1 |  |  |  | Yes | Outdoor
NJADRE1555233276 | Administratively Determined Incentive Program | PATERSON | 7513 | 6 | 6.48 | Residential | Behind the Meter | No | Net Metered Residential | Big Wave Roofing and Solar LLC |  | PSE&G | Accepted | 2023-12-04 | 2024-01-05 | 2025-01-05 | Inverters | Enphase Energy Inc | IQ7A-72-2-US | 290 |  | 16 |  |  | 0.98 |  | Outside
NJADRE1555233276 | Administratively Determined Incentive Program | PATERSON | 7513 | 6 | 6.48 | Residential | Behind the Meter | No | Net Metered Residential | Big Wave Roofing and Solar LLC |  | PSE&G | Accepted | 2023-12-04 | 2024-01-05 | 2025-01-05 | Solar Panels | Qcells | Q.PEAK DUO BLK ML-G10+ 405 |  | 0.405 | 16 | 189 | 38 |  | Fixed | Roof
NJADRE1555233281 | Administratively Determined Incentive Program | PLEASANTVILLE | 8232 | 19 | 9.32 | Residential | Behind the Meter | Yes | Net Metered Residential | SunnyMac LLC |  | AC Electric | Accepted | 2023-12-04 | 2024-01-05 | 2025-01-05 | Solar Panels | Q.PEAK DUO BLK ML-G10+ 405W | HANWHA |  | 0.405 | 8 | 224 | 40 |  | Fixed | Roof
NJADRE1555233281 | Administratively Determined Incentive Program | PLEASANTVILLE | 8232 | 19 | 9.32 | Residential | Behind the Meter | Yes | Net Metered Residential | SunnyMac LLC |  | AC Electric | Accepted | 2023-12-04 | 2024-01-05 | 2025-01-05 | Solar Panels | Q.PEAK DUO BLK ML-G10+ 405W | HANWHA |  | 0.405 | 4 | 134 | 41 |  | Fixed | Roof
NJADRE1555233281 | Administratively Determined Incentive Program | PLEASANTVILLE | 8232 | 19 | 9.32 | Residential | Behind the Meter | Yes | Net Metered Residential | SunnyMac LLC |  | AC Electric | Accepted | 2023-12-04 | 2024-01-05 | 2025-01-05 | Solar Panels | Q.PEAK DUO BLK ML-G10+ 405W | HANWHA |  | 0.405 | 5 | 134 | 16 |  | Fixed | Roof
NJADRE1555233281 | Administratively Determined Incentive Program | PLEASANTVILLE | 8232 | 19 | 9.32 | Residential | Behind the Meter | Yes | Net Metered Residential | SunnyMac LLC |  | AC Electric | Accepted | 2023-12-04 | 2024-01-05 | 2025-01-05 | Solar Panels | Q.PEAK DUO BLK ML-G10+ 405W | HANWHA |  | 0.405 | 6 | 44 | 5 |  | Fixed | Roof
NJADRE1555233281 | Administratively Determined Incentive Program | PLEASANTVILLE | 8232 | 19 | 9.32 | Residential | Behind the Meter | Yes | Net Metered Residential | SunnyMac LLC |  | AC Electric | Accepted | 2023-12-04 | 2024-01-05 | 2025-01-05 | Inverters | SE7600H-US | Solaredge | 7600 |  | 1 |  |  | 0.1 |  | Outdoor | next to meter
NJADRE1555233366 | Administratively Determined Incentive Program | MARGATE CITY | 8402 | 19 | 5.27 | Residential | Behind the Meter | No | Net Metered Residential | Green Power Energy |  | AC Electric | Accepted | 2023-12-04 | 2024-01-05 | 2025-01-05 | Inverters | Enphase Energy | IQ8PLUS-72-2-US [240V] | 290 |  | 13 |  |  | 0.975 |  | Outside | Roof
NJADRE1555233366 | Administratively Determined Incentive Program | MARGATE CITY | 8402 | 19 | 5.27 | Residential | Behind the Meter | No | Net Metered Residential | Green Power Energy |  | AC Electric | Accepted | 2023-12-04 | 2024-01-05 | 2025-01-05 | Solar Panels | Hanwha Q-Cells | Q.PEAK DUO BLK ML-G10+ 405 |  | 0.405 | 13 | 148 | 27 |  | Fixed | Roof
NJADRE1555233390 | Administratively Determined Incentive Program | IRVINGTON | 7111 | 9 | 6.48 | Residential | Behind the Meter | Yes | Net Metered Residential | Big Wave Roofing and Solar LLC |  | PSE&G | Accepted | 2023-12-04 | 2024-01-08 | 2025-01-08 | Inverters | Enphase Energy Inc | IQ7PLUS-72-2-US | 290 |  | 16 |  |  | 0.98 |  | Outside
NJADRE1555233390 | Administratively Determined Incentive Program | IRVINGTON | 7111 | 9 | 6.48 | Residential | Behind the Meter | Yes | Net Metered Residential | Big Wave Roofing and Solar LLC |  | PSE&G | Accepted | 2023-12-04 | 2024-01-08 | 2025-01-08 | Solar Panels | Qcells | Q.PEAK DUO BLK ML-G10+ 405 |  | 0.405 | 11 | 118 | 22 |  | Fixed | Roof
NJADRE1555233390 | Administratively Determined Incentive Program | IRVINGTON | 7111 | 9 | 6.48 | Residential | Behind the Meter | Yes | Net Metered Residential | Big Wave Roofing and Solar LLC |  | PSE&G | Accepted | 2023-12-04 | 2024-01-08 | 2025-01-08 | Solar Panels | Qcells | Q.PEAK DUO BLK ML-G10+ 405 |  | 0.405 | 5 | 208 | 22 |  | Fixed | Roof
NJADRE1555233436 | Administratively Determined Incentive Program | ELMER | 8318 | 16 | 5.67 | Residential | Behind the Meter | Yes | Net Metered Residential | SunnyMac LLC |  | AC Electric | Accepted | 2023-12-04 | 2024-01-16 | 2025-01-16 | Solar Panels | Q.PEAK DUO BLK ML-G10+ 405W | HANWHA |  | 0.405 | 14 | 157 | 22 |  | Fixed | Roof
NJADRE1555233436 | Administratively Determined Incentive Program | ELMER | 8318 | 16 | 5.67 | Residential | Behind the Meter | Yes | Net Metered Residential | SunnyMac LLC |  | AC Electric | Accepted | 2023-12-04 | 2024-01-16 | 2025-01-16 | Inverters | SE5000H-US | Solaredge | 5000 |  | 1 |  |  | 0.1 |  | Outdoor | next to meter
NJADRE1555233469 | Administratively Determined Incentive Program | TOMS RIVER | 8755 | 18 | 20.65 | Residential | Behind the Meter | No | Net Metered Residential | Powur, PBC |  | JCP&L | Accepted | 2023-12-04 | 2024-01-09 | 2025-01-09 | Solar Panels | Hanwha | Q.PEAK DUO-G6 350 |  | 0.35 | 35 | 79 | 23 |  | Fixed | Roof
NJADRE1555233469 | Administratively Determined Incentive Program | TOMS RIVER | 8755 | 18 | 20.65 | Residential | Behind the Meter | No | Net Metered Residential | Powur, PBC |  | JCP&L | Accepted | 2023-12-04 | 2024-01-09 | 2025-01-09 | Solar Panels | Hanwha | Q.PEAK DUO-G6 350 |  | 0.35 | 14 | 79 | 21 |  | Fixed | Roof
NJADRE1555233469 | Administratively Determined Incentive Program | TOMS RIVER | 8755 | 18 | 20.65 | Residential | Behind the Meter | No | Net Metered Residential | Powur, PBC |  | JCP&L | Accepted | 2023-12-04 | 2024-01-09 | 2025-01-09 | Solar Panels | Hanwha | Q.PEAK DUO-G6 350 |  | 0.35 | 10 | 259 | 23 |  | Fixed | Roof
NJADRE1555233469 | Administratively Determined Incentive Program | TOMS RIVER | 8755 | 18 | 20.65 | Residential | Behind the Meter | No | Net Metered Residential | Powur, PBC |  | JCP&L | Accepted | 2023-12-04 | 2024-01-09 | 2025-01-09 | Inverters | Enphase | IQ7 PLUS-72-2-US | 290 |  | 59 |  |  | 0.99 |  | Outside
NJADRE1555233469 | Administratively Determined Incentive Program | TOMS RIVER | 8755 | 18 | 20.65 | Residential | Behind the Meter | No | Net Metered Residential | Powur, PBC |  | JCP&L | Accepted | 2023-12-04 | 2024-01-09 | 2025-01-09 | Meters | "Enphase Integrated Production Meter Single-Phase (L-L) | "800-00655-r09 " |  |  | 1 |  |  |  | Yes | Outdoor
NJADRE1555233498 | Administratively Determined Incentive Program | PENNSVILLE TOWSHIP | 8070 | 16 | 12.56 | Residential | Behind the Meter | Yes | Net Metered Residential | SunnyMac LLC |  | AC Electric | Accepted | 2023-12-04 | 2024-01-08 | 2025-01-08 | Solar Panels | Q.PEAK DUO BLK ML-G10+ 405W | HANWHA |  | 0.405 | 5 | 209 | 28 |  | Fixed | Roof
NJADRE1555233498 | Administratively Determined Incentive Program | PENNSVILLE TOWSHIP | 8070 | 16 | 12.56 | Residential | Behind the Meter | Yes | Net Metered Residential | SunnyMac LLC |  | AC Electric | Accepted | 2023-12-04 | 2024-01-08 | 2025-01-08 | Solar Panels | Q.PEAK DUO BLK ML-G10+ 405W | HANWHA |  | 0.405 | 8 | 299 | 34 |  | Fixed | Roof
NJADRE1555233498 | Administratively Determined Incentive Program | PENNSVILLE TOWSHIP | 8070 | 16 | 12.56 | Residential | Behind the Meter | Yes | Net Metered Residential | SunnyMac LLC |  | AC Electric | Accepted | 2023-12-04 | 2024-01-08 | 2025-01-08 | Solar Panels | Q.PEAK DUO BLK ML-G10+ 405W | HANWHA |  | 0.405 | 5 | 29 | 28 |  | Fixed | Roof
NJADRE1555233498 | Administratively Determined Incentive Program | PENNSVILLE TOWSHIP | 8070 | 16 | 12.56 | Residential | Behind the Meter | Yes | Net Metered Residential | SunnyMac LLC |  | AC Electric | Accepted | 2023-12-04 | 2024-01-08 | 2025-01-08 | Solar Panels | Q.PEAK DUO BLK ML-G10+ 405W | HANWHA |  | 0.405 | 13 | 119 | 34 |  | Fixed | Roof
NJADRE1555233498 | Administratively Determined Incentive Program | PENNSVILLE TOWSHIP | 8070 | 16 | 12.56 | Residential | Behind the Meter | Yes | Net Metered Residential | SunnyMac LLC |  | AC Electric | Accepted | 2023-12-04 | 2024-01-08 | 2025-01-08 | Inverters | SE10000H-US | SOLAREDGE | 10000 |  | 1 |  |  | 0.1 |  | Outdoor | next to meter
NJADRE1555233515 | Administratively Determined Incentive Program | BAYONNE | 7002 | 8 | 5.27 | Residential | Behind the Meter | Yes | Net Metered Residential | Big Wave Roofing and Solar LLC |  | PSE&G | Accepted | 2023-12-04 | 2024-01-08 | 2025-01-08 | Inverters | Enphase Energy Inc | IQ7PLUS-72-2-US | 290 |  | 13 |  |  | 0.98 |  | Outside
NJADRE1555233515 | Administratively Determined Incentive Program | BAYONNE | 7002 | 8 | 5.27 | Residential | Behind the Meter | Yes | Net Metered Residential | Big Wave Roofing and Solar LLC |  | PSE&G | Accepted | 2023-12-04 | 2024-01-08 | 2025-01-08 | Solar Panels | Qcells | Q.PEAK DUO BLK ML-G10 405 |  | 0.405 | 9 | 33 | 40 |  | Fixed | Roof
NJADRE1555233515 | Administratively Determined Incentive Program | BAYONNE | 7002 | 8 | 5.27 | Residential | Behind the Meter | Yes | Net Metered Residential | Big Wave Roofing and Solar LLC |  | PSE&G | Accepted | 2023-12-04 | 2024-01-08 | 2025-01-08 | Solar Panels | Qcells | Q.PEAK DUO BLK ML-G10 405 |  | 0.405 | 4 | 213 | 40 |  | Fixed | Roof
NJADRE1555233530 | Administratively Determined Incentive Program | MONTCLAIR | 7042 | 9 | 6.89 | Residential | Behind the Meter | No | Net Metered Residential | Trinity Solar |  | PSE&G | Accepted | 2023-12-04 | 2024-01-08 | 2025-01-08 | Inverters | Solar Edge | SE6000H-US000BEi4 | 6000 |  | 1 |  |  | 0.97 |  | Outdoor
NJADRE1555233530 | Administratively Determined Incentive Program | MONTCLAIR | 7042 | 9 | 6.89 | Residential | Behind the Meter | No | Net Metered Residential | Trinity Solar |  | PSE&G | Accepted | 2023-12-04 | 2024-01-08 | 2025-01-08 | Solar Panels | HANWHA | Q.PEAK DUO BLK ML-G10+ 405 |  | 0.405 | 15 | 190 | 18 |  | Fixed | Roof
NJADRE1555233530 | Administratively Determined Incentive Program | MONTCLAIR | 7042 | 9 | 6.89 | Residential | Behind the Meter | No | Net Metered Residential | Trinity Solar |  | PSE&G | Accepted | 2023-12-04 | 2024-01-08 | 2025-01-08 | Solar Panels | HANWHA | Q.PEAK DUO BLK ML-G10+ 405 |  | 0.405 | 2 | 100 | 27 |  | Fixed | Roof
NJADRE1555233542 | Administratively Determined Incentive Program | PLEASANTVILLE | 8232 | 19 | 9.32 | Residential | Behind the Meter | Yes | Net Metered Residential | Big Wave Roofing and Solar LLC |  | AC Electric | Accepted | 2023-12-04 | 2024-01-08 | 2025-01-08 | Inverters | Enphase Energy Inc | IQ7PLUS-72-2-US | 290 |  | 23 |  |  | 0.98 |  | Outside
NJADRE1555233542 | Administratively Determined Incentive Program | PLEASANTVILLE | 8232 | 19 | 9.32 | Residential | Behind the Meter | Yes | Net Metered Residential | Big Wave Roofing and Solar LLC |  | AC Electric | Accepted | 2023-12-04 | 2024-01-08 | 2025-01-08 | Solar Panels | Qcells | Q.PEAK DUO BLK ML-G10+ 405 |  | 0.405 | 7 | 35 | 34 |  | Fixed | Roof
NJADRE1555233542 | Administratively Determined Incentive Program | PLEASANTVILLE | 8232 | 19 | 9.32 | Residential | Behind the Meter | Yes | Net Metered Residential | Big Wave Roofing and Solar LLC |  | AC Electric | Accepted | 2023-12-04 | 2024-01-08 | 2025-01-08 | Solar Panels | Qcells | Q.PEAK DUO BLK ML-G10+ 405 |  | 0.405 | 2 | 215 | 34 |  | Fixed | Roof
NJADRE1555233542 | Administratively Determined Incentive Program | PLEASANTVILLE | 8232 | 19 | 9.32 | Residential | Behind the Meter | Yes | Net Metered Residential | Big Wave Roofing and Solar LLC |  | AC Electric | Accepted | 2023-12-04 | 2024-01-08 | 2025-01-08 | Solar Panels | Qcells | Q.PEAK DUO BLK ML-G10+ 405 |  | 0.405 | 4 | 125 | 29 |  | Fixed | Roof
NJADRE1555233542 | Administratively Determined Incentive Program | PLEASANTVILLE | 8232 | 19 | 9.32 | Residential | Behind the Meter | Yes | Net Metered Residential | Big Wave Roofing and Solar LLC |  | AC Electric | Accepted | 2023-12-04 | 2024-01-08 | 2025-01-08 | Solar Panels | Qcells | Q.PEAK DUO BLK ML-G10+ 405 |  | 0.405 | 3 | 305 | 29 |  | Fixed | Roof
NJADRE1555233542 | Administratively Determined Incentive Program | PLEASANTVILLE | 8232 | 19 | 9.32 | Residential | Behind the Meter | Yes | Net Metered Residential | Big Wave Roofing and Solar LLC |  | AC Electric | Accepted | 2023-12-04 | 2024-01-08 | 2025-01-08 | Solar Panels | Qcells | Q.PEAK DUO BLK ML-G10+ 405 |  | 0.405 | 7 | 125 | 20 |  | Fixed | Roof
NJADRE1555233546 | Administratively Determined Incentive Program | CHERRY HILL | 8002 | 14 | 8.1 | Residential | Behind the Meter | Yes | Net Metered Residential | Trinity Solar |  | PSE&G | Accepted | 2023-12-04 | 2024-01-09 | 2025-01-09 | Inverters | Solar Edge | SE6000H-US | 6000 |  | 1 |  |  | 0.97 |  | Outdoor
NJADRE1555233546 | Administratively Determined Incentive Program | CHERRY HILL | 8002 | 14 | 8.1 | Residential | Behind the Meter | Yes | Net Metered Residential | Trinity Solar |  | PSE&G | Accepted | 2023-12-04 | 2024-01-09 | 2025-01-09 | Solar Panels | HANWHA 405 (Q.PEAK DUO BLK ML-G10+ 405) | HANWHA 405 (Q.PEAK DUO BLK ML-G10+ 405) |  | 0.405 | 12 | 83 | 30 |  | Fixed | Roof
NJADRE1555233546 | Administratively Determined Incentive Program | CHERRY HILL | 8002 | 14 | 8.1 | Residential | Behind the Meter | Yes | Net Metered Residential | Trinity Solar |  | PSE&G | Accepted | 2023-12-04 | 2024-01-09 | 2025-01-09 | Solar Panels | HANWHA 405 (Q.PEAK DUO BLK ML-G10+ 405) | HANWHA 405 (Q.PEAK DUO BLK ML-G10+ 405) |  | 0.405 | 8 | 263 | 30 |  | Fixed | Roof
NJADRE1555233564 | Administratively Determined Incentive Program | ISELIN | 8830 | 11 | 8.5 | Residential | Behind the Meter | No | Net Metered Residential | NJ Solar Power |  | PSE&G | Accepted | 2023-12-04 | 2024-01-15 | 2025-01-15 | Solar Panels | Hanwha | Q Tron Blk M-G2+ 425 |  | 0.425 | 8 | 222 | 27 |  | Fixed | Roof | roof 1
NJADRE1555233564 | Administratively Determined Incentive Program | ISELIN | 8830 | 11 | 8.5 | Residential | Behind the Meter | No | Net Metered Residential | NJ Solar Power |  | PSE&G | Accepted | 2023-12-04 | 2024-01-15 | 2025-01-15 | Solar Panels | Hanwha | Q. Tron Blk M-G2+ 425 |  | 0.425 | 12 | 222 | 40 |  | Fixed | Roof | roof 2
NJADRE1555233564 | Administratively Determined Incentive Program | ISELIN | 8830 | 11 | 8.5 | Residential | Behind the Meter | No | Net Metered Residential | NJ Solar Power |  | PSE&G | Accepted | 2023-12-04 | 2024-01-15 | 2025-01-15 | Inverters | SolarEdge | SE7600H-US | 7600 |  | 1 |  |  | 0.99 |  | Outside | next to meter
NJADRE1555233564 | Administratively Determined Incentive Program | ISELIN | 8830 | 11 | 8.5 | Residential | Behind the Meter | No | Net Metered Residential | NJ Solar Power |  | PSE&G | Accepted | 2023-12-04 | 2024-01-15 | 2025-01-15 | Meters | SolarEdge | SE7600H-US |  |  | 1 |  |  |  | Yes | Outdoor
NJADRE1555233589 | Administratively Determined Incentive Program | SOUTH PLAINFIELD | 7080 | 16 | 4.8 | Residential | Behind the Meter | Yes | Net Metered Residential | Pro Custom Solar dba Momentum Solar |  | PSE&G | Accepted | 2023-12-04 | 2024-01-08 | 2025-01-08 | Solar Panels | Â Q. PEAK DUO BLK-G10+400 | hanwha |  | 0.4 | 6 | 254 | 11 |  | Fixed | Roof
NJADRE1555233589 | Administratively Determined Incentive Program | SOUTH PLAINFIELD | 7080 | 16 | 4.8 | Residential | Behind the Meter | Yes | Net Metered Residential | Pro Custom Solar dba Momentum Solar |  | PSE&G | Accepted | 2023-12-04 | 2024-01-08 | 2025-01-08 | Solar Panels | Â Q. PEAK DUO BLK-G10+400 | hanwha |  | 0.4 | 6 | 253 | 22 |  | Fixed | Roof
NJADRE1555233589 | Administratively Determined Incentive Program | SOUTH PLAINFIELD | 7080 | 16 | 4.8 | Residential | Behind the Meter | Yes | Net Metered Residential | Pro Custom Solar dba Momentum Solar |  | PSE&G | Accepted | 2023-12-04 | 2024-01-08 | 2025-01-08 | Inverters | IQ8PLUS-72-2-US | enphase | 290 |  | 12 |  |  | 0.97 |  | Outdoor
NJADRE1555233591 | Administratively Determined Incentive Program | NORTH WILDWOOD | 8260 | 21 | 7.38 | Residential | Behind the Meter | No | Net Metered Residential | Sun Up Zero Down, LLC |  | AC Electric | Accepted | 2023-12-04 | 2024-01-08 | 2025-01-08 | Inverters | Enphase | IQ8PLUS-72-2-US | 290 |  | 18 |  |  | 0.976 |  | Outdoor
NJADRE1555233591 | Administratively Determined Incentive Program | NORTH WILDWOOD | 8260 | 21 | 7.38 | Residential | Behind the Meter | No | Net Metered Residential | Sun Up Zero Down, LLC |  | AC Electric | Accepted | 2023-12-04 | 2024-01-08 | 2025-01-08 | Meters | Enphase | TBD |  |  | 1 |  |  |  | Yes
NJADRE1555233591 | Administratively Determined Incentive Program | NORTH WILDWOOD | 8260 | 21 | 7.38 | Residential | Behind the Meter | No | Net Metered Residential | Sun Up Zero Down, LLC |  | AC Electric | Accepted | 2023-12-04 | 2024-01-08 | 2025-01-08 | Solar Panels | Trina | TSM-410-NE09RC.05 Vertex S+ |  | 0.41 | 18 | 264 | 27 |  | Fixed | Roof
NJADRE1555233989 | Administratively Determined Incentive Program | WALLINGTON | 7057 | 7 | 14.35 | Residential | Behind the Meter | No | Net Metered Residential | Infinity Solar Systems |  | PSE&G | Accepted | 2023-12-04 | 2024-01-08 | 2025-01-08 | Inverters | Enphase | IQ8PLUS-72-2-US | 290 |  | 35 |  |  | 0.97 |  | Outdoor
NJADRE1555233989 | Administratively Determined Incentive Program | WALLINGTON | 7057 | 7 | 14.35 | Residential | Behind the Meter | No | Net Metered Residential | Infinity Solar Systems |  | PSE&G | Accepted | 2023-12-04 | 2024-01-08 | 2025-01-08 | Solar Panels | SEG Solar | SEG-410-BMD-HV |  | 0.41 | 7 | 217 | 21 |  | Fixed | Roof
NJADRE1555233989 | Administratively Determined Incentive Program | WALLINGTON | 7057 | 7 | 14.35 | Residential | Behind the Meter | No | Net Metered Residential | Infinity Solar Systems |  | PSE&G | Accepted | 2023-12-04 | 2024-01-08 | 2025-01-08 | Solar Panels | SEG Solar | SEG-410-BMD-HV |  | 0.41 | 2 | 127 | 21 |  | Fixed | Roof
NJADRE1555233989 | Administratively Determined Incentive Program | WALLINGTON | 7057 | 7 | 14.35 | Residential | Behind the Meter | No | Net Metered Residential | Infinity Solar Systems |  | PSE&G | Accepted | 2023-12-04 | 2024-01-08 | 2025-01-08 | Solar Panels | SEG Solar | SEG-410-BMD-HV |  | 0.41 | 6 | 127 | 17 |  | Fixed | Roof
NJADRE1555233989 | Administratively Determined Incentive Program | WALLINGTON | 7057 | 7 | 14.35 | Residential | Behind the Meter | No | Net Metered Residential | Infinity Solar Systems |  | PSE&G | Accepted | 2023-12-04 | 2024-01-08 | 2025-01-08 | Solar Panels | SEG Solar | SEG-410-BMD-HV |  | 0.41 | 5 | 127 | 21 |  | Fixed | Roof
NJADRE1555233989 | Administratively Determined Incentive Program | WALLINGTON | 7057 | 7 | 14.35 | Residential | Behind the Meter | No | Net Metered Residential | Infinity Solar Systems |  | PSE&G | Accepted | 2023-12-04 | 2024-01-08 | 2025-01-08 | Solar Panels | SEG Solar | SEG-410-BMD-HV |  | 0.41 | 7 | 37 | 21 |  | Fixed | Roof
NJADRE1555233989 | Administratively Determined Incentive Program | WALLINGTON | 7057 | 7 | 14.35 | Residential | Behind the Meter | No | Net Metered Residential | Infinity Solar Systems |  | PSE&G | Accepted | 2023-12-04 | 2024-01-08 | 2025-01-08 | Solar Panels | SEG Solar | SEG-410-BMD-HV |  | 0.41 | 8 | 37 | 21 |  | Fixed | Roof
NJADRE1555234081 | Administratively Determined Incentive Program | SADDLE BROOK | 7663 | 7 | 5.27 | Residential | Behind the Meter | Yes | Net Metered Residential | Sunrun Installation Services, Inc. |  | PSE&G | Accepted | 2023-12-04 | 2024-01-08 | 2025-01-08 | Inverters | SOLAREDGE TECHNOLOGIES | SE3800H-USMN | 3800 |  | 1 |  |  | 0.99 |  | Outdoor | next to meter
NJADRE1555234081 | Administratively Determined Incentive Program | SADDLE BROOK | 7663 | 7 | 5.27 | Residential | Behind the Meter | Yes | Net Metered Residential | Sunrun Installation Services, Inc. |  | PSE&G | Accepted | 2023-12-04 | 2024-01-08 | 2025-01-08 | Solar Panels | Hanwha Q Cells | Q.PEAK DUO BLK ML-G10+ 405 |  | 0.405 | 13 | 344 | 21 |  | Fixed | Roof
NJADRE1555234085 | Administratively Determined Incentive Program | PLAINFIELD | 7060 | 10 | 8.4 | Residential | Behind the Meter | No | Net Metered Residential | Power Home Remodeling |  | PSE&G | Accepted | 2023-12-04 | 2024-01-08 | 2025-01-08 | Inverters | SolarEdge | SE6000H-US | 6000 |  | 1 |  |  | 0.99 |  | Outdoor
NJADRE1555234085 | Administratively Determined Incentive Program | PLAINFIELD | 7060 | 10 | 8.4 | Residential | Behind the Meter | No | Net Metered Residential | Power Home Remodeling |  | PSE&G | Accepted | 2023-12-04 | 2024-01-08 | 2025-01-08 | Meters | SolarEdge | Revenue Grade Data Ansi |  |  | 1 |  |  |  | Yes | Outdoor
NJADRE1555234085 | Administratively Determined Incentive Program | PLAINFIELD | 7060 | 10 | 8.4 | Residential | Behind the Meter | No | Net Metered Residential | Power Home Remodeling |  | PSE&G | Accepted | 2023-12-04 | 2024-01-08 | 2025-01-08 | Solar Panels | QCell | Q.PEAK DUO BLK-G10+ 365 |  | 0.365 | 2 | 261 | 42 |  | Fixed | Roof
NJADRE1555234085 | Administratively Determined Incentive Program | PLAINFIELD | 7060 | 10 | 8.4 | Residential | Behind the Meter | No | Net Metered Residential | Power Home Remodeling |  | PSE&G | Accepted | 2023-12-04 | 2024-01-08 | 2025-01-08 | Solar Panels | QCell | Q.PEAK DUO BLK-G10+ 365 |  | 0.365 | 2 | 81 | 42 |  | Fixed | Roof
NJADRE1555234085 | Administratively Determined Incentive Program | PLAINFIELD | 7060 | 10 | 8.4 | Residential | Behind the Meter | No | Net Metered Residential | Power Home Remodeling |  | PSE&G | Accepted | 2023-12-04 | 2024-01-08 | 2025-01-08 | Solar Panels | QCell | Q.PEAK DUO BLK-G10+ 365 |  | 0.365 | 2 | 351 | 20 |  | Fixed | Roof
NJADRE1555234085 | Administratively Determined Incentive Program | PLAINFIELD | 7060 | 10 | 8.4 | Residential | Behind the Meter | No | Net Metered Residential | Power Home Remodeling |  | PSE&G | Accepted | 2023-12-04 | 2024-01-08 | 2025-01-08 | Solar Panels | QCell | Q.PEAK DUO BLK-G10+ 365 |  | 0.365 | 17 | 171 | 42 |  | Fixed | Roof
NJADRE1555234105 | Administratively Determined Incentive Program | OLD TAPPAN | 7675 | 7 | 49.82 | Residential | Behind the Meter | Yes | Net Metered Residential | Big Wave Roofing and Solar LLC |  | Orange Rockland Electric | Accepted | 2023-12-04 | 2024-01-09 | 2025-01-09 | Inverters | Enphase Energy Inc | IQ7A-72-2-US | 290 |  | 123 |  |  | 0.98 |  | Outside
NJADRE1555234105 | Administratively Determined Incentive Program | OLD TAPPAN | 7675 | 7 | 49.82 | Residential | Behind the Meter | Yes | Net Metered Residential | Big Wave Roofing and Solar LLC |  | Orange Rockland Electric | Accepted | 2023-12-04 | 2024-01-09 | 2025-01-09 | Solar Panels | Qcells | Q.PEAK DUO BLK ML-G10+ 405 |  | 0.405 | 36 | 267 | 20 |  | Fixed | Roof
NJADRE1555234105 | Administratively Determined Incentive Program | OLD TAPPAN | 7675 | 7 | 49.82 | Residential | Behind the Meter | Yes | Net Metered Residential | Big Wave Roofing and Solar LLC |  | Orange Rockland Electric | Accepted | 2023-12-04 | 2024-01-09 | 2025-01-09 | Solar Panels | Qcells | Q.PEAK DUO BLK ML-G10+ 405 |  | 0.405 | 15 | 87 | 22 |  | Fixed | Roof
NJADRE1555234105 | Administratively Determined Incentive Program | OLD TAPPAN | 7675 | 7 | 49.82 | Residential | Behind the Meter | Yes | Net Metered Residential | Big Wave Roofing and Solar LLC |  | Orange Rockland Electric | Accepted | 2023-12-04 | 2024-01-09 | 2025-01-09 | Solar Panels | Qcells | Q.PEAK DUO BLK ML-G10+ 405 |  | 0.405 | 22 | 177 | 20 |  | Fixed | Roof
NJADRE1555234105 | Administratively Determined Incentive Program | OLD TAPPAN | 7675 | 7 | 49.82 | Residential | Behind the Meter | Yes | Net Metered Residential | Big Wave Roofing and Solar LLC |  | Orange Rockland Electric | Accepted | 2023-12-04 | 2024-01-09 | 2025-01-09 | Solar Panels | Qcells | Q.PEAK DUO BLK ML-G10+ 405 |  | 0.405 | 5 | 87 | 20 |  | Fixed | Roof
NJADRE1555234105 | Administratively Determined Incentive Program | OLD TAPPAN | 7675 | 7 | 49.82 | Residential | Behind the Meter | Yes | Net Metered Residential | Big Wave Roofing and Solar LLC |  | Orange Rockland Electric | Accepted | 2023-12-04 | 2024-01-09 | 2025-01-09 | Solar Panels | Qcells | Q.PEAK DUO BLK ML-G10+ 405 |  | 0.405 | 27 | 267 | 9 |  | Fixed | Roof
NJADRE1555234105 | Administratively Determined Incentive Program | OLD TAPPAN | 7675 | 7 | 49.82 | Residential | Behind the Meter | Yes | Net Metered Residential | Big Wave Roofing and Solar LLC |  | Orange Rockland Electric | Accepted | 2023-12-04 | 2024-01-09 | 2025-01-09 | Solar Panels | Qcells | Q.PEAK DUO BLK ML-G10+ 405 |  | 0.405 | 18 | 267 | 17 |  | Fixed | Roof
NJADRE1555234120 | Administratively Determined Incentive Program | FRANKLINVILLE | 8322 | 15 | 8 | Residential | Behind the Meter | Yes | Net Metered Residential | Posigen Developer. LLC |  | AC Electric | Accepted | 2023-12-04 | 2024-01-10 | 2025-01-10 | Solar Panels | Silfab | SIL-400 HC+ |  | 0.4 | 20 | 188 | 45 |  | Fixed | Roof
NJADRE1555234120 | Administratively Determined Incentive Program | FRANKLINVILLE | 8322 | 15 | 8 | Residential | Behind the Meter | Yes | Net Metered Residential | Posigen Developer. LLC |  | AC Electric | Accepted | 2023-12-04 | 2024-01-10 | 2025-01-10 | Inverters | SolarEdge | SE6000H-US | 6000 |  | 1 |  |  | 0.99 |  | Outside | within ten feet of meter
NJADRE1555234121 | Administratively Determined Incentive Program | PARSIPPANY | 7054 | 3 | 12.96 | Residential | Behind the Meter | Yes | Net Metered Residential | Sunrun Installation Services, Inc. |  | JCP&L | Accepted | 2023-12-04 | 2024-01-09 | 2025-01-09 | Inverters | SolarEdge Technologies | SE10000H-USSN | 10000 |  | 1 |  |  | 0.99 |  | Outdoor | Next to meter
NJADRE1555234121 | Administratively Determined Incentive Program | PARSIPPANY | 7054 | 3 | 12.96 | Residential | Behind the Meter | Yes | Net Metered Residential | Sunrun Installation Services, Inc. |  | JCP&L | Accepted | 2023-12-04 | 2024-01-09 | 2025-01-09 | Solar Panels | Hanwha Q Cells | Q.PEAK DUO BLK ML-G10+ 405 |  | 0.405 | 2 | 86 | 36 |  | Fixed | Roof
NJADRE1555234121 | Administratively Determined Incentive Program | PARSIPPANY | 7054 | 3 | 12.96 | Residential | Behind the Meter | Yes | Net Metered Residential | Sunrun Installation Services, Inc. |  | JCP&L | Accepted | 2023-12-04 | 2024-01-09 | 2025-01-09 | Solar Panels | Hanwha Q Cells | Q.PEAK DUO BLK ML-G10+ 405 |  | 0.405 | 2 | 265 | 38 |  | Fixed | Roof
NJADRE1555234121 | Administratively Determined Incentive Program | PARSIPPANY | 7054 | 3 | 12.96 | Residential | Behind the Meter | Yes | Net Metered Residential | Sunrun Installation Services, Inc. |  | JCP&L | Accepted | 2023-12-04 | 2024-01-09 | 2025-01-09 | Solar Panels | Hanwha Q Cells | Q.PEAK DUO BLK ML-G10+ 405 |  | 0.405 | 6 | 86 | 8 |  | Fixed | Roof
NJADRE1555234121 | Administratively Determined Incentive Program | PARSIPPANY | 7054 | 3 | 12.96 | Residential | Behind the Meter | Yes | Net Metered Residential | Sunrun Installation Services, Inc. |  | JCP&L | Accepted | 2023-12-04 | 2024-01-09 | 2025-01-09 | Solar Panels | Hanwha Q Cells | Q.PEAK DUO BLK ML-G10+ 405 |  | 0.405 | 22 | 354 | 32 |  | Fixed | Roof
NJADRE1555234145 | Administratively Determined Incentive Program | WEST DEPTFORD | 8086 | 15 | 7.6 | Residential | Behind the Meter | No | Net Metered Residential | Power Energy Solutions |  | PSE&G | Accepted | 2023-12-07 | 2024-01-15 | 2025-01-15 | Solar Panels | CS6R-400MS-HL HIKU6 BLACK MONO | CANNDAIN SOLAR |  | 0.4 | 19 | 205 | 40 |  | Fixed | Roof | rooftop
NJADRE1555234145 | Administratively Determined Incentive Program | WEST DEPTFORD | 8086 | 15 | 7.6 | Residential | Behind the Meter | No | Net Metered Residential | Power Energy Solutions |  | PSE&G | Accepted | 2023-12-07 | 2024-01-15 | 2025-01-15 | Inverters | SE5000H-US | SOLAREDGE | 5000 |  | 1 |  |  | 0.99 |  | Outside | ROOFTOP
NJADRE1555234181 | Administratively Determined Incentive Program | PINE HILL | 8021 | 14 | 4.05 | Residential | Behind the Meter | Yes | Net Metered Residential | Skyline Solar LLC |  | AC Electric | Accepted | 2023-12-04 | 2024-01-08 | 2025-01-08 | Solar Panels | Q CELLS | Q.PEAK DUO BLK ML-G10+ |  | 0.405 | 10 | 210 | 24 |  | Fixed | Roof
NJADRE1555234181 | Administratively Determined Incentive Program | PINE HILL | 8021 | 14 | 4.05 | Residential | Behind the Meter | Yes | Net Metered Residential | Skyline Solar LLC |  | AC Electric | Accepted | 2023-12-04 | 2024-01-08 | 2025-01-08 | Inverters | Q CELLS | IQ8PLUS -72-2-US | 290 |  | 10 |  |  | 0.976 |  | Outdoor
NJADRE1555234189 | Administratively Determined Incentive Program | PATERSON | 7501 | 6 | 9.72 | Residential | Behind the Meter | Yes | Net Metered Residential | Big Wave Roofing and Solar LLC |  | PSE&G | Accepted | 2023-12-04 | 2024-01-08 | 2025-01-08 | Inverters | Enphase Energy Inc | IQ7PLUS-72-2-US | 290 |  | 24 |  |  | 0.98 |  | Outside
NJADRE1555234189 | Administratively Determined Incentive Program | PATERSON | 7501 | 6 | 9.72 | Residential | Behind the Meter | Yes | Net Metered Residential | Big Wave Roofing and Solar LLC |  | PSE&G | Accepted | 2023-12-04 | 2024-01-08 | 2025-01-08 | Solar Panels | Qcells | Q.PEAK DUO BLK ML-G10+ 405 |  | 0.405 | 14 | 284 | 40 |  | Fixed | Roof
NJADRE1555234189 | Administratively Determined Incentive Program | PATERSON | 7501 | 6 | 9.72 | Residential | Behind the Meter | Yes | Net Metered Residential | Big Wave Roofing and Solar LLC |  | PSE&G | Accepted | 2023-12-04 | 2024-01-08 | 2025-01-08 | Solar Panels | Qcells | Q.PEAK DUO BLK ML-G10+ 405 |  | 0.405 | 10 | 194 | 15 |  | Fixed | Roof
NJADRE1555234194 | Administratively Determined Incentive Program | NEPTUNE CITY | 7753 | 17 | 6.08 | Residential | Behind the Meter | Yes | Net Metered Residential | Trinity Solar |  | JCP&L | Accepted | 2023-12-04 | 2024-01-08 | 2025-01-08 | Inverters | Solar Edge | SE5000H-US | 5000 |  | 1 |  |  | 0.97 |  | Outside
NJADRE1555234194 | Administratively Determined Incentive Program | NEPTUNE CITY | 7753 | 17 | 6.08 | Residential | Behind the Meter | Yes | Net Metered Residential | Trinity Solar |  | JCP&L | Accepted | 2023-12-04 | 2024-01-08 | 2025-01-08 | Solar Panels | Hanwha | Q.PEAK DUO BLK ML-G10+405 |  | 0.405 | 13 | 192 | 14 |  | Fixed | Roof
NJADRE1555234194 | Administratively Determined Incentive Program | NEPTUNE CITY | 7753 | 17 | 6.08 | Residential | Behind the Meter | Yes | Net Metered Residential | Trinity Solar |  | JCP&L | Accepted | 2023-12-04 | 2024-01-08 | 2025-01-08 | Solar Panels | Hanwha | Q.PEAK DUO BLK ML-G10+405 |  | 0.405 | 2 | 192 | 23 |  | Fixed | Roof
NJADRE1555234218 | Administratively Determined Incentive Program | CLEMENTON | 8021 | 14 | 10.53 | Residential | Behind the Meter | Yes | Net Metered Residential | Big Wave Roofing and Solar LLC |  | PSE&G | Accepted | 2023-12-04 | 2024-01-09 | 2025-01-09 | Inverters | Enphase Energy Inc | IQ7PLUS-72-2-US | 290 |  | 26 |  |  | 0.98 |  | Outside
NJADRE1555234218 | Administratively Determined Incentive Program | CLEMENTON | 8021 | 14 | 10.53 | Residential | Behind the Meter | Yes | Net Metered Residential | Big Wave Roofing and Solar LLC |  | PSE&G | Accepted | 2023-12-04 | 2024-01-09 | 2025-01-09 | Solar Panels | Qcells | Q.PEAK DUO BLK ML-G10+ 405 |  | 0.405 | 17 | 32 | 21 |  | Fixed | Roof
NJADRE1555234218 | Administratively Determined Incentive Program | CLEMENTON | 8021 | 14 | 10.53 | Residential | Behind the Meter | Yes | Net Metered Residential | Big Wave Roofing and Solar LLC |  | PSE&G | Accepted | 2023-12-04 | 2024-01-09 | 2025-01-09 | Solar Panels | Qcells | Q.PEAK DUO BLK ML-G10+ 405 |  | 0.405 | 3 | 212 | 21 |  | Fixed | Roof
NJADRE1555234218 | Administratively Determined Incentive Program | CLEMENTON | 8021 | 14 | 10.53 | Residential | Behind the Meter | Yes | Net Metered Residential | Big Wave Roofing and Solar LLC |  | PSE&G | Accepted | 2023-12-04 | 2024-01-09 | 2025-01-09 | Solar Panels | Qcells | Q.PEAK DUO BLK ML-G10+ 405 |  | 0.405 | 3 | 302 | 21 |  | Fixed | Roof
NJADRE1555234218 | Administratively Determined Incentive Program | CLEMENTON | 8021 | 14 | 10.53 | Residential | Behind the Meter | Yes | Net Metered Residential | Big Wave Roofing and Solar LLC |  | PSE&G | Accepted | 2023-12-04 | 2024-01-09 | 2025-01-09 | Solar Panels | Qcells | Q.PEAK DUO BLK ML-G10+ 405 |  | 0.405 | 3 | 122 | 21 |  | Fixed | Roof
NJADRE1555234238 | Administratively Determined Incentive Program | SOMERSET | 8873 | 5 | 7.7 | Residential | Behind the Meter | Yes | Net Metered Residential | Sunrun Installation Services, Inc. |  | PSE&G | Accepted | 2023-12-04 | 2024-01-23 | 2025-01-23 | Inverters | SolarEdge Technologies | SE6000H-USSN | 6000 |  | 1 |  |  | 0.99 |  | Outdoor | Next To Meter
NJADRE1555234238 | Administratively Determined Incentive Program | SOMERSET | 8873 | 5 | 7.7 | Residential | Behind the Meter | Yes | Net Metered Residential | Sunrun Installation Services, Inc. |  | PSE&G | Accepted | 2023-12-04 | 2024-01-23 | 2025-01-23 | Solar Panels | Hanwha Q Cells | Q.PEAK DUO BLK ML-G10+ 405 |  | 0.405 | 19 | 130 | 21 |  | Fixed | Roof
NJADRE1555234315 | Administratively Determined Incentive Program | LINCOLN PARK | 7035 | 3 | 8.91 | Residential | Behind the Meter | No | Net Metered Residential | Powur, PBC |  | JCP&L | Accepted | 2023-12-11 | 2024-01-12 | 2025-01-12 | Solar Panels | Rec Solar | REC405AA PURE |  | 0.405 | 14 | 210 | 18 |  | Fixed | Roof
NJADRE1555234315 | Administratively Determined Incentive Program | LINCOLN PARK | 7035 | 3 | 8.91 | Residential | Behind the Meter | No | Net Metered Residential | Powur, PBC |  | JCP&L | Accepted | 2023-12-11 | 2024-01-12 | 2025-01-12 | Solar Panels | Rec Solar | REC405AA PURE |  | 0.405 | 3 | 210 | 18 |  | Fixed | Roof
NJADRE1555234315 | Administratively Determined Incentive Program | LINCOLN PARK | 7035 | 3 | 8.91 | Residential | Behind the Meter | No | Net Metered Residential | Powur, PBC |  | JCP&L | Accepted | 2023-12-11 | 2024-01-12 | 2025-01-12 | Solar Panels | Rec Solar | REC405AA PURE |  | 0.405 | 5 | 30 | 18 |  | Fixed | Roof
NJADRE1555234315 | Administratively Determined Incentive Program | LINCOLN PARK | 7035 | 3 | 8.91 | Residential | Behind the Meter | No | Net Metered Residential | Powur, PBC |  | JCP&L | Accepted | 2023-12-11 | 2024-01-12 | 2025-01-12 | Inverters | Solaredge | SE7600H-US | 7600 |  | 1 |  |  | 0.99 |  | Outside
NJADRE1555234416 | Administratively Determined Incentive Program | BRICK | 8723 | 18 | 7.29 | Residential | Behind the Meter | No | Net Metered Residential | NJ Solar Power |  | JCP&L | Accepted | 2023-12-04 | 2024-01-08 | 2025-01-08 | Solar Panels | REC | 405 AA Pure Black |  | 0.405 | 18 | 127 | 22 |  | Fixed | Roof | Roof 1
NJADRE1555234416 | Administratively Determined Incentive Program | BRICK | 8723 | 18 | 7.29 | Residential | Behind the Meter | No | Net Metered Residential | NJ Solar Power |  | JCP&L | Accepted | 2023-12-04 | 2024-01-08 | 2025-01-08 | Inverters | Solaredge | SE6000H-US | 6000 |  | 1 |  |  | 0.99 |  | Outdoor | side of house
NJADRE1555234416 | Administratively Determined Incentive Program | BRICK | 8723 | 18 | 7.29 | Residential | Behind the Meter | No | Net Metered Residential | NJ Solar Power |  | JCP&L | Accepted | 2023-12-04 | 2024-01-08 | 2025-01-08 | Meters | SolarEdge | SE6000H-US |  |  | 1 |  |  |  | Yes | Outdoor
NJADRE1555234436 | Administratively Determined Incentive Program | OGDENSBURG | 7439 | 1 | 4.05 | Residential | Behind the Meter | Yes | Net Metered Residential | Trinity Solar Inc. |  | JCP&L | Accepted | 2023-12-04 | 2024-01-08 | 2025-01-08 | Solar Panels | HANWHA | (Q.PEAK DUO BLK ML-G10+ 405) |  | 0.405 | 10 | 124 | 18 |  | Fixed | Roof
NJADRE1555234436 | Administratively Determined Incentive Program | OGDENSBURG | 7439 | 1 | 4.05 | Residential | Behind the Meter | Yes | Net Metered Residential | Trinity Solar Inc. |  | JCP&L | Accepted | 2023-12-04 | 2024-01-08 | 2025-01-08 | Inverters | Solar Edge | SE3000H-US | 3000 |  | 1 |  |  | 0.97 |  | Outdoor
NJADRE1555234446 | Administratively Determined Incentive Program | OXFORD | 7863 | 2 | 5.25 | Residential | Behind the Meter | Yes | Net Metered Residential | Sunrun Installation Services, Inc. |  | JCP&L | Accepted | 2023-12-04 | 2024-01-08 | 2025-01-08 | Inverters | SolarEdge Technologies | SE3800H-USMN | 3800 |  | 1 |  |  | 0.96 |  | Outdoor | Next To Meter
NJADRE1555234446 | Administratively Determined Incentive Program | OXFORD | 7863 | 2 | 5.25 | Residential | Behind the Meter | Yes | Net Metered Residential | Sunrun Installation Services, Inc. |  | JCP&L | Accepted | 2023-12-04 | 2024-01-08 | 2025-01-08 | Solar Panels | Vikram Solar | VSMDHT.60.375.05 |  | 0.375 | 6 | 263 | 36 |  | Fixed | Roof
NJADRE1555234446 | Administratively Determined Incentive Program | OXFORD | 7863 | 2 | 5.25 | Residential | Behind the Meter | Yes | Net Metered Residential | Sunrun Installation Services, Inc. |  | JCP&L | Accepted | 2023-12-04 | 2024-01-08 | 2025-01-08 | Solar Panels | Vikram Solar | VSMDHT.60.375.05 |  | 0.375 | 8 | 264 | 18 |  | Fixed | Roof
NJADRE1555234467 | Administratively Determined Incentive Program | PATERSON | 7513 | 6 | 6.48 | Residential | Behind the Meter | Yes | Small Net-Metered Non-Residential located on Rooftop, Carport, Canopy and Floating Solar | Trinity Solar |  | PSE&G | Accepted | 2023-12-04 | 2024-01-09 | 2025-01-09 | Inverters | Solar Edge | SE7600H-US | 7600 |  | 1 |  |  | 0.97 |  | Outdoor
NJADRE1555234467 | Administratively Determined Incentive Program | PATERSON | 7513 | 6 | 6.48 | Residential | Behind the Meter | Yes | Small Net-Metered Non-Residential located on Rooftop, Carport, Canopy and Floating Solar | Trinity Solar |  | PSE&G | Accepted | 2023-12-04 | 2024-01-09 | 2025-01-09 | Solar Panels | HANWHA | (Q.PEAK DUO BLK ML-G10+ 405) |  | 0.405 | 16 | 99 | 34 |  | Fixed | Roof
NJADRE1555234472 | Administratively Determined Incentive Program | ANDOVER | 7821 | 1 | 8.91 | Residential | Behind the Meter | Yes | Net Metered Residential | Trinity Solar |  | JCP&L | Accepted | 2023-12-04 | 2024-01-08 | 2025-01-08 | Solar Panels | Hanwha | HANWHA 405 (Q.PEAK DUO BLK ML-G10+ 405) |  | 0.405 | 22 | 320 | 18 |  | Fixed | Roof
NJADRE1555234472 | Administratively Determined Incentive Program | ANDOVER | 7821 | 1 | 8.91 | Residential | Behind the Meter | Yes | Net Metered Residential | Trinity Solar |  | JCP&L | Accepted | 2023-12-04 | 2024-01-08 | 2025-01-08 | Inverters | Solar Edge | SE7600H-US | 7600 |  | 1 |  |  | 0.97 |  | Outside
NJADRE1555234477 | Administratively Determined Incentive Program | NORTH BERGEN | 7047 | 8 | 8 | Residential | Behind the Meter | Yes | Net Metered Residential | Pro Custom Solar dba Momentum Solar |  | PSE&G | Accepted | 2023-12-04 | 2024-01-08 | 2025-01-08 | Solar Panels | Â Q. PEAK DUO BLK-G10+400 | HANWHA |  | 0.4 | 14 | 32 | 6 |  | Fixed | Roof
NJADRE1555234477 | Administratively Determined Incentive Program | NORTH BERGEN | 7047 | 8 | 8 | Residential | Behind the Meter | Yes | Net Metered Residential | Pro Custom Solar dba Momentum Solar |  | PSE&G | Accepted | 2023-12-04 | 2024-01-08 | 2025-01-08 | Solar Panels | Â Q. PEAK DUO BLK-G10+400 | HANWHA |  | 0.4 | 3 | 32 | 4 |  | Fixed | Roof
NJADRE1555234477 | Administratively Determined Incentive Program | NORTH BERGEN | 7047 | 8 | 8 | Residential | Behind the Meter | Yes | Net Metered Residential | Pro Custom Solar dba Momentum Solar |  | PSE&G | Accepted | 2023-12-04 | 2024-01-08 | 2025-01-08 | Solar Panels | Â Q. PEAK DUO BLK-G10+400 | HAWNHA |  | 0.4 | 3 | 32 | 6 |  | Fixed | Roof
NJADRE1555234477 | Administratively Determined Incentive Program | NORTH BERGEN | 7047 | 8 | 8 | Residential | Behind the Meter | Yes | Net Metered Residential | Pro Custom Solar dba Momentum Solar |  | PSE&G | Accepted | 2023-12-04 | 2024-01-08 | 2025-01-08 | Inverters | IQ8PLUS-72-2-US | ENPHASE | 290 |  | 20 |  |  | 0.97 |  | Outdoor
NJADRE1555234505 | Administratively Determined Incentive Program | LAWRENCE TOWNSHIP | 8648 | 12 | 11.75 | Residential | Behind the Meter | No | Net Metered Residential | Tesla Energy Operations Inc |  | PSE&G | Accepted | 2023-12-04 | 2024-01-08 | 2025-01-08 | Solar Panels | Q.PEAK DUO BLK ML-G10+/TS 405 | Hanwha |  | 0.405 | 6 | 50 | 37 |  | Fixed | Roof
NJADRE1555234505 | Administratively Determined Incentive Program | LAWRENCE TOWNSHIP | 8648 | 12 | 11.75 | Residential | Behind the Meter | No | Net Metered Residential | Tesla Energy Operations Inc |  | PSE&G | Accepted | 2023-12-04 | 2024-01-08 | 2025-01-08 | Solar Panels | Hanwha | Q.PEAK DUO BLK ML-G10+/TS 405 |  | 0.405 | 7 | 230 | 37 |  | Fixed | Roof
NJADRE1555234505 | Administratively Determined Incentive Program | LAWRENCE TOWNSHIP | 8648 | 12 | 11.75 | Residential | Behind the Meter | No | Net Metered Residential | Tesla Energy Operations Inc |  | PSE&G | Accepted | 2023-12-04 | 2024-01-08 | 2025-01-08 | Solar Panels | Hanwha | Q.PEAK DUO BLK ML-G10+/TS 405 |  | 0.405 | 4 | 230 | 30 |  | Fixed | Roof
NJADRE1555234505 | Administratively Determined Incentive Program | LAWRENCE TOWNSHIP | 8648 | 12 | 11.75 | Residential | Behind the Meter | No | Net Metered Residential | Tesla Energy Operations Inc |  | PSE&G | Accepted | 2023-12-04 | 2024-01-08 | 2025-01-08 | Solar Panels | Q.PEAK DUO BLK ML-G10+/TS 405 | Hanwha |  | 0.405 | 4 | 230 | 30 |  | Fixed | Roof
NJADRE1555234505 | Administratively Determined Incentive Program | LAWRENCE TOWNSHIP | 8648 | 12 | 11.75 | Residential | Behind the Meter | No | Net Metered Residential | Tesla Energy Operations Inc |  | PSE&G | Accepted | 2023-12-04 | 2024-01-08 | 2025-01-08 | Solar Panels | Hanwha | Q.PEAK DUO BLK ML-G10+/TS 405 |  | 0.405 | 8 | 50 | 30 |  | Fixed | Roof
NJADRE1555234505 | Administratively Determined Incentive Program | LAWRENCE TOWNSHIP | 8648 | 12 | 11.75 | Residential | Behind the Meter | No | Net Metered Residential | Tesla Energy Operations Inc |  | PSE&G | Accepted | 2023-12-04 | 2024-01-08 | 2025-01-08 | Inverters | Tesla | 1538000-45-A | 7600 |  | 1 |  |  | 0.986 |  | Outdoor
NJADRE1555234505 | Administratively Determined Incentive Program | LAWRENCE TOWNSHIP | 8648 | 12 | 11.75 | Residential | Behind the Meter | No | Net Metered Residential | Tesla Energy Operations Inc |  | PSE&G | Accepted | 2023-12-04 | 2024-01-08 | 2025-01-08 | Inverters | Tesla | 1538000-45-A | 3800 |  | 1 |  |  | 0.986 |  | Outdoor
NJADRE1555234508 | Administratively Determined Incentive Program | NEWARK | 7105 | 9 | 5.6 | Residential | Behind the Meter | Yes | Net Metered Residential | Pro Custom Solar dba Momentum Solar |  | PSE&G | Accepted | 2023-12-04 | 2024-01-08 | 2025-01-08 | Solar Panels | Â Q. PEAK DUO BLK-G10+400 | hanwha |  | 0.4 | 14 | 143 | 5 |  | Fixed | Roof
NJADRE1555234508 | Administratively Determined Incentive Program | NEWARK | 7105 | 9 | 5.6 | Residential | Behind the Meter | Yes | Net Metered Residential | Pro Custom Solar dba Momentum Solar |  | PSE&G | Accepted | 2023-12-04 | 2024-01-08 | 2025-01-08 | Inverters | IQ8PLUS-72-2-US | enphase | 290 |  | 14 |  |  | 0.97 |  | Outdoor
NJADRE1555234519 | Administratively Determined Incentive Program | HAMMONTON | 8037 | 19 | 10.53 | Residential | Behind the Meter | Yes | Net Metered Residential | Sunrun Installation Services, Inc. |  | AC Electric | Accepted | 2023-12-04 | 2024-01-09 | 2025-01-09 | Inverters | SOLAREDGE TECHNOLOGIES | SE7600H-USSN | 6000 |  | 1 |  |  | 0.99 |  | Outdoor | Next To Meter
NJADRE1555234519 | Administratively Determined Incentive Program | HAMMONTON | 8037 | 19 | 10.53 | Residential | Behind the Meter | Yes | Net Metered Residential | Sunrun Installation Services, Inc. |  | AC Electric | Accepted | 2023-12-04 | 2024-01-09 | 2025-01-09 | Solar Panels | HANWHA Q-CELLS | Q.PEAK DUO BLK ML-G10+ 405 |  | 0.405 | 26 | 258 | 33 |  | Fixed | Roof
NJADRE1555234599 | Administratively Determined Incentive Program | EGG HARBOR TOWNSHIP | 8234 | 19 | 11.34 | Residential | Behind the Meter | Yes | Net Metered Residential | Sunrun Installation Services, Inc. |  | AC Electric | Accepted | 2023-12-04 | 2024-01-09 | 2025-01-09 | Solar Panels | Hanwha Q Cells | Q.PEAK DUO BLK ML-G10+ 405 |  | 0.405 | 15 | 128 | 26 |  | Fixed | Roof
NJADRE1555234599 | Administratively Determined Incentive Program | EGG HARBOR TOWNSHIP | 8234 | 19 | 11.34 | Residential | Behind the Meter | Yes | Net Metered Residential | Sunrun Installation Services, Inc. |  | AC Electric | Accepted | 2023-12-04 | 2024-01-09 | 2025-01-09 | Solar Panels | Q.PEAK DUO BLK ML-G10+ 405 | Hanwha Q Cells |  | 0.405 | 9 | 308 | 28 |  | Fixed | Roof
NJADRE1555234599 | Administratively Determined Incentive Program | EGG HARBOR TOWNSHIP | 8234 | 19 | 11.34 | Residential | Behind the Meter | Yes | Net Metered Residential | Sunrun Installation Services, Inc. |  | AC Electric | Accepted | 2023-12-04 | 2024-01-09 | 2025-01-09 | Solar Panels | Hanwha Q Cells | Q.PEAK DUO BLK ML-G10+ 405 |  | 0.405 | 4 | 308 | 27 |  | Fixed | Roof
NJADRE1555234599 | Administratively Determined Incentive Program | EGG HARBOR TOWNSHIP | 8234 | 19 | 11.34 | Residential | Behind the Meter | Yes | Net Metered Residential | Sunrun Installation Services, Inc. |  | AC Electric | Accepted | 2023-12-04 | 2024-01-09 | 2025-01-09 | Inverters | SolarEdge Technologies | SE7600H-USSN | 7600 |  | 1 |  |  | 0.99 |  | Outdoor | Next to the meter
NJADRE1555235959 | Administratively Determined Incentive Program | BRIDGETON | 8302 | 20 | 10.4 | Residential | Behind the Meter | Yes | Net Metered Residential | Posigen Developer. LLC |  | AC Electric | Accepted | 2023-12-04 | 2024-01-10 | 2025-01-10 | Solar Panels | Silfab | SIL-400 HC+ |  | 0.4 | 26 | 162 | 35 |  | Fixed | Roof
NJADRE1555235959 | Administratively Determined Incentive Program | BRIDGETON | 8302 | 20 | 10.4 | Residential | Behind the Meter | Yes | Net Metered Residential | Posigen Developer. LLC |  | AC Electric | Accepted | 2023-12-04 | 2024-01-10 | 2025-01-10 | Inverters | SolarEdge | SE10000H-US | 10000 |  | 1 |  |  | 0.99 |  | Outside | within ten feet of meter
NJADRE1555235972 | Administratively Determined Incentive Program | HILLSBOROUGH | 8844 | 5 | 9.48 | Residential | Behind the Meter | No | Net Metered Residential | Fusion Solar Energy |  | PSE&G | Accepted | 2023-12-04 | 2024-01-09 | 2025-01-09 | Inverters | ENPHASE | IQ8PLUS-72-2-US | 290 |  | 24 |  |  | 0.94 |  | Outside
NJADRE1555235972 | Administratively Determined Incentive Program | HILLSBOROUGH | 8844 | 5 | 9.48 | Residential | Behind the Meter | No | Net Metered Residential | Fusion Solar Energy |  | PSE&G | Accepted | 2023-12-04 | 2024-01-09 | 2025-01-09 | Solar Panels | CANADIAN SOLAR | CS6R-395MS-HL |  | 0.395 | 10 | 184 | 39 |  | Fixed | Roof
NJADRE1555235972 | Administratively Determined Incentive Program | HILLSBOROUGH | 8844 | 5 | 9.48 | Residential | Behind the Meter | No | Net Metered Residential | Fusion Solar Energy |  | PSE&G | Accepted | 2023-12-04 | 2024-01-09 | 2025-01-09 | Solar Panels | CANADIAN SOLAR | CS6R-395MS-HL |  | 0.395 | 14 | 4 | 40 |  | Fixed | Roof
NJADRE1555235982 | Administratively Determined Incentive Program | Hamilton Twp Mer | 8629 | 12 | 5.67 | Residential | Behind the Meter | Yes | Net Metered Residential | Sunrun Installation Services, Inc. |  | PSE&G | Accepted | 2023-12-04 | 2024-01-09 | 2025-01-09 | Inverters | SOLAREDGE TECHNOLOGIES | SE3800H-USMN | 3800 |  | 1 |  |  | 0.99 |  | Outdoor | Next To Meter
NJADRE1555235982 | Administratively Determined Incentive Program | Hamilton Twp Mer | 8629 | 12 | 5.67 | Residential | Behind the Meter | Yes | Net Metered Residential | Sunrun Installation Services, Inc. |  | PSE&G | Accepted | 2023-12-04 | 2024-01-09 | 2025-01-09 | Solar Panels | HANWHA Q-CELLS | Q.PEAK DUO BLK ML-G10+ 405 |  | 0.405 | 2 | 142 | 37 |  | Fixed | Roof
NJADRE1555235982 | Administratively Determined Incentive Program | Hamilton Twp Mer | 8629 | 12 | 5.67 | Residential | Behind the Meter | Yes | Net Metered Residential | Sunrun Installation Services, Inc. |  | PSE&G | Accepted | 2023-12-04 | 2024-01-09 | 2025-01-09 | Solar Panels | HANWHA Q-CELLS | Q.PEAK DUO BLK ML-G10+ 405 |  | 0.405 | 2 | 233 | 35 |  | Fixed | Roof
NJADRE1555235982 | Administratively Determined Incentive Program | Hamilton Twp Mer | 8629 | 12 | 5.67 | Residential | Behind the Meter | Yes | Net Metered Residential | Sunrun Installation Services, Inc. |  | PSE&G | Accepted | 2023-12-04 | 2024-01-09 | 2025-01-09 | Solar Panels | HANWHA Q-CELLS | Q.PEAK DUO BLK ML-G10+ 405 |  | 0.405 | 6 | 233 | 9 |  | Fixed | Roof
NJADRE1555235982 | Administratively Determined Incentive Program | Hamilton Twp Mer | 8629 | 12 | 5.67 | Residential | Behind the Meter | Yes | Net Metered Residential | Sunrun Installation Services, Inc. |  | PSE&G | Accepted | 2023-12-04 | 2024-01-09 | 2025-01-09 | Solar Panels | HANWHA Q-CELLS | Q.PEAK DUO BLK ML-G10+ 405 |  | 0.405 | 4 | 54 | 35 |  | Fixed | Roof
NJADRE1555238320 | Administratively Determined Incentive Program | MONROE TOWNSHIP | 8831 | 11 | 10.22 | Residential | Behind the Meter | No | Net Metered Residential | Decksigner LLC |  | JCP&L | Accepted | 2023-12-10 | 2024-01-12 | 2025-01-12 | Inverters | Enphase | IQ8PLUS 72 2 US | 290 |  | 28 |  |  | 0.97 |  | Other | Rooftop
NJADRE1555238320 | Administratively Determined Incentive Program | MONROE TOWNSHIP | 8831 | 11 | 10.22 | Residential | Behind the Meter | No | Net Metered Residential | Decksigner LLC |  | JCP&L | Accepted | 2023-12-10 | 2024-01-12 | 2025-01-12 | Solar Panels | Q CELL | Q CELLS Q PEAK DUO BLK ML G10 +365 |  | 0.365 | 11 | 360 | 37 |  | Fixed | Roof
NJADRE1555238320 | Administratively Determined Incentive Program | MONROE TOWNSHIP | 8831 | 11 | 10.22 | Residential | Behind the Meter | No | Net Metered Residential | Decksigner LLC |  | JCP&L | Accepted | 2023-12-10 | 2024-01-12 | 2025-01-12 | Solar Panels | Q CELL | Q CELLS Q PEAK DUO BLK ML G10 +365 |  | 0.365 | 6 | 180 | 37 |  | Fixed | Roof
NJADRE1555238320 | Administratively Determined Incentive Program | MONROE TOWNSHIP | 8831 | 11 | 10.22 | Residential | Behind the Meter | No | Net Metered Residential | Decksigner LLC |  | JCP&L | Accepted | 2023-12-10 | 2024-01-12 | 2025-01-12 | Solar Panels | Q CELL | Q CELLS Q PEAK DUO BLK ML G10 +365 |  | 0.365 | 1 | 180 | 30 |  | Fixed | Roof
NJADRE1555238320 | Administratively Determined Incentive Program | MONROE TOWNSHIP | 8831 | 11 | 10.22 | Residential | Behind the Meter | No | Net Metered Residential | Decksigner LLC |  | JCP&L | Accepted | 2023-12-10 | 2024-01-12 | 2025-01-12 | Solar Panels | Q CELL | Q CELLS Q PEAK DUO BLK ML G10 +365 |  | 0.365 | 8 | 270 | 37 |  | Fixed | Roof
NJADRE1555238320 | Administratively Determined Incentive Program | MONROE TOWNSHIP | 8831 | 11 | 10.22 | Residential | Behind the Meter | No | Net Metered Residential | Decksigner LLC |  | JCP&L | Accepted | 2023-12-10 | 2024-01-12 | 2025-01-12 | Solar Panels | Q CELL | Q CELLS Q PEAK DUO BLK ML G10 +365 |  | 0.365 | 2 | 270 | 41 |  | Fixed | Roof
NJADRE1555238320 | Administratively Determined Incentive Program | MONROE TOWNSHIP | 8831 | 11 | 10.22 | Residential | Behind the Meter | No | Net Metered Residential | Decksigner LLC |  | JCP&L | Accepted | 2023-12-10 | 2024-01-12 | 2025-01-12 | Meters | Enphase | ENPHASE IQ COMBINER 4 WITH IQ GETAWAY |  |  | 1 |  |  |  | Yes | Outdoor
NJADRE1555238322 | Administratively Determined Incentive Program | CLAYTON | 8312 | 15 | 7.6 | Residential | Behind the Meter | Yes | Net Metered Residential | Suntuity Solar LLC |  | AC Electric | Accepted | 2023-12-05 | 2024-01-09 | 2025-01-09 | Inverters | (19) ENPHASE | IQ8PLUS-72-2-US | 290 |  | 19 |  |  | 0.97 |  | Outdoor | Behind the PV modules
NJADRE1555238322 | Administratively Determined Incentive Program | CLAYTON | 8312 | 15 | 7.6 | Residential | Behind the Meter | Yes | Net Metered Residential | Suntuity Solar LLC |  | AC Electric | Accepted | 2023-12-05 | 2024-01-09 | 2025-01-09 | Solar Panels | (19) CANADIAN | SOLAR CS6R-400MS-HL |  | 0.4 | 3 | 352 | 23 |  | Fixed | Roof
NJADRE1555238322 | Administratively Determined Incentive Program | CLAYTON | 8312 | 15 | 7.6 | Residential | Behind the Meter | Yes | Net Metered Residential | Suntuity Solar LLC |  | AC Electric | Accepted | 2023-12-05 | 2024-01-09 | 2025-01-09 | Solar Panels | (19) CANADIAN | SOLAR CS6R-400MS-HL |  | 0.4 | 2 | 172 | 23 |  | Fixed | Roof
NJADRE1555238322 | Administratively Determined Incentive Program | CLAYTON | 8312 | 15 | 7.6 | Residential | Behind the Meter | Yes | Net Metered Residential | Suntuity Solar LLC |  | AC Electric | Accepted | 2023-12-05 | 2024-01-09 | 2025-01-09 | Solar Panels | (19) CANADIAN | SOLAR CS6R-400MS-HL |  | 0.4 | 10 | 82 | 31 |  | Fixed | Roof
NJADRE1555238322 | Administratively Determined Incentive Program | CLAYTON | 8312 | 15 | 7.6 | Residential | Behind the Meter | Yes | Net Metered Residential | Suntuity Solar LLC |  | AC Electric | Accepted | 2023-12-05 | 2024-01-09 | 2025-01-09 | Solar Panels | (19) CANADIAN | SOLAR CS6R-400MS-HL |  | 0.4 | 4 | 262 | 31 |  | Fixed | Roof
NJADRE1555238326 | Administratively Determined Incentive Program | MILLVILLE | 8332 | 20 | 13.6 | Residential | Behind the Meter | Yes | Net Metered Residential | Suntuity Solar LLC |  | AC Electric | Accepted | 2023-12-05 | 2024-01-09 | 2025-01-09 | Inverters | (34) ENPHASE | IQ8PLUS-72-2-US | 290 |  | 34 |  |  | 0.97 |  | Outdoor | Behind the PV modules
NJADRE1555238326 | Administratively Determined Incentive Program | MILLVILLE | 8332 | 20 | 13.6 | Residential | Behind the Meter | Yes | Net Metered Residential | Suntuity Solar LLC |  | AC Electric | Accepted | 2023-12-05 | 2024-01-09 | 2025-01-09 | Solar Panels | (34) CANADIANSOLAR | CS6R-400MS-HL |  | 0.4 | 10 | 251 | 41 |  | Fixed | Roof
NJADRE1555238326 | Administratively Determined Incentive Program | MILLVILLE | 8332 | 20 | 13.6 | Residential | Behind the Meter | Yes | Net Metered Residential | Suntuity Solar LLC |  | AC Electric | Accepted | 2023-12-05 | 2024-01-09 | 2025-01-09 | Solar Panels | (34) CANADIANSOLAR | CS6R-400MS-HL |  | 0.4 | 20 | 251 | 39 |  | Fixed | Roof
NJADRE1555238326 | Administratively Determined Incentive Program | MILLVILLE | 8332 | 20 | 13.6 | Residential | Behind the Meter | Yes | Net Metered Residential | Suntuity Solar LLC |  | AC Electric | Accepted | 2023-12-05 | 2024-01-09 | 2025-01-09 | Solar Panels | (34) CANADIANSOLAR | CS6R-400MS-HL |  | 0.4 | 4 | 161 | 27 |  | Fixed | Roof
NJADRE1555238333 | Administratively Determined Incentive Program | VINELAND | 8361 | 20 | 4.86 | Residential | Behind the Meter | Yes | Net Metered Residential | Sunrun Installation Services, Inc. |  | Vineland Muni Electric | Accepted | 2023-12-05 | 2024-01-09 | 2025-01-09 | Solar Panels | Hanwha Q Cells | Q.PEAK DUO BLK ML-G10+ 405 |  | 0.405 | 6 | 274 | 26 |  | Fixed | Roof
NJADRE1555238333 | Administratively Determined Incentive Program | VINELAND | 8361 | 20 | 4.86 | Residential | Behind the Meter | Yes | Net Metered Residential | Sunrun Installation Services, Inc. |  | Vineland Muni Electric | Accepted | 2023-12-05 | 2024-01-09 | 2025-01-09 | Inverters | SolarEdge Technologies | SE3800H-USMN | 3800 |  | 1 |  |  | 0.96 |  | Outdoor | Next To Meter
NJADRE1555238333 | Administratively Determined Incentive Program | VINELAND | 8361 | 20 | 4.86 | Residential | Behind the Meter | Yes | Net Metered Residential | Sunrun Installation Services, Inc. |  | Vineland Muni Electric | Accepted | 2023-12-05 | 2024-01-09 | 2025-01-09 | Solar Panels | Hanwha Q Cells | Q.PEAK DUO BLK ML-G10+ 405 |  | 0.405 | 6 | 95 | 27 |  | Fixed | Roof
NJADRE1555238345 | Administratively Determined Incentive Program | BERGENFIELD | 7621 | 7 | 7.29 | Residential | Behind the Meter | Yes | Net Metered Residential | Sunrun Installation Services, Inc. |  | PSE&G | Accepted | 2023-12-05 | 2024-01-09 | 2025-01-09 | Inverters | SolarEdge Technologies | SE6000H-USSN | 6000 |  | 1 |  |  | 0.96 |  | Outdoor | Next To Meter
NJADRE1555238345 | Administratively Determined Incentive Program | BERGENFIELD | 7621 | 7 | 7.29 | Residential | Behind the Meter | Yes | Net Metered Residential | Sunrun Installation Services, Inc. |  | PSE&G | Accepted | 2023-12-05 | 2024-01-09 | 2025-01-09 | Solar Panels | Hanwha Q Cells | Q.PEAK DUO BLK ML-G10+ 405 |  | 0.405 | 3 | 2 | 34 |  | Fixed | Roof
NJADRE1555238345 | Administratively Determined Incentive Program | BERGENFIELD | 7621 | 7 | 7.29 | Residential | Behind the Meter | Yes | Net Metered Residential | Sunrun Installation Services, Inc. |  | PSE&G | Accepted | 2023-12-05 | 2024-01-09 | 2025-01-09 | Solar Panels | Hanwha Q Cells | Q.PEAK DUO BLK ML-G10+ 405 |  | 0.405 | 6 | 182 | 14 |  | Fixed | Roof
NJADRE1555238345 | Administratively Determined Incentive Program | BERGENFIELD | 7621 | 7 | 7.29 | Residential | Behind the Meter | Yes | Net Metered Residential | Sunrun Installation Services, Inc. |  | PSE&G | Accepted | 2023-12-05 | 2024-01-09 | 2025-01-09 | Solar Panels | Hanwha Q Cells | Q.PEAK DUO BLK ML-G10+ 405 |  | 0.405 | 3 | 182 | 10 |  | Fixed | Roof
NJADRE1555238345 | Administratively Determined Incentive Program | BERGENFIELD | 7621 | 7 | 7.29 | Residential | Behind the Meter | Yes | Net Metered Residential | Sunrun Installation Services, Inc. |  | PSE&G | Accepted | 2023-12-05 | 2024-01-09 | 2025-01-09 | Solar Panels | Hanwha Q Cells | Q.PEAK DUO BLK ML-G10+ 405 |  | 0.405 | 6 | 182 | 17 |  | Fixed | Roof
NJADRE1555238351 | Administratively Determined Incentive Program | Monroe | 8094 | 15 | 8.91 | Residential | Behind the Meter | Yes | Net Metered Residential | Sunny Mac LLC |  | AC Electric | Accepted | 2023-12-05 | 2024-01-09 | 2025-01-09 | Solar Panels | Q.PEAK DUO BLK ML-G10+ 405W | HANWHA |  | 0.405 | 12 | 88 | 25 |  | Fixed | Roof
NJADRE1555238351 | Administratively Determined Incentive Program | Monroe | 8094 | 15 | 8.91 | Residential | Behind the Meter | Yes | Net Metered Residential | Sunny Mac LLC |  | AC Electric | Accepted | 2023-12-05 | 2024-01-09 | 2025-01-09 | Solar Panels | Q.PEAK DUO BLK ML-G10+ 405W | HANWHA |  | 0.405 | 10 | 178 | 37 |  | Fixed | Roof
NJADRE1555238351 | Administratively Determined Incentive Program | Monroe | 8094 | 15 | 8.91 | Residential | Behind the Meter | Yes | Net Metered Residential | Sunny Mac LLC |  | AC Electric | Accepted | 2023-12-05 | 2024-01-09 | 2025-01-09 | Inverters | SE7600H-US | Solaredge | 7600 |  | 1 |  |  | 0.1 |  | Outdoor | next to meter
NJADRE1555238354 | Administratively Determined Incentive Program | GALLOWAY | 8205 | 19 | 7.29 | Residential | Behind the Meter | No | Net Metered Residential | SunnyMac LLC |  | AC Electric | Accepted | 2023-12-05 | 2024-01-10 | 2025-01-10 | Solar Panels | Q.PEAK DUO BLK ML-G10+ 405W | HANWHA |  | 0.405 | 18 | 101 | 23 |  | Fixed | Roof
NJADRE1555238354 | Administratively Determined Incentive Program | GALLOWAY | 8205 | 19 | 7.29 | Residential | Behind the Meter | No | Net Metered Residential | SunnyMac LLC |  | AC Electric | Accepted | 2023-12-05 | 2024-01-10 | 2025-01-10 | Inverters | SE6000H-US | Solaredge | 6000 |  | 1 |  |  | 0.1 |  | Outdoor | next to meter
NJADRE1555238354 | Administratively Determined Incentive Program | GALLOWAY | 8205 | 19 | 7.29 | Residential | Behind the Meter | No | Net Metered Residential | SunnyMac LLC |  | AC Electric | Accepted | 2023-12-05 | 2024-01-10 | 2025-01-10 | Meters | SE-RGMTR-1D-240C-B | Solaredge |  |  | 1 |  |  |  | Yes | Outdoor
NJADRE1555238362 | Administratively Determined Incentive Program | CEDAR GROVE | 7009 | 9 | 11.75 | Residential | Behind the Meter | Yes | Net Metered Residential | Sunrun Installation Services, Inc. |  | PSE&G | Accepted | 2023-12-05 | 2024-01-09 | 2025-01-09 | Inverters | SolarEdge Technologies | SE10000H-USSN | 10000 |  | 1 |  |  | 0.99 |  | Outdoor | Next to meter
NJADRE1555238362 | Administratively Determined Incentive Program | CEDAR GROVE | 7009 | 9 | 11.75 | Residential | Behind the Meter | Yes | Net Metered Residential | Sunrun Installation Services, Inc. |  | PSE&G | Accepted | 2023-12-05 | 2024-01-09 | 2025-01-09 | Solar Panels | Hanwha Q Cells | Q.PEAK DUO BLK ML-G10+ 405 |  | 0.405 | 6 | 300 | 23 |  | Fixed | Roof
NJADRE1555238362 | Administratively Determined Incentive Program | CEDAR GROVE | 7009 | 9 | 11.75 | Residential | Behind the Meter | Yes | Net Metered Residential | Sunrun Installation Services, Inc. |  | PSE&G | Accepted | 2023-12-05 | 2024-01-09 | 2025-01-09 | Solar Panels | Hanwha Q Cells | Q.PEAK DUO BLK ML-G10+ 405 |  | 0.405 | 6 | 210 | 23 |  | Fixed | Roof
NJADRE1555238362 | Administratively Determined Incentive Program | CEDAR GROVE | 7009 | 9 | 11.75 | Residential | Behind the Meter | Yes | Net Metered Residential | Sunrun Installation Services, Inc. |  | PSE&G | Accepted | 2023-12-05 | 2024-01-09 | 2025-01-09 | Solar Panels | Hanwha Q Cells | Q.PEAK DUO BLK ML-G10+ 405 |  | 0.405 | 5 | 120 | 23 |  | Fixed | Roof
NJADRE1555238362 | Administratively Determined Incentive Program | CEDAR GROVE | 7009 | 9 | 11.75 | Residential | Behind the Meter | Yes | Net Metered Residential | Sunrun Installation Services, Inc. |  | PSE&G | Accepted | 2023-12-05 | 2024-01-09 | 2025-01-09 | Solar Panels | Hanwha Q Cells | Q.PEAK DUO BLK ML-G10+ 405 |  | 0.405 | 5 | 300 | 23 |  | Fixed | Roof
NJADRE1555238362 | Administratively Determined Incentive Program | CEDAR GROVE | 7009 | 9 | 11.75 | Residential | Behind the Meter | Yes | Net Metered Residential | Sunrun Installation Services, Inc. |  | PSE&G | Accepted | 2023-12-05 | 2024-01-09 | 2025-01-09 | Solar Panels | Hanwha Q Cells | Q.PEAK DUO BLK ML-G10+ 405 |  | 0.405 | 7 | 120 | 23 |  | Fixed | Roof
NJADRE1555238365 | Administratively Determined Incentive Program | BARNEGAT | 8005 | 18 | 3.95 | Residential | Behind the Meter | Yes | Net Metered Residential | Sunrun Installation Services, Inc. |  | JCP&L | Accepted | 2023-12-05 | 2024-01-09 | 2025-01-09 | Inverters | SolarEdge Technologies | SE3800H-USMN | 3800 |  | 1 |  |  | 0.96 |  | Outdoor | Next To Meter
NJADRE1555238365 | Administratively Determined Incentive Program | BARNEGAT | 8005 | 18 | 3.95 | Residential | Behind the Meter | Yes | Net Metered Residential | Sunrun Installation Services, Inc. |  | JCP&L | Accepted | 2023-12-05 | 2024-01-09 | 2025-01-09 | Solar Panels | Trina Solar | TSM-395DE09C.07 |  | 0.395 | 3 | 86 | 20 |  | Fixed | Roof
NJADRE1555238365 | Administratively Determined Incentive Program | BARNEGAT | 8005 | 18 | 3.95 | Residential | Behind the Meter | Yes | Net Metered Residential | Sunrun Installation Services, Inc. |  | JCP&L | Accepted | 2023-12-05 | 2024-01-09 | 2025-01-09 | Solar Panels | Trina Solar | TSM-395DE09C.07 |  | 0.395 | 7 | 267 | 18 |  | Fixed | Roof
NJADRE1555238372 | Administratively Determined Incentive Program | SICKLERVILLE | 8081 | 14 | 6.08 | Residential | Behind the Meter | Yes | Net Metered Residential | Sunnova Energy Corp |  | AC Electric | Accepted | 2023-12-05 | 2024-01-09 | 2025-01-09 | Solar Panels | Q.PEAK DUO BLK ML-G10+ 405W | HANWHA |  | 0.405 | 15 | 144 | 24 |  | Fixed | Roof
NJADRE1555238372 | Administratively Determined Incentive Program | SICKLERVILLE | 8081 | 14 | 6.08 | Residential | Behind the Meter | Yes | Net Metered Residential | Sunnova Energy Corp |  | AC Electric | Accepted | 2023-12-05 | 2024-01-09 | 2025-01-09 | Inverters | IQ8PLUS 72-2-US | ENPHASE | 290 |  | 15 |  |  | 0.1 |  | Outdoor | next to meter
NJADRE1555238375 | Administratively Determined Incentive Program | MARTINSVILLE | 8836 | 5 | 13.77 | Residential | Behind the Meter | No | Net Metered Residential | Tesla Energy Operations Inc |  | PSE&G | Accepted | 2023-12-05 | 2024-01-09 | 2025-01-09 | Solar Panels | Hanwha | Q.PEAK DUO BLK ML-G10+/TS 405 |  | 0.405 | 8 | 347 | 35 |  | Fixed | Roof
NJADRE1555238375 | Administratively Determined Incentive Program | MARTINSVILLE | 8836 | 5 | 13.77 | Residential | Behind the Meter | No | Net Metered Residential | Tesla Energy Operations Inc |  | PSE&G | Accepted | 2023-12-05 | 2024-01-09 | 2025-01-09 | Solar Panels | Hanwha | Q.PEAK DUO BLK ML-G10+/TS 405 |  | 0.405 | 15 | 167 | 35 |  | Fixed | Roof
NJADRE1555238375 | Administratively Determined Incentive Program | MARTINSVILLE | 8836 | 5 | 13.77 | Residential | Behind the Meter | No | Net Metered Residential | Tesla Energy Operations Inc |  | PSE&G | Accepted | 2023-12-05 | 2024-01-09 | 2025-01-09 | Solar Panels | Hanwha | Q.PEAK DUO BLK ML-G10+/TS 405 |  | 0.405 | 3 | 167 | 35 |  | Fixed | Roof
NJADRE1555238375 | Administratively Determined Incentive Program | MARTINSVILLE | 8836 | 5 | 13.77 | Residential | Behind the Meter | No | Net Metered Residential | Tesla Energy Operations Inc |  | PSE&G | Accepted | 2023-12-05 | 2024-01-09 | 2025-01-09 | Solar Panels | Hanwha | Q.PEAK DUO BLK ML-G10+/TS 405 |  | 0.405 | 8 | 167 | 35 |  | Fixed | Roof
NJADRE1555238375 | Administratively Determined Incentive Program | MARTINSVILLE | 8836 | 5 | 13.77 | Residential | Behind the Meter | No | Net Metered Residential | Tesla Energy Operations Inc |  | PSE&G | Accepted | 2023-12-05 | 2024-01-09 | 2025-01-09 | Inverters | Tesla | #1850000-00-C | 7600 |  | 1 |  |  | 0.986 |  | Outdoor
NJADRE1555238375 | Administratively Determined Incentive Program | MARTINSVILLE | 8836 | 5 | 13.77 | Residential | Behind the Meter | No | Net Metered Residential | Tesla Energy Operations Inc |  | PSE&G | Accepted | 2023-12-05 | 2024-01-09 | 2025-01-09 | Inverters | Tesla | 1538000-45-A | 5700 |  | 1 |  |  | 0.986 |  | Outdoor
NJADRE1555238375 | Administratively Determined Incentive Program | MARTINSVILLE | 8836 | 5 | 13.77 | Residential | Behind the Meter | No | Net Metered Residential | Tesla Energy Operations Inc |  | PSE&G | Accepted | 2023-12-05 | 2024-01-09 | 2025-01-09 | Electric Storage Battery | Tesla | Ac Powerwall 2.0 |  |  | 1 |  |  |  | Lithium Ion |  | OUTSIDE
NJADRE1555238404 | Administratively Determined Incentive Program | EDGEWATER PARK | 8010 | 13 | 9.32 | Residential | Behind the Meter | Yes | Net Metered Residential | Sunny Mac LLC |  | PSE&G | Accepted | 2023-12-05 | 2024-01-09 | 2025-01-09 | Solar Panels | Q.PEAK DUO BLK ML-G10+ 405W | HANWHA |  | 0.405 | 19 | 45 | 23 |  | Fixed | Roof
NJADRE1555238404 | Administratively Determined Incentive Program | EDGEWATER PARK | 8010 | 13 | 9.32 | Residential | Behind the Meter | Yes | Net Metered Residential | Sunny Mac LLC |  | PSE&G | Accepted | 2023-12-05 | 2024-01-09 | 2025-01-09 | Solar Panels | Q.PEAK DUO BLK ML-G10+ 405W | HANWHA |  | 0.405 | 4 | 225 | 25 |  | Fixed | Roof
NJADRE1555238404 | Administratively Determined Incentive Program | EDGEWATER PARK | 8010 | 13 | 9.32 | Residential | Behind the Meter | Yes | Net Metered Residential | Sunny Mac LLC |  | PSE&G | Accepted | 2023-12-05 | 2024-01-09 | 2025-01-09 | Inverters | SE7600H-US | Solaredge | 7600 |  | 1 |  |  | 0.1 |  | Outdoor | next to meter
NJADRE1555238436 | Administratively Determined Incentive Program | Beverly | 8010 | 13 | 14.18 | Residential | Behind the Meter | Yes | Net Metered Residential | SunnyMac LLC |  | PSE&G | Accepted | 2023-12-05 | 2024-01-31 | 2025-01-31 | Solar Panels | Q.PEAK DUO BLK ML-G10+ 405W | HANWHA |  | 0.405 | 4 | 118 | 26 |  | Fixed | Roof
NJADRE1555238436 | Administratively Determined Incentive Program | Beverly | 8010 | 13 | 14.18 | Residential | Behind the Meter | Yes | Net Metered Residential | SunnyMac LLC |  | PSE&G | Accepted | 2023-12-05 | 2024-01-31 | 2025-01-31 | Solar Panels | Q.PEAK DUO BLK ML-G10+ 405W | HANWHA |  | 0.405 | 7 | 118 | 15 |  | Fixed | Roof
NJADRE1555238436 | Administratively Determined Incentive Program | Beverly | 8010 | 13 | 14.18 | Residential | Behind the Meter | Yes | Net Metered Residential | SunnyMac LLC |  | PSE&G | Accepted | 2023-12-05 | 2024-01-31 | 2025-01-31 | Solar Panels | Q.PEAK DUO BLK ML-G10+ 405W | HANWHA |  | 0.405 | 3 | 118 | 22 |  | Fixed | Roof
NJADRE1555238436 | Administratively Determined Incentive Program | Beverly | 8010 | 13 | 14.18 | Residential | Behind the Meter | Yes | Net Metered Residential | SunnyMac LLC |  | PSE&G | Accepted | 2023-12-05 | 2024-01-31 | 2025-01-31 | Solar Panels | Q.PEAK DUO BLK ML-G10+ 405W | HANWHA |  | 0.405 | 21 | 298 | 25 |  | Fixed | Roof
NJADRE1555238436 | Administratively Determined Incentive Program | Beverly | 8010 | 13 | 14.18 | Residential | Behind the Meter | Yes | Net Metered Residential | SunnyMac LLC |  | PSE&G | Accepted | 2023-12-05 | 2024-01-31 | 2025-01-31 | Inverters | SE10000H-US | Solaredge | 10000 |  | 1 |  |  | 0.1 |  | Outdoor | next tometer
NJADRE1555238436 | Administratively Determined Incentive Program | Beverly | 8010 | 13 | 14.18 | Residential | Behind the Meter | Yes | Net Metered Residential | SunnyMac LLC |  | PSE&G | Accepted | 2023-12-05 | 2024-01-31 | 2025-01-31 | Meters | SE-RGMTR-1D-240C-B | Solaredge |  |  | 1 |  |  |  | Yes | Outdoor
NJADRE1555238457 | Administratively Determined Incentive Program | MILLVILLE | 8332 | 20 | 6.8 | Residential | Behind the Meter | No | Net Metered Residential | Power Energy Solutions |  | AC Electric | Accepted | 2023-12-15 | 2024-01-18 | 2025-01-18 | Inverters | SE5000H-US | SOLAREGE | 5000 |  | 1 |  |  | 0.99 |  | Outdoor | ROOFTOP
NJADRE1555238457 | Administratively Determined Incentive Program | MILLVILLE | 8332 | 20 | 6.8 | Residential | Behind the Meter | No | Net Metered Residential | Power Energy Solutions |  | AC Electric | Accepted | 2023-12-15 | 2024-01-18 | 2025-01-18 | Solar Panels | CS6R-400MS-HL HIKU6 BLACK MONO | CANNDAIN SOLAR |  | 0.4 | 17 | 159 | 30 |  | Fixed | Roof | ROOFTOP
NJADRE1555238477 | Administratively Determined Incentive Program | BORDENTOWN | 8505 | 13 | 12.56 | Residential | Behind the Meter | Yes | Net Metered Residential | SunnyMac LLC |  | PSE&G | Accepted | 2023-12-05 | 2024-01-09 | 2025-01-09 | Solar Panels | Q.PEAK DUO BLK ML-G10+ 405W | HANWHA |  | 0.405 | 13 | 225 | 27 |  | Fixed | Roof
NJADRE1555238477 | Administratively Determined Incentive Program | BORDENTOWN | 8505 | 13 | 12.56 | Residential | Behind the Meter | Yes | Net Metered Residential | SunnyMac LLC |  | PSE&G | Accepted | 2023-12-05 | 2024-01-09 | 2025-01-09 | Solar Panels | Q.PEAK DUO BLK ML-G10+ 405W | HANWHA |  | 0.405 | 10 | 225 | 26 |  | Fixed | Roof
NJADRE1555238477 | Administratively Determined Incentive Program | BORDENTOWN | 8505 | 13 | 12.56 | Residential | Behind the Meter | Yes | Net Metered Residential | SunnyMac LLC |  | PSE&G | Accepted | 2023-12-05 | 2024-01-09 | 2025-01-09 | Solar Panels | Q.PEAK DUO BLK ML-G10+ 405W | HANWHA |  | 0.405 | 8 | 135 | 27 |  | Fixed | Roof
NJADRE1555238477 | Administratively Determined Incentive Program | BORDENTOWN | 8505 | 13 | 12.56 | Residential | Behind the Meter | Yes | Net Metered Residential | SunnyMac LLC |  | PSE&G | Accepted | 2023-12-05 | 2024-01-09 | 2025-01-09 | Inverters | SE10000H-US | Solaredge | 10000 |  | 1 |  |  | 0.1 |  | Outdoor | next to meter
NJADRE1555238477 | Administratively Determined Incentive Program | BORDENTOWN | 8505 | 13 | 12.56 | Residential | Behind the Meter | Yes | Net Metered Residential | SunnyMac LLC |  | PSE&G | Accepted | 2023-12-05 | 2024-01-09 | 2025-01-09 | Meters | SE-RGMTR-1D-240C-B | Solaredge |  |  | 1 |  |  |  | Yes | Outdoor
NJADRE1555238552 | Administratively Determined Incentive Program | HILLSBOROUGH TWP | 8844 | 5 | 10.53 | Residential | Behind the Meter | Yes | Net Metered Residential | Sunny Mac LLC |  | PSE&G | Accepted | 2023-12-05 | 2024-01-09 | 2025-01-09 | Solar Panels | Q.PEAK DUO BLK ML-G10+ 405W | HANWHA |  | 0.405 | 22 | 215 | 31 |  | Fixed | Roof
NJADRE1555238552 | Administratively Determined Incentive Program | HILLSBOROUGH TWP | 8844 | 5 | 10.53 | Residential | Behind the Meter | Yes | Net Metered Residential | Sunny Mac LLC |  | PSE&G | Accepted | 2023-12-05 | 2024-01-09 | 2025-01-09 | Solar Panels | Q.PEAK DUO BLK ML-G10+ 405W | HANWHA |  | 0.405 | 4 | 215 | 31 |  | Fixed | Roof
NJADRE1555238552 | Administratively Determined Incentive Program | HILLSBOROUGH TWP | 8844 | 5 | 10.53 | Residential | Behind the Meter | Yes | Net Metered Residential | Sunny Mac LLC |  | PSE&G | Accepted | 2023-12-05 | 2024-01-09 | 2025-01-09 | Inverters | SE10000H-US | Solaredge | 10000 |  | 1 |  |  | 0.1 |  | Outdoor | next to meter
NJADRE1555238561 | Administratively Determined Incentive Program | HAMILTON | 8690 | 12 | 4.86 | Residential | Behind the Meter | Yes | Net Metered Residential | Trinity Solar |  | PSE&G | Accepted | 2023-12-05 | 2024-01-09 | 2025-01-09 | Inverters | Solar Edge | SE3800H-US | 3800 |  | 1 |  |  | 0.97 |  | Outdoor
NJADRE1555238561 | Administratively Determined Incentive Program | HAMILTON | 8690 | 12 | 4.86 | Residential | Behind the Meter | Yes | Net Metered Residential | Trinity Solar |  | PSE&G | Accepted | 2023-12-05 | 2024-01-09 | 2025-01-09 | Solar Panels | HANWHA | (Q.PEAK DUO BLK ML-G10+ 405) |  | 0.405 | 12 | 151 | 27 |  | Fixed | Roof
NJADRE1555238579 | Administratively Determined Incentive Program | CRANBURY | 8512 | 11 | 16.2 | Residential | Behind the Meter | No | Net Metered Residential | Tesla Energy Operations Inc |  | PSE&G | Accepted | 2023-12-05 | 2024-01-16 | 2025-01-16 | Solar Panels | Hanwha | Q.PEAK DUO BLK ML-G10+/TS 405 |  | 0.405 | 21 | 128 | 40 |  | Fixed | Roof
NJADRE1555238579 | Administratively Determined Incentive Program | CRANBURY | 8512 | 11 | 16.2 | Residential | Behind the Meter | No | Net Metered Residential | Tesla Energy Operations Inc |  | PSE&G | Accepted | 2023-12-05 | 2024-01-16 | 2025-01-16 | Solar Panels | Q.PEAK DUO BLK ML-G10+/TS 405 | Hanwha |  | 0.405 | 5 | 128 | 23 |  | Fixed | Roof
NJADRE1555238579 | Administratively Determined Incentive Program | CRANBURY | 8512 | 11 | 16.2 | Residential | Behind the Meter | No | Net Metered Residential | Tesla Energy Operations Inc |  | PSE&G | Accepted | 2023-12-05 | 2024-01-16 | 2025-01-16 | Solar Panels | Hanwha | Q.PEAK DUO BLK ML-G10+/TS 405 |  | 0.405 | 8 | 128 | 23 |  | Fixed | Roof
NJADRE1555238579 | Administratively Determined Incentive Program | CRANBURY | 8512 | 11 | 16.2 | Residential | Behind the Meter | No | Net Metered Residential | Tesla Energy Operations Inc |  | PSE&G | Accepted | 2023-12-05 | 2024-01-16 | 2025-01-16 | Solar Panels | Hanwha | Q.PEAK DUO BLK ML-G10+/TS 405 |  | 0.405 | 6 | 218 | 40 |  | Fixed | Roof
NJADRE1555238579 | Administratively Determined Incentive Program | CRANBURY | 8512 | 11 | 16.2 | Residential | Behind the Meter | No | Net Metered Residential | Tesla Energy Operations Inc |  | PSE&G | Accepted | 2023-12-05 | 2024-01-16 | 2025-01-16 | Inverters | Tesla | 1538000-45-A | 5000 |  | 2 |  |  | 0.986 |  | Outdoor
NJADRE1555238579 | Administratively Determined Incentive Program | CRANBURY | 8512 | 11 | 16.2 | Residential | Behind the Meter | No | Net Metered Residential | Tesla Energy Operations Inc |  | PSE&G | Accepted | 2023-12-05 | 2024-01-16 | 2025-01-16 | Electric Storage Battery | Tesla | Ac Powerwall 2.0 |  |  | 2 |  |  |  | Lithium Ion |  | OUTSIDE
NJADRE1555238606 | Administratively Determined Incentive Program | AUDUBON | 8106 | 14 | 6.48 | Residential | Behind the Meter | Yes | Net Metered Residential | Sunny Mac LLC |  | PSE&G | Accepted | 2023-12-05 | 2024-01-09 | 2025-01-09 | Solar Panels | Q.PEAK DUO BLK ML-G10+ 405W | HANWHA |  | 0.405 | 16 | 154 | 35 |  | Fixed | Roof
NJADRE1555238606 | Administratively Determined Incentive Program | AUDUBON | 8106 | 14 | 6.48 | Residential | Behind the Meter | Yes | Net Metered Residential | Sunny Mac LLC |  | PSE&G | Accepted | 2023-12-05 | 2024-01-09 | 2025-01-09 | Inverters | SE6000H-US | Solaredge | 6000 |  | 1 |  |  | 0.1 |  | Outdoor | next to meter
NJADRE1555238606 | Administratively Determined Incentive Program | AUDUBON | 8106 | 14 | 6.48 | Residential | Behind the Meter | Yes | Net Metered Residential | Sunny Mac LLC |  | PSE&G | Accepted | 2023-12-05 | 2024-01-09 | 2025-01-09 | Meters | SE-RGMTR-1D-240C-B | Solaredge |  |  | 1 |  |  |  | Yes | Outdoor
NJADRE1555238624 | Administratively Determined Incentive Program | MILLVILLE | 8332 | 20 | 5.39 | Residential | Behind the Meter | No | Net Metered Residential | Freedom Forever New Jersey LLC |  | AC Electric | Accepted | 2023-12-05 | 2024-01-09 | 2025-01-09 | Inverters | Solar Edge | SE3800H-USRGM | 3800 |  | 1 |  |  | 0.99 |  | Outdoor
NJADRE1555238624 | Administratively Determined Incentive Program | MILLVILLE | 8332 | 20 | 5.39 | Residential | Behind the Meter | No | Net Metered Residential | Freedom Forever New Jersey LLC |  | AC Electric | Accepted | 2023-12-05 | 2024-01-09 | 2025-01-09 | Solar Panels | Jinko Solar | JKM385M-6RL3-B |  | 0.385 | 9 | 149 | 13 |  | Fixed | Roof
NJADRE1555238624 | Administratively Determined Incentive Program | MILLVILLE | 8332 | 20 | 5.39 | Residential | Behind the Meter | No | Net Metered Residential | Freedom Forever New Jersey LLC |  | AC Electric | Accepted | 2023-12-05 | 2024-01-09 | 2025-01-09 | Solar Panels | Jinko Solar | JKM385M-6RL3-B |  | 0.385 | 4 | 329 | 13 |  | Fixed | Roof
NJADRE1555238624 | Administratively Determined Incentive Program | MILLVILLE | 8332 | 20 | 5.39 | Residential | Behind the Meter | No | Net Metered Residential | Freedom Forever New Jersey LLC |  | AC Electric | Accepted | 2023-12-05 | 2024-01-09 | 2025-01-09 | Solar Panels | Jinko Solar | JKM385M-6RL3-B |  | 0.385 | 1 | 149 | 25 |  | Fixed | Roof
NJADRE1555238630 | Administratively Determined Incentive Program | EDISON | 8820 | 11 | 14.7 | Residential | Behind the Meter | No | Net Metered Residential | Infinity Solar Systems |  | PSE&G | Accepted | 2023-12-05 | 2024-01-09 | 2025-01-09 | Inverters | Enphase | IQ7X-96-2-US | 315 |  | 35 |  |  | 0.97 |  | Outdoor
NJADRE1555238630 | Administratively Determined Incentive Program | EDISON | 8820 | 11 | 14.7 | Residential | Behind the Meter | No | Net Metered Residential | Infinity Solar Systems |  | PSE&G | Accepted | 2023-12-05 | 2024-01-09 | 2025-01-09 | Solar Panels | REC Solar | REC420AA Pure-R |  | 0.42 | 35 | 222 | 22 |  | Fixed | Roof
NJADRE1555238647 | Administratively Determined Incentive Program | WILLINGBORO | 8046 | 13 | 6.4 | Residential | Behind the Meter | No | Net Metered Residential | Power Energy Solutions |  | PSE&G | Accepted | 2023-12-07 | 2024-01-11 | 2025-01-11 | Inverters | SE5000H-US | SOLAREDGE | 5000 |  | 1 |  |  | 0.99 |  | Outside | ROOFTOP
NJADRE1555238647 | Administratively Determined Incentive Program | WILLINGBORO | 8046 | 13 | 6.4 | Residential | Behind the Meter | No | Net Metered Residential | Power Energy Solutions |  | PSE&G | Accepted | 2023-12-07 | 2024-01-11 | 2025-01-11 | Solar Panels | CS6R-400MS-HL HIKU6 BLACK MONO | CANNDAIN SOLAR |  | 0.4 | 10 | 105 | 17 |  | Fixed | Roof | ROOFTOP
NJADRE1555238647 | Administratively Determined Incentive Program | WILLINGBORO | 8046 | 13 | 6.4 | Residential | Behind the Meter | No | Net Metered Residential | Power Energy Solutions |  | PSE&G | Accepted | 2023-12-07 | 2024-01-11 | 2025-01-11 | Solar Panels | CS6R-400MS-HL HIKU6 BLACK MONO | CANNDAIN SOLAR |  | 0.4 | 6 | 285 | 17 |  | Fixed | Roof | ROOFTOP
NJADRE1555238659 | Administratively Determined Incentive Program | WYCKOFF | 7481 | 7 | 7.7 | Residential | Behind the Meter | Yes | Net Metered Residential | Freedom Forever New Jersey LLC |  | Orange Rockland Electric | Accepted | 2023-12-05 | 2024-01-09 | 2025-01-09 | Inverters | Solar Edge | SE6000H-USRGM | 6000 |  | 1 |  |  | 0.99 |  | Outdoor
NJADRE1555238659 | Administratively Determined Incentive Program | WYCKOFF | 7481 | 7 | 7.7 | Residential | Behind the Meter | Yes | Net Metered Residential | Freedom Forever New Jersey LLC |  | Orange Rockland Electric | Accepted | 2023-12-05 | 2024-01-09 | 2025-01-09 | Solar Panels | Jinko Solar | JKM385M-6RL3-B |  | 0.385 | 4 | 50 | 34 |  | Fixed | Roof
NJADRE1555238659 | Administratively Determined Incentive Program | WYCKOFF | 7481 | 7 | 7.7 | Residential | Behind the Meter | Yes | Net Metered Residential | Freedom Forever New Jersey LLC |  | Orange Rockland Electric | Accepted | 2023-12-05 | 2024-01-09 | 2025-01-09 | Solar Panels | Jinko Solar | JKM385M-6RL3-B |  | 0.385 | 7 | 140 | 23 |  | Fixed | Roof
NJADRE1555238659 | Administratively Determined Incentive Program | WYCKOFF | 7481 | 7 | 7.7 | Residential | Behind the Meter | Yes | Net Metered Residential | Freedom Forever New Jersey LLC |  | Orange Rockland Electric | Accepted | 2023-12-05 | 2024-01-09 | 2025-01-09 | Solar Panels | Jinko Solar | JKM385M-6RL3-B |  | 0.385 | 5 | 320 | 23 |  | Fixed | Roof
NJADRE1555238659 | Administratively Determined Incentive Program | WYCKOFF | 7481 | 7 | 7.7 | Residential | Behind the Meter | Yes | Net Metered Residential | Freedom Forever New Jersey LLC |  | Orange Rockland Electric | Accepted | 2023-12-05 | 2024-01-09 | 2025-01-09 | Solar Panels | JInko Solar | JKM385M-6RL3-B |  | 0.385 | 4 | 230 | 34 |  | Fixed | Roof
NJADRE1555238668 | Administratively Determined Incentive Program | WAYNE | 7470 | 6 | 8.1 | Residential | Behind the Meter | No | Net Metered Residential | Tesla Energy Operations Inc |  | PSE&G | Accepted | 2023-12-05 | 2024-01-09 | 2025-01-09 | Solar Panels | Hanwha | Q.PEAK DUO BLK ML-G10+/TS 405 |  | 0.405 | 12 | 2 | 33 |  | Fixed | Roof
NJADRE1555238668 | Administratively Determined Incentive Program | WAYNE | 7470 | 6 | 8.1 | Residential | Behind the Meter | No | Net Metered Residential | Tesla Energy Operations Inc |  | PSE&G | Accepted | 2023-12-05 | 2024-01-09 | 2025-01-09 | Solar Panels | Hanwha | Q.PEAK DUO BLK ML-G10+/TS 405 |  | 0.405 | 4 | 92 | 39 |  | Fixed | Roof
NJADRE1555238668 | Administratively Determined Incentive Program | WAYNE | 7470 | 6 | 8.1 | Residential | Behind the Meter | No | Net Metered Residential | Tesla Energy Operations Inc |  | PSE&G | Accepted | 2023-12-05 | 2024-01-09 | 2025-01-09 | Solar Panels | Hanwha | Q.PEAK DUO BLK ML-G10+/TS 405 |  | 0.405 | 4 | 272 | 40 |  | Fixed | Roof
NJADRE1555238668 | Administratively Determined Incentive Program | WAYNE | 7470 | 6 | 8.1 | Residential | Behind the Meter | No | Net Metered Residential | Tesla Energy Operations Inc |  | PSE&G | Accepted | 2023-12-05 | 2024-01-09 | 2025-01-09 | Inverters | Tesla | # 1707000-20-G | 11500 |  | 2 |  |  | 0.97 |  | Outdoor
NJADRE1555238668 | Administratively Determined Incentive Program | WAYNE | 7470 | 6 | 8.1 | Residential | Behind the Meter | No | Net Metered Residential | Tesla Energy Operations Inc |  | PSE&G | Accepted | 2023-12-05 | 2024-01-09 | 2025-01-09 | Electric Storage Battery | Tesla | Powerwall 3 |  |  | 2 |  |  |  | Lithium Ion |  | OUTSIDE
NJADRE1555238698 | Administratively Determined Incentive Program | FORKED RIVER | 8731 | 18 | 5.01 | Residential | Behind the Meter | Yes | Net Metered Residential | Freedom Forever New Jersey LLC |  | JCP&L | Accepted | 2023-12-05 | 2024-01-09 | 2025-01-09 | Inverters | Solar Edge | SE3800H-USRGM | 3800 |  | 1 |  |  | 0.99 |  | Outdoor
NJADRE1555238698 | Administratively Determined Incentive Program | FORKED RIVER | 8731 | 18 | 5.01 | Residential | Behind the Meter | Yes | Net Metered Residential | Freedom Forever New Jersey LLC |  | JCP&L | Accepted | 2023-12-05 | 2024-01-09 | 2025-01-09 | Solar Panels | Jinko Solar | JKM385M-6RL3- |  | 0.385 | 13 | 201 | 22 |  | Fixed | Roof
NJADRE1555238786 | Administratively Determined Incentive Program | PENNSAUKEN | 8110 | 14 | 5.67 | Residential | Behind the Meter | Yes | Net Metered Residential | Sunrun Installation Services, Inc. |  | PSE&G | Accepted | 2023-12-05 | 2024-01-09 | 2025-01-09 | Inverters | SolarEdge Technologies | SE3800H-USMN | 3800 |  | 1 |  |  | 0.96 |  | Outdoor | Next To Meter
NJADRE1555238786 | Administratively Determined Incentive Program | PENNSAUKEN | 8110 | 14 | 5.67 | Residential | Behind the Meter | Yes | Net Metered Residential | Sunrun Installation Services, Inc. |  | PSE&G | Accepted | 2023-12-05 | 2024-01-09 | 2025-01-09 | Solar Panels | Hanwha Q Cells | Q.PEAK DUO BLK ML-G10+ 405 |  | 0.405 | 2 | 42 | 19 |  | Fixed | Roof
NJADRE1555238786 | Administratively Determined Incentive Program | PENNSAUKEN | 8110 | 14 | 5.67 | Residential | Behind the Meter | Yes | Net Metered Residential | Sunrun Installation Services, Inc. |  | PSE&G | Accepted | 2023-12-05 | 2024-01-09 | 2025-01-09 | Solar Panels | Hanwha Q Cells | Q.PEAK DUO BLK ML-G10+ 405 |  | 0.405 | 12 | 222 | 19 |  | Fixed | Roof
NJADRE1555238953 | Administratively Determined Incentive Program | UNION | 7083 | 10 | 5.67 | Residential | Behind the Meter | Yes | Net Metered Residential | Sunrun Installation Services, Inc. |  | PSE&G | Accepted | 2023-12-05 | 2024-01-09 | 2025-01-09 | Inverters | SolarEdge Technologies | SE6000H-USSN | 6000 |  | 1 |  |  | 0.96 |  | Outdoor | Next To Meter
NJADRE1555238953 | Administratively Determined Incentive Program | UNION | 7083 | 10 | 5.67 | Residential | Behind the Meter | Yes | Net Metered Residential | Sunrun Installation Services, Inc. |  | PSE&G | Accepted | 2023-12-05 | 2024-01-09 | 2025-01-09 | Solar Panels | Hanwha Q Cells | Q.PEAK DUO BLK ML-G10+ 405 |  | 0.405 | 14 | 337 | 18 |  | Fixed | Roof
NJADRE1555239040 | Administratively Determined Incentive Program | BLOOMFIELD | 7003 | 9 | 6.48 | Residential | Behind the Meter | No | Net Metered Residential | Big Wave Roofing and Solar LLC |  | PSE&G | Accepted | 2023-12-05 | 2024-01-09 | 2025-01-09 | Inverters | Enphase Energy Inc | IQ7PLUS-72-2-US | 290 |  | 16 |  |  | 0.98 |  | Outside
NJADRE1555239040 | Administratively Determined Incentive Program | BLOOMFIELD | 7003 | 9 | 6.48 | Residential | Behind the Meter | No | Net Metered Residential | Big Wave Roofing and Solar LLC |  | PSE&G | Accepted | 2023-12-05 | 2024-01-09 | 2025-01-09 | Solar Panels | Qcells | Q.PEAK DUO BLK ML-G10+ 405 |  | 0.405 | 12 | 129 | 29 |  | Fixed | Roof
NJADRE1555239040 | Administratively Determined Incentive Program | BLOOMFIELD | 7003 | 9 | 6.48 | Residential | Behind the Meter | No | Net Metered Residential | Big Wave Roofing and Solar LLC |  | PSE&G | Accepted | 2023-12-05 | 2024-01-09 | 2025-01-09 | Solar Panels | Qcells | Q.PEAK DUO BLK ML-G10+ 405 |  | 0.405 | 4 | 309 | 10 |  | Fixed | Roof
NJADRE1555239042 | Administratively Determined Incentive Program | BARNEGAT | 8005 | 18 | 2.84 | Residential | Behind the Meter | Yes | Net Metered Residential | Sunrun Installation Services, Inc. |  | JCP&L | Accepted | 2023-12-05 | 2024-01-09 | 2025-01-09 | Electric Storage Battery | Tesla | Powerwall 2 AC |  |  | 1 |  |  |  | Lithium Ion |  | inside
NJADRE1555239042 | Administratively Determined Incentive Program | BARNEGAT | 8005 | 18 | 2.84 | Residential | Behind the Meter | Yes | Net Metered Residential | Sunrun Installation Services, Inc. |  | JCP&L | Accepted | 2023-12-05 | 2024-01-09 | 2025-01-09 | Inverters | Delta Electronics | E4-TL-US | 3840 |  | 1 |  |  | 0.96 |  | Outdoor | Next To Meter
NJADRE1555239042 | Administratively Determined Incentive Program | BARNEGAT | 8005 | 18 | 2.84 | Residential | Behind the Meter | Yes | Net Metered Residential | Sunrun Installation Services, Inc. |  | JCP&L | Accepted | 2023-12-05 | 2024-01-09 | 2025-01-09 | Solar Panels | Hanwha Q Cells | Q.PEAK DUO BLK ML-G10+ 405 |  | 0.405 | 7 | 296 | 27 |  | Fixed | Roof
NJADRE1555239043 | Administratively Determined Incentive Program | PENNINGTON | 8534 | 12 | 10.08 | Residential | Behind the Meter | No | Net Metered Residential | Posigen Developer. LLC |  | PSE&G | Accepted | 2023-12-05 | 2024-01-09 | 2025-01-09 | Solar Panels | Timberline | Solar ES-45W |  | 0.045 | 224 | 173 | 40 |  | Fixed | Roof
NJADRE1555239043 | Administratively Determined Incentive Program | PENNINGTON | 8534 | 12 | 10.08 | Residential | Behind the Meter | No | Net Metered Residential | Posigen Developer. LLC |  | PSE&G | Accepted | 2023-12-05 | 2024-01-09 | 2025-01-09 | Inverters | SolarEdge | DELTA M6-TL-US | 6000 |  | 2 |  |  | 0.99 |  | Outside | within ten feet of meter
NJADRE1555239047 | Administratively Determined Incentive Program | NATIONAL PARK | 8063 | 15 | 12.4 | Residential | Behind the Meter | No | Net Metered Residential | Power Energy Solutions |  | PSE&G | Accepted | 2023-12-07 | 2024-01-11 | 2025-01-11 | Inverters | SE10000H-US | SOLAREDGE | 10000 |  | 1 |  |  | 0.99 |  | Outside | ROOFTOP
NJADRE1555239047 | Administratively Determined Incentive Program | NATIONAL PARK | 8063 | 15 | 12.4 | Residential | Behind the Meter | No | Net Metered Residential | Power Energy Solutions |  | PSE&G | Accepted | 2023-12-07 | 2024-01-11 | 2025-01-11 | Solar Panels | CS6R-400MS-HL HIKU6 BLACK MONO | CANNDAIN SOLAR |  | 0.4 | 18 | 202 | 24 |  | Fixed | Roof | ROOFTOP
NJADRE1555239047 | Administratively Determined Incentive Program | NATIONAL PARK | 8063 | 15 | 12.4 | Residential | Behind the Meter | No | Net Metered Residential | Power Energy Solutions |  | PSE&G | Accepted | 2023-12-07 | 2024-01-11 | 2025-01-11 | Solar Panels | CS6R-400MS-HL HIKU6 BLACK MONO | CANNDAIN SOLAR |  | 0.4 | 13 | 22 | 24 |  | Fixed | Roof | ROOFTOP
NJADRE1555239075 | Administratively Determined Incentive Program | DEAL | 7723 | 17 | 23.9 | Residential | Behind the Meter | No | Net Metered Residential | Powur, PBC |  | JCP&L | Accepted | 2023-12-05 | 2024-01-11 | 2025-01-11 | Solar Panels | Rec Solar | PURE BLACK 405W |  | 0.405 | 20 | 198 | 5 |  | Fixed | Roof
NJADRE1555239075 | Administratively Determined Incentive Program | DEAL | 7723 | 17 | 23.9 | Residential | Behind the Meter | No | Net Metered Residential | Powur, PBC |  | JCP&L | Accepted | 2023-12-05 | 2024-01-11 | 2025-01-11 | Solar Panels | Rec Solar | PURE BLACK 405W |  | 0.405 | 12 | 198 | 5 |  | Fixed | Roof
NJADRE1555239075 | Administratively Determined Incentive Program | DEAL | 7723 | 17 | 23.9 | Residential | Behind the Meter | No | Net Metered Residential | Powur, PBC |  | JCP&L | Accepted | 2023-12-05 | 2024-01-11 | 2025-01-11 | Solar Panels | Rec Solar | PURE BLACK 405W |  | 0.405 | 6 | 288 | 5 |  | Fixed | Roof
NJADRE1555239075 | Administratively Determined Incentive Program | DEAL | 7723 | 17 | 23.9 | Residential | Behind the Meter | No | Net Metered Residential | Powur, PBC |  | JCP&L | Accepted | 2023-12-05 | 2024-01-11 | 2025-01-11 | Solar Panels | Rec Solar | PURE BLACK 405W |  | 0.405 | 16 | 198 | 5 |  | Fixed | Roof
NJADRE1555239075 | Administratively Determined Incentive Program | DEAL | 7723 | 17 | 23.9 | Residential | Behind the Meter | No | Net Metered Residential | Powur, PBC |  | JCP&L | Accepted | 2023-12-05 | 2024-01-11 | 2025-01-11 | Solar Panels | Rec Solar | PURE BLACK 405W |  | 0.405 | 5 | 198 | 5 |  | Fixed | Roof
NJADRE1555239075 | Administratively Determined Incentive Program | DEAL | 7723 | 17 | 23.9 | Residential | Behind the Meter | No | Net Metered Residential | Powur, PBC |  | JCP&L | Accepted | 2023-12-05 | 2024-01-11 | 2025-01-11 | Inverters | Enphase | IQ8+-72-2-US | 290 |  | 59 |  |  | 0.99 |  | Outside
NJADRE1555239089 | Administratively Determined Incentive Program | HAMILTON TOWNSHIP | 8610 | 12 | 6.89 | Residential | Behind the Meter | Yes | Net Metered Residential | Sunny Mac LLC |  | PSE&G | Accepted | 2023-12-07 | 2024-01-10 | 2025-01-10 | Solar Panels | Q.PEAK DUO BLK ML-G10+ 405W | HANWHA |  | 0.405 | 7 | 150 | 31 |  | Fixed | Roof
NJADRE1555239089 | Administratively Determined Incentive Program | HAMILTON TOWNSHIP | 8610 | 12 | 6.89 | Residential | Behind the Meter | Yes | Net Metered Residential | Sunny Mac LLC |  | PSE&G | Accepted | 2023-12-07 | 2024-01-10 | 2025-01-10 | Solar Panels | Q.PEAK DUO BLK ML-G10+ 405W | HANWHA |  | 0.405 | 7 | 330 | 31 |  | Fixed | Roof
NJADRE1555239089 | Administratively Determined Incentive Program | HAMILTON TOWNSHIP | 8610 | 12 | 6.89 | Residential | Behind the Meter | Yes | Net Metered Residential | Sunny Mac LLC |  | PSE&G | Accepted | 2023-12-07 | 2024-01-10 | 2025-01-10 | Solar Panels | Q.PEAK DUO BLK ML-G10+ 405W | HANWHA |  | 0.405 | 3 | 240 | 12 |  | Fixed | Roof
NJADRE1555239089 | Administratively Determined Incentive Program | HAMILTON TOWNSHIP | 8610 | 12 | 6.89 | Residential | Behind the Meter | Yes | Net Metered Residential | Sunny Mac LLC |  | PSE&G | Accepted | 2023-12-07 | 2024-01-10 | 2025-01-10 | Inverters | SE5000H-US | Solaredge | 5000 |  | 1 |  |  | 0.1 |  | Outdoor | next to meter
NJADRE1555239090 | Administratively Determined Incentive Program | BERKELEY HEIGHTS | 7922 | 10 | 6.89 | Residential | Behind the Meter | Yes | Net Metered Residential | SunnyMac LLC |  | JCP&L | Accepted | 2023-12-05 | 2024-01-09 | 2025-01-09 | Solar Panels | Q.PEAK DUO BLK ML-G10+ 405W | HANWHA |  | 0.405 | 17 | 83 | 24 |  | Fixed | Roof
NJADRE1555239090 | Administratively Determined Incentive Program | BERKELEY HEIGHTS | 7922 | 10 | 6.89 | Residential | Behind the Meter | Yes | Net Metered Residential | SunnyMac LLC |  | JCP&L | Accepted | 2023-12-05 | 2024-01-09 | 2025-01-09 | Inverters | SE5000H-US | Solaredge | 5000 |  | 1 |  |  | 0.1 |  | Outdoor | next to meter
NJADRE1555239092 | Administratively Determined Incentive Program | NEW PROVIDENCE | 7974 | 10 | 12.3 | Residential | Behind the Meter | No | Net Metered Residential | Infinity Solar Systems |  | JCP&L | Accepted | 2023-12-05 | 2024-01-09 | 2025-01-09 | Inverters | Enphase | IQ8PLUS-72-2-US | 290 |  | 30 |  |  | 0.97 |  | Outdoor
NJADRE1555239092 | Administratively Determined Incentive Program | NEW PROVIDENCE | 7974 | 10 | 12.3 | Residential | Behind the Meter | No | Net Metered Residential | Infinity Solar Systems |  | JCP&L | Accepted | 2023-12-05 | 2024-01-09 | 2025-01-09 | Solar Panels | SEG Solar | SEG-410-BMD-HV |  | 0.41 | 5 | 128 | 26 |  | Fixed | Roof
NJADRE1555239092 | Administratively Determined Incentive Program | NEW PROVIDENCE | 7974 | 10 | 12.3 | Residential | Behind the Meter | No | Net Metered Residential | Infinity Solar Systems |  | JCP&L | Accepted | 2023-12-05 | 2024-01-09 | 2025-01-09 | Solar Panels | SEG Solar | SEG-410-BMD-HV |  | 0.41 | 3 | 128 | 7 |  | Fixed | Roof
NJADRE1555239092 | Administratively Determined Incentive Program | NEW PROVIDENCE | 7974 | 10 | 12.3 | Residential | Behind the Meter | No | Net Metered Residential | Infinity Solar Systems |  | JCP&L | Accepted | 2023-12-05 | 2024-01-09 | 2025-01-09 | Solar Panels | SEG Solar | SEG-410-BMD-HV |  | 0.41 | 12 | 128 | 26 |  | Fixed | Roof
NJADRE1555239092 | Administratively Determined Incentive Program | NEW PROVIDENCE | 7974 | 10 | 12.3 | Residential | Behind the Meter | No | Net Metered Residential | Infinity Solar Systems |  | JCP&L | Accepted | 2023-12-05 | 2024-01-09 | 2025-01-09 | Solar Panels | SEG Solar | SEG-410-BMD-HV |  | 0.41 | 4 | 218 | 11 |  | Fixed | Roof
NJADRE1555239092 | Administratively Determined Incentive Program | NEW PROVIDENCE | 7974 | 10 | 12.3 | Residential | Behind the Meter | No | Net Metered Residential | Infinity Solar Systems |  | JCP&L | Accepted | 2023-12-05 | 2024-01-09 | 2025-01-09 | Solar Panels | SEG Solar | SEG-410-BMD-HV |  | 0.41 | 6 | 128 | 26 |  | Fixed | Roof
NJADRE1555239125 | Administratively Determined Incentive Program | WOODBINE | 8270 | 21 | 4.05 | Residential | Behind the Meter | Yes | Net Metered Residential | Trinity Solar |  | AC Electric | Accepted | 2023-12-05 | 2024-01-09 | 2025-01-09 | Inverters | Solar Edge | SE3000H-US000BEi4 | 3000 |  | 1 |  |  | 0.97 |  | Outdoor
NJADRE1555239125 | Administratively Determined Incentive Program | WOODBINE | 8270 | 21 | 4.05 | Residential | Behind the Meter | Yes | Net Metered Residential | Trinity Solar |  | AC Electric | Accepted | 2023-12-05 | 2024-01-09 | 2025-01-09 | Solar Panels | HANWHA | Q.PEAK DUO BLK ML-G10+ 405 |  | 0.405 | 8 | 215 | 37 |  | Fixed | Roof
NJADRE1555239125 | Administratively Determined Incentive Program | WOODBINE | 8270 | 21 | 4.05 | Residential | Behind the Meter | Yes | Net Metered Residential | Trinity Solar |  | AC Electric | Accepted | 2023-12-05 | 2024-01-09 | 2025-01-09 | Solar Panels | HANWHA | Q.PEAK DUO BLK ML-G10+ 405 |  | 0.405 | 2 | 125 | 37 |  | Fixed | Roof
NJADRE1555239132 | Administratively Determined Incentive Program | CLEMENTON | 8021 | 14 | 9.72 | Residential | Behind the Meter | Yes | Net Metered Residential | Sunrun Installation Services, Inc. |  | AC Electric | Accepted | 2023-12-05 | 2024-01-09 | 2025-01-09 | Inverters | SolarEdge Technologies | SE7600H-USSN | 7600 |  | 1 |  |  | 0.96 |  | Outdoor | Next To Meter
NJADRE1555239132 | Administratively Determined Incentive Program | CLEMENTON | 8021 | 14 | 9.72 | Residential | Behind the Meter | Yes | Net Metered Residential | Sunrun Installation Services, Inc. |  | AC Electric | Accepted | 2023-12-05 | 2024-01-09 | 2025-01-09 | Solar Panels | Hanwha Q Cells | Q.PEAK DUO BLK ML-G10+ 405 |  | 0.405 | 8 | 168 | 25 |  | Fixed | Roof
NJADRE1555239132 | Administratively Determined Incentive Program | CLEMENTON | 8021 | 14 | 9.72 | Residential | Behind the Meter | Yes | Net Metered Residential | Sunrun Installation Services, Inc. |  | AC Electric | Accepted | 2023-12-05 | 2024-01-09 | 2025-01-09 | Solar Panels | Hanwha Q Cells | Q.PEAK DUO BLK ML-G10+ 405 |  | 0.405 | 16 | 348 | 22 |  | Fixed | Roof
NJADRE1555239193 | Administratively Determined Incentive Program | GLASSBORO | 8028 | 15 | 2.03 | Residential | Behind the Meter | Yes | Net Metered Residential | Trinity Solar |  | AC Electric | Accepted | 2023-12-05 | 2024-01-09 | 2025-01-09 | Solar Panels | Hanwha | HANWHA 405 (Q.PEAK DUO BLK ML-G10+ 405) |  | 0.405 | 5 | 248 | 30 |  | Fixed | Roof
NJADRE1555239193 | Administratively Determined Incentive Program | GLASSBORO | 8028 | 15 | 2.03 | Residential | Behind the Meter | Yes | Net Metered Residential | Trinity Solar |  | AC Electric | Accepted | 2023-12-05 | 2024-01-09 | 2025-01-09 | Inverters | Enphase | (IQ8PLUS-72-2-US ) | 290 |  | 5 |  |  | 0.97 |  | Outside
NJADRE1555239193 | Administratively Determined Incentive Program | GLASSBORO | 8028 | 15 | 2.03 | Residential | Behind the Meter | Yes | Net Metered Residential | Trinity Solar |  | AC Electric | Accepted | 2023-12-05 | 2024-01-09 | 2025-01-09 | Electric Storage Battery | Tesla | TESLA (POWERWALL 2) |  |  | 2 |  |  |  | Lithium Ion |  | Indoors
NJADRE1555239277 | Administratively Determined Incentive Program | WOODBRIDGE TOWNSHIP | 8830 | 11 | 8.1 | Residential | Behind the Meter | No | Net Metered Residential | Tesla Energy Operations Inc |  | PSE&G | Accepted | 2023-12-05 | 2024-01-16 | 2025-01-16 | Solar Panels | Hanwha | Q.PEAK DUO BLK ML-G10+/TS 405 |  | 0.405 | 10 | 358 | 30 |  | Fixed | Roof
NJADRE1555239277 | Administratively Determined Incentive Program | WOODBRIDGE TOWNSHIP | 8830 | 11 | 8.1 | Residential | Behind the Meter | No | Net Metered Residential | Tesla Energy Operations Inc |  | PSE&G | Accepted | 2023-12-05 | 2024-01-16 | 2025-01-16 | Solar Panels | Hanwha | Q.PEAK DUO BLK ML-G10+/TS 405 |  | 0.405 | 10 | 178 | 30 |  | Fixed | Roof
NJADRE1555239277 | Administratively Determined Incentive Program | WOODBRIDGE TOWNSHIP | 8830 | 11 | 8.1 | Residential | Behind the Meter | No | Net Metered Residential | Tesla Energy Operations Inc |  | PSE&G | Accepted | 2023-12-05 | 2024-01-16 | 2025-01-16 | Inverters | Tesla | 1707000-20-G | 11500 |  | 2 |  |  | 0.97 |  | Outdoor
NJADRE1555239277 | Administratively Determined Incentive Program | WOODBRIDGE TOWNSHIP | 8830 | 11 | 8.1 | Residential | Behind the Meter | No | Net Metered Residential | Tesla Energy Operations Inc |  | PSE&G | Accepted | 2023-12-05 | 2024-01-16 | 2025-01-16 | Electric Storage Battery | Tesla | Powerwall 3 |  |  | 2 |  |  |  | Lithium Ion |  | OUTSIDE
NJADRE1555239281 | Administratively Determined Incentive Program | NEWARK | 7107 | 9 | 5.2 | Residential | Behind the Meter | Yes | Net Metered Residential | Pro Custom Solar dba Momentum Solar |  | PSE&G | Accepted | 2023-12-05 | 2024-01-09 | 2025-01-09 | Solar Panels | Â Q. PEAK DUO BLK-G10+400 | hanwha |  | 0.4 | 3 | 207 | 23 |  | Fixed | Roof
NJADRE1555239281 | Administratively Determined Incentive Program | NEWARK | 7107 | 9 | 5.2 | Residential | Behind the Meter | Yes | Net Metered Residential | Pro Custom Solar dba Momentum Solar |  | PSE&G | Accepted | 2023-12-05 | 2024-01-09 | 2025-01-09 | Solar Panels | Â Q. PEAK DUO BLK-G10+400 | hanwha |  | 0.4 | 10 | 27 | 22 |  | Fixed | Roof
NJADRE1555239281 | Administratively Determined Incentive Program | NEWARK | 7107 | 9 | 5.2 | Residential | Behind the Meter | Yes | Net Metered Residential | Pro Custom Solar dba Momentum Solar |  | PSE&G | Accepted | 2023-12-05 | 2024-01-09 | 2025-01-09 | Inverters | IQ8PLUS-72-2-US | enphase | 290 |  | 13 |  |  | 0.97 |  | Outdoor
NJADRE1555239549 | Administratively Determined Incentive Program | PORT MURRAY | 7865 | 2 | 18.23 | Residential | Behind the Meter | Yes | Net Metered Residential | Sunrun Installation Services, Inc. |  | JCP&L | Accepted | 2023-12-05 | 2024-01-09 | 2025-01-09 | Inverters | SOLAREDGE TECHNOLOGIES | SE10000H-USSN | 10000 |  | 2 |  |  | 0.99 |  | Indoor | Next To Meter
NJADRE1555239549 | Administratively Determined Incentive Program | PORT MURRAY | 7865 | 2 | 18.23 | Residential | Behind the Meter | Yes | Net Metered Residential | Sunrun Installation Services, Inc. |  | JCP&L | Accepted | 2023-12-05 | 2024-01-09 | 2025-01-09 | Solar Panels | HANWHA Q-CELLS | Q.PEAK DUO BLK ML-G10+ 405 |  | 0.405 | 11 | 162 | 34 |  | Fixed | Roof
NJADRE1555239549 | Administratively Determined Incentive Program | PORT MURRAY | 7865 | 2 | 18.23 | Residential | Behind the Meter | Yes | Net Metered Residential | Sunrun Installation Services, Inc. |  | JCP&L | Accepted | 2023-12-05 | 2024-01-09 | 2025-01-09 | Solar Panels | HANWHA Q-CELLS | Q.PEAK DUO BLK ML-G10+ 405 |  | 0.405 | 4 | 70 | 39 |  | Fixed | Roof
NJADRE1555239549 | Administratively Determined Incentive Program | PORT MURRAY | 7865 | 2 | 18.23 | Residential | Behind the Meter | Yes | Net Metered Residential | Sunrun Installation Services, Inc. |  | JCP&L | Accepted | 2023-12-05 | 2024-01-09 | 2025-01-09 | Solar Panels | HANWHA Q-CELLS | Q.PEAK DUO BLK ML-G10+ 405 |  | 0.405 | 4 | 251 | 39 |  | Fixed | Roof
NJADRE1555239549 | Administratively Determined Incentive Program | PORT MURRAY | 7865 | 2 | 18.23 | Residential | Behind the Meter | Yes | Net Metered Residential | Sunrun Installation Services, Inc. |  | JCP&L | Accepted | 2023-12-05 | 2024-01-09 | 2025-01-09 | Solar Panels | HANWHA Q-CELLS | Q.PEAK DUO BLK ML-G10+ 405 |  | 0.405 | 3 | 161 | 39 |  | Fixed | Roof
NJADRE1555239549 | Administratively Determined Incentive Program | PORT MURRAY | 7865 | 2 | 18.23 | Residential | Behind the Meter | Yes | Net Metered Residential | Sunrun Installation Services, Inc. |  | JCP&L | Accepted | 2023-12-05 | 2024-01-09 | 2025-01-09 | Solar Panels | HANWHA Q-CELLS | Q.PEAK DUO BLK ML-G10+ 405 |  | 0.405 | 5 | 340 | 39 |  | Fixed | Roof
NJADRE1555239549 | Administratively Determined Incentive Program | PORT MURRAY | 7865 | 2 | 18.23 | Residential | Behind the Meter | Yes | Net Metered Residential | Sunrun Installation Services, Inc. |  | JCP&L | Accepted | 2023-12-05 | 2024-01-09 | 2025-01-09 | Solar Panels | HANWHA Q-CELLS | Q.PEAK DUO BLK ML-G10+ 405 |  | 0.405 | 5 | 340 | 23 |  | Fixed | Roof
NJADRE1555239549 | Administratively Determined Incentive Program | PORT MURRAY | 7865 | 2 | 18.23 | Residential | Behind the Meter | Yes | Net Metered Residential | Sunrun Installation Services, Inc. |  | JCP&L | Accepted | 2023-12-05 | 2024-01-09 | 2025-01-09 | Solar Panels | HANWHA Q-CELLS | Q.PEAK DUO BLK ML-G10+ 405 |  | 0.405 | 4 | 70 | 39 |  | Fixed | Roof
NJADRE1555239549 | Administratively Determined Incentive Program | PORT MURRAY | 7865 | 2 | 18.23 | Residential | Behind the Meter | Yes | Net Metered Residential | Sunrun Installation Services, Inc. |  | JCP&L | Accepted | 2023-12-05 | 2024-01-09 | 2025-01-09 | Solar Panels | HANWHA Q-CELLS | Q.PEAK DUO BLK ML-G10+ 405 |  | 0.405 | 3 | 340 | 34 |  | Fixed | Roof
NJADRE1555239549 | Administratively Determined Incentive Program | PORT MURRAY | 7865 | 2 | 18.23 | Residential | Behind the Meter | Yes | Net Metered Residential | Sunrun Installation Services, Inc. |  | JCP&L | Accepted | 2023-12-05 | 2024-01-09 | 2025-01-09 | Solar Panels | HANWHA Q-CELLS | Q.PEAK DUO BLK ML-G10+ 405 |  | 0.405 | 6 | 340 | 34 |  | Fixed | Roof
NJADRE1555239575 | Administratively Determined Incentive Program | South Brunswick Twp | 8512 | 11 | 13.37 | Residential | Behind the Meter | No | Net Metered Residential | EMT Renewables |  | PSE&G | Accepted | 2023-12-05 | 2024-01-09 | 2025-01-09 | Inverters | ENPHASE | IQ8+ | 290 |  | 33 |  |  | 0.98 |  | Other | UNDER EACH PANEL
NJADRE1555239575 | Administratively Determined Incentive Program | South Brunswick Twp | 8512 | 11 | 13.37 | Residential | Behind the Meter | No | Net Metered Residential | EMT Renewables |  | PSE&G | Accepted | 2023-12-05 | 2024-01-09 | 2025-01-09 | Solar Panels | Q CELLS | Q PEAK DUO BLK |  | 0.405 | 13 | 188 | 20 |  | Fixed | Roof
NJADRE1555239575 | Administratively Determined Incentive Program | South Brunswick Twp | 8512 | 11 | 13.37 | Residential | Behind the Meter | No | Net Metered Residential | EMT Renewables |  | PSE&G | Accepted | 2023-12-05 | 2024-01-09 | 2025-01-09 | Solar Panels | Q CELLS | Q PEAK DUO BLK |  | 0.405 | 4 | 188 | 20 |  | Fixed | Roof
NJADRE1555239575 | Administratively Determined Incentive Program | South Brunswick Twp | 8512 | 11 | 13.37 | Residential | Behind the Meter | No | Net Metered Residential | EMT Renewables |  | PSE&G | Accepted | 2023-12-05 | 2024-01-09 | 2025-01-09 | Solar Panels | Q CELLS | Q PEAK DUO BLK |  | 0.405 | 9 | 8 | 20 |  | Fixed | Roof
NJADRE1555239575 | Administratively Determined Incentive Program | South Brunswick Twp | 8512 | 11 | 13.37 | Residential | Behind the Meter | No | Net Metered Residential | EMT Renewables |  | PSE&G | Accepted | 2023-12-05 | 2024-01-09 | 2025-01-09 | Solar Panels | Q CELLS | Q PEAK DUO BLK |  | 0.405 | 7 | 8 | 20 |  | Fixed | Roof
NJADRE1555239605 | Administratively Determined Incentive Program | SECAUCUS | 7094 | 8 | 6.89 | Residential | Behind the Meter | Yes | Net Metered Residential | Sunrun Installation Services, Inc. |  | PSE&G | Accepted | 2023-12-05 | 2024-01-09 | 2025-01-09 | Solar Panels | Hanwha Q-Cells | Q.PEAK DUO BLK ML-G10+ 405 |  | 0.405 | 4 | 219 | 23 |  | Fixed | Roof
NJADRE1555239605 | Administratively Determined Incentive Program | SECAUCUS | 7094 | 8 | 6.89 | Residential | Behind the Meter | Yes | Net Metered Residential | Sunrun Installation Services, Inc. |  | PSE&G | Accepted | 2023-12-05 | 2024-01-09 | 2025-01-09 | Solar Panels | Hanwha Q-Cells | Q.PEAK DUO BLK ML-G10+ 405 |  | 0.405 | 13 | 128 | 18 |  | Fixed | Roof
NJADRE1555239605 | Administratively Determined Incentive Program | SECAUCUS | 7094 | 8 | 6.89 | Residential | Behind the Meter | Yes | Net Metered Residential | Sunrun Installation Services, Inc. |  | PSE&G | Accepted | 2023-12-05 | 2024-01-09 | 2025-01-09 | Inverters | SolarEdge Technologies | SE6000H-USSN | 6000 |  | 1 |  |  | 0.99 |  | Outside
NJADRE1555239657 | Administratively Determined Incentive Program | BLACKWOOD | 8012 | 14 | 3.6 | Residential | Behind the Meter | No | Net Metered Residential | Power Energy Solutions |  | PSE&G | Accepted | 2023-12-15 | 2024-01-23 | 2025-01-23 | Inverters | SE3800H-US | SOLAREDGE | 3800 |  | 1 |  |  | 0.99 |  | Outside | ROOFTOP
NJADRE1555239657 | Administratively Determined Incentive Program | BLACKWOOD | 8012 | 14 | 3.6 | Residential | Behind the Meter | No | Net Metered Residential | Power Energy Solutions |  | PSE&G | Accepted | 2023-12-15 | 2024-01-23 | 2025-01-23 | Solar Panels | CS6R-400MS-HL HIKU6 BLACK MONO | CANNDAIN SOLAR |  | 0.4 | 3 | 164 | 40 |  | Fixed | Roof | ROOFTOP
NJADRE1555239657 | Administratively Determined Incentive Program | BLACKWOOD | 8012 | 14 | 3.6 | Residential | Behind the Meter | No | Net Metered Residential | Power Energy Solutions |  | PSE&G | Accepted | 2023-12-15 | 2024-01-23 | 2025-01-23 | Solar Panels | CS6R-400MS-HL HIKU6 BLACK MONO | CANNDAIN SOLAR |  | 0.4 | 2 | 74 | 9 |  | Fixed | Roof | ROOFTOP
NJADRE1555239657 | Administratively Determined Incentive Program | BLACKWOOD | 8012 | 14 | 3.6 | Residential | Behind the Meter | No | Net Metered Residential | Power Energy Solutions |  | PSE&G | Accepted | 2023-12-15 | 2024-01-23 | 2025-01-23 | Solar Panels | CS6R-400MS-HL HIKU6 BLACK MONO | CANNDAIN SOLAR |  | 0.4 | 4 | 74 | 40 |  | Fixed | Roof | ROOFTOP
NJADRE1555239663 | Administratively Determined Incentive Program | HILLSBOROUGH | 8844 | 5 | 9.32 | Residential | Behind the Meter | No | Net Metered Residential | Tesla Energy Operations Inc |  | PSE&G | Accepted | 2023-12-05 | 2024-02-07 | 2025-02-07 | Solar Panels | Hanwha | Q.PEAK DUO BLK ML-G10+/TS 405 |  | 0.405 | 7 | 153 | 39 |  | Fixed | Roof
NJADRE1555239663 | Administratively Determined Incentive Program | HILLSBOROUGH | 8844 | 5 | 9.32 | Residential | Behind the Meter | No | Net Metered Residential | Tesla Energy Operations Inc |  | PSE&G | Accepted | 2023-12-05 | 2024-02-07 | 2025-02-07 | Solar Panels | Q.PEAK DUO BLK ML-G10+/TS 405 | Hanwha |  | 0.405 | 13 | 64 | 30 |  | Fixed | Roof
NJADRE1555239663 | Administratively Determined Incentive Program | HILLSBOROUGH | 8844 | 5 | 9.32 | Residential | Behind the Meter | No | Net Metered Residential | Tesla Energy Operations Inc |  | PSE&G | Accepted | 2023-12-05 | 2024-02-07 | 2025-02-07 | Solar Panels | Hanwha | Q.PEAK DUO BLK ML-G10+/TS 405 |  | 0.405 | 3 | 64 | 30 |  | Fixed | Roof
NJADRE1555239663 | Administratively Determined Incentive Program | HILLSBOROUGH | 8844 | 5 | 9.32 | Residential | Behind the Meter | No | Net Metered Residential | Tesla Energy Operations Inc |  | PSE&G | Accepted | 2023-12-05 | 2024-02-07 | 2025-02-07 | Inverters | Tesla | #1850000-00-C | 7600 |  | 1 |  |  | 0.986 |  | Outdoor
NJADRE1555239663 | Administratively Determined Incentive Program | HILLSBOROUGH | 8844 | 5 | 9.32 | Residential | Behind the Meter | No | Net Metered Residential | Tesla Energy Operations Inc |  | PSE&G | Accepted | 2023-12-05 | 2024-02-07 | 2025-02-07 | Electric Storage Battery | Tesla | Ac Powerwall 2.0 |  |  | 2 |  |  |  | Lithium Ion |  | OUTSIDE
NJADRE1555239674 | Administratively Determined Incentive Program | Delaware | 7833 | 2 | 4.8 | Residential | Behind the Meter | Yes | Net Metered Residential | Posigen Developer. LLC |  | JCP&L | Accepted | 2023-12-05 | 2024-01-10 | 2025-01-10 | Solar Panels | Silfab | SIL-400 HC+ |  | 0.4 | 12 | 241 | 37 |  | Fixed | Roof
NJADRE1555239674 | Administratively Determined Incentive Program | Delaware | 7833 | 2 | 4.8 | Residential | Behind the Meter | Yes | Net Metered Residential | Posigen Developer. LLC |  | JCP&L | Accepted | 2023-12-05 | 2024-01-10 | 2025-01-10 | Inverters | SolarEdge | SE3800H-US | 3800 |  | 1 |  |  | 0.99 |  | Outside | within ten feet of meter
NJADRE1555239709 | Administratively Determined Incentive Program | FLEMINGTON | 8822 | 4 | 6.89 | Residential | Behind the Meter | Yes | Net Metered Residential | EMT Renewables |  | JCP&L | Accepted | 2023-12-05 | 2024-01-09 | 2025-01-09 | Inverters | ENPHASE | IQ8+ | 290 |  | 17 |  |  | 0.98 |  | Other | UNDER EACH PANEL
NJADRE1555239709 | Administratively Determined Incentive Program | FLEMINGTON | 8822 | 4 | 6.89 | Residential | Behind the Meter | Yes | Net Metered Residential | EMT Renewables |  | JCP&L | Accepted | 2023-12-05 | 2024-01-09 | 2025-01-09 | Solar Panels | Q CELLS | Q PEAK DUO BLK |  | 0.405 | 6 | 229 | 24 |  | Fixed | Roof
NJADRE1555239709 | Administratively Determined Incentive Program | FLEMINGTON | 8822 | 4 | 6.89 | Residential | Behind the Meter | Yes | Net Metered Residential | EMT Renewables |  | JCP&L | Accepted | 2023-12-05 | 2024-01-09 | 2025-01-09 | Solar Panels | Q CELLS | Q PEAK DUO BLK |  | 0.405 | 11 | 229 | 23 |  | Fixed | Roof
NJADRE1555239723 | Administratively Determined Incentive Program | NEWARK | 7106 | 9 | 13.6 | Residential | Behind the Meter | Yes | Net Metered Residential | Momentum Solar Energy Services |  | PSE&G | Accepted | 2023-12-05 | 2024-01-09 | 2025-01-09 | Inverters | IQ8PLUS-US | ENPHASE | 290 |  | 34 |  |  | 0.97 |  | Outdoor
NJADRE1555239723 | Administratively Determined Incentive Program | NEWARK | 7106 | 9 | 13.6 | Residential | Behind the Meter | Yes | Net Metered Residential | Momentum Solar Energy Services |  | PSE&G | Accepted | 2023-12-05 | 2024-01-09 | 2025-01-09 | Solar Panels | Q. PEAK DUO BLK-G10+400 | HANWHA |  | 0.4 | 34 | 106 | 4 |  | Fixed | Roof
NJADRE1555239751 | Administratively Determined Incentive Program | ERIAL | 8081 | 14 | 5.27 | Residential | Behind the Meter | Yes | Net Metered Residential | Sunrun Installation Services, Inc. |  | AC Electric | Accepted | 2023-12-05 | 2024-01-10 | 2025-01-10 | Inverters | SOLAREDGE TECHNOLOGIES | SE3800H-USMN | 3800 |  | 1 |  |  | 0.99 |  | Outdoor | next to meter
NJADRE1555239751 | Administratively Determined Incentive Program | ERIAL | 8081 | 14 | 5.27 | Residential | Behind the Meter | Yes | Net Metered Residential | Sunrun Installation Services, Inc. |  | AC Electric | Accepted | 2023-12-05 | 2024-01-10 | 2025-01-10 | Solar Panels | Hanwha Q Cells | Q.PEAK DUO BLK ML-G10+ 405 |  | 0.405 | 4 | 165 | 27 |  | Fixed | Roof
NJADRE1555239751 | Administratively Determined Incentive Program | ERIAL | 8081 | 14 | 5.27 | Residential | Behind the Meter | Yes | Net Metered Residential | Sunrun Installation Services, Inc. |  | AC Electric | Accepted | 2023-12-05 | 2024-01-10 | 2025-01-10 | Solar Panels | Hanwha Q Cells | Q.PEAK DUO BLK ML-G10+ 405 |  | 0.405 | 9 | 345 | 15 |  | Fixed | Roof
NJADRE1555239758 | Administratively Determined Incentive Program | HALEDON | 7508 | 6 | 4.4 | Residential | Behind the Meter | Yes | Net Metered Residential | Momentum Solar Energy Services |  | PSE&G | Accepted | 2023-12-05 | 2024-01-09 | 2025-01-09 | Inverters | IQ8PLUS-72-2-US | ENPHASE | 290 |  | 11 |  |  | 0.97 |  | Outdoor
NJADRE1555239758 | Administratively Determined Incentive Program | HALEDON | 7508 | 6 | 4.4 | Residential | Behind the Meter | Yes | Net Metered Residential | Momentum Solar Energy Services |  | PSE&G | Accepted | 2023-12-05 | 2024-01-09 | 2025-01-09 | Solar Panels | Q. PEAK DUO BLK-G10+400 | HANWHA |  | 0.4 | 5 | 71 | 42 |  | Fixed | Roof
NJADRE1555239758 | Administratively Determined Incentive Program | HALEDON | 7508 | 6 | 4.4 | Residential | Behind the Meter | Yes | Net Metered Residential | Momentum Solar Energy Services |  | PSE&G | Accepted | 2023-12-05 | 2024-01-09 | 2025-01-09 | Solar Panels | Q. PEAK DUO BLK-G10+400 | HANWHA |  | 0.4 | 3 | 251 | 22 |  | Fixed | Roof
NJADRE1555239758 | Administratively Determined Incentive Program | HALEDON | 7508 | 6 | 4.4 | Residential | Behind the Meter | Yes | Net Metered Residential | Momentum Solar Energy Services |  | PSE&G | Accepted | 2023-12-05 | 2024-01-09 | 2025-01-09 | Solar Panels | Q. PEAK DUO BLK-G10+400 | HANWHA |  | 0.4 | 3 | 71 | 28 |  | Fixed | Roof
NJADRE1555239766 | Administratively Determined Incentive Program | MAPLEWOOD | 7040 | 9 | 4.8 | Residential | Behind the Meter | Yes | Net Metered Residential | Posigen Developer. LLC |  | PSE&G | Accepted | 2023-12-05 | 2024-01-09 | 2025-01-09 | Solar Panels | Silfab | SIL-400 HC+ |  | 0.4 | 12 | 227 | 21 |  | Fixed | Roof
NJADRE1555239766 | Administratively Determined Incentive Program | MAPLEWOOD | 7040 | 9 | 4.8 | Residential | Behind the Meter | Yes | Net Metered Residential | Posigen Developer. LLC |  | PSE&G | Accepted | 2023-12-05 | 2024-01-09 | 2025-01-09 | Inverters | SolarEdge | SE3800H-US | 3800 |  | 1 |  |  | 0.99 |  | Outside | within ten feet of meter
NJADRE1555239771 | Administratively Determined Incentive Program | WILLINGBORO | 8046 | 13 | 12.96 | Residential | Behind the Meter | Yes | Net Metered Residential | Sunrun Installation Services, Inc. |  | PSE&G | Accepted | 2023-12-05 | 2024-01-17 | 2025-01-17 | Inverters | SolarEdge Technologies | SE10000H-USSN | 10000 |  | 1 |  |  | 0.99 |  | Outdoor
NJADRE1555239771 | Administratively Determined Incentive Program | WILLINGBORO | 8046 | 13 | 12.96 | Residential | Behind the Meter | Yes | Net Metered Residential | Sunrun Installation Services, Inc. |  | PSE&G | Accepted | 2023-12-05 | 2024-01-17 | 2025-01-17 | Solar Panels | Hanwha Q Cells | Q.PEAK DUO BLK ML-G10+ 405 |  | 0.405 | 13 | 51 | 42 |  | Fixed | Roof
NJADRE1555239771 | Administratively Determined Incentive Program | WILLINGBORO | 8046 | 13 | 12.96 | Residential | Behind the Meter | Yes | Net Metered Residential | Sunrun Installation Services, Inc. |  | PSE&G | Accepted | 2023-12-05 | 2024-01-17 | 2025-01-17 | Solar Panels | Hanwha Q Cells | Q.PEAK DUO BLK ML-G10+ 405 |  | 0.405 | 19 | 231 | 42 |  | Fixed | Roof
NJADRE1555239785 | Administratively Determined Incentive Program | HILLSIDE | 7205 | 10 | 6.4 | Residential | Behind the Meter | Yes | Net Metered Residential | Momentum Solar Energy Services |  | PSE&G | Accepted | 2023-12-05 | 2024-01-10 | 2025-01-10 | Inverters | IQ8PLUS-72-2-US | ENPHASE | 290 |  | 16 |  |  | 0.97 |  | Outdoor
NJADRE1555239785 | Administratively Determined Incentive Program | HILLSIDE | 7205 | 10 | 6.4 | Residential | Behind the Meter | Yes | Net Metered Residential | Momentum Solar Energy Services |  | PSE&G | Accepted | 2023-12-05 | 2024-01-10 | 2025-01-10 | Solar Panels | Q. PEAK DUO BLK-G10+400 | HANWHA |  | 0.4 | 4 | 179 | 31 |  | Fixed | Roof
NJADRE1555239785 | Administratively Determined Incentive Program | HILLSIDE | 7205 | 10 | 6.4 | Residential | Behind the Meter | Yes | Net Metered Residential | Momentum Solar Energy Services |  | PSE&G | Accepted | 2023-12-05 | 2024-01-10 | 2025-01-10 | Solar Panels | Q. PEAK DUO BLK-G10+400 | HANWHA |  | 0.4 | 6 | 179 | 31 |  | Fixed | Roof
NJADRE1555239785 | Administratively Determined Incentive Program | HILLSIDE | 7205 | 10 | 6.4 | Residential | Behind the Meter | Yes | Net Metered Residential | Momentum Solar Energy Services |  | PSE&G | Accepted | 2023-12-05 | 2024-01-10 | 2025-01-10 | Solar Panels | Q. PEAK DUO BLK-G10+400 | HANWHA |  | 0.4 | 6 | 179 | 31 |  | Fixed | Roof
NJADRE1555240364 | Administratively Determined Incentive Program | SOMERSET | 8873 | 5 | 5.2 | Residential | Behind the Meter | Yes | Net Metered Residential | Momentum Solar Energy Services |  | PSE&G | Accepted | 2023-12-05 | 2024-01-09 | 2025-01-09 | Inverters | IQ8PLUS-72-2-US | ENPHASE | 290 |  | 13 |  |  | 0.97 |  | Outdoor
NJADRE1555240364 | Administratively Determined Incentive Program | SOMERSET | 8873 | 5 | 5.2 | Residential | Behind the Meter | Yes | Net Metered Residential | Momentum Solar Energy Services |  | PSE&G | Accepted | 2023-12-05 | 2024-01-09 | 2025-01-09 | Solar Panels | Q. PEAK DUO BLK-G10+400 | HANWHA |  | 0.4 | 13 | 125 | 36 |  | Fixed | Roof
NJADRE1555240380 | Administratively Determined Incentive Program | NEWARK | 7112 | 9 | 7.6 | Residential | Behind the Meter | Yes | Net Metered Residential | Momentum Solar Energy Services |  | PSE&G | Accepted | 2023-12-05 | 2024-01-09 | 2025-01-09 | Inverters | IQ8PLUS-72-2-US | ENPHASE | 290 |  | 19 |  |  | 0.97 |  | Outdoor
NJADRE1555240380 | Administratively Determined Incentive Program | NEWARK | 7112 | 9 | 7.6 | Residential | Behind the Meter | Yes | Net Metered Residential | Momentum Solar Energy Services |  | PSE&G | Accepted | 2023-12-05 | 2024-01-09 | 2025-01-09 | Solar Panels | q.peak duo blk ml-g10+400 | HANWHA |  | 0.4 | 11 | 211 | 45 |  | Fixed | Roof
NJADRE1555240380 | Administratively Determined Incentive Program | NEWARK | 7112 | 9 | 7.6 | Residential | Behind the Meter | Yes | Net Metered Residential | Momentum Solar Energy Services |  | PSE&G | Accepted | 2023-12-05 | 2024-01-09 | 2025-01-09 | Solar Panels | q.peak duo blk ml-g10+400 | HANWHA |  | 0.4 | 8 | 31 | 45 |  | Fixed | Roof
NJADRE1555240388 | Administratively Determined Incentive Program | BROWNS MILLS | 8015 | 13 | 8 | Residential | Behind the Meter | Yes | Net Metered Residential | Momentum Solar Energy Services |  | JCP&L | Accepted | 2023-12-05 | 2024-01-09 | 2025-01-09 | Inverters | IQ8PLUS-72-2-US | ENPHASE | 290 |  | 20 |  |  | 0.97 |  | Outdoor
NJADRE1555240388 | Administratively Determined Incentive Program | BROWNS MILLS | 8015 | 13 | 8 | Residential | Behind the Meter | Yes | Net Metered Residential | Momentum Solar Energy Services |  | JCP&L | Accepted | 2023-12-05 | 2024-01-09 | 2025-01-09 | Solar Panels | Q. PEAK DUO BLK-G10+400 | HANWHA |  | 0.4 | 7 | 193 | 20 |  | Fixed | Roof
NJADRE1555240388 | Administratively Determined Incentive Program | BROWNS MILLS | 8015 | 13 | 8 | Residential | Behind the Meter | Yes | Net Metered Residential | Momentum Solar Energy Services |  | JCP&L | Accepted | 2023-12-05 | 2024-01-09 | 2025-01-09 | Solar Panels | Q. PEAK DUO BLK-G10+400 | HANWHA |  | 0.4 | 5 | 193 | 20 |  | Fixed | Roof
NJADRE1555240388 | Administratively Determined Incentive Program | BROWNS MILLS | 8015 | 13 | 8 | Residential | Behind the Meter | Yes | Net Metered Residential | Momentum Solar Energy Services |  | JCP&L | Accepted | 2023-12-05 | 2024-01-09 | 2025-01-09 | Solar Panels | Q. PEAK DUO BLK-G10+400 | HANWHA |  | 0.4 | 8 | 13 | 20 |  | Fixed | Roof
NJADRE1555240394 | Administratively Determined Incentive Program | PLEASANTVILLE | 8232 | 19 | 4 | Residential | Behind the Meter | Yes | Net Metered Residential | Pro Custom Solar dba Momentum Solar Energy Services |  | AC Electric | Accepted | 2023-12-05 | 2024-01-11 | 2025-01-11 | Inverters | IQ8PLUS-72-2-US | ENPHASE | 290 |  | 10 |  |  | 0.97 |  | Outdoor
NJADRE1555240394 | Administratively Determined Incentive Program | PLEASANTVILLE | 8232 | 19 | 4 | Residential | Behind the Meter | Yes | Net Metered Residential | Pro Custom Solar dba Momentum Solar Energy Services |  | AC Electric | Accepted | 2023-12-05 | 2024-01-11 | 2025-01-11 | Solar Panels | Q. PEAK DUO BLK-G10+400 | HANWHA |  | 0.4 | 10 | 114 | 22 |  | Fixed | Roof
NJADRE1555240401 | Administratively Determined Incentive Program | SICKLERVILLE | 8081 | 14 | 4.4 | Residential | Behind the Meter | Yes | Net Metered Residential | Momentum Solar Energy Services |  | AC Electric | Accepted | 2023-12-05 | 2024-01-10 | 2025-01-10 | Inverters | IQ8PLUS-72-2-US | ENPHASE | 290 |  | 11 |  |  | 0.97 |  | Outdoor
NJADRE1555240401 | Administratively Determined Incentive Program | SICKLERVILLE | 8081 | 14 | 4.4 | Residential | Behind the Meter | Yes | Net Metered Residential | Momentum Solar Energy Services |  | AC Electric | Accepted | 2023-12-05 | 2024-01-10 | 2025-01-10 | Solar Panels | Q. PEAK DUO BLK-G10+400 | HANWHA |  | 0.4 | 4 | 162 | 22 |  | Fixed | Roof
NJADRE1555240401 | Administratively Determined Incentive Program | SICKLERVILLE | 8081 | 14 | 4.4 | Residential | Behind the Meter | Yes | Net Metered Residential | Momentum Solar Energy Services |  | AC Electric | Accepted | 2023-12-05 | 2024-01-10 | 2025-01-10 | Solar Panels | Q. PEAK DUO BLK-G10+400 | HANWHA |  | 0.4 | 7 | 42 | 22 |  | Fixed | Roof
NJADRE1555240831 | Administratively Determined Incentive Program | CAMDEN | 8103 | 14 | 5.14 | Residential | Behind the Meter | No | Net Metered Residential | Bright Planet Solar |  | PSE&G | Accepted | 2023-12-05 | 2024-01-11 | 2025-01-11 | Inverters | Solar Edge | SE3800H-USRGM | 3800 |  | 1 |  |  | 0.98 |  | Outdoor | OUTSIDE
NJADRE1555240831 | Administratively Determined Incentive Program | CAMDEN | 8103 | 14 | 5.14 | Residential | Behind the Meter | No | Net Metered Residential | Bright Planet Solar |  | PSE&G | Accepted | 2023-12-05 | 2024-01-11 | 2025-01-11 | Solar Panels | Canadian Solar | CS3N-395MS |  | 0.395 | 13 | 180 | 9 |  | Fixed | Roof
NJADRE1555249639 | Administratively Determined Incentive Program | SALEM | 8079 | 16 | 9.6 | Residential | Behind the Meter | Yes | Net Metered Residential | Suntuity Solar LLC |  | AC Electric | Accepted | 2023-12-06 | 2024-01-10 | 2025-01-10 | Inverters | (24) ENPHASE | IQ8PLUS-72-2-US | 290 |  | 24 |  |  | 0.97 |  | Outdoor | Behind the PV modules
NJADRE1555249639 | Administratively Determined Incentive Program | SALEM | 8079 | 16 | 9.6 | Residential | Behind the Meter | Yes | Net Metered Residential | Suntuity Solar LLC |  | AC Electric | Accepted | 2023-12-06 | 2024-01-10 | 2025-01-10 | Solar Panels | (24) CANADIAN SOLAR | CS6R-400MS-HL |  | 0.4 | 20 | 203 | 19 |  | Fixed | Roof
NJADRE1555249639 | Administratively Determined Incentive Program | SALEM | 8079 | 16 | 9.6 | Residential | Behind the Meter | Yes | Net Metered Residential | Suntuity Solar LLC |  | AC Electric | Accepted | 2023-12-06 | 2024-01-10 | 2025-01-10 | Solar Panels | (24) CANADIAN SOLAR | CS6R-400MS-HL |  | 0.4 | 4 | 23 | 19 |  | Fixed | Roof
NJADRE1555249641 | Administratively Determined Incentive Program | WASHINGTON TOWNSHIP | 8691 | 12 | 6.08 | Residential | Behind the Meter | Yes | Net Metered Residential | Sunrun Installation Services, Inc. |  | PSE&G | Accepted | 2023-12-06 | 2024-01-10 | 2025-01-10 | Inverters | Delta Electronics | E6-TL-US | 5760 |  | 1 |  |  | 0.96 |  | Outdoor | Next To Meter
NJADRE1555249641 | Administratively Determined Incentive Program | WASHINGTON TOWNSHIP | 8691 | 12 | 6.08 | Residential | Behind the Meter | Yes | Net Metered Residential | Sunrun Installation Services, Inc. |  | PSE&G | Accepted | 2023-12-06 | 2024-01-10 | 2025-01-10 | Solar Panels | Hanwha Q Cells | Q.PEAK DUO BLK ML-G10+ 405 |  | 0.405 | 9 | 68 | 23 |  | Fixed | Roof
NJADRE1555249641 | Administratively Determined Incentive Program | WASHINGTON TOWNSHIP | 8691 | 12 | 6.08 | Residential | Behind the Meter | Yes | Net Metered Residential | Sunrun Installation Services, Inc. |  | PSE&G | Accepted | 2023-12-06 | 2024-01-10 | 2025-01-10 | Solar Panels | Hanwha Q Cells | Q.PEAK DUO BLK ML-G10+ 405 |  | 0.405 | 6 | 68 | 23 |  | Fixed | Roof
NJADRE1555249642 | Administratively Determined Incentive Program | EAST RUTHERFORD | 7073 | 7 | 4.05 | Residential | Behind the Meter | Yes | Net Metered Residential | Sunrun Installation Services, Inc. |  | PSE&G | Accepted | 2023-12-06 | 2024-01-23 | 2025-01-23 | Inverters | SolarEdge Technologies | SE3800H-USMN | 3800 |  | 1 |  |  | 0.96 |  | Outdoor | Next To Meter
NJADRE1555249642 | Administratively Determined Incentive Program | EAST RUTHERFORD | 7073 | 7 | 4.05 | Residential | Behind the Meter | Yes | Net Metered Residential | Sunrun Installation Services, Inc. |  | PSE&G | Accepted | 2023-12-06 | 2024-01-23 | 2025-01-23 | Solar Panels | Hanwha Q Cells | Q.PEAK DUO BLK ML-G10+ 405 |  | 0.405 | 3 | 217 | 45 |  | Fixed | Roof
NJADRE1555249642 | Administratively Determined Incentive Program | EAST RUTHERFORD | 7073 | 7 | 4.05 | Residential | Behind the Meter | Yes | Net Metered Residential | Sunrun Installation Services, Inc. |  | PSE&G | Accepted | 2023-12-06 | 2024-01-23 | 2025-01-23 | Solar Panels | Hanwha Q Cells | Q.PEAK DUO BLK ML-G10+ 405 |  | 0.405 | 7 | 37 | 45 |  | Fixed | Roof
NJADRE1555249644 | Administratively Determined Incentive Program | TRENTON | 8610 | 12 | 4.46 | Residential | Behind the Meter | Yes | Net Metered Residential | Sunrun Installation Services, Inc. |  | PSE&G | Accepted | 2023-12-06 | 2024-01-10 | 2025-01-10 | Inverters | Delta Electronics | E4-TL-US | 3840 |  | 1 |  |  | 0.96 |  | Outdoor | Next To Meter
NJADRE1555249644 | Administratively Determined Incentive Program | TRENTON | 8610 | 12 | 4.46 | Residential | Behind the Meter | Yes | Net Metered Residential | Sunrun Installation Services, Inc. |  | PSE&G | Accepted | 2023-12-06 | 2024-01-10 | 2025-01-10 | Electric Storage Battery | Tesla | Powerwall 2 AC |  |  | 1 |  |  |  | Lithium Ion |  | outside
NJADRE1555249644 | Administratively Determined Incentive Program | TRENTON | 8610 | 12 | 4.46 | Residential | Behind the Meter | Yes | Net Metered Residential | Sunrun Installation Services, Inc. |  | PSE&G | Accepted | 2023-12-06 | 2024-01-10 | 2025-01-10 | Solar Panels | Hanwha Q Cells | Q.PEAK DUO BLK ML-G10+ 405 |  | 0.405 | 11 | 171 | 19 |  | Fixed | Roof
NJADRE1555249675 | Administratively Determined Incentive Program | CHERRY HILL | 8003 | 14 | 12.96 | Residential | Behind the Meter | Yes | Net Metered Residential | SunnyMac LLC |  | PSE&G | Accepted | 2023-12-06 | 2024-01-10 | 2025-01-10 | Solar Panels | Q.PEAK DUO BLK ML-G10+ 405W | HANWHA |  | 0.405 | 10 | 155 | 31 |  | Fixed | Roof
NJADRE1555249675 | Administratively Determined Incentive Program | CHERRY HILL | 8003 | 14 | 12.96 | Residential | Behind the Meter | Yes | Net Metered Residential | SunnyMac LLC |  | PSE&G | Accepted | 2023-12-06 | 2024-01-10 | 2025-01-10 | Solar Panels | Q.PEAK DUO BLK ML-G10+ 405W | HANWHA |  | 0.405 | 3 | 245 | 32 |  | Fixed | Roof
NJADRE1555249675 | Administratively Determined Incentive Program | CHERRY HILL | 8003 | 14 | 12.96 | Residential | Behind the Meter | Yes | Net Metered Residential | SunnyMac LLC |  | PSE&G | Accepted | 2023-12-06 | 2024-01-10 | 2025-01-10 | Solar Panels | Q.PEAK DUO BLK ML-G10+ 405W | HANWHA |  | 0.405 | 6 | 65 | 31 |  | Fixed | Roof
NJADRE1555249675 | Administratively Determined Incentive Program | CHERRY HILL | 8003 | 14 | 12.96 | Residential | Behind the Meter | Yes | Net Metered Residential | SunnyMac LLC |  | PSE&G | Accepted | 2023-12-06 | 2024-01-10 | 2025-01-10 | Solar Panels | Q.PEAK DUO BLK ML-G10+ 405W | HANWHA |  | 0.405 | 7 | 335 | 31 |  | Fixed | Roof
NJADRE1555249675 | Administratively Determined Incentive Program | CHERRY HILL | 8003 | 14 | 12.96 | Residential | Behind the Meter | Yes | Net Metered Residential | SunnyMac LLC |  | PSE&G | Accepted | 2023-12-06 | 2024-01-10 | 2025-01-10 | Solar Panels | Q.PEAK DUO BLK ML-G10+ 405W | HANWHA |  | 0.405 | 6 | 335 | 31 |  | Fixed | Roof
NJADRE1555249675 | Administratively Determined Incentive Program | CHERRY HILL | 8003 | 14 | 12.96 | Residential | Behind the Meter | Yes | Net Metered Residential | SunnyMac LLC |  | PSE&G | Accepted | 2023-12-06 | 2024-01-10 | 2025-01-10 | Inverters | SE10000H-US | Solaredge | 10000 |  | 1 |  |  | 0.1 |  | Outdoor | next to meter
NJADRE1555249675 | Administratively Determined Incentive Program | CHERRY HILL | 8003 | 14 | 12.96 | Residential | Behind the Meter | Yes | Net Metered Residential | SunnyMac LLC |  | PSE&G | Accepted | 2023-12-06 | 2024-01-10 | 2025-01-10 | Meters | SE-RGMTR-1D-240C-B | Solaredge |  |  | 1 |  |  |  | Yes | Outdoor
NJADRE1555249687 | Administratively Determined Incentive Program | TUCKERTON | 8087 | 18 | 14.99 | Residential | Behind the Meter | Yes | Net Metered Residential | SunnyMac LLC |  | AC Electric | Accepted | 2023-12-06 | 2024-01-10 | 2025-01-10 | Solar Panels | Q.PEAK DUO BLK ML-G10+ 405W | HANWHA |  | 0.405 | 14 | 265 | 33 |  | Fixed | Roof
NJADRE1555249687 | Administratively Determined Incentive Program | TUCKERTON | 8087 | 18 | 14.99 | Residential | Behind the Meter | Yes | Net Metered Residential | SunnyMac LLC |  | AC Electric | Accepted | 2023-12-06 | 2024-01-10 | 2025-01-10 | Solar Panels | Q.PEAK DUO BLK ML-G10+ 405W | HANWHA |  | 0.405 | 3 | 265 | 33 |  | Fixed | Roof
NJADRE1555249687 | Administratively Determined Incentive Program | TUCKERTON | 8087 | 18 | 14.99 | Residential | Behind the Meter | Yes | Net Metered Residential | SunnyMac LLC |  | AC Electric | Accepted | 2023-12-06 | 2024-01-10 | 2025-01-10 | Solar Panels | Q.PEAK DUO BLK ML-G10+ 405W | HANWHA |  | 0.405 | 10 | 85 | 33 |  | Fixed | Roof
NJADRE1555249687 | Administratively Determined Incentive Program | TUCKERTON | 8087 | 18 | 14.99 | Residential | Behind the Meter | Yes | Net Metered Residential | SunnyMac LLC |  | AC Electric | Accepted | 2023-12-06 | 2024-01-10 | 2025-01-10 | Solar Panels | Q.PEAK DUO BLK ML-G10+ 405W | HANWHA |  | 0.405 | 10 | 85 | 33 |  | Fixed | Roof
NJADRE1555249687 | Administratively Determined Incentive Program | TUCKERTON | 8087 | 18 | 14.99 | Residential | Behind the Meter | Yes | Net Metered Residential | SunnyMac LLC |  | AC Electric | Accepted | 2023-12-06 | 2024-01-10 | 2025-01-10 | Inverters | SE 10000H-US | Solaredge | 10000 |  | 1 |  |  | 0.1 |  | Outdoor | next tometer
NJADRE1555249690 | Administratively Determined Incentive Program | HILLSIDE | 7205 | 10 | 4.46 | Residential | Behind the Meter | Yes | Net Metered Residential | Sunrun Installation Services, Inc. |  | PSE&G | Accepted | 2023-12-06 | 2024-01-10 | 2025-01-10 | Inverters | SOLAREDGE TECHNOLOGIES | SE3800H-USMN | 3800 |  | 1 |  |  | 0.992 |  | Outdoor | next to meter
NJADRE1555249690 | Administratively Determined Incentive Program | HILLSIDE | 7205 | 10 | 4.46 | Residential | Behind the Meter | Yes | Net Metered Residential | Sunrun Installation Services, Inc. |  | PSE&G | Accepted | 2023-12-06 | 2024-01-10 | 2025-01-10 | Solar Panels | HANWHA Q-CELLS | Q.PEAK DUO BLK ML-G10+ 405 |  | 0.405 | 11 | 219 | 34 |  | Fixed | Roof
NJADRE1555249723 | Administratively Determined Incentive Program | Bound Brook | 8805 | 5 | 4.46 | Residential | Behind the Meter | Yes | Net Metered Residential | SunnyMac LLC |  | PSE&G | Accepted | 2023-12-06 | 2024-01-10 | 2025-01-10 | Solar Panels | Q.PEAK DUO BLK ML-G10+ 405W | HANWHA |  | 0.405 | 6 | 187 | 23 |  | Fixed | Roof
NJADRE1555249723 | Administratively Determined Incentive Program | Bound Brook | 8805 | 5 | 4.46 | Residential | Behind the Meter | Yes | Net Metered Residential | SunnyMac LLC |  | PSE&G | Accepted | 2023-12-06 | 2024-01-10 | 2025-01-10 | Solar Panels | Q.PEAK DUO BLK ML-G10+ 405W | HANWHA |  | 0.405 | 5 | 187 | 35 |  | Fixed | Roof
NJADRE1555249723 | Administratively Determined Incentive Program | Bound Brook | 8805 | 5 | 4.46 | Residential | Behind the Meter | Yes | Net Metered Residential | SunnyMac LLC |  | PSE&G | Accepted | 2023-12-06 | 2024-01-10 | 2025-01-10 | Inverters | SE3800H-US | Solaredge | 3800 |  | 1 |  |  | 0.1 |  | Outdoor | next to meter
NJADRE1555249733 | Administratively Determined Incentive Program | TOMS RIVER | 8755 | 18 | 13.6 | Residential | Behind the Meter | No | Net Metered Residential | Powerlutions |  | JCP&L | Accepted | 2023-12-06 | 2024-01-11 | 2025-01-11 | Solar Panels | Rec | REC400AA PURE-R |  | 0.4 | 24 | 168 | 37 |  | Fixed | Roof
NJADRE1555249733 | Administratively Determined Incentive Program | TOMS RIVER | 8755 | 18 | 13.6 | Residential | Behind the Meter | No | Net Metered Residential | Powerlutions |  | JCP&L | Accepted | 2023-12-06 | 2024-01-11 | 2025-01-11 | Solar Panels | Rec | REC400AA PURE-R |  | 0.4 | 4 | 168 | 37 |  | Fixed | Roof
NJADRE1555249733 | Administratively Determined Incentive Program | TOMS RIVER | 8755 | 18 | 13.6 | Residential | Behind the Meter | No | Net Metered Residential | Powerlutions |  | JCP&L | Accepted | 2023-12-06 | 2024-01-11 | 2025-01-11 | Solar Panels | Rec | REC400AA PURE-R |  | 0.4 | 3 | 168 | 39 |  | Fixed | Roof
NJADRE1555249733 | Administratively Determined Incentive Program | TOMS RIVER | 8755 | 18 | 13.6 | Residential | Behind the Meter | No | Net Metered Residential | Powerlutions |  | JCP&L | Accepted | 2023-12-06 | 2024-01-11 | 2025-01-11 | Solar Panels | Rec | REC400AA PURE-R |  | 0.4 | 3 | 258 | 39 |  | Fixed | Roof
NJADRE1555249733 | Administratively Determined Incentive Program | TOMS RIVER | 8755 | 18 | 13.6 | Residential | Behind the Meter | No | Net Metered Residential | Powerlutions |  | JCP&L | Accepted | 2023-12-06 | 2024-01-11 | 2025-01-11 | Inverters | ENPHASE | IQ7X-96-2-US | 315 |  | 34 |  |  | 0.98 |  | Outdoor
NJADRE1555249744 | Administratively Determined Incentive Program | ROBBINSVILLE | 8691 | 12 | 13.37 | Residential | Behind the Meter | Yes | Net Metered Residential | SunnyMac LLC |  | JCP&L | Accepted | 2023-12-06 | 2024-01-10 | 2025-01-10 | Solar Panels | Q.PEAK DUO BLK ML-G10+ 405W | HANWHA |  | 0.405 | 2 | 76 | 18 |  | Fixed | Roof
NJADRE1555249744 | Administratively Determined Incentive Program | ROBBINSVILLE | 8691 | 12 | 13.37 | Residential | Behind the Meter | Yes | Net Metered Residential | SunnyMac LLC |  | JCP&L | Accepted | 2023-12-06 | 2024-01-10 | 2025-01-10 | Solar Panels | Q.PEAK DUO BLK ML-G10+ 405W | HANWHA |  | 0.405 | 5 | 256 | 18 |  | Fixed | Roof
NJADRE1555249744 | Administratively Determined Incentive Program | ROBBINSVILLE | 8691 | 12 | 13.37 | Residential | Behind the Meter | Yes | Net Metered Residential | SunnyMac LLC |  | JCP&L | Accepted | 2023-12-06 | 2024-01-10 | 2025-01-10 | Solar Panels | Q.PEAK DUO BLK ML-G10+ 405W | HANWHA |  | 0.405 | 10 | 166 | 32 |  | Fixed | Roof
NJADRE1555249744 | Administratively Determined Incentive Program | ROBBINSVILLE | 8691 | 12 | 13.37 | Residential | Behind the Meter | Yes | Net Metered Residential | SunnyMac LLC |  | JCP&L | Accepted | 2023-12-06 | 2024-01-10 | 2025-01-10 | Solar Panels | Q.PEAK DUO BLK ML-G10+ 405W | HANWHA |  | 0.405 | 9 | 256 | 42 |  | Fixed | Roof
NJADRE1555249744 | Administratively Determined Incentive Program | ROBBINSVILLE | 8691 | 12 | 13.37 | Residential | Behind the Meter | Yes | Net Metered Residential | SunnyMac LLC |  | JCP&L | Accepted | 2023-12-06 | 2024-01-10 | 2025-01-10 | Solar Panels | Q.PEAK DUO BLK ML-G10+ 405W | HANWHA |  | 0.405 | 2 | 76 | 41 |  | Fixed | Roof
NJADRE1555249744 | Administratively Determined Incentive Program | ROBBINSVILLE | 8691 | 12 | 13.37 | Residential | Behind the Meter | Yes | Net Metered Residential | SunnyMac LLC |  | JCP&L | Accepted | 2023-12-06 | 2024-01-10 | 2025-01-10 | Solar Panels | Q.PEAK DUO BLK ML-G10+ 405W | HANWHA |  | 0.405 | 3 | 346 | 29 |  | Fixed | Roof
NJADRE1555249744 | Administratively Determined Incentive Program | ROBBINSVILLE | 8691 | 12 | 13.37 | Residential | Behind the Meter | Yes | Net Metered Residential | SunnyMac LLC |  | JCP&L | Accepted | 2023-12-06 | 2024-01-10 | 2025-01-10 | Solar Panels | Q.PEAK DUO BLK ML-G10+ 405W | HANWHA |  | 0.405 | 2 | 166 | 20 |  | Fixed | Roof
NJADRE1555249744 | Administratively Determined Incentive Program | ROBBINSVILLE | 8691 | 12 | 13.37 | Residential | Behind the Meter | Yes | Net Metered Residential | SunnyMac LLC |  | JCP&L | Accepted | 2023-12-06 | 2024-01-10 | 2025-01-10 | Inverters | SE7600H-US | Solaredge | 7600 |  | 1 |  |  | 0.1 |  | Outdoor | next to meter
NJADRE1555249757 | Administratively Determined Incentive Program | MONROE TOWNSHIP | 8831 | 11 | 20.8 | Residential | Behind the Meter | No | Net Metered Residential | US Clean Energy Construction Inc. |  | JCP&L | Accepted | 2023-12-06 | 2024-01-10 | 2025-01-10 | Inverters | SMA AMERICA | SMA SBSE-US-7.7 hybrid inverter | 7700 |  | 2 |  |  | 0.99 |  | Outdoor
NJADRE1555249757 | Administratively Determined Incentive Program | MONROE TOWNSHIP | 8831 | 11 | 20.8 | Residential | Behind the Meter | No | Net Metered Residential | US Clean Energy Construction Inc. |  | JCP&L | Accepted | 2023-12-06 | 2024-01-10 | 2025-01-10 | Meters | Vision Metering | Cat VM-2E2A1P |  |  | 1 |  |  |  | Yes | Outdoor
NJADRE1555249757 | Administratively Determined Incentive Program | MONROE TOWNSHIP | 8831 | 11 | 20.8 | Residential | Behind the Meter | No | Net Metered Residential | US Clean Energy Construction Inc. |  | JCP&L | Accepted | 2023-12-06 | 2024-01-10 | 2025-01-10 | Solar Panels | SILFAB SOLAR PANEL | SILFAB 400W |  | 0.4 | 13 | 89 | 30 |  | Fixed | Roof
NJADRE1555249757 | Administratively Determined Incentive Program | MONROE TOWNSHIP | 8831 | 11 | 20.8 | Residential | Behind the Meter | No | Net Metered Residential | US Clean Energy Construction Inc. |  | JCP&L | Accepted | 2023-12-06 | 2024-01-10 | 2025-01-10 | Solar Panels | SILFAB SOLAR PANEL | SILFAB 400W |  | 0.4 | 35 | 179 | 30 |  | Fixed | Roof
NJADRE1555249757 | Administratively Determined Incentive Program | MONROE TOWNSHIP | 8831 | 11 | 20.8 | Residential | Behind the Meter | No | Net Metered Residential | US Clean Energy Construction Inc. |  | JCP&L | Accepted | 2023-12-06 | 2024-01-10 | 2025-01-10 | Solar Panels | SILFAB SOLAR PANEL | SILFAB 400W |  | 0.4 | 4 | 269 | 30 |  | Fixed | Roof
NJADRE1555249782 | Administratively Determined Incentive Program | LAKEWOOD | 8701 | 18 | 11.46 | Residential | Behind the Meter | Yes | Net Metered Residential | Powerlutions |  | JCP&L | Accepted | 2023-12-06 | 2024-01-10 | 2025-01-10 | Solar Panels | Trina | TSM-395DE09C.07 |  | 0.395 | 22 | 188 | 30 |  | Fixed | Roof
NJADRE1555249782 | Administratively Determined Incentive Program | LAKEWOOD | 8701 | 18 | 11.46 | Residential | Behind the Meter | Yes | Net Metered Residential | Powerlutions |  | JCP&L | Accepted | 2023-12-06 | 2024-01-10 | 2025-01-10 | Solar Panels | Trina | TSM-395DE09C.07 |  | 0.395 | 7 | 98 | 27 |  | Fixed | Roof
NJADRE1555249782 | Administratively Determined Incentive Program | LAKEWOOD | 8701 | 18 | 11.46 | Residential | Behind the Meter | Yes | Net Metered Residential | Powerlutions |  | JCP&L | Accepted | 2023-12-06 | 2024-01-10 | 2025-01-10 | Inverters | ENPHASE | IQ7PLUS-72-2-US | 290 |  | 29 |  |  | 0.98 |  | Outdoor
NJADRE1555249784 | Administratively Determined Incentive Program | WILLINGBORO | 8046 | 13 | 14.18 | Residential | Behind the Meter | Yes | Net Metered Residential | SunnyMac LLC |  | PSE&G | Accepted | 2023-12-06 | 2024-01-10 | 2025-01-10 | Solar Panels | Q.PEAK DUO BLK ML-G10+ 405W | HANWHA |  | 0.405 | 12 | 287 | 28 |  | Fixed | Roof
NJADRE1555249784 | Administratively Determined Incentive Program | WILLINGBORO | 8046 | 13 | 14.18 | Residential | Behind the Meter | Yes | Net Metered Residential | SunnyMac LLC |  | PSE&G | Accepted | 2023-12-06 | 2024-01-10 | 2025-01-10 | Solar Panels | Q.PEAK DUO BLK ML-G10+ 405W | HANWHA |  | 0.405 | 19 | 287 | 14 |  | Fixed | Roof
NJADRE1555249784 | Administratively Determined Incentive Program | WILLINGBORO | 8046 | 13 | 14.18 | Residential | Behind the Meter | Yes | Net Metered Residential | SunnyMac LLC |  | PSE&G | Accepted | 2023-12-06 | 2024-01-10 | 2025-01-10 | Solar Panels | Q.PEAK DUO BLK ML-G10+ 405W | HANWHA |  | 0.405 | 4 | 287 | 14 |  | Fixed | Roof
NJADRE1555249784 | Administratively Determined Incentive Program | WILLINGBORO | 8046 | 13 | 14.18 | Residential | Behind the Meter | Yes | Net Metered Residential | SunnyMac LLC |  | PSE&G | Accepted | 2023-12-06 | 2024-01-10 | 2025-01-10 | Inverters | SE10000H-US | Solaredge | 10000 |  | 1 |  |  | 0.1 |  | Outdoor | next to meter
NJADRE1555249784 | Administratively Determined Incentive Program | WILLINGBORO | 8046 | 13 | 14.18 | Residential | Behind the Meter | Yes | Net Metered Residential | SunnyMac LLC |  | PSE&G | Accepted | 2023-12-06 | 2024-01-10 | 2025-01-10 | Meters | SE-RGMTR-1D-240C-B | Solaredge |  |  | 1 |  |  |  | Yes | Outdoor
NJADRE1555249785 | Administratively Determined Incentive Program | HAMMONTON | 8037 | 19 | 4.46 | Residential | Behind the Meter | Yes | Net Metered Residential | Sunrun Installation Services, Inc. |  | AC Electric | Accepted | 2023-12-06 | 2024-01-10 | 2025-01-10 | Inverters | SOLAREDGE TECHNOLOGIES | SE3800H-USMN | 3800 |  | 1 |  |  | 0.99 |  | Outdoor | next to meter
NJADRE1555249785 | Administratively Determined Incentive Program | HAMMONTON | 8037 | 19 | 4.46 | Residential | Behind the Meter | Yes | Net Metered Residential | Sunrun Installation Services, Inc. |  | AC Electric | Accepted | 2023-12-06 | 2024-01-10 | 2025-01-10 | Solar Panels | Hanwha Q Cells | Q.PEAK DUO BLK ML-G10+ 405 |  | 0.405 | 11 | 134 | 22 |  | Fixed | Roof
NJADRE1555249822 | Administratively Determined Incentive Program | Cranbury | 8512 | 11 | 5.48 | Residential | Behind the Meter | No | Net Metered Residential | Power Home Remodeling |  | JCP&L | Accepted | 2023-12-06 | 2024-01-17 | 2025-01-17 | Inverters | SolarEdge | SE3800H-US | 3800 |  | 1 |  |  | 0.99 |  | Outdoor
NJADRE1555249822 | Administratively Determined Incentive Program | Cranbury | 8512 | 11 | 5.48 | Residential | Behind the Meter | No | Net Metered Residential | Power Home Remodeling |  | JCP&L | Accepted | 2023-12-06 | 2024-01-17 | 2025-01-17 | Meters | SolarEdge | Revenue Grade Data Ansi C12.20 |  |  | 1 |  |  |  | Yes | Outdoor
NJADRE1555249822 | Administratively Determined Incentive Program | Cranbury | 8512 | 11 | 5.48 | Residential | Behind the Meter | No | Net Metered Residential | Power Home Remodeling |  | JCP&L | Accepted | 2023-12-06 | 2024-01-17 | 2025-01-17 | Solar Panels | QCell | Q.PEAK DUO BLK-G10+ 365 |  | 0.365 | 15 | 73 | 18 |  | Fixed | Roof
NJADRE1555249826 | Administratively Determined Incentive Program | PLEASANTVILLE | 8232 | 19 | 4.46 | Residential | Behind the Meter | Yes | Net Metered Residential | Sunny Mac LLC |  | AC Electric | Accepted | 2023-12-06 | 2024-01-17 | 2025-01-17 | Solar Panels | Q.PEAK DUO BLK ML-G10+ 405 | HANWHA |  | 0.405 | 9 | 134 | 32 |  | Fixed | Roof
NJADRE1555249826 | Administratively Determined Incentive Program | PLEASANTVILLE | 8232 | 19 | 4.46 | Residential | Behind the Meter | Yes | Net Metered Residential | Sunny Mac LLC |  | AC Electric | Accepted | 2023-12-06 | 2024-01-17 | 2025-01-17 | Solar Panels | Q.PEAK DUO BLK ML-G10+ 405 | HANWHA |  | 0.405 | 2 | 314 | 32 |  | Fixed | Roof
NJADRE1555249826 | Administratively Determined Incentive Program | PLEASANTVILLE | 8232 | 19 | 4.46 | Residential | Behind the Meter | Yes | Net Metered Residential | Sunny Mac LLC |  | AC Electric | Accepted | 2023-12-06 | 2024-01-17 | 2025-01-17 | Inverters | SE3000H-US | Solaredge | 3000 |  | 1 |  |  | 0.99 |  | Outdoor | next to meter
NJADRE1555249826 | Administratively Determined Incentive Program | PLEASANTVILLE | 8232 | 19 | 4.46 | Residential | Behind the Meter | Yes | Net Metered Residential | Sunny Mac LLC |  | AC Electric | Accepted | 2023-12-06 | 2024-01-17 | 2025-01-17 | Meters | SE-RGMTR-1D-240C-B | Solaredge |  |  | 1 |  |  |  | Yes | Outdoor
NJADRE1555249840 | Administratively Determined Incentive Program | NEPTUNE | 7753 | 17 | 6.89 | Residential | Behind the Meter | Yes | Net Metered Residential | Sunrun Installation Services, Inc. |  | JCP&L | Accepted | 2023-12-06 | 2024-01-10 | 2025-01-10 | Inverters | SOLAREDGE TECHNOLOGIES | SE6000H-USSN | 6000 |  | 1 |  |  | 0.99 |  | Outdoor | next to meter
NJADRE1555249840 | Administratively Determined Incentive Program | NEPTUNE | 7753 | 17 | 6.89 | Residential | Behind the Meter | Yes | Net Metered Residential | Sunrun Installation Services, Inc. |  | JCP&L | Accepted | 2023-12-06 | 2024-01-10 | 2025-01-10 | Solar Panels | Hanwha Q Cells | Q.PEAK DUO BLK ML-G10+ 405 |  | 0.405 | 6 | 216 | 23 |  | Fixed | Roof
NJADRE1555249840 | Administratively Determined Incentive Program | NEPTUNE | 7753 | 17 | 6.89 | Residential | Behind the Meter | Yes | Net Metered Residential | Sunrun Installation Services, Inc. |  | JCP&L | Accepted | 2023-12-06 | 2024-01-10 | 2025-01-10 | Solar Panels | Hanwha Q Cells | Q.PEAK DUO BLK ML-G10+ 405 |  | 0.405 | 8 | 126 | 23 |  | Fixed | Roof
NJADRE1555249840 | Administratively Determined Incentive Program | NEPTUNE | 7753 | 17 | 6.89 | Residential | Behind the Meter | Yes | Net Metered Residential | Sunrun Installation Services, Inc. |  | JCP&L | Accepted | 2023-12-06 | 2024-01-10 | 2025-01-10 | Solar Panels | Hanwha Q Cells | Q.PEAK DUO BLK ML-G10+ 405 |  | 0.405 | 3 | 36 | 23 |  | Fixed | Roof
NJADRE1555249872 | Administratively Determined Incentive Program | SICKLERVILLE | 8081 | 14 | 11.75 | Residential | Behind the Meter | Yes | Net Metered Residential | SunnyMac LLC |  | AC Electric | Accepted | 2023-12-06 | 2024-01-10 | 2025-01-10 | Solar Panels | Q.PEAK DUO BLK ML-G10+ 405W | HANWHA |  | 0.405 | 29 | 297 | 24 |  | Fixed | Roof
NJADRE1555249872 | Administratively Determined Incentive Program | SICKLERVILLE | 8081 | 14 | 11.75 | Residential | Behind the Meter | Yes | Net Metered Residential | SunnyMac LLC |  | AC Electric | Accepted | 2023-12-06 | 2024-01-10 | 2025-01-10 | Inverters | SE10000H-US | Solaredge | 10000 |  | 1 |  |  | 0.1 |  | Outdoor | next to meter
NJADRE1555249886 | Administratively Determined Incentive Program | TOMS RIVER | 8753 | 18 | 10.66 | Residential | Behind the Meter | No | Net Metered Residential | Infinity Solar Systems |  | JCP&L | Accepted | 2023-12-06 | 2024-01-18 | 2025-01-18 | Inverters | Enphase | IQ8PLUS-72-2-US | 290 |  | 26 |  |  | 0.97 |  | Outdoor
NJADRE1555249886 | Administratively Determined Incentive Program | TOMS RIVER | 8753 | 18 | 10.66 | Residential | Behind the Meter | No | Net Metered Residential | Infinity Solar Systems |  | JCP&L | Accepted | 2023-12-06 | 2024-01-18 | 2025-01-18 | Solar Panels | SEG Solar | SEG-410-BMD-HV |  | 0.41 | 26 | 256 | 22 |  | Fixed | Roof
NJADRE1555249934 | Administratively Determined Incentive Program | PATERSON | 7522 | 6 | 3.2 | Residential | Behind the Meter | Yes | Net Metered Residential | Pro Custom Solar dba Momentum Solar |  | PSE&G | Accepted | 2023-12-06 | 2024-01-10 | 2025-01-10 | Solar Panels | Â Q. PEAK DUO BLK-G10+400 | hanwha |  | 0.4 | 6 | 225 | 18 |  | Fixed | Roof
NJADRE1555249934 | Administratively Determined Incentive Program | PATERSON | 7522 | 6 | 3.2 | Residential | Behind the Meter | Yes | Net Metered Residential | Pro Custom Solar dba Momentum Solar |  | PSE&G | Accepted | 2023-12-06 | 2024-01-10 | 2025-01-10 | Solar Panels | Â Q. PEAK DUO BLK-G10+400 | hanwha |  | 0.4 | 2 | 45 | 18 |  | Fixed | Roof
NJADRE1555249934 | Administratively Determined Incentive Program | PATERSON | 7522 | 6 | 3.2 | Residential | Behind the Meter | Yes | Net Metered Residential | Pro Custom Solar dba Momentum Solar |  | PSE&G | Accepted | 2023-12-06 | 2024-01-10 | 2025-01-10 | Inverters | IQ8PLUS-72-2-US | enphase | 290 |  | 8 |  |  | 0.97 |  | Outdoor
NJADRE1555249988 | Administratively Determined Incentive Program | BARNEGAT | 8005 | 18 | 10.13 | Residential | Behind the Meter | Yes | Net Metered Residential | Sunrun Installation Services, Inc. |  | JCP&L | Accepted | 2023-12-06 | 2024-01-10 | 2025-01-10 | Inverters | Delta Electronics | E8-TL-US | 7680 |  | 1 |  |  | 0.96 |  | Outdoor | Next To Meter
NJADRE1555249988 | Administratively Determined Incentive Program | BARNEGAT | 8005 | 18 | 10.13 | Residential | Behind the Meter | Yes | Net Metered Residential | Sunrun Installation Services, Inc. |  | JCP&L | Accepted | 2023-12-06 | 2024-01-10 | 2025-01-10 | Solar Panels | Hanwha Q Cells | Q.PEAK DUO BLK ML-G10+ 405 |  | 0.405 | 8 | 38 | 26 |  | Fixed | Roof
NJADRE1555249988 | Administratively Determined Incentive Program | BARNEGAT | 8005 | 18 | 10.13 | Residential | Behind the Meter | Yes | Net Metered Residential | Sunrun Installation Services, Inc. |  | JCP&L | Accepted | 2023-12-06 | 2024-01-10 | 2025-01-10 | Solar Panels | Hanwha Q Cells | Q.PEAK DUO BLK ML-G10+ 405 |  | 0.405 | 17 | 218 | 27 |  | Fixed | Roof
NJADRE1555249997 | Administratively Determined Incentive Program | EATONTOWN | 7724 | 17 | 9.2 | Residential | Behind the Meter | Yes | Net Metered Residential | Pro Custom Solar dba Momentum Solar |  | JCP&L | Accepted | 2023-12-06 | 2024-01-10 | 2025-01-10 | Solar Panels | Â Q. PEAK DUO BLK-G10+400 | hanwha |  | 0.4 | 4 | 147 | 12 |  | Fixed | Roof
NJADRE1555249997 | Administratively Determined Incentive Program | EATONTOWN | 7724 | 17 | 9.2 | Residential | Behind the Meter | Yes | Net Metered Residential | Pro Custom Solar dba Momentum Solar |  | JCP&L | Accepted | 2023-12-06 | 2024-01-10 | 2025-01-10 | Solar Panels | Â Q. PEAK DUO BLK-G10+400 | hanwha |  | 0.4 | 5 | 237 | 31 |  | Fixed | Roof
NJADRE1555249997 | Administratively Determined Incentive Program | EATONTOWN | 7724 | 17 | 9.2 | Residential | Behind the Meter | Yes | Net Metered Residential | Pro Custom Solar dba Momentum Solar |  | JCP&L | Accepted | 2023-12-06 | 2024-01-10 | 2025-01-10 | Solar Panels | Â Q. PEAK DUO BLK-G10+400 | hanwha |  | 0.4 | 3 | 147 | 28 |  | Fixed | Roof
NJADRE1555249997 | Administratively Determined Incentive Program | EATONTOWN | 7724 | 17 | 9.2 | Residential | Behind the Meter | Yes | Net Metered Residential | Pro Custom Solar dba Momentum Solar |  | JCP&L | Accepted | 2023-12-06 | 2024-01-10 | 2025-01-10 | Solar Panels | Â Q. PEAK DUO BLK-G10+400 | hanwha |  | 0.4 | 3 | 327 | 28 |  | Fixed | Roof
NJADRE1555249997 | Administratively Determined Incentive Program | EATONTOWN | 7724 | 17 | 9.2 | Residential | Behind the Meter | Yes | Net Metered Residential | Pro Custom Solar dba Momentum Solar |  | JCP&L | Accepted | 2023-12-06 | 2024-01-10 | 2025-01-10 | Solar Panels | Â Q. PEAK DUO BLK-G10+400 | hanwha |  | 0.4 | 8 | 58 | 18 |  | Fixed | Roof
NJADRE1555249997 | Administratively Determined Incentive Program | EATONTOWN | 7724 | 17 | 9.2 | Residential | Behind the Meter | Yes | Net Metered Residential | Pro Custom Solar dba Momentum Solar |  | JCP&L | Accepted | 2023-12-06 | 2024-01-10 | 2025-01-10 | Inverters | IQ8PLUS-72-2-US | enpahse | 290 |  | 23 |  |  | 0.97 |  | Outdoor
NJADRE1555250002 | Administratively Determined Incentive Program | PATERSON | 7501 | 6 | 4.46 | Residential | Behind the Meter | Yes | Net Metered Residential | Sunrun Installation Services, Inc. |  | PSE&G | Accepted | 2023-12-06 | 2024-01-11 | 2025-01-11 | Inverters | SOLAREDGE TECHNOLOGIES | SE3800H-USMN | 3800 |  | 1 |  |  | 0.992 |  | Outdoor | next to meter
NJADRE1555250002 | Administratively Determined Incentive Program | PATERSON | 7501 | 6 | 4.46 | Residential | Behind the Meter | Yes | Net Metered Residential | Sunrun Installation Services, Inc. |  | PSE&G | Accepted | 2023-12-06 | 2024-01-11 | 2025-01-11 | Solar Panels | HANWHA Q-CELLS | Q.PEAK DUO BLK ML-G10+ 405 |  | 0.405 | 6 | 118 | 4 |  | Fixed | Roof
NJADRE1555250002 | Administratively Determined Incentive Program | PATERSON | 7501 | 6 | 4.46 | Residential | Behind the Meter | Yes | Net Metered Residential | Sunrun Installation Services, Inc. |  | PSE&G | Accepted | 2023-12-06 | 2024-01-11 | 2025-01-11 | Solar Panels | HANWHA Q-CELLS | Q.PEAK DUO BLK ML-G10+ 405 |  | 0.405 | 5 | 298 | 5 |  | Fixed | Roof
NJADRE1555250016 | Administratively Determined Incentive Program | KEYPORT | 7735 | 17 | 6.89 | Residential | Behind the Meter | Yes | Net Metered Residential | Sunny Mac LLC |  | JCP&L | Accepted | 2023-12-06 | 2024-01-10 | 2025-01-10 | Solar Panels | Q.PEAK DUO BLK ML-G10+ 405W | HANWHA |  | 0.405 | 11 | 156 | 20 |  | Fixed | Roof
NJADRE1555250016 | Administratively Determined Incentive Program | KEYPORT | 7735 | 17 | 6.89 | Residential | Behind the Meter | Yes | Net Metered Residential | Sunny Mac LLC |  | JCP&L | Accepted | 2023-12-06 | 2024-01-10 | 2025-01-10 | Solar Panels | Q.PEAK DUO BLK ML-G10+ 405W | HANWHA |  | 0.405 | 2 | 256 | 20 |  | Fixed | Roof
NJADRE1555250016 | Administratively Determined Incentive Program | KEYPORT | 7735 | 17 | 6.89 | Residential | Behind the Meter | Yes | Net Metered Residential | Sunny Mac LLC |  | JCP&L | Accepted | 2023-12-06 | 2024-01-10 | 2025-01-10 | Solar Panels | Q.PEAK DUO BLK ML-G10+ 405W | HANWHA |  | 0.405 | 4 | 346 | 20 |  | Fixed | Roof
NJADRE1555250016 | Administratively Determined Incentive Program | KEYPORT | 7735 | 17 | 6.89 | Residential | Behind the Meter | Yes | Net Metered Residential | Sunny Mac LLC |  | JCP&L | Accepted | 2023-12-06 | 2024-01-10 | 2025-01-10 | Inverters | SE5000H-US | Solaredge | 5000 |  | 1 |  |  | 0.1 |  | Outdoor | next to meter
NJADRE1555250016 | Administratively Determined Incentive Program | KEYPORT | 7735 | 17 | 6.89 | Residential | Behind the Meter | Yes | Net Metered Residential | Sunny Mac LLC |  | JCP&L | Accepted | 2023-12-06 | 2024-01-10 | 2025-01-10 | Meters | SE-RGMTR-1D-240C-B | Solaredge |  |  | 1 |  |  |  | Yes | Outdoor
NJADRE1555250045 | Administratively Determined Incentive Program | AUDUBON | 8106 | 14 | 8.51 | Residential | Behind the Meter | Yes | Net Metered Residential | Sunny Mac LLC |  | PSE&G | Accepted | 2023-12-06 | 2024-01-10 | 2025-01-10 | Solar Panels | Q.PEAK DUO BLK ML-G10+ 405W | HANWHA |  | 0.405 | 8 | 320 | 18 |  | Fixed | Roof
NJADRE1555250045 | Administratively Determined Incentive Program | AUDUBON | 8106 | 14 | 8.51 | Residential | Behind the Meter | Yes | Net Metered Residential | Sunny Mac LLC |  | PSE&G | Accepted | 2023-12-06 | 2024-01-10 | 2025-01-10 | Solar Panels | Q.PEAK DUO BLK ML-G10+ 405W | HANWHA |  | 0.405 | 13 | 140 | 18 |  | Fixed | Roof
NJADRE1555250045 | Administratively Determined Incentive Program | AUDUBON | 8106 | 14 | 8.51 | Residential | Behind the Meter | Yes | Net Metered Residential | Sunny Mac LLC |  | PSE&G | Accepted | 2023-12-06 | 2024-01-10 | 2025-01-10 | Inverters | SE6000H-US | Solaredge | 6000 |  | 1 |  |  | 0.1 |  | Outdoor | next to meter
NJADRE1555250045 | Administratively Determined Incentive Program | AUDUBON | 8106 | 14 | 8.51 | Residential | Behind the Meter | Yes | Net Metered Residential | Sunny Mac LLC |  | PSE&G | Accepted | 2023-12-06 | 2024-01-10 | 2025-01-10 | Meters | SE-RGMTR-1D-240C-B | Solaredge |  |  | 1 |  |  |  | Yes | Outdoor
NJADRE1555250059 | Administratively Determined Incentive Program | HANCOCKS BRIDGE | 8038 | 16 | 26.73 | Commercial | Behind the Meter | Yes | Small Net Metered Non-Residential Ground Mount | RCL Enterprises Inc. |  | AC Electric | Accepted | 2023-12-06 | 2024-01-10 | 2025-01-10 | Inverters | Enphase | IQ8plus | 290 |  | 66 |  |  | 0.97 |  | Outdoor
NJADRE1555250059 | Administratively Determined Incentive Program | HANCOCKS BRIDGE | 8038 | 16 | 26.73 | Commercial | Behind the Meter | Yes | Small Net Metered Non-Residential Ground Mount | RCL Enterprises Inc. |  | AC Electric | Accepted | 2023-12-06 | 2024-01-10 | 2025-01-10 | Solar Panels | Jinko | JKM-72HL |  | 0.405 | 66 | 205 | 25 |  | Fixed | Ground
NJADRE1555250799 | Administratively Determined Incentive Program | EATONTOWN | 7724 | 17 | 2.4 | Residential | Behind the Meter | Yes | Net Metered Residential | Pro Custom Solar dba Momentum Solar |  | JCP&L | Accepted | 2023-12-06 | 2024-01-10 | 2025-01-10 | Solar Panels | Â Q. PEAK DUO BLK-G10+400 | HANWHA |  | 0.4 | 6 | 238 | 18 |  | Fixed | Roof
NJADRE1555250799 | Administratively Determined Incentive Program | EATONTOWN | 7724 | 17 | 2.4 | Residential | Behind the Meter | Yes | Net Metered Residential | Pro Custom Solar dba Momentum Solar |  | JCP&L | Accepted | 2023-12-06 | 2024-01-10 | 2025-01-10 | Inverters | IQ8PLUS-72-2-US | ENPHASE | 290 |  | 6 |  |  | 0.97 |  | Outdoor
NJADRE1555251016 | Administratively Determined Incentive Program | ELIZABETH CITY | 7205 | 10 | 4.46 | Residential | Behind the Meter | Yes | Net Metered Residential | Sunrun Installation Services, Inc. |  | PSE&G | Accepted | 2023-12-06 | 2024-01-10 | 2025-01-10 | Inverters | SOLAREDGE TECHNOLOGIES | SE3800H-USMN | 3800 |  | 1 |  |  | 0.99 |  | Outdoor | next to meter
NJADRE1555251016 | Administratively Determined Incentive Program | ELIZABETH CITY | 7205 | 10 | 4.46 | Residential | Behind the Meter | Yes | Net Metered Residential | Sunrun Installation Services, Inc. |  | PSE&G | Accepted | 2023-12-06 | 2024-01-10 | 2025-01-10 | Solar Panels | Hanwha Q Cells | Q.PEAK DUO BLK ML-G10+ 405 |  | 0.405 | 11 | 148 | 22 |  | Fixed | Roof
NJADRE1555251039 | Administratively Determined Incentive Program | EDISON | 8817 | 11 | 212.4 | School Public K-12 | Behind the Meter | No | Small Net-Metered Non-Residential located on Rooftop, Carport, Canopy and Floating Solar-PUBLIC | Advanced Solar Products, Inc. |  | PSE&G | Accepted | 2023-12-06 | 2024-01-11 | 2025-01-11 | Inverters | SOLAREDGE | SE50KUS | 150000 |  | 3 |  |  | 0.985 |  | Outdoor | The side wall of the school
NJADRE1555251039 | Administratively Determined Incentive Program | EDISON | 8817 | 11 | 212.4 | School Public K-12 | Behind the Meter | No | Small Net-Metered Non-Residential located on Rooftop, Carport, Canopy and Floating Solar-PUBLIC | Advanced Solar Products, Inc. |  | PSE&G | Accepted | 2023-12-06 | 2024-01-11 | 2025-01-11 | Inverters | SOLAREDGE | SE17.3KUS | 17300 |  | 1 |  |  | 0.985 |  | Outdoor | The side wall of the school
NJADRE1555251039 | Administratively Determined Incentive Program | EDISON | 8817 | 11 | 212.4 | School Public K-12 | Behind the Meter | No | Small Net-Metered Non-Residential located on Rooftop, Carport, Canopy and Floating Solar-PUBLIC | Advanced Solar Products, Inc. |  | PSE&G | Accepted | 2023-12-06 | 2024-01-11 | 2025-01-11 | Meters | WattsOn-Mark II | W2-MI-5A-DL |  |  | 1 |  |  |  | Yes | Outdoor
NJADRE1555251039 | Administratively Determined Incentive Program | EDISON | 8817 | 11 | 212.4 | School Public K-12 | Behind the Meter | No | Small Net-Metered Non-Residential located on Rooftop, Carport, Canopy and Floating Solar-PUBLIC | Advanced Solar Products, Inc. |  | PSE&G | Accepted | 2023-12-06 | 2024-01-11 | 2025-01-11 | Solar Panels | HELIENE | 144HCM10SL |  | 0.535 | 52 | 168 | 5 |  | Fixed | Roof | n/a
NJADRE1555251039 | Administratively Determined Incentive Program | EDISON | 8817 | 11 | 212.4 | School Public K-12 | Behind the Meter | No | Small Net-Metered Non-Residential located on Rooftop, Carport, Canopy and Floating Solar-PUBLIC | Advanced Solar Products, Inc. |  | PSE&G | Accepted | 2023-12-06 | 2024-01-11 | 2025-01-11 | Solar Panels | HELIENE | 144HCM10SL |  | 0.535 | 24 | 168 | 5 |  | Fixed | Roof
NJADRE1555251039 | Administratively Determined Incentive Program | EDISON | 8817 | 11 | 212.4 | School Public K-12 | Behind the Meter | No | Small Net-Metered Non-Residential located on Rooftop, Carport, Canopy and Floating Solar-PUBLIC | Advanced Solar Products, Inc. |  | PSE&G | Accepted | 2023-12-06 | 2024-01-11 | 2025-01-11 | Solar Panels | HELIENE | 144HCM10SL |  | 0.535 | 103 | 168 | 5 |  | Fixed | Roof
NJADRE1555251039 | Administratively Determined Incentive Program | EDISON | 8817 | 11 | 212.4 | School Public K-12 | Behind the Meter | No | Small Net-Metered Non-Residential located on Rooftop, Carport, Canopy and Floating Solar-PUBLIC | Advanced Solar Products, Inc. |  | PSE&G | Accepted | 2023-12-06 | 2024-01-11 | 2025-01-11 | Solar Panels | HELIENE | 144HCM10SL |  | 0.535 | 218 | 168 | 5 |  | Fixed | Roof
NJADRE1555251042 | Administratively Determined Incentive Program | WEST MILFORD | 7480 | 6 | 13.94 | Residential | Behind the Meter | No | Net Metered Residential | Infinity Solar Systems |  | Orange Rockland Electric | Accepted | 2023-12-06 | 2024-01-10 | 2025-01-10 | Inverters | Enphase | IQ8PLUS-72-2-US | 290 |  | 34 |  |  | 0.97 |  | Outdoor
NJADRE1555251042 | Administratively Determined Incentive Program | WEST MILFORD | 7480 | 6 | 13.94 | Residential | Behind the Meter | No | Net Metered Residential | Infinity Solar Systems |  | Orange Rockland Electric | Accepted | 2023-12-06 | 2024-01-10 | 2025-01-10 | Solar Panels | SEG Solar | SEG-410-BMD-HV |  | 0.41 | 7 | 203 | 37 |  | Fixed | Roof
NJADRE1555251042 | Administratively Determined Incentive Program | WEST MILFORD | 7480 | 6 | 13.94 | Residential | Behind the Meter | No | Net Metered Residential | Infinity Solar Systems |  | Orange Rockland Electric | Accepted | 2023-12-06 | 2024-01-10 | 2025-01-10 | Solar Panels | SEG Solar | SEG-410-BMD-HV |  | 0.41 | 10 | 203 | 19 |  | Fixed | Roof
NJADRE1555251042 | Administratively Determined Incentive Program | WEST MILFORD | 7480 | 6 | 13.94 | Residential | Behind the Meter | No | Net Metered Residential | Infinity Solar Systems |  | Orange Rockland Electric | Accepted | 2023-12-06 | 2024-01-10 | 2025-01-10 | Solar Panels | SEG Solar | SEG-410-BMD-HV |  | 0.41 | 17 | 23 | 37 |  | Fixed | Roof
NJADRE1555251049 | Administratively Determined Incentive Program | WILLINGBORO | 8046 | 13 | 10.13 | Residential | Behind the Meter | Yes | Net Metered Residential | SunnyMac LLC |  | PSE&G | Accepted | 2023-12-06 | 2024-01-10 | 2025-01-10 | Solar Panels | Q.PEAK DUO BLK ML-G10+ 405W | HANWHA |  | 0.405 | 25 | 196 | 27 |  | Fixed | Roof
NJADRE1555251049 | Administratively Determined Incentive Program | WILLINGBORO | 8046 | 13 | 10.13 | Residential | Behind the Meter | Yes | Net Metered Residential | SunnyMac LLC |  | PSE&G | Accepted | 2023-12-06 | 2024-01-10 | 2025-01-10 | Inverters | SE7600H-US | Solaredge | 7600 |  | 1 |  |  | 0.1 |  | Outdoor | next to meter
NJADRE1555251049 | Administratively Determined Incentive Program | WILLINGBORO | 8046 | 13 | 10.13 | Residential | Behind the Meter | Yes | Net Metered Residential | SunnyMac LLC |  | PSE&G | Accepted | 2023-12-06 | 2024-01-10 | 2025-01-10 | Meters | SE-RGMTR-1D-240C-B | Solaredge |  |  | 1 |  |  |  | Yes | Outdoor
NJADRE1555251052 | Administratively Determined Incentive Program | CHESTERFIELD | 8515 | 13 | 12.56 | Residential | Behind the Meter | No | Net Metered Residential | Tesla Energy Operations Inc |  | PSE&G | Accepted | 2023-12-06 | 2024-01-16 | 2025-01-16 | Inverters | Tesla Inc | 1538000-45-A | 5000 |  | 2 |  |  | 0.98 |  | Outside
NJADRE1555251052 | Administratively Determined Incentive Program | CHESTERFIELD | 8515 | 13 | 12.56 | Residential | Behind the Meter | No | Net Metered Residential | Tesla Energy Operations Inc |  | PSE&G | Accepted | 2023-12-06 | 2024-01-16 | 2025-01-16 | Solar Panels | Hanwha | Q.PEAK DUO BLK ML-G10+/TS 405 |  | 0.405 | 4 | 271 | 37 |  | Fixed | Roof
NJADRE1555251052 | Administratively Determined Incentive Program | CHESTERFIELD | 8515 | 13 | 12.56 | Residential | Behind the Meter | No | Net Metered Residential | Tesla Energy Operations Inc |  | PSE&G | Accepted | 2023-12-06 | 2024-01-16 | 2025-01-16 | Solar Panels | Hanwha | Q.PEAK DUO BLK ML-G10+/TS 405 |  | 0.405 | 14 | 1 | 30 |  | Fixed | Roof
NJADRE1555251052 | Administratively Determined Incentive Program | CHESTERFIELD | 8515 | 13 | 12.56 | Residential | Behind the Meter | No | Net Metered Residential | Tesla Energy Operations Inc |  | PSE&G | Accepted | 2023-12-06 | 2024-01-16 | 2025-01-16 | Solar Panels | Hanwha | Q.PEAK DUO BLK ML-G10+/TS 405 |  | 0.405 | 13 | 181 | 30 |  | Fixed | Roof
NJADRE1555251067 | Administratively Determined Incentive Program | LAKE COMO | 7719 | 17 | 26.4 | Commercial | Behind the Meter | No | Small Net-Metered Non-Residential located on Rooftop, Carport, Canopy and Floating Solar | Opal Energy Group LLC |  | JCP&L | Accepted | 2023-12-26 | 2024-02-05 | 2025-02-05 | Solar Panels | QCELLS | Q.PEAK DUO XL-G10.3 / BFG |  | 0.48 | 27 | 91 | 35 |  | Fixed | Roof
NJADRE1555251067 | Administratively Determined Incentive Program | LAKE COMO | 7719 | 17 | 26.4 | Commercial | Behind the Meter | No | Small Net-Metered Non-Residential located on Rooftop, Carport, Canopy and Floating Solar | Opal Energy Group LLC |  | JCP&L | Accepted | 2023-12-26 | 2024-02-05 | 2025-02-05 | Solar Panels | QCELLS | Q.PEAK DUO XL-G10.3 / BFG |  | 0.48 | 7 | 271 | 35 |  | Fixed | Roof
NJADRE1555251067 | Administratively Determined Incentive Program | LAKE COMO | 7719 | 17 | 26.4 | Commercial | Behind the Meter | No | Small Net-Metered Non-Residential located on Rooftop, Carport, Canopy and Floating Solar | Opal Energy Group LLC |  | JCP&L | Accepted | 2023-12-26 | 2024-02-05 | 2025-02-05 | Solar Panels | QCELLS | Q.PEAK DUO XL-G10.3 / BFG |  | 0.48 | 7 | 181 | 35 |  | Fixed | Roof
NJADRE1555251067 | Administratively Determined Incentive Program | LAKE COMO | 7719 | 17 | 26.4 | Commercial | Behind the Meter | No | Small Net-Metered Non-Residential located on Rooftop, Carport, Canopy and Floating Solar | Opal Energy Group LLC |  | JCP&L | Accepted | 2023-12-26 | 2024-02-05 | 2025-02-05 | Solar Panels | QCELLS | Q.PEAK DUO XL-G10.3 / BFG |  | 0.48 | 14 | 181 | 35 |  | Fixed | Roof
NJADRE1555251067 | Administratively Determined Incentive Program | LAKE COMO | 7719 | 17 | 26.4 | Commercial | Behind the Meter | No | Small Net-Metered Non-Residential located on Rooftop, Carport, Canopy and Floating Solar | Opal Energy Group LLC |  | JCP&L | Accepted | 2023-12-26 | 2024-02-05 | 2025-02-05 | Inverters | SOLAREDGE | SE17.3K-US | 17300 |  | 1 |  |  | 0.975 |  | Outdoor
NJADRE1555251072 | Administratively Determined Incentive Program | PALMYRA | 8065 | 13 | 5.6 | Residential | Behind the Meter | Yes | Net Metered Residential | Pro Custom Solar dba Momentum Solar |  | PSE&G | Accepted | 2023-12-06 | 2024-01-10 | 2025-01-10 | Solar Panels | Â Q. PEAK DUO BLK-G10+400 | hanwha |  | 0.4 | 14 | 232 | 27 |  | Fixed | Roof
NJADRE1555251072 | Administratively Determined Incentive Program | PALMYRA | 8065 | 13 | 5.6 | Residential | Behind the Meter | Yes | Net Metered Residential | Pro Custom Solar dba Momentum Solar |  | PSE&G | Accepted | 2023-12-06 | 2024-01-10 | 2025-01-10 | Inverters | IQ8PLUS-72-2-US | enphase | 290 |  | 14 |  |  | 0.97 |  | Outdoor
NJADRE1555251078 | Administratively Determined Incentive Program | HILLSBOROUGH | 8844 | 5 | 14.99 | Residential | Behind the Meter | No | Net Metered Residential | Tesla Energy Operations Inc |  | JCP&L | Accepted | 2023-12-06 | 2024-01-16 | 2025-01-16 | Inverters | Tesla | 1538000-45-A | 7600 |  | 1 |  |  | 0.98 |  | Outside
NJADRE1555251078 | Administratively Determined Incentive Program | HILLSBOROUGH | 8844 | 5 | 14.99 | Residential | Behind the Meter | No | Net Metered Residential | Tesla Energy Operations Inc |  | JCP&L | Accepted | 2023-12-06 | 2024-01-16 | 2025-01-16 | Inverters | Tesla | 1538000-45-A | 5000 |  | 1 |  |  | 0.98 |  | Outside
NJADRE1555251078 | Administratively Determined Incentive Program | HILLSBOROUGH | 8844 | 5 | 14.99 | Residential | Behind the Meter | No | Net Metered Residential | Tesla Energy Operations Inc |  | JCP&L | Accepted | 2023-12-06 | 2024-01-16 | 2025-01-16 | Solar Panels | Hanwha | Â # Q.PEAK DUO BLK ML-G10+/TS 405 |  | 0.405 | 21 | 145 | 37 |  | Fixed | Roof
NJADRE1555251078 | Administratively Determined Incentive Program | HILLSBOROUGH | 8844 | 5 | 14.99 | Residential | Behind the Meter | No | Net Metered Residential | Tesla Energy Operations Inc |  | JCP&L | Accepted | 2023-12-06 | 2024-01-16 | 2025-01-16 | Solar Panels | Hanwha | Â # Q.PEAK DUO BLK ML-G10+/TS 405 |  | 0.405 | 16 | 325 | 37 |  | Fixed | Roof
NJADRE1555251084 | Administratively Determined Incentive Program | NEWARK | 7106 | 9 | 4.46 | Residential | Behind the Meter | Yes | Net Metered Residential | Big Wave Roofing and Solar LLC |  | PSE&G | Accepted | 2023-12-06 | 2024-01-10 | 2025-01-10 | Inverters | Enphase Energy Inc | IQ7PLUS-72-2-US | 290 |  | 11 |  |  | 0.98 |  | Outside
NJADRE1555251084 | Administratively Determined Incentive Program | NEWARK | 7106 | 9 | 4.46 | Residential | Behind the Meter | Yes | Net Metered Residential | Big Wave Roofing and Solar LLC |  | PSE&G | Accepted | 2023-12-06 | 2024-01-10 | 2025-01-10 | Solar Panels | Qcells | Q.PEAK DUO BLK ML-G10+ 405 |  | 0.405 | 7 | 121 | 16 |  | Fixed | Roof
NJADRE1555251084 | Administratively Determined Incentive Program | NEWARK | 7106 | 9 | 4.46 | Residential | Behind the Meter | Yes | Net Metered Residential | Big Wave Roofing and Solar LLC |  | PSE&G | Accepted | 2023-12-06 | 2024-01-10 | 2025-01-10 | Solar Panels | Qcells | Q.PEAK DUO BLK ML-G10+ 405 |  | 0.405 | 4 | 301 | 13 |  | Fixed | Roof
NJADRE1555251091 | Administratively Determined Incentive Program | SADDLE BROOK | 7663 | 7 | 7.29 | Residential | Behind the Meter | Yes | Net Metered Residential | Sunrun Installation Services, Inc. |  | PSE&G | Accepted | 2023-12-06 | 2024-01-10 | 2025-01-10 | Inverters | SOLAREDGE TECHNOLOGIES | SE6000H-USSN | 6000 |  | 1 |  |  | 0.99 |  | Outdoor | next to meter
NJADRE1555251091 | Administratively Determined Incentive Program | SADDLE BROOK | 7663 | 7 | 7.29 | Residential | Behind the Meter | Yes | Net Metered Residential | Sunrun Installation Services, Inc. |  | PSE&G | Accepted | 2023-12-06 | 2024-01-10 | 2025-01-10 | Solar Panels | Hanwha Q Cells | Q.PEAK DUO BLK ML-G10+ 405 |  | 0.405 | 8 | 73 | 24 |  | Fixed | Roof
NJADRE1555251091 | Administratively Determined Incentive Program | SADDLE BROOK | 7663 | 7 | 7.29 | Residential | Behind the Meter | Yes | Net Metered Residential | Sunrun Installation Services, Inc. |  | PSE&G | Accepted | 2023-12-06 | 2024-01-10 | 2025-01-10 | Solar Panels | Hanwha Q Cells | Q.PEAK DUO BLK ML-G10+ 405 |  | 0.405 | 10 | 253 | 24 |  | Fixed | Roof
NJADRE1555251097 | Administratively Determined Incentive Program | BARRINGTON | 8007 | 14 | 7.2 | Residential | Behind the Meter | Yes | Net Metered Residential | Venture Home Solar, LLC |  | PSE&G | Accepted | 2023-12-06 | 2024-01-10 | 2025-01-10 | Inverters | EnPhase | IQ8PLUS-72-2-US (240V) | 290 |  | 18 |  |  | 0.96667 |  | Outside
NJADRE1555251097 | Administratively Determined Incentive Program | BARRINGTON | 8007 | 14 | 7.2 | Residential | Behind the Meter | Yes | Net Metered Residential | Venture Home Solar, LLC |  | PSE&G | Accepted | 2023-12-06 | 2024-01-10 | 2025-01-10 | Solar Panels | Hanwha | Q.PEAK DUO BLK ML-G10+ 400 |  | 0.4 | 18 | 145 | 25 |  | Fixed | Roof
NJADRE1555251108 | Administratively Determined Incentive Program | PATERSON | 7504 | 6 | 4.8 | Residential | Behind the Meter | Yes | Net Metered Residential | Pro Custom Solar dba Momentum Solar |  | PSE&G | Accepted | 2023-12-06 | 2023-12-06 | 2024-12-06 | Solar Panels | Â Q. PEAK DUO BLK-G10+400 | hanwha |  | 0.4 | 8 | 189 | 11 |  | Fixed | Roof
NJADRE1555251108 | Administratively Determined Incentive Program | PATERSON | 7504 | 6 | 4.8 | Residential | Behind the Meter | Yes | Net Metered Residential | Pro Custom Solar dba Momentum Solar |  | PSE&G | Accepted | 2023-12-06 | 2023-12-06 | 2024-12-06 | Solar Panels | Â Q. PEAK DUO BLK-G10+400 | hanwha |  | 0.4 | 4 | 189 | 37 |  | Fixed | Roof
NJADRE1555251108 | Administratively Determined Incentive Program | PATERSON | 7504 | 6 | 4.8 | Residential | Behind the Meter | Yes | Net Metered Residential | Pro Custom Solar dba Momentum Solar |  | PSE&G | Accepted | 2023-12-06 | 2023-12-06 | 2024-12-06 | Inverters | IQ8PLUS-72-2-US | enpahse | 290 |  | 12 |  |  | 0.97 |  | Outdoor
NJADRE1555251110 | Administratively Determined Incentive Program | CLIFTON CITY | 7012 | 6 | 7.29 | Residential | Behind the Meter | Yes | Net Metered Residential | Sunrun Installation Services, Inc. |  | PSE&G | Accepted | 2023-12-06 | 2024-01-10 | 2025-01-10 | Inverters | SolarEdge Technologies | SE6000H-USSN | 6000 |  | 1 |  |  | 0.99 |  | Outdoor | next to meter
NJADRE1555251110 | Administratively Determined Incentive Program | CLIFTON CITY | 7012 | 6 | 7.29 | Residential | Behind the Meter | Yes | Net Metered Residential | Sunrun Installation Services, Inc. |  | PSE&G | Accepted | 2023-12-06 | 2024-01-10 | 2025-01-10 | Solar Panels | Hanwha Q Cells | Q.PEAK DUO BLK ML-G10+ 405 |  | 0.405 | 4 | 226 | 22 |  | Fixed | Roof
NJADRE1555251110 | Administratively Determined Incentive Program | CLIFTON CITY | 7012 | 6 | 7.29 | Residential | Behind the Meter | Yes | Net Metered Residential | Sunrun Installation Services, Inc. |  | PSE&G | Accepted | 2023-12-06 | 2024-01-10 | 2025-01-10 | Solar Panels | Hanwha Q Cells | Q.PEAK DUO BLK ML-G10+ 405 |  | 0.405 | 6 | 316 | 31 |  | Fixed | Roof
NJADRE1555251110 | Administratively Determined Incentive Program | CLIFTON CITY | 7012 | 6 | 7.29 | Residential | Behind the Meter | Yes | Net Metered Residential | Sunrun Installation Services, Inc. |  | PSE&G | Accepted | 2023-12-06 | 2024-01-10 | 2025-01-10 | Solar Panels | Hanwha Q Cells | Q.PEAK DUO BLK ML-G10+ 405 |  | 0.405 | 8 | 136 | 32 |  | Fixed | Roof
NJADRE1555251111 | Administratively Determined Incentive Program | MONMOUTH JUNCTION | 8852 | 11 | 6.94 | Residential | Behind the Meter | No | Net Metered Residential | Power Home Remodeling |  | PSE&G | Accepted | 2023-12-06 | 2024-01-10 | 2025-01-10 | Inverters | SolarEdge | SE5000H-US | 5000 |  | 1 |  |  | 0.99 |  | Outdoor
NJADRE1555251111 | Administratively Determined Incentive Program | MONMOUTH JUNCTION | 8852 | 11 | 6.94 | Residential | Behind the Meter | No | Net Metered Residential | Power Home Remodeling |  | PSE&G | Accepted | 2023-12-06 | 2024-01-10 | 2025-01-10 | Meters | SolarEdge | Revenue Grade Data Ansi C12.20 |  |  | 1 |  |  |  | Yes | Outdoor
NJADRE1555251111 | Administratively Determined Incentive Program | MONMOUTH JUNCTION | 8852 | 11 | 6.94 | Residential | Behind the Meter | No | Net Metered Residential | Power Home Remodeling |  | PSE&G | Accepted | 2023-12-06 | 2024-01-10 | 2025-01-10 | Solar Panels | QCell | Q.PEAK DUO BLK-G10+ 365 |  | 0.365 | 19 | 239 | 28 |  | Fixed | Roof
NJADRE1555251128 | Administratively Determined Incentive Program | SOUTH BRUNSWICK TOWNSHIP | 8824 | 11 | 8.1 | Residential | Behind the Meter | No | Net Metered Residential | Tesla Energy Operations Inc |  | PSE&G | Accepted | 2023-12-06 | 2024-01-16 | 2025-01-16 | Inverters | 1538000-45-A | Tesla | 7600 |  | 1 |  |  | 0.98 |  | Outside
NJADRE1555251128 | Administratively Determined Incentive Program | SOUTH BRUNSWICK TOWNSHIP | 8824 | 11 | 8.1 | Residential | Behind the Meter | No | Net Metered Residential | Tesla Energy Operations Inc |  | PSE&G | Accepted | 2023-12-06 | 2024-01-16 | 2025-01-16 | Solar Panels | Hanwha | Â # Q.PEAK DUO BLK ML-G10+/TS 405 |  | 0.405 | 14 | 64 | 24 |  | Fixed | Roof
NJADRE1555251128 | Administratively Determined Incentive Program | SOUTH BRUNSWICK TOWNSHIP | 8824 | 11 | 8.1 | Residential | Behind the Meter | No | Net Metered Residential | Tesla Energy Operations Inc |  | PSE&G | Accepted | 2023-12-06 | 2024-01-16 | 2025-01-16 | Solar Panels | Hanwha | Â # Q.PEAK DUO BLK ML-G10+/TS 405 |  | 0.405 | 6 | 244 | 24 |  | Fixed | Roof
NJADRE1555251153 | Administratively Determined Incentive Program | PLEASANTVILLE | 8232 | 19 | 5.53 | Residential | Behind the Meter | Yes | Net Metered Residential | Big Solar Energy, LLC |  | AC Electric | Accepted | 2023-12-06 | 2024-01-11 | 2025-01-11 | Inverters | SolarEdge | SE5000H-US | 5000 |  | 1 |  |  | 0.992 |  | Outdoor
NJADRE1555251153 | Administratively Determined Incentive Program | PLEASANTVILLE | 8232 | 19 | 5.53 | Residential | Behind the Meter | Yes | Net Metered Residential | Big Solar Energy, LLC |  | AC Electric | Accepted | 2023-12-06 | 2024-01-11 | 2025-01-11 | Solar Panels | JA Solar | JAM72S09-395 |  | 0.395 | 14 | 125 | 11 |  | Fixed | Roof
NJADRE1555251158 | Administratively Determined Incentive Program | SICKLERVILLE | 8081 | 14 | 3.6 | Residential | Behind the Meter | Yes | Net Metered Residential | Pro Custom Solar dba Momentum Solar |  | AC Electric | Accepted | 2023-12-06 | 2024-01-10 | 2025-01-10 | Solar Panels | Â Q. PEAK DUO BLK-G10+400 | hanwha |  | 0.4 | 9 | 186 | 31 |  | Fixed | Roof
NJADRE1555251158 | Administratively Determined Incentive Program | SICKLERVILLE | 8081 | 14 | 3.6 | Residential | Behind the Meter | Yes | Net Metered Residential | Pro Custom Solar dba Momentum Solar |  | AC Electric | Accepted | 2023-12-06 | 2024-01-10 | 2025-01-10 | Inverters | IQ8PLUS-72-2-US | enphase | 290 |  | 9 |  |  | 0.97 |  | Outdoor
NJADRE1555251195 | Administratively Determined Incentive Program | BOUND BROOK | 8805 | 5 | 4.05 | Residential | Behind the Meter | Yes | Net Metered Residential | SunnyMac LLC |  | PSE&G | Accepted | 2023-12-06 | 2024-01-10 | 2025-01-10 | Solar Panels | Q.PEAK DUO BLK ML-G10+ 405W | HANWHA |  | 0.405 | 5 | 195 | 35 |  | Fixed | Roof
NJADRE1555251195 | Administratively Determined Incentive Program | BOUND BROOK | 8805 | 5 | 4.05 | Residential | Behind the Meter | Yes | Net Metered Residential | SunnyMac LLC |  | PSE&G | Accepted | 2023-12-06 | 2024-01-10 | 2025-01-10 | Solar Panels | Q.PEAK DUO BLK ML-G10+ 405W | HANWHA |  | 0.405 | 5 | 105 | 35 |  | Fixed | Roof
NJADRE1555251195 | Administratively Determined Incentive Program | BOUND BROOK | 8805 | 5 | 4.05 | Residential | Behind the Meter | Yes | Net Metered Residential | SunnyMac LLC |  | PSE&G | Accepted | 2023-12-06 | 2024-01-10 | 2025-01-10 | Inverters | SE3800H-US | Solaredge | 3800 |  | 1 |  |  | 0.1 |  | Outdoor | next to meter
NJADRE1555251205 | Administratively Determined Incentive Program | PLAINSBORO | 8536 | 11 | 14.58 | Residential | Behind the Meter | No | Net Metered Residential | Tesla Energy Operations Inc |  | PSE&G | Accepted | 2023-12-06 | 2024-01-16 | 2025-01-16 | Inverters | Tesla | 1538000-45-A | 5000 |  | 2 |  |  | 0.98 |  | Outside
NJADRE1555251205 | Administratively Determined Incentive Program | PLAINSBORO | 8536 | 11 | 14.58 | Residential | Behind the Meter | No | Net Metered Residential | Tesla Energy Operations Inc |  | PSE&G | Accepted | 2023-12-06 | 2024-01-16 | 2025-01-16 | Solar Panels | Hanwha | Â # Q.PEAK DUO BLK ML-G10+/TS 405 |  | 0.405 | 18 | 224 | 34 |  | Fixed | Roof
NJADRE1555251205 | Administratively Determined Incentive Program | PLAINSBORO | 8536 | 11 | 14.58 | Residential | Behind the Meter | No | Net Metered Residential | Tesla Energy Operations Inc |  | PSE&G | Accepted | 2023-12-06 | 2024-01-16 | 2025-01-16 | Solar Panels | Hanwha | Â # Q.PEAK DUO BLK ML-G10+/TS 405 |  | 0.405 | 10 | 44 | 34 |  | Fixed | Roof
NJADRE1555251205 | Administratively Determined Incentive Program | PLAINSBORO | 8536 | 11 | 14.58 | Residential | Behind the Meter | No | Net Metered Residential | Tesla Energy Operations Inc |  | PSE&G | Accepted | 2023-12-06 | 2024-01-16 | 2025-01-16 | Solar Panels | Hanwha | Â # Q.PEAK DUO BLK ML-G10+/TS 405 |  | 0.405 | 4 | 134 | 34 |  | Fixed | Roof
NJADRE1555251205 | Administratively Determined Incentive Program | PLAINSBORO | 8536 | 11 | 14.58 | Residential | Behind the Meter | No | Net Metered Residential | Tesla Energy Operations Inc |  | PSE&G | Accepted | 2023-12-06 | 2024-01-16 | 2025-01-16 | Solar Panels | Hanwha | Â # Q.PEAK DUO BLK ML-G10+/TS 405 |  | 0.405 | 4 | 314 | 34 |  | Fixed | Roof
NJADRE1555251239 | Administratively Determined Incentive Program | BARNEGAT | 8005 | 18 | 14.99 | Residential | Behind the Meter | Yes | Net Metered Residential | Trinity Solar |  | JCP&L | Accepted | 2023-12-06 | 2024-01-10 | 2025-01-10 | Inverters | Solar edge | Se11400h-us | 11400 |  | 1 |  |  | 0.97 |  | Outdoor
NJADRE1555251239 | Administratively Determined Incentive Program | BARNEGAT | 8005 | 18 | 14.99 | Residential | Behind the Meter | Yes | Net Metered Residential | Trinity Solar |  | JCP&L | Accepted | 2023-12-06 | 2024-01-10 | 2025-01-10 | Solar Panels | HANWHA | HANWHA 405 (Q.PEAK DUO BLK ML-G10+ 405) |  | 0.405 | 24 | 152 | 30 |  | Fixed | Roof
NJADRE1555251239 | Administratively Determined Incentive Program | BARNEGAT | 8005 | 18 | 14.99 | Residential | Behind the Meter | Yes | Net Metered Residential | Trinity Solar |  | JCP&L | Accepted | 2023-12-06 | 2024-01-10 | 2025-01-10 | Solar Panels | HANWHA 405 (Q.PEAK DUO BLK ML-G10+ 405) | HANWHA 405 (Q.PEAK DUO BLK ML-G10+ 405) |  | 0.405 | 13 | 332 | 30 |  | Fixed | Roof
NJADRE1555251243 | Administratively Determined Incentive Program | BOUND BROOK | 8805 | 5 | 5.67 | Residential | Behind the Meter | Yes | Net Metered Residential | SunnyMac LLC |  | PSE&G | Accepted | 2023-12-06 | 2024-01-10 | 2025-01-10 | Solar Panels | Q.PEAK DUO BLK ML-G10+ 405W | HANWHA |  | 0.405 | 12 | 195 | 32 |  | Fixed | Roof
NJADRE1555251243 | Administratively Determined Incentive Program | BOUND BROOK | 8805 | 5 | 5.67 | Residential | Behind the Meter | Yes | Net Metered Residential | SunnyMac LLC |  | PSE&G | Accepted | 2023-12-06 | 2024-01-10 | 2025-01-10 | Solar Panels | Q.PEAK DUO BLK ML-G10+ 405W | HANWHA |  | 0.405 | 2 | 15 | 32 |  | Fixed | Roof
NJADRE1555251243 | Administratively Determined Incentive Program | BOUND BROOK | 8805 | 5 | 5.67 | Residential | Behind the Meter | Yes | Net Metered Residential | SunnyMac LLC |  | PSE&G | Accepted | 2023-12-06 | 2024-01-10 | 2025-01-10 | Inverters | SE5000H-US | Solaredge | 5000 |  | 1 |  |  | 0.1 |  | Outdoor | next to meter
NJADRE1555251247 | Administratively Determined Incentive Program | NEW MILFORD | 7646 | 7 | 7.29 | Residential | Behind the Meter | Yes | Net Metered Residential | Trinity Solar |  | PSE&G | Accepted | 2023-12-06 | 2024-01-10 | 2025-01-10 | Inverters | Solar Edge | SE6000H-US | 6000 |  | 1 |  |  | 0.97 |  | Outdoor
NJADRE1555251247 | Administratively Determined Incentive Program | NEW MILFORD | 7646 | 7 | 7.29 | Residential | Behind the Meter | Yes | Net Metered Residential | Trinity Solar |  | PSE&G | Accepted | 2023-12-06 | 2024-01-10 | 2025-01-10 | Solar Panels | HANWHA | (Q.PEAK DUO BLK ML-G10+ 405) |  | 0.405 | 18 | 278 | 23 |  | Fixed | Roof
NJADRE1555251266 | Administratively Determined Incentive Program | HAWTHORNE | 7506 | 6 | 10.56 | Residential | Behind the Meter | No | Net Metered Residential | Green House Solar |  | PSE&G | Accepted | 2023-12-06 | 2024-01-10 | 2025-01-10 | Inverters | enphase | iq7hs | 384 |  | 24 |  |  | 0.97 |  | Outdoor
NJADRE1555251266 | Administratively Determined Incentive Program | HAWTHORNE | 7506 | 6 | 10.56 | Residential | Behind the Meter | No | Net Metered Residential | Green House Solar |  | PSE&G | Accepted | 2023-12-06 | 2024-01-10 | 2025-01-10 | Solar Panels | sunpower | m440 |  | 0.44 | 12 | 245 | 18 |  | Fixed | Roof
NJADRE1555251266 | Administratively Determined Incentive Program | HAWTHORNE | 7506 | 6 | 10.56 | Residential | Behind the Meter | No | Net Metered Residential | Green House Solar |  | PSE&G | Accepted | 2023-12-06 | 2024-01-10 | 2025-01-10 | Solar Panels | sunpower | m440 |  | 0.44 | 12 | 335 | 18 |  | Fixed | Roof
NJADRE1555251749 | Administratively Determined Incentive Program | LAKEWOOD | 8701 | 18 | 10.27 | Residential | Behind the Meter | No | Net Metered Residential | Powerlutions |  | JCP&L | Accepted | 2023-12-06 | 2024-01-10 | 2025-01-10 | Solar Panels | Trina | TSM-DE09C.07 |  | 0.395 | 26 | 180 | 28 |  | Fixed | Roof
NJADRE1555251749 | Administratively Determined Incentive Program | LAKEWOOD | 8701 | 18 | 10.27 | Residential | Behind the Meter | No | Net Metered Residential | Powerlutions |  | JCP&L | Accepted | 2023-12-06 | 2024-01-10 | 2025-01-10 | Inverters | ENPHASE | IQ7PLUS-72-2-US | 290 |  | 26 |  |  | 0.98 |  | Outdoor
NJADRE1555251953 | Administratively Determined Incentive Program | SCOTCH PLAINS | 7076 | 10 | 7.7 | Residential | Behind the Meter | Yes | Net Metered Residential | SunnyMac LLC |  | PSE&G | Accepted | 2023-12-06 | 2024-01-10 | 2025-01-10 | Solar Panels | Q.PEAK DUO BLK ML-G10+ 405W | HANWHA |  | 0.405 | 10 | 128 | 27 |  | Fixed | Roof
NJADRE1555251953 | Administratively Determined Incentive Program | SCOTCH PLAINS | 7076 | 10 | 7.7 | Residential | Behind the Meter | Yes | Net Metered Residential | SunnyMac LLC |  | PSE&G | Accepted | 2023-12-06 | 2024-01-10 | 2025-01-10 | Solar Panels | Q.PEAK DUO BLK ML-G10+ 405W | HANWHA |  | 0.405 | 6 | 308 | 27 |  | Fixed | Roof
NJADRE1555251953 | Administratively Determined Incentive Program | SCOTCH PLAINS | 7076 | 10 | 7.7 | Residential | Behind the Meter | Yes | Net Metered Residential | SunnyMac LLC |  | PSE&G | Accepted | 2023-12-06 | 2024-01-10 | 2025-01-10 | Solar Panels | Q.PEAK DUO BLK ML-G10+ 405W | HANWHA |  | 0.405 | 3 | 308 | 9 |  | Fixed | Roof
NJADRE1555251953 | Administratively Determined Incentive Program | SCOTCH PLAINS | 7076 | 10 | 7.7 | Residential | Behind the Meter | Yes | Net Metered Residential | SunnyMac LLC |  | PSE&G | Accepted | 2023-12-06 | 2024-01-10 | 2025-01-10 | Inverters | SE6000H-US | Solaredge | 6000 |  | 1 |  |  | 0.1 |  | Outdoor | next to meter
NJADRE1555251953 | Administratively Determined Incentive Program | SCOTCH PLAINS | 7076 | 10 | 7.7 | Residential | Behind the Meter | Yes | Net Metered Residential | SunnyMac LLC |  | PSE&G | Accepted | 2023-12-06 | 2024-01-10 | 2025-01-10 | Meters | SE-RGMTR-1D-240C-B | Solaredge |  |  | 1 |  |  |  | Yes | Outdoor
NJADRE1555252056 | Administratively Determined Incentive Program | NEPTUNE | 7753 | 17 | 7.7 | Residential | Behind the Meter | Yes | Net Metered Residential | Sunrun Installation Services, Inc. |  | JCP&L | Accepted | 2023-12-06 | 2024-01-10 | 2025-01-10 | Inverters | SolarEdge Technologies | SE6000H-USSN | 6000 |  | 1 |  |  | 0.99 |  | Outdoor | next to meter
NJADRE1555252056 | Administratively Determined Incentive Program | NEPTUNE | 7753 | 17 | 7.7 | Residential | Behind the Meter | Yes | Net Metered Residential | Sunrun Installation Services, Inc. |  | JCP&L | Accepted | 2023-12-06 | 2024-01-10 | 2025-01-10 | Solar Panels | Hanwha Q Cells | Q.PEAK DUO BLK ML-G10+ 405 |  | 0.405 | 9 | 338 | 20 |  | Fixed | Roof
NJADRE1555252056 | Administratively Determined Incentive Program | NEPTUNE | 7753 | 17 | 7.7 | Residential | Behind the Meter | Yes | Net Metered Residential | Sunrun Installation Services, Inc. |  | JCP&L | Accepted | 2023-12-06 | 2024-01-10 | 2025-01-10 | Solar Panels | Hanwha Q Cells | Q.PEAK DUO BLK ML-G10+ 405 |  | 0.405 | 10 | 158 | 20 |  | Fixed | Roof
NJADRE1555252111 | Administratively Determined Incentive Program | CAPE MAY COURT HOUSE | 8210 | 21 | 9.72 | Residential | Behind the Meter | Yes | Net Metered Residential | Trinity Solar |  | AC Electric | Accepted | 2023-12-06 | 2024-01-10 | 2025-01-10 | Inverters | Solar edge | SE7600H-US | 7600 |  | 1 |  |  | 0.97 |  | Other
NJADRE1555252111 | Administratively Determined Incentive Program | CAPE MAY COURT HOUSE | 8210 | 21 | 9.72 | Residential | Behind the Meter | Yes | Net Metered Residential | Trinity Solar |  | AC Electric | Accepted | 2023-12-06 | 2024-01-10 | 2025-01-10 | Solar Panels | HANWHA 405 (Q.PEAK DUO BLK ML-G10+ 405) | HANWHA 405 (Q.PEAK DUO BLK ML-G10+ 405) |  | 0.405 | 24 | 118 | 5 |  | Fixed | Roof
NJADRE1555252204 | Administratively Determined Incentive Program | CLEMENTON | 8021 | 14 | 5.53 | Residential | Behind the Meter | Yes | Net Metered Residential | Sunrun Installation Services, Inc. |  | AC Electric | Accepted | 2023-12-06 | 2024-01-10 | 2025-01-10 | Inverters | DELTA ELECTRONICS | E4-TL-US | 3840 |  | 1 |  |  | 0.97 |  | Outdoor | Next To Meter
NJADRE1555252204 | Administratively Determined Incentive Program | CLEMENTON | 8021 | 14 | 5.53 | Residential | Behind the Meter | Yes | Net Metered Residential | Sunrun Installation Services, Inc. |  | AC Electric | Accepted | 2023-12-06 | 2024-01-10 | 2025-01-10 | Solar Panels | TRINA SOLAR | TSM-395DE09C.07 |  | 0.395 | 14 | 87 | 22 |  | Fixed | Roof
NJADRE1555252205 | Administratively Determined Incentive Program | NUTLEY | 7110 | 9 | 4.68 | Residential | Behind the Meter | No | Net Metered Residential | SunPower Corporation |  | PSE&G | Accepted | 2023-12-06 | 2024-01-15 | 2025-01-15 | Solar Panels | Sunpower | SPR-M-425-H-AC |  | 0.425 | 3 | 125 | 34 |  | Fixed | Roof
NJADRE1555252205 | Administratively Determined Incentive Program | NUTLEY | 7110 | 9 | 4.68 | Residential | Behind the Meter | No | Net Metered Residential | SunPower Corporation |  | PSE&G | Accepted | 2023-12-06 | 2024-01-15 | 2025-01-15 | Solar Panels | Sunpower | SPR-M-425-H-AC |  | 0.425 | 8 | 305 | 34 |  | Fixed | Roof
NJADRE1555252205 | Administratively Determined Incentive Program | NUTLEY | 7110 | 9 | 4.68 | Residential | Behind the Meter | No | Net Metered Residential | SunPower Corporation |  | PSE&G | Accepted | 2023-12-06 | 2024-01-15 | 2025-01-15 | Inverters | Enphase | IQ7HS-66-ACM-US | 384 |  | 11 |  |  | 0.97 |  | Other | Under Each Panel
NJADRE1555252234 | Administratively Determined Incentive Program | ORANGE CITY | 7050 | 9 | 7.7 | Residential | Behind the Meter | Yes | Net Metered Residential | Sunrun Installation Services, Inc. |  | PSE&G | Accepted | 2023-12-06 | 2024-01-10 | 2025-01-10 | Inverters | Delta Electronics | E6-TL-US | 5760 |  | 1 |  |  | 0.975 |  | Outdoor | Next to meter
NJADRE1555252234 | Administratively Determined Incentive Program | ORANGE CITY | 7050 | 9 | 7.7 | Residential | Behind the Meter | Yes | Net Metered Residential | Sunrun Installation Services, Inc. |  | PSE&G | Accepted | 2023-12-06 | 2024-01-10 | 2025-01-10 | Solar Panels | Hanwha Q Cells | Q.PEAK DUO BLK ML-G10+ 405 |  | 0.405 | 7 | 37 | 34 |  | Fixed | Roof
NJADRE1555252234 | Administratively Determined Incentive Program | ORANGE CITY | 7050 | 9 | 7.7 | Residential | Behind the Meter | Yes | Net Metered Residential | Sunrun Installation Services, Inc. |  | PSE&G | Accepted | 2023-12-06 | 2024-01-10 | 2025-01-10 | Solar Panels | Hanwha Q Cells | Q.PEAK DUO BLK ML-G10+ 405 |  | 0.405 | 12 | 216 | 35 |  | Fixed | Roof
NJADRE1555253287 | Administratively Determined Incentive Program | SECAUCUS | 7094 | 8 | 4 | Residential | Behind the Meter | No | Net Metered Residential | Seabright Solar |  | PSE&G | Accepted | 2023-12-06 | 2024-01-10 | 2025-01-10 | Solar Panels | Sunpower | SPR-U-400 |  | 0.4 | 10 | 194 | 30 |  | Fixed | Roof
NJADRE1555253287 | Administratively Determined Incentive Program | SECAUCUS | 7094 | 8 | 4 | Residential | Behind the Meter | No | Net Metered Residential | Seabright Solar |  | PSE&G | Accepted | 2023-12-06 | 2024-01-10 | 2025-01-10 | Inverters | Enphase | IQ 7HS | 384 |  | 10 |  |  | 0.99 |  | Outside | Roof
NJADRE1555254980 | Administratively Determined Incentive Program | FLEMINGTON | 8822 | 4 | 8.3 | Residential | Behind the Meter | Yes | Net Metered Residential | Bright Planet Solar |  | JCP&L | Accepted | 2023-12-06 | 2024-01-11 | 2025-01-11 | Inverters | Solar Edge | SE600H-USRGM | 600 |  | 1 |  |  | 0.98 |  | Outdoor | OUTSIDE
NJADRE1555254980 | Administratively Determined Incentive Program | FLEMINGTON | 8822 | 4 | 8.3 | Residential | Behind the Meter | Yes | Net Metered Residential | Bright Planet Solar |  | JCP&L | Accepted | 2023-12-06 | 2024-01-11 | 2025-01-11 | Solar Panels | Canadian Solar | CS3N-395MS |  | 0.395 | 12 | 221 | 37 |  | Fixed | Roof
NJADRE1555254980 | Administratively Determined Incentive Program | FLEMINGTON | 8822 | 4 | 8.3 | Residential | Behind the Meter | Yes | Net Metered Residential | Bright Planet Solar |  | JCP&L | Accepted | 2023-12-06 | 2024-01-11 | 2025-01-11 | Solar Panels | Canadian Solar | CS3N-395MS |  | 0.395 | 6 | 216 | 37 |  | Fixed | Roof
NJADRE1555254980 | Administratively Determined Incentive Program | FLEMINGTON | 8822 | 4 | 8.3 | Residential | Behind the Meter | Yes | Net Metered Residential | Bright Planet Solar |  | JCP&L | Accepted | 2023-12-06 | 2024-01-11 | 2025-01-11 | Solar Panels | Canadian Solar | CS3N-395MS |  | 0.395 | 3 | 133 | 45 |  | Fixed | Roof
NJADRE1555256979 | Administratively Determined Incentive Program | ELIZABETH | 7206 | 10 | 2.63 | Residential | Behind the Meter | Yes | Net Metered Residential | Sunrun Installation Services, Inc. |  | PSE&G | Accepted | 2023-12-06 | 2024-01-10 | 2025-01-10 | Solar Panels | Vikram Solar | VSMDHT.60.375.05 |  | 0.375 | 7 | 147 | 34 |  | Fixed | Roof
NJADRE1555256979 | Administratively Determined Incentive Program | ELIZABETH | 7206 | 10 | 2.63 | Residential | Behind the Meter | Yes | Net Metered Residential | Sunrun Installation Services, Inc. |  | PSE&G | Accepted | 2023-12-06 | 2024-01-10 | 2025-01-10 | Inverters | Delta Electronics | E4-TL-US | 3840 |  | 1 |  |  | 0.98 |  | Outside
NJADRE1555256991 | Administratively Determined Incentive Program | MILLVILLE | 8332 | 20 | 6.8 | Residential | Behind the Meter | Yes | Net Metered Residential | SunPower Corporation |  | AC Electric | Accepted | 2023-12-06 | 2024-01-10 | 2025-01-10 | Solar Panels | WAAREE ENERGIES LIMITED | WSMDI-400 |  | 0.4 | 2 | 102 | 28 |  | Fixed | Roof
NJADRE1555256991 | Administratively Determined Incentive Program | MILLVILLE | 8332 | 20 | 6.8 | Residential | Behind the Meter | Yes | Net Metered Residential | SunPower Corporation |  | AC Electric | Accepted | 2023-12-06 | 2024-01-10 | 2025-01-10 | Solar Panels | WAAREE ENERGIES LIMITED | WSMDI-400 |  | 0.4 | 15 | 102 | 28 |  | Fixed | Roof
NJADRE1555256991 | Administratively Determined Incentive Program | MILLVILLE | 8332 | 20 | 6.8 | Residential | Behind the Meter | Yes | Net Metered Residential | SunPower Corporation |  | AC Electric | Accepted | 2023-12-06 | 2024-01-10 | 2025-01-10 | Inverters | Enphase | IQ7HS-66-M-US | 384 |  | 17 |  |  | 0.97 |  | Other | Under Each Panel
NJADRE1555256996 | Administratively Determined Incentive Program | FAIRFIELD | 7004 | 9 | 4.46 | Residential | Behind the Meter | Yes | Net Metered Residential | Sunrun Installation Services, Inc. |  | PSE&G | Accepted | 2023-12-06 | 2024-01-10 | 2025-01-10 | Inverters | SolarEdge Technologies | SE3800H-USMN | 3800 |  | 1 |  |  | 0.96 |  | Outdoor | Next To Meter
NJADRE1555256996 | Administratively Determined Incentive Program | FAIRFIELD | 7004 | 9 | 4.46 | Residential | Behind the Meter | Yes | Net Metered Residential | Sunrun Installation Services, Inc. |  | PSE&G | Accepted | 2023-12-06 | 2024-01-10 | 2025-01-10 | Solar Panels | Hanwha Q Cells | Q.PEAK DUO BLK ML-G10+ 405 |  | 0.405 | 2 | 107 | 21 |  | Fixed | Roof
NJADRE1555256996 | Administratively Determined Incentive Program | FAIRFIELD | 7004 | 9 | 4.46 | Residential | Behind the Meter | Yes | Net Metered Residential | Sunrun Installation Services, Inc. |  | PSE&G | Accepted | 2023-12-06 | 2024-01-10 | 2025-01-10 | Solar Panels | Hanwha Q Cells | Q.PEAK DUO BLK ML-G10+ 405 |  | 0.405 | 9 | 287 | 20 |  | Fixed | Roof
NJADRE1555257050 | Administratively Determined Incentive Program | CAMDEN | 8104 | 14 | 6.72 | Residential | Behind the Meter | No | Net Metered Residential | Bright Planet Solar |  | PSE&G | Accepted | 2023-12-06 | 2024-01-15 | 2025-01-15 | Inverters | Solar Edge | SE5000H-USRGM | 5000 |  | 1 |  |  | 0.98 |  | Outdoor | OUTSIDE
NJADRE1555257050 | Administratively Determined Incentive Program | CAMDEN | 8104 | 14 | 6.72 | Residential | Behind the Meter | No | Net Metered Residential | Bright Planet Solar |  | PSE&G | Accepted | 2023-12-06 | 2024-01-15 | 2025-01-15 | Solar Panels | Canadian Solar | CS3N-395MS |  | 0.395 | 17 | 172 | 9 |  | Fixed | Roof
NJADRE1555259751 | Administratively Determined Incentive Program | KEARNY | 7032 | 8 | 10 | Residential | Behind the Meter | Yes | Net Metered Residential | Suntuity Solar LLC |  | PSE&G | Accepted | 2023-12-07 | 2024-01-10 | 2025-01-10 | Inverters | (25) ENPHASE | IQ8PLUS-72-2-US | 290 |  | 25 |  |  | 0.97 |  | Outdoor | Behind the PV modules
NJADRE1555259751 | Administratively Determined Incentive Program | KEARNY | 7032 | 8 | 10 | Residential | Behind the Meter | Yes | Net Metered Residential | Suntuity Solar LLC |  | PSE&G | Accepted | 2023-12-07 | 2024-01-10 | 2025-01-10 | Solar Panels | (25) CANADIANSOLAR | CS6R-400MS-HL |  | 0.4 | 12 | 35 | 38 |  | Fixed | Roof
NJADRE1555259751 | Administratively Determined Incentive Program | KEARNY | 7032 | 8 | 10 | Residential | Behind the Meter | Yes | Net Metered Residential | Suntuity Solar LLC |  | PSE&G | Accepted | 2023-12-07 | 2024-01-10 | 2025-01-10 | Solar Panels | (25) CANADIANSOLAR | CS6R-400MS-HL |  | 0.4 | 13 | 215 | 38 |  | Fixed | Roof
NJADRE1555259761 | Administratively Determined Incentive Program | WILLINGBORO | 8046 | 13 | 10.94 | Residential | Behind the Meter | Yes | Net Metered Residential | SunnyMac LLC |  | PSE&G | Accepted | 2023-12-07 | 2024-01-10 | 2025-01-10 | Solar Panels | Q.PEAK DUO BLK ML-G10+ 405 | HANWHA |  | 0.405 | 14 | 198 | 26 |  | Fixed | Roof
NJADRE1555259761 | Administratively Determined Incentive Program | WILLINGBORO | 8046 | 13 | 10.94 | Residential | Behind the Meter | Yes | Net Metered Residential | SunnyMac LLC |  | PSE&G | Accepted | 2023-12-07 | 2024-01-10 | 2025-01-10 | Solar Panels | Q.PEAK DUO BLK ML-G10+ 405 | HANWHA |  | 0.405 | 3 | 198 | 17 |  | Fixed | Roof
NJADRE1555259761 | Administratively Determined Incentive Program | WILLINGBORO | 8046 | 13 | 10.94 | Residential | Behind the Meter | Yes | Net Metered Residential | SunnyMac LLC |  | PSE&G | Accepted | 2023-12-07 | 2024-01-10 | 2025-01-10 | Solar Panels | Q.PEAK DUO BLK ML-G10+ 405 | HANWHA |  | 0.405 | 10 | 18 | 26 |  | Fixed | Roof
NJADRE1555259761 | Administratively Determined Incentive Program | WILLINGBORO | 8046 | 13 | 10.94 | Residential | Behind the Meter | Yes | Net Metered Residential | SunnyMac LLC |  | PSE&G | Accepted | 2023-12-07 | 2024-01-10 | 2025-01-10 | Inverters | SE7600H-US | SOLAREDGE | 7600 |  | 1 |  |  | 0.1 |  | Outdoor | next to meter
NJADRE1555259761 | Administratively Determined Incentive Program | WILLINGBORO | 8046 | 13 | 10.94 | Residential | Behind the Meter | Yes | Net Metered Residential | SunnyMac LLC |  | PSE&G | Accepted | 2023-12-07 | 2024-01-10 | 2025-01-10 | Meters | SE-RGMTR-1D-240C-B | Solaredge |  |  | 1 |  |  |  | Yes | Outdoor
NJADRE1555259767 | Administratively Determined Incentive Program | HADDONFIELD | 8033 | 14 | 5.27 | Residential | Behind the Meter | Yes | Net Metered Residential | SunnyMac LLC |  | PSE&G | Accepted | 2023-12-07 | 2024-01-10 | 2025-01-10 | Solar Panels | Q.PEAK DUO BLK ML-G10+ 405 | HANWHA |  | 0.405 | 13 | 170 | 21 |  | Fixed | Roof
NJADRE1555259767 | Administratively Determined Incentive Program | HADDONFIELD | 8033 | 14 | 5.27 | Residential | Behind the Meter | Yes | Net Metered Residential | SunnyMac LLC |  | PSE&G | Accepted | 2023-12-07 | 2024-01-10 | 2025-01-10 | Inverters | SE5000H-US | Solaredge | 5000 |  | 1 |  |  | 0.1 |  | Outdoor | next to meter
NJADRE1555259767 | Administratively Determined Incentive Program | HADDONFIELD | 8033 | 14 | 5.27 | Residential | Behind the Meter | Yes | Net Metered Residential | SunnyMac LLC |  | PSE&G | Accepted | 2023-12-07 | 2024-01-10 | 2025-01-10 | Meters | SE-RGMTR-1D-240C-B | Solaredge |  |  | 1 |  |  |  | Yes | Outdoor
NJADRE1555259779 | Administratively Determined Incentive Program | WOODBURY HEIGHTS | 8097 | 15 | 11.34 | Residential | Behind the Meter | Yes | Net Metered Residential | SunnyMac LLC |  | PSE&G | Accepted | 2023-12-07 | 2024-01-10 | 2025-01-10 | Solar Panels | Q.PEAK DUO BLK ML-G10+ 405 | HANWHA |  | 0.405 | 9 | 167 | 23 |  | Fixed | Roof
NJADRE1555259779 | Administratively Determined Incentive Program | WOODBURY HEIGHTS | 8097 | 15 | 11.34 | Residential | Behind the Meter | Yes | Net Metered Residential | SunnyMac LLC |  | PSE&G | Accepted | 2023-12-07 | 2024-01-10 | 2025-01-10 | Solar Panels | Q.PEAK DUO BLK ML-G10+ 405 | HANWHA |  | 0.405 | 12 | 77 | 21 |  | Fixed | Roof
NJADRE1555259779 | Administratively Determined Incentive Program | WOODBURY HEIGHTS | 8097 | 15 | 11.34 | Residential | Behind the Meter | Yes | Net Metered Residential | SunnyMac LLC |  | PSE&G | Accepted | 2023-12-07 | 2024-01-10 | 2025-01-10 | Solar Panels | Q.PEAK DUO BLK ML-G10+ 405 | HANWHA |  | 0.405 | 5 | 257 | 21 |  | Fixed | Roof
NJADRE1555259779 | Administratively Determined Incentive Program | WOODBURY HEIGHTS | 8097 | 15 | 11.34 | Residential | Behind the Meter | Yes | Net Metered Residential | SunnyMac LLC |  | PSE&G | Accepted | 2023-12-07 | 2024-01-10 | 2025-01-10 | Solar Panels | Q.PEAK DUO BLK ML-G10+ 405 | HANWHA |  | 0.405 | 2 | 347 | 23 |  | Fixed | Roof
NJADRE1555259779 | Administratively Determined Incentive Program | WOODBURY HEIGHTS | 8097 | 15 | 11.34 | Residential | Behind the Meter | Yes | Net Metered Residential | SunnyMac LLC |  | PSE&G | Accepted | 2023-12-07 | 2024-01-10 | 2025-01-10 | Inverters | SE10000H-US | Solaredge | 10000 |  | 1 |  |  | 0.1 |  | Outdoor | next to meter
NJADRE1555259779 | Administratively Determined Incentive Program | WOODBURY HEIGHTS | 8097 | 15 | 11.34 | Residential | Behind the Meter | Yes | Net Metered Residential | SunnyMac LLC |  | PSE&G | Accepted | 2023-12-07 | 2024-01-10 | 2025-01-10 | Meters | SE-RGMTR-1D-240C-B | Solaredge |  |  | 1 |  |  |  | Yes | Outdoor
NJADRE1555259788 | Administratively Determined Incentive Program | Voorhees Twp | 29484 |  | 6.48 | Residential | Behind the Meter | Yes | Net Metered Residential | SunnyMac LLC |  | PSE&G | Accepted | 2023-12-07 | 2024-01-10 | 2025-01-10 | Solar Panels | Q.PEAK DUO BLK ML-G10+ 405 | HANWHA |  | 0.405 | 3 | 178 | 23 |  | Fixed | Roof
NJADRE1555259788 | Administratively Determined Incentive Program | Voorhees Twp | 29484 |  | 6.48 | Residential | Behind the Meter | Yes | Net Metered Residential | SunnyMac LLC |  | PSE&G | Accepted | 2023-12-07 | 2024-01-10 | 2025-01-10 | Solar Panels | Q.PEAK DUO BLK ML-G10+ 405 | HANWHA |  | 0.405 | 13 | 178 | 24 |  | Fixed | Roof
NJADRE1555259788 | Administratively Determined Incentive Program | Voorhees Twp | 29484 |  | 6.48 | Residential | Behind the Meter | Yes | Net Metered Residential | SunnyMac LLC |  | PSE&G | Accepted | 2023-12-07 | 2024-01-10 | 2025-01-10 | Inverters | SE5000H-US | Solaredgev | 5000 |  | 1 |  |  | 0.1 |  | Outdoor | next to meter
NJADRE1555259788 | Administratively Determined Incentive Program | Voorhees Twp | 29484 |  | 6.48 | Residential | Behind the Meter | Yes | Net Metered Residential | SunnyMac LLC |  | PSE&G | Accepted | 2023-12-07 | 2024-01-10 | 2025-01-10 | Meters | SE-RGMTR-1D-240C-B | Solaredge |  |  | 1 |  |  |  | Yes | Outdoor
NJADRE1555259795 | Administratively Determined Incentive Program | LUMBERTON TWP | 8048 | 13 | 9.72 | Residential | Behind the Meter | Yes | Net Metered Residential | Sunny Mac LLC |  | PSE&G | Accepted | 2023-12-07 | 2024-01-10 | 2025-01-10 | Solar Panels | Q.PEAK DUO BLK ML-G10+ 405W | HANWHA |  | 0.405 | 15 | 179 | 27 |  | Fixed | Roof
NJADRE1555259795 | Administratively Determined Incentive Program | LUMBERTON TWP | 8048 | 13 | 9.72 | Residential | Behind the Meter | Yes | Net Metered Residential | Sunny Mac LLC |  | PSE&G | Accepted | 2023-12-07 | 2024-01-10 | 2025-01-10 | Solar Panels | Q.PEAK DUO BLK ML-G10+ 405W | HANWHA |  | 0.405 | 5 | 269 | 32 |  | Fixed | Roof
NJADRE1555259795 | Administratively Determined Incentive Program | LUMBERTON TWP | 8048 | 13 | 9.72 | Residential | Behind the Meter | Yes | Net Metered Residential | Sunny Mac LLC |  | PSE&G | Accepted | 2023-12-07 | 2024-01-10 | 2025-01-10 | Solar Panels | Q.PEAK DUO BLK ML-G10+ 405W | HANWHA |  | 0.405 | 4 | 89 | 32 |  | Fixed | Roof
NJADRE1555259795 | Administratively Determined Incentive Program | LUMBERTON TWP | 8048 | 13 | 9.72 | Residential | Behind the Meter | Yes | Net Metered Residential | Sunny Mac LLC |  | PSE&G | Accepted | 2023-12-07 | 2024-01-10 | 2025-01-10 | Inverters | SE7600H-US | Solaredge | 7600 |  | 1 |  |  | 0.1 |  | Outdoor | next to meter
NJADRE1555259795 | Administratively Determined Incentive Program | LUMBERTON TWP | 8048 | 13 | 9.72 | Residential | Behind the Meter | Yes | Net Metered Residential | Sunny Mac LLC |  | PSE&G | Accepted | 2023-12-07 | 2024-01-10 | 2025-01-10 | Meters | SE-RGMTR-1D-240C-B | Solaredge |  |  | 1 |  |  |  | Yes | Outdoor
NJADRE1555259796 | Administratively Determined Incentive Program | ISELIN | 8830 | 11 | 8.4 | Residential | Behind the Meter | No | Net Metered Residential | Tesla Energy Operations Inc |  | PSE&G | Accepted | 2023-12-07 | 2024-01-15 | 2025-01-15 | Electric Storage Battery | Tesla | AC Powerwall 2.0 |  |  | 2 |  |  |  | Lead Acid |  | Outside
NJADRE1555259796 | Administratively Determined Incentive Program | ISELIN | 8830 | 11 | 8.4 | Residential | Behind the Meter | No | Net Metered Residential | Tesla Energy Operations Inc |  | PSE&G | Accepted | 2023-12-07 | 2024-01-15 | 2025-01-15 | Inverters | Tesla | #1850000-00-C | 7600 |  | 1 |  |  | 0.98 |  | Outside
NJADRE1555259796 | Administratively Determined Incentive Program | ISELIN | 8830 | 11 | 8.4 | Residential | Behind the Meter | No | Net Metered Residential | Tesla Energy Operations Inc |  | PSE&G | Accepted | 2023-12-07 | 2024-01-15 | 2025-01-15 | Solar Panels | Tesla | T400H |  | 0.4 | 6 | 268 | 10 |  | Fixed | Roof
NJADRE1555259796 | Administratively Determined Incentive Program | ISELIN | 8830 | 11 | 8.4 | Residential | Behind the Meter | No | Net Metered Residential | Tesla Energy Operations Inc |  | PSE&G | Accepted | 2023-12-07 | 2024-01-15 | 2025-01-15 | Solar Panels | Tesla | T400H |  | 0.4 | 15 | 88 | 37 |  | Fixed | Roof
NJADRE1555259928 | Administratively Determined Incentive Program | WILLINGBORO | 8046 | 13 | 22.68 | Residential | Behind the Meter | Yes | Net Metered Residential | SunnyMac LLC |  | PSE&G | Accepted | 2023-12-07 | 2024-01-10 | 2025-01-10 | Solar Panels | Q.PEAK DUO BLK ML-G10+ 405W | HANWHA |  | 0.405 | 14 | 189 | 19 |  | Fixed | Roof
NJADRE1555259928 | Administratively Determined Incentive Program | WILLINGBORO | 8046 | 13 | 22.68 | Residential | Behind the Meter | Yes | Net Metered Residential | SunnyMac LLC |  | PSE&G | Accepted | 2023-12-07 | 2024-01-10 | 2025-01-10 | Solar Panels | Q.PEAK DUO BLK ML-G10+ 405W | HANWHA |  | 0.405 | 23 | 279 | 18 |  | Fixed | Roof
NJADRE1555259928 | Administratively Determined Incentive Program | WILLINGBORO | 8046 | 13 | 22.68 | Residential | Behind the Meter | Yes | Net Metered Residential | SunnyMac LLC |  | PSE&G | Accepted | 2023-12-07 | 2024-01-10 | 2025-01-10 | Solar Panels | Q.PEAK DUO BLK ML-G10+ 405W | HANWHA |  | 0.405 | 9 | 9 | 19 |  | Fixed | Roof
NJADRE1555259928 | Administratively Determined Incentive Program | WILLINGBORO | 8046 | 13 | 22.68 | Residential | Behind the Meter | Yes | Net Metered Residential | SunnyMac LLC |  | PSE&G | Accepted | 2023-12-07 | 2024-01-10 | 2025-01-10 | Solar Panels | Q.PEAK DUO BLK ML-G10+ 405W | HANWHA |  | 0.405 | 10 | 99 | 18 |  | Fixed | Roof
NJADRE1555259928 | Administratively Determined Incentive Program | WILLINGBORO | 8046 | 13 | 22.68 | Residential | Behind the Meter | Yes | Net Metered Residential | SunnyMac LLC |  | PSE&G | Accepted | 2023-12-07 | 2024-01-10 | 2025-01-10 | Inverters | SE10000H-US | Solaredge | 10000 |  | 1 |  |  | 0.1 |  | Outdoor | next to meter
NJADRE1555259928 | Administratively Determined Incentive Program | WILLINGBORO | 8046 | 13 | 22.68 | Residential | Behind the Meter | Yes | Net Metered Residential | SunnyMac LLC |  | PSE&G | Accepted | 2023-12-07 | 2024-01-10 | 2025-01-10 | Inverters | SE6000H-US | Solaredge | 6000 |  | 1 |  |  | 0.1 |  | Outdoor | next to meter
NJADRE1555259928 | Administratively Determined Incentive Program | WILLINGBORO | 8046 | 13 | 22.68 | Residential | Behind the Meter | Yes | Net Metered Residential | SunnyMac LLC |  | PSE&G | Accepted | 2023-12-07 | 2024-01-10 | 2025-01-10 | Meters | SE-RGMTR-1D-240C-B | Solaredge |  |  | 1 |  |  |  | Yes | Outdoor
NJADRE1555259933 | Administratively Determined Incentive Program | WASHINGTON | 7882 | 2 | 6.48 | Residential | Behind the Meter | No | Net Metered Residential | Sunrun Installation Services, Inc. |  | JCP&L | Accepted | 2023-12-07 | 2024-01-12 | 2025-01-12 | Electric Storage Battery | LG Chem | RESU 10H Prime |  |  | 1 |  |  |  | Lithium Ion |  | Inside
NJADRE1555259933 | Administratively Determined Incentive Program | WASHINGTON | 7882 | 2 | 6.48 | Residential | Behind the Meter | No | Net Metered Residential | Sunrun Installation Services, Inc. |  | JCP&L | Accepted | 2023-12-07 | 2024-01-12 | 2025-01-12 | Inverters | SOLAREDGE TECHNOLOGIES | SE6000H-USSN | 6000 |  | 1 |  |  | 0.99 |  | Indoor | Next to meter
NJADRE1555259933 | Administratively Determined Incentive Program | WASHINGTON | 7882 | 2 | 6.48 | Residential | Behind the Meter | No | Net Metered Residential | Sunrun Installation Services, Inc. |  | JCP&L | Accepted | 2023-12-07 | 2024-01-12 | 2025-01-12 | Solar Panels | Hanwha Q Cells | Q.PEAK DUO BLK ML-G10+ 405 |  | 0.405 | 5 | 239 | 20 |  | Fixed | Roof
NJADRE1555259933 | Administratively Determined Incentive Program | WASHINGTON | 7882 | 2 | 6.48 | Residential | Behind the Meter | No | Net Metered Residential | Sunrun Installation Services, Inc. |  | JCP&L | Accepted | 2023-12-07 | 2024-01-12 | 2025-01-12 | Solar Panels | Hanwha Q Cells | Q.PEAK DUO BLK ML-G10+ 405 |  | 0.405 | 5 | 148 | 20 |  | Fixed | Roof
NJADRE1555259933 | Administratively Determined Incentive Program | WASHINGTON | 7882 | 2 | 6.48 | Residential | Behind the Meter | No | Net Metered Residential | Sunrun Installation Services, Inc. |  | JCP&L | Accepted | 2023-12-07 | 2024-01-12 | 2025-01-12 | Solar Panels | Hanwha Q Cells | Q.PEAK DUO BLK ML-G10+ 405 |  | 0.405 | 6 | 239 | 20 |  | Fixed | Roof
NJADRE1555259936 | Administratively Determined Incentive Program | ELIZABETH | 7208 | 10 | 6.08 | Residential | Behind the Meter | Yes | Net Metered Residential | Big Wave Roofing and Solar LLC |  | PSE&G | Accepted | 2023-12-07 | 2024-01-10 | 2025-01-10 | Inverters | Enphase Energy Inc | IQ7PLUS-72-2-US | 290 |  | 15 |  |  | 0.98 |  | Outside
NJADRE1555259936 | Administratively Determined Incentive Program | ELIZABETH | 7208 | 10 | 6.08 | Residential | Behind the Meter | Yes | Net Metered Residential | Big Wave Roofing and Solar LLC |  | PSE&G | Accepted | 2023-12-07 | 2024-01-10 | 2025-01-10 | Solar Panels | Qcells | Q.PEAK DUO BLK ML-G10+ 405 |  | 0.405 | 12 | 216 | 23 |  | Fixed | Roof
NJADRE1555259936 | Administratively Determined Incentive Program | ELIZABETH | 7208 | 10 | 6.08 | Residential | Behind the Meter | Yes | Net Metered Residential | Big Wave Roofing and Solar LLC |  | PSE&G | Accepted | 2023-12-07 | 2024-01-10 | 2025-01-10 | Solar Panels | Qcells | Q.PEAK DUO BLK ML-G10+ 405 |  | 0.405 | 3 | 216 | 19 |  | Fixed | Roof
NJADRE1555259954 | Administratively Determined Incentive Program | JERSEY CITY | 7304 | 8 | 10.4 | Residential | Behind the Meter | No | Net Metered Residential | Tesla Energy Operations Inc |  | PSE&G | Accepted | 2023-12-07 | 2024-01-17 | 2025-01-17 | Inverters | Tesla | 1850000-00-C | 7600 |  | 1 |  |  | 0.98 |  | Indoor
NJADRE1555259954 | Administratively Determined Incentive Program | JERSEY CITY | 7304 | 8 | 10.4 | Residential | Behind the Meter | No | Net Metered Residential | Tesla Energy Operations Inc |  | PSE&G | Accepted | 2023-12-07 | 2024-01-17 | 2025-01-17 | Inverters | Tesla Inc | 1534000-00-F | 3800 |  | 1 |  |  | 0.975 |  | Indoor
NJADRE1555259954 | Administratively Determined Incentive Program | JERSEY CITY | 7304 | 8 | 10.4 | Residential | Behind the Meter | No | Net Metered Residential | Tesla Energy Operations Inc |  | PSE&G | Accepted | 2023-12-07 | 2024-01-17 | 2025-01-17 | Solar Panels | Tesla | T400H |  | 0.4 | 14 | 27 | 18 |  | Fixed | Roof
NJADRE1555259954 | Administratively Determined Incentive Program | JERSEY CITY | 7304 | 8 | 10.4 | Residential | Behind the Meter | No | Net Metered Residential | Tesla Energy Operations Inc |  | PSE&G | Accepted | 2023-12-07 | 2024-01-17 | 2025-01-17 | Solar Panels | Tesla | T400H |  | 0.4 | 12 | 207 | 18 |  | Fixed | Roof
NJADRE1555259954 | Administratively Determined Incentive Program | JERSEY CITY | 7304 | 8 | 10.4 | Residential | Behind the Meter | No | Net Metered Residential | Tesla Energy Operations Inc |  | PSE&G | Accepted | 2023-12-07 | 2024-01-17 | 2025-01-17 | Electric Storage Battery | Tesla | AC Powerwall 2.0 |  |  | 1 |  |  |  | Lithium Ion |  | Inside
NJADRE1555260013 | Administratively Determined Incentive Program | FLEMINGTON | 8822 | 4 | 6.08 | Residential | Behind the Meter | No | Net Metered Residential | EMT Renewables |  | JCP&L | Accepted | 2023-12-07 | 2024-01-10 | 2025-01-10 | Inverters | ENPHASE | IQ8+ | 290 |  | 15 |  |  | 0.98 |  | Other | UNDER EACH PANEL
NJADRE1555260013 | Administratively Determined Incentive Program | FLEMINGTON | 8822 | 4 | 6.08 | Residential | Behind the Meter | No | Net Metered Residential | EMT Renewables |  | JCP&L | Accepted | 2023-12-07 | 2024-01-10 | 2025-01-10 | Solar Panels | Q CELLS | Q PEAK DUO BLK |  | 0.405 | 8 | 137 | 35 |  | Fixed | Roof
NJADRE1555260013 | Administratively Determined Incentive Program | FLEMINGTON | 8822 | 4 | 6.08 | Residential | Behind the Meter | No | Net Metered Residential | EMT Renewables |  | JCP&L | Accepted | 2023-12-07 | 2024-01-10 | 2025-01-10 | Solar Panels | Q CELLS | Q PEAK DUO BLK |  | 0.405 | 7 | 138 | 37 |  | Fixed | Roof
NJADRE1555260049 | Administratively Determined Incentive Program | PATERSON | 7522 | 6 | 12.56 | Residential | Behind the Meter | Yes | Net Metered Residential | Sunrun Installation Services, Inc. |  | PSE&G | Accepted | 2023-12-07 | 2024-01-11 | 2025-01-11 | Inverters | SOLAREDGE TECHNOLOGIES | SE10000H-USSN | 10000 |  | 1 |  |  | 0.992 |  | Outdoor | next to meter
NJADRE1555260049 | Administratively Determined Incentive Program | PATERSON | 7522 | 6 | 12.56 | Residential | Behind the Meter | Yes | Net Metered Residential | Sunrun Installation Services, Inc. |  | PSE&G | Accepted | 2023-12-07 | 2024-01-11 | 2025-01-11 | Solar Panels | HANWHA Q-CELLS | Q.PEAK DUO BLK ML-G10+ 405 |  | 0.405 | 11 | 45 | 33 |  | Fixed | Roof
NJADRE1555260049 | Administratively Determined Incentive Program | PATERSON | 7522 | 6 | 12.56 | Residential | Behind the Meter | Yes | Net Metered Residential | Sunrun Installation Services, Inc. |  | PSE&G | Accepted | 2023-12-07 | 2024-01-11 | 2025-01-11 | Solar Panels | HANWHA Q-CELLS | Q.PEAK DUO BLK ML-G10+ 405 |  | 0.405 | 20 | 225 | 33 |  | Fixed | Roof
NJADRE1555260105 | Administratively Determined Incentive Program | SAYREVILLE | 8872 | 11 | 12.8 | Residential | Behind the Meter | Yes | Net Metered Residential | Pro Custom Solar dba Momentum Solar |  | JCP&L | Accepted | 2023-12-07 | 2024-01-11 | 2025-01-11 | Solar Panels | Â Q. PEAK DUO BLK-G10+400 | hanwha |  | 0.4 | 7 | 169 | 19 |  | Fixed | Roof
NJADRE1555260105 | Administratively Determined Incentive Program | SAYREVILLE | 8872 | 11 | 12.8 | Residential | Behind the Meter | Yes | Net Metered Residential | Pro Custom Solar dba Momentum Solar |  | JCP&L | Accepted | 2023-12-07 | 2024-01-11 | 2025-01-11 | Solar Panels | Â Q. PEAK DUO BLK-G10+400 | hanwha |  | 0.4 | 3 | 79 | 20 |  | Fixed | Roof
NJADRE1555260105 | Administratively Determined Incentive Program | SAYREVILLE | 8872 | 11 | 12.8 | Residential | Behind the Meter | Yes | Net Metered Residential | Pro Custom Solar dba Momentum Solar |  | JCP&L | Accepted | 2023-12-07 | 2024-01-11 | 2025-01-11 | Solar Panels | Â Q. PEAK DUO BLK-G10+400 | hanwha |  | 0.4 | 4 | 349 | 19 |  | Fixed | Roof
NJADRE1555260105 | Administratively Determined Incentive Program | SAYREVILLE | 8872 | 11 | 12.8 | Residential | Behind the Meter | Yes | Net Metered Residential | Pro Custom Solar dba Momentum Solar |  | JCP&L | Accepted | 2023-12-07 | 2024-01-11 | 2025-01-11 | Solar Panels | Â Q. PEAK DUO BLK-G10+400 | hanwha |  | 0.4 | 6 | 79 | 20 |  | Fixed | Roof
NJADRE1555260105 | Administratively Determined Incentive Program | SAYREVILLE | 8872 | 11 | 12.8 | Residential | Behind the Meter | Yes | Net Metered Residential | Pro Custom Solar dba Momentum Solar |  | JCP&L | Accepted | 2023-12-07 | 2024-01-11 | 2025-01-11 | Solar Panels | Â Q. PEAK DUO BLK-G10+400 | hanwha |  | 0.4 | 8 | 259 | 19 |  | Fixed | Roof
NJADRE1555260105 | Administratively Determined Incentive Program | SAYREVILLE | 8872 | 11 | 12.8 | Residential | Behind the Meter | Yes | Net Metered Residential | Pro Custom Solar dba Momentum Solar |  | JCP&L | Accepted | 2023-12-07 | 2024-01-11 | 2025-01-11 | Solar Panels | Â Q. PEAK DUO BLK-G10+400 | hanwha |  | 0.4 | 4 | 259 | 20 |  | Fixed | Roof
NJADRE1555260105 | Administratively Determined Incentive Program | SAYREVILLE | 8872 | 11 | 12.8 | Residential | Behind the Meter | Yes | Net Metered Residential | Pro Custom Solar dba Momentum Solar |  | JCP&L | Accepted | 2023-12-07 | 2024-01-11 | 2025-01-11 | Inverters | IQ8PLUS-72-2-US | enphase | 290 |  | 32 |  |  | 0.97 |  | Outdoor
NJADRE1555260128 | Administratively Determined Incentive Program | WESTFIELD | 7090 | 10 | 7.6 | Residential | Behind the Meter | No | Net Metered Residential | Tesla Energy Operations Inc |  | PSE&G | Accepted | 2023-12-07 | 2024-01-15 | 2025-01-15 | Inverters | Tesla | 1850000-00-C | 7600 |  | 1 |  |  | 0.98 |  | Indoor
NJADRE1555260128 | Administratively Determined Incentive Program | WESTFIELD | 7090 | 10 | 7.6 | Residential | Behind the Meter | No | Net Metered Residential | Tesla Energy Operations Inc |  | PSE&G | Accepted | 2023-12-07 | 2024-01-15 | 2025-01-15 | Solar Panels | Tesla | T400H |  | 0.4 | 16 | 172 | 30 |  | Fixed | Roof
NJADRE1555260128 | Administratively Determined Incentive Program | WESTFIELD | 7090 | 10 | 7.6 | Residential | Behind the Meter | No | Net Metered Residential | Tesla Energy Operations Inc |  | PSE&G | Accepted | 2023-12-07 | 2024-01-15 | 2025-01-15 | Solar Panels | Tesla | T400H |  | 0.4 | 3 | 172 | 14 |  | Fixed | Roof
NJADRE1555260128 | Administratively Determined Incentive Program | WESTFIELD | 7090 | 10 | 7.6 | Residential | Behind the Meter | No | Net Metered Residential | Tesla Energy Operations Inc |  | PSE&G | Accepted | 2023-12-07 | 2024-01-15 | 2025-01-15 | Electric Storage Battery | Tesla | AC Powerwall 2.0 |  |  | 2 |  |  |  | Lithium Ion |  | Inside
NJADRE1555260137 | Administratively Determined Incentive Program | Cedar Brook | 8018 | 14 | 19.85 | Residential | Behind the Meter | No | Net Metered Residential | EMT Renewables |  | AC Electric | Accepted | 2023-12-07 | 2024-01-12 | 2025-01-12 | Inverters | ENPHASE | IQ8+ | 290 |  | 49 |  |  | 0.98 |  | Other | UNDER EACH PANEL
NJADRE1555260137 | Administratively Determined Incentive Program | Cedar Brook | 8018 | 14 | 19.85 | Residential | Behind the Meter | No | Net Metered Residential | EMT Renewables |  | AC Electric | Accepted | 2023-12-07 | 2024-01-12 | 2025-01-12 | Solar Panels | Q CELLS | Q PEAKDUO BLK |  | 0.405 | 12 | 110 | 28 |  | Fixed | Roof
NJADRE1555260137 | Administratively Determined Incentive Program | Cedar Brook | 8018 | 14 | 19.85 | Residential | Behind the Meter | No | Net Metered Residential | EMT Renewables |  | AC Electric | Accepted | 2023-12-07 | 2024-01-12 | 2025-01-12 | Solar Panels | Q CELLS | Q PEAK DUO BLK |  | 0.405 | 10 | 110 | 30 |  | Fixed | Roof
NJADRE1555260137 | Administratively Determined Incentive Program | Cedar Brook | 8018 | 14 | 19.85 | Residential | Behind the Meter | No | Net Metered Residential | EMT Renewables |  | AC Electric | Accepted | 2023-12-07 | 2024-01-12 | 2025-01-12 | Solar Panels | Q CELLS | Q PEAK DUO BLK |  | 0.405 | 2 | 290 | 30 |  | Fixed | Roof
NJADRE1555260137 | Administratively Determined Incentive Program | Cedar Brook | 8018 | 14 | 19.85 | Residential | Behind the Meter | No | Net Metered Residential | EMT Renewables |  | AC Electric | Accepted | 2023-12-07 | 2024-01-12 | 2025-01-12 | Solar Panels | Q CELLS | Q PEAK DUO BLK |  | 0.405 | 11 | 290 | 28 |  | Fixed | Roof
NJADRE1555260137 | Administratively Determined Incentive Program | Cedar Brook | 8018 | 14 | 19.85 | Residential | Behind the Meter | No | Net Metered Residential | EMT Renewables |  | AC Electric | Accepted | 2023-12-07 | 2024-01-12 | 2025-01-12 | Solar Panels | Q CELLS | Q PEAK DUO BLK |  | 0.405 | 14 | 290 | 9 |  | Fixed | Roof
NJADRE1555260139 | Administratively Determined Incentive Program | BRIDGEWATER | 8807 | 5 | 14.4 | Residential | Behind the Meter | No | Net Metered Residential | Public Service Solar, LLC |  | JCP&L | Accepted | 2023-12-07 | 2024-01-15 | 2025-01-15 | Solar Panels | Panasonic | EVPV400HK |  | 0.4 | 19 | 173 | 33 |  | Fixed | Roof
NJADRE1555260139 | Administratively Determined Incentive Program | BRIDGEWATER | 8807 | 5 | 14.4 | Residential | Behind the Meter | No | Net Metered Residential | Public Service Solar, LLC |  | JCP&L | Accepted | 2023-12-07 | 2024-01-15 | 2025-01-15 | Solar Panels | Panasonic | EVPV400HK |  | 0.4 | 14 | 263 | 34 |  | Fixed | Roof
NJADRE1555260139 | Administratively Determined Incentive Program | BRIDGEWATER | 8807 | 5 | 14.4 | Residential | Behind the Meter | No | Net Metered Residential | Public Service Solar, LLC |  | JCP&L | Accepted | 2023-12-07 | 2024-01-15 | 2025-01-15 | Solar Panels | Panasonic | EVPV400HK |  | 0.4 | 3 | 82 | 33 |  | Fixed | Roof
NJADRE1555260139 | Administratively Determined Incentive Program | BRIDGEWATER | 8807 | 5 | 14.4 | Residential | Behind the Meter | No | Net Metered Residential | Public Service Solar, LLC |  | JCP&L | Accepted | 2023-12-07 | 2024-01-15 | 2025-01-15 | Inverters | Enphase | iQ8H-72-M-US | 380 |  | 36 |  |  | 0.96 |  | Outdoor | Under panel
NJADRE1555260145 | Administratively Determined Incentive Program | RARITAN BORO | 8869 | 5 | 6.89 | Residential | Behind the Meter | Yes | Net Metered Residential | Sunrun Installation Services, Inc. |  | PSE&G | Accepted | 2023-12-07 | 2024-01-11 | 2025-01-11 | Solar Panels | HANWHA Q-CELLS | Q.PEAK DUO BLK ML-G10+ 405 |  | 0.405 | 6 | 266 | 16 |  | Fixed | Roof
NJADRE1555260145 | Administratively Determined Incentive Program | RARITAN BORO | 8869 | 5 | 6.89 | Residential | Behind the Meter | Yes | Net Metered Residential | Sunrun Installation Services, Inc. |  | PSE&G | Accepted | 2023-12-07 | 2024-01-11 | 2025-01-11 | Solar Panels | HANWHA Q-CELLS | Q.PEAK DUO BLK ML-G10+ 405 |  | 0.405 | 11 | 86 | 20 |  | Fixed | Roof
NJADRE1555260145 | Administratively Determined Incentive Program | RARITAN BORO | 8869 | 5 | 6.89 | Residential | Behind the Meter | Yes | Net Metered Residential | Sunrun Installation Services, Inc. |  | PSE&G | Accepted | 2023-12-07 | 2024-01-11 | 2025-01-11 | Inverters | SOLAREDGE TECHNOLOGIES | SE6000H-USSN | 6000 |  | 1 |  |  | 0.99 |  | Outdoor
NJADRE1555260194 | Administratively Determined Incentive Program | DELRAN | 8075 | 13 | 7.7 | Residential | Behind the Meter | Yes | Net Metered Residential | SunnyMac LLC |  | PSE&G | Accepted | 2023-12-07 | 2024-01-24 | 2025-01-24 | Solar Panels | Q.PEAK DUO BLK ML-G10+ 405 | HANWHA |  | 0.405 | 9 | 217 | 30 |  | Fixed | Roof
NJADRE1555260194 | Administratively Determined Incentive Program | DELRAN | 8075 | 13 | 7.7 | Residential | Behind the Meter | Yes | Net Metered Residential | SunnyMac LLC |  | PSE&G | Accepted | 2023-12-07 | 2024-01-24 | 2025-01-24 | Solar Panels | Q.PEAK DUO BLK ML-G10+ 405 | HANWHA |  | 0.405 | 6 | 217 | 31 |  | Fixed | Roof
NJADRE1555260194 | Administratively Determined Incentive Program | DELRAN | 8075 | 13 | 7.7 | Residential | Behind the Meter | Yes | Net Metered Residential | SunnyMac LLC |  | PSE&G | Accepted | 2023-12-07 | 2024-01-24 | 2025-01-24 | Solar Panels | Q.PEAK DUO BLK ML-G10+ 405 | HANWHA |  | 0.405 | 4 | 217 | 10 |  | Fixed | Roof
NJADRE1555260194 | Administratively Determined Incentive Program | DELRAN | 8075 | 13 | 7.7 | Residential | Behind the Meter | Yes | Net Metered Residential | SunnyMac LLC |  | PSE&G | Accepted | 2023-12-07 | 2024-01-24 | 2025-01-24 | Inverters | SE6000H-US | Solaredge | 6000 |  | 1 |  |  | 0.1 |  | Outdoor | next to ,meter
NJADRE1555260194 | Administratively Determined Incentive Program | DELRAN | 8075 | 13 | 7.7 | Residential | Behind the Meter | Yes | Net Metered Residential | SunnyMac LLC |  | PSE&G | Accepted | 2023-12-07 | 2024-01-24 | 2025-01-24 | Meters | SE-RGMTR-1D-240C-B | Solaredge |  |  | 1 |  |  |  | Yes | Outdoor
NJADRE1555260234 | Administratively Determined Incentive Program | MILLVILLE | 8332 | 20 | 6.08 | Residential | Behind the Meter | Yes | Net Metered Residential | Sunrun Installation Services, Inc. |  | Vineland Muni Electric | Accepted | 2023-12-07 | 2024-01-16 | 2025-01-16 | Inverters | Delta Electronics | E6-TL-US | 6000 |  | 1 |  |  | 0.96 |  | Outdoor
NJADRE1555260234 | Administratively Determined Incentive Program | MILLVILLE | 8332 | 20 | 6.08 | Residential | Behind the Meter | Yes | Net Metered Residential | Sunrun Installation Services, Inc. |  | Vineland Muni Electric | Accepted | 2023-12-07 | 2024-01-16 | 2025-01-16 | Solar Panels | Hanwha Q Cells | Q.PEAK DUO BLK ML-G10+ 405 |  | 0.405 | 15 | 204 | 34 |  | Fixed | Roof
NJADRE1555260246 | Administratively Determined Incentive Program | TOMS RIVER | 8753 | 18 | 4.86 | Residential | Behind the Meter | No | Net Metered Residential | EMT Renewables |  | JCP&L | Accepted | 2023-12-07 | 2024-01-11 | 2025-01-11 | Inverters | ENPHASE | IQ8+ | 290 |  | 12 |  |  | 0.98 |  | Other | UNDER EACH PANEL
NJADRE1555260246 | Administratively Determined Incentive Program | TOMS RIVER | 8753 | 18 | 4.86 | Residential | Behind the Meter | No | Net Metered Residential | EMT Renewables |  | JCP&L | Accepted | 2023-12-07 | 2024-01-11 | 2025-01-11 | Solar Panels | Q CELLS | Q PEAK DUO BLK |  | 0.405 | 3 | 178 | 34 |  | Fixed | Roof
NJADRE1555260246 | Administratively Determined Incentive Program | TOMS RIVER | 8753 | 18 | 4.86 | Residential | Behind the Meter | No | Net Metered Residential | EMT Renewables |  | JCP&L | Accepted | 2023-12-07 | 2024-01-11 | 2025-01-11 | Solar Panels | Q CELLS | Q PEAK DUO BLK |  | 0.405 | 9 | 87 | 35 |  | Fixed | Roof
NJADRE1555260254 | Administratively Determined Incentive Program | LAWNSIDE | 8045 | 14 | 6.08 | Residential | Behind the Meter | Yes | Net Metered Residential | SunnyMac LLC |  | PSE&G | Accepted | 2023-12-07 | 2024-01-11 | 2025-01-11 | Solar Panels | Q.PEAK DUO BLK ML-G10+ 405 | HANWHA |  | 0.405 | 15 | 301 | 19 |  | Fixed | Roof
NJADRE1555260254 | Administratively Determined Incentive Program | LAWNSIDE | 8045 | 14 | 6.08 | Residential | Behind the Meter | Yes | Net Metered Residential | SunnyMac LLC |  | PSE&G | Accepted | 2023-12-07 | 2024-01-11 | 2025-01-11 | Inverters | SE5000H-US | Solaredge | 5000 |  | 1 |  |  | 0.1 |  | Outdoor | next to meter
NJADRE1555260269 | Administratively Determined Incentive Program | CAMDEN | 8105 | 14 | 6.89 | Residential | Behind the Meter | Yes | Net Metered Residential | Sunrun Installation Services, Inc. |  | PSE&G | Accepted | 2023-12-07 | 2024-01-11 | 2025-01-11 | Inverters | SOLAREDGE TECHNOLOGIES | SE6000H-USSN | 6000 |  | 1 |  |  | 0.992 |  | Outdoor | next to meter
NJADRE1555260269 | Administratively Determined Incentive Program | CAMDEN | 8105 | 14 | 6.89 | Residential | Behind the Meter | Yes | Net Metered Residential | Sunrun Installation Services, Inc. |  | PSE&G | Accepted | 2023-12-07 | 2024-01-11 | 2025-01-11 | Solar Panels | HANWHA Q-CELLS | Q.PEAK DUO BLK ML-G10+ 405 |  | 0.405 | 3 | 82 | 45 |  | Fixed | Roof
NJADRE1555260269 | Administratively Determined Incentive Program | CAMDEN | 8105 | 14 | 6.89 | Residential | Behind the Meter | Yes | Net Metered Residential | Sunrun Installation Services, Inc. |  | PSE&G | Accepted | 2023-12-07 | 2024-01-11 | 2025-01-11 | Solar Panels | HANWHA Q-CELLS | Q.PEAK DUO BLK ML-G10+ 405 |  | 0.405 | 4 | 262 | 45 |  | Fixed | Roof
NJADRE1555260269 | Administratively Determined Incentive Program | CAMDEN | 8105 | 14 | 6.89 | Residential | Behind the Meter | Yes | Net Metered Residential | Sunrun Installation Services, Inc. |  | PSE&G | Accepted | 2023-12-07 | 2024-01-11 | 2025-01-11 | Solar Panels | HANWHA Q-CELLS | Q.PEAK DUO BLK ML-G10+ 405 |  | 0.405 | 4 | 173 | 44 |  | Fixed | Roof
NJADRE1555260269 | Administratively Determined Incentive Program | CAMDEN | 8105 | 14 | 6.89 | Residential | Behind the Meter | Yes | Net Metered Residential | Sunrun Installation Services, Inc. |  | PSE&G | Accepted | 2023-12-07 | 2024-01-11 | 2025-01-11 | Solar Panels | HANWHA Q-CELLS | Q.PEAK DUO BLK ML-G10+ 405 |  | 0.405 | 6 | 173 | 8 |  | Fixed | Roof
NJADRE1555260286 | Administratively Determined Incentive Program | CAMDEN | 8104 | 14 | 5.74 | Residential | Behind the Meter | Yes | Net Metered Residential | Posigen Developer. LLC |  | PSE&G | Accepted | 2023-12-07 | 2024-01-11 | 2025-01-11 | Solar Panels | Canadian Solar | CS3N-410MS |  | 0.41 | 14 | 111 | 31 |  | Fixed | Roof
NJADRE1555260286 | Administratively Determined Incentive Program | CAMDEN | 8104 | 14 | 5.74 | Residential | Behind the Meter | Yes | Net Metered Residential | Posigen Developer. LLC |  | PSE&G | Accepted | 2023-12-07 | 2024-01-11 | 2025-01-11 | Inverters | SolarEdge | SE6000H-US | 6000 |  | 1 |  |  | 0.99 |  | Other | within ten feet of meter
NJADRE1555260323 | Administratively Determined Incentive Program | HILLSBOROUGH | 8844 | 5 | 7.7 | Residential | Behind the Meter | Yes | Net Metered Residential | SunnyMac LLC |  | PSE&G | Accepted | 2023-12-07 | 2024-01-11 | 2025-01-11 | Solar Panels | Q.PEAK DUO BLK ML-G10+ 405 | HANWHA |  | 0.405 | 15 | 196 | 19 |  | Fixed | Roof
NJADRE1555260323 | Administratively Determined Incentive Program | HILLSBOROUGH | 8844 | 5 | 7.7 | Residential | Behind the Meter | Yes | Net Metered Residential | SunnyMac LLC |  | PSE&G | Accepted | 2023-12-07 | 2024-01-11 | 2025-01-11 | Solar Panels | Q.PEAK DUO BLK ML-G10+ 405 | HANWHA |  | 0.405 | 4 | 196 | 18 |  | Fixed | Roof
NJADRE1555260323 | Administratively Determined Incentive Program | HILLSBOROUGH | 8844 | 5 | 7.7 | Residential | Behind the Meter | Yes | Net Metered Residential | SunnyMac LLC |  | PSE&G | Accepted | 2023-12-07 | 2024-01-11 | 2025-01-11 | Inverters | SE6000H-US | Solaredge | 6000 |  | 1 |  |  | 0.1 |  | Outdoor | next to meter
NJADRE1555261823 | Administratively Determined Incentive Program | GLOUCESTER TOWNSHIP | 8081 | 14 | 8.1 | Residential | Behind the Meter | Yes | Net Metered Residential | SunnyMac LLC |  | AC Electric | Accepted | 2023-12-07 | 2024-01-11 | 2025-01-11 | Solar Panels | Q.PEAK DUO BLK ML-G10+ 405 | HANWHA |  | 0.405 | 6 | 214 | 39 |  | Fixed | Roof
NJADRE1555261823 | Administratively Determined Incentive Program | GLOUCESTER TOWNSHIP | 8081 | 14 | 8.1 | Residential | Behind the Meter | Yes | Net Metered Residential | SunnyMac LLC |  | AC Electric | Accepted | 2023-12-07 | 2024-01-11 | 2025-01-11 | Solar Panels | Q.PEAK DUO BLK ML-G10+ 405 | HANWHA |  | 0.405 | 14 | 124 | 28 |  | Fixed | Roof
NJADRE1555261823 | Administratively Determined Incentive Program | GLOUCESTER TOWNSHIP | 8081 | 14 | 8.1 | Residential | Behind the Meter | Yes | Net Metered Residential | SunnyMac LLC |  | AC Electric | Accepted | 2023-12-07 | 2024-01-11 | 2025-01-11 | Inverters | SE10000H-US | Solaredge | 10000 |  | 1 |  |  | 0.1 |  | Outdoor | next to meter
NJADRE1555262565 | Administratively Determined Incentive Program | HAMMONTON | 8037 | 19 | 8.1 | Residential | Behind the Meter | No | Net Metered Residential | Trinity Solar |  | AC Electric | Accepted | 2023-12-07 | 2024-01-11 | 2025-01-11 | Solar Panels | Hanwha | HANWHA 405 (Q.PEAK DUO BLK ML-G10+ 405) |  | 0.405 | 20 | 180 | 30 |  | Fixed | Roof
NJADRE1555262565 | Administratively Determined Incentive Program | HAMMONTON | 8037 | 19 | 8.1 | Residential | Behind the Meter | No | Net Metered Residential | Trinity Solar |  | AC Electric | Accepted | 2023-12-07 | 2024-01-11 | 2025-01-11 | Inverters | Solar Edge | SE6000H-US | 6000 |  | 1 |  |  | 0.97 |  | Outside
NJADRE1555264988 | Administratively Determined Incentive Program | NORTH BERGEN TWP | 7047 | 8 | 5.67 | Residential | Behind the Meter | No | Net Metered Residential | EMT Renewables |  | PSE&G | Accepted | 2023-12-07 | 2024-01-11 | 2025-01-11 | Inverters | ENPHASE | IQ8+ | 290 |  | 14 |  |  | 0.98 |  | Other | UNDER EACH PANEL
NJADRE1555264988 | Administratively Determined Incentive Program | NORTH BERGEN TWP | 7047 | 8 | 5.67 | Residential | Behind the Meter | No | Net Metered Residential | EMT Renewables |  | PSE&G | Accepted | 2023-12-07 | 2024-01-11 | 2025-01-11 | Solar Panels | Q CELLS | Q PEAK DUO BLK |  | 0.405 | 14 | 31 | 1 |  | Fixed | Roof
NJADRE1555266430 | Administratively Determined Incentive Program | LAWRENCE | 8648 | 12 | 10.8 | Residential | Behind the Meter | Yes | Net Metered Residential | SunPower Corporation, Systems |  | PSE&G | Accepted | 2023-12-07 | 2024-01-11 | 2025-01-11 | Solar Panels | WAAREE ENERGIES LIMITED | WSMDI-400 |  | 0.4 | 19 | 138 | 33 |  | Fixed | Roof
NJADRE1555266430 | Administratively Determined Incentive Program | LAWRENCE | 8648 | 12 | 10.8 | Residential | Behind the Meter | Yes | Net Metered Residential | SunPower Corporation, Systems |  | PSE&G | Accepted | 2023-12-07 | 2024-01-11 | 2025-01-11 | Solar Panels | WAAREE ENERGIES LIMITED | WSMDI-400 |  | 0.4 | 8 | 138 | 33 |  | Fixed | Roof
NJADRE1555266430 | Administratively Determined Incentive Program | LAWRENCE | 8648 | 12 | 10.8 | Residential | Behind the Meter | Yes | Net Metered Residential | SunPower Corporation, Systems |  | PSE&G | Accepted | 2023-12-07 | 2024-01-11 | 2025-01-11 | Inverters | Enphase | IQ7HS-66-M-US | 384 |  | 27 |  |  | 0.97 |  | Other | Under Each Panel
NJADRE1555266762 | Administratively Determined Incentive Program | BRIDGETON | 8302 | 20 | 5.27 | Residential | Behind the Meter | Yes | Net Metered Residential | Sunrun Installation Services, Inc. |  | AC Electric | Accepted | 2023-12-07 | 2024-01-11 | 2025-01-11 | Inverters | SOLAREDGE TECHNOLOGIES | SE3800H-USMN | 3800 |  | 1 |  |  | 0.96 |  | Outdoor
NJADRE1555266762 | Administratively Determined Incentive Program | BRIDGETON | 8302 | 20 | 5.27 | Residential | Behind the Meter | Yes | Net Metered Residential | Sunrun Installation Services, Inc. |  | AC Electric | Accepted | 2023-12-07 | 2024-01-11 | 2025-01-11 | Solar Panels | HANWHA Q-CELLS | Q.PEAK DUO BLK ML-G10+ 405 |  | 0.405 | 13 | 160 | 37 |  | Fixed | Roof
NJADRE1555267390 | Administratively Determined Incentive Program | UNION | 7060 | 10 | 999.53 | Commercial | Behind the Meter | No | Small Net-Metered Non-Residential located on Rooftop, Carport, Canopy and Floating Solar | Elevated Energy LLC |  | PSE&G | Accepted | 2023-12-07 | 2024-01-11 | 2025-01-11 | Solar Panels | PHONO SOLAR | PS545M6H-24/TH |  | 0.545 | 1834 | 147 | 10 |  | Fixed | Roof
NJADRE1555267390 | Administratively Determined Incentive Program | UNION | 7060 | 10 | 999.53 | Commercial | Behind the Meter | No | Small Net-Metered Non-Residential located on Rooftop, Carport, Canopy and Floating Solar | Elevated Energy LLC |  | PSE&G | Accepted | 2023-12-07 | 2024-01-11 | 2025-01-11 | Inverters | SOLAREDGE | SKE120KUS | 120000 |  | 3 |  |  | 0.985 |  | Outdoor
NJADRE1555267390 | Administratively Determined Incentive Program | UNION | 7060 | 10 | 999.53 | Commercial | Behind the Meter | No | Small Net-Metered Non-Residential located on Rooftop, Carport, Canopy and Floating Solar | Elevated Energy LLC |  | PSE&G | Accepted | 2023-12-07 | 2024-01-11 | 2025-01-11 | Inverters | SOLAREDGE | SE100KUS | 100000 |  | 4 |  |  | 0.985 |  | Outdoor
NJADRE1555267390 | Administratively Determined Incentive Program | UNION | 7060 | 10 | 999.53 | Commercial | Behind the Meter | No | Small Net-Metered Non-Residential located on Rooftop, Carport, Canopy and Floating Solar | Elevated Energy LLC |  | PSE&G | Accepted | 2023-12-07 | 2024-01-11 | 2025-01-11 | Meters | WATTSON-MARK II | W2-MI-5A-DL |  |  | 1 |  |  |  | Yes | Outdoor
NJADRE1555267397 | Administratively Determined Incentive Program | FRANKLIN | 8873 | 5 | 5.67 | Residential | Behind the Meter | Yes | Net Metered Residential | Sunrun Installation Services, Inc. |  | PSE&G | Accepted | 2023-12-07 | 2024-01-11 | 2025-01-11 | Inverters | SolarEdge Technologies | SE3800H-USMN | 3800 |  | 1 |  |  | 0.96 |  | Outdoor | Next To Meter
NJADRE1555267397 | Administratively Determined Incentive Program | FRANKLIN | 8873 | 5 | 5.67 | Residential | Behind the Meter | Yes | Net Metered Residential | Sunrun Installation Services, Inc. |  | PSE&G | Accepted | 2023-12-07 | 2024-01-11 | 2025-01-11 | Electric Storage Battery | Tesla | Powerwall 2 AC |  |  | 1 |  |  |  | Lithium Ion |  | inside
NJADRE1555267397 | Administratively Determined Incentive Program | FRANKLIN | 8873 | 5 | 5.67 | Residential | Behind the Meter | Yes | Net Metered Residential | Sunrun Installation Services, Inc. |  | PSE&G | Accepted | 2023-12-07 | 2024-01-11 | 2025-01-11 | Solar Panels | Hanwha Q Cells | Q.PEAK DUO BLK ML-G10+ 405 |  | 0.405 | 4 | 231 | 22 |  | Fixed | Roof
NJADRE1555267397 | Administratively Determined Incentive Program | FRANKLIN | 8873 | 5 | 5.67 | Residential | Behind the Meter | Yes | Net Metered Residential | Sunrun Installation Services, Inc. |  | PSE&G | Accepted | 2023-12-07 | 2024-01-11 | 2025-01-11 | Solar Panels | Hanwha Q Cells | Q.PEAK DUO BLK ML-G10+ 405 |  | 0.405 | 10 | 51 | 23 |  | Fixed | Roof
NJADRE1555268079 | Administratively Determined Incentive Program | LITTLE EGG HARBOR TWP | 8087 | 18 | 10.13 | Residential | Behind the Meter | No | Net Metered Residential | Trinity Solar |  | AC Electric | Accepted | 2023-12-07 | 2024-01-11 | 2025-01-11 | Inverters | Solar Edge | SE7600H-US | 7600 |  | 1 |  |  | 0.97 |  | Outdoor
NJADRE1555268079 | Administratively Determined Incentive Program | LITTLE EGG HARBOR TWP | 8087 | 18 | 10.13 | Residential | Behind the Meter | No | Net Metered Residential | Trinity Solar |  | AC Electric | Accepted | 2023-12-07 | 2024-01-11 | 2025-01-11 | Solar Panels | HANWHA | Q.PEAK DUO BLK ML-G10+ 405 |  | 0.405 | 7 | 181 | 23 |  | Fixed | Roof
NJADRE1555268079 | Administratively Determined Incentive Program | LITTLE EGG HARBOR TWP | 8087 | 18 | 10.13 | Residential | Behind the Meter | No | Net Metered Residential | Trinity Solar |  | AC Electric | Accepted | 2023-12-07 | 2024-01-11 | 2025-01-11 | Solar Panels | HANWHA | Q.PEAK DUO BLK ML-G10+ 405 |  | 0.405 | 18 | 181 | 23 |  | Fixed | Roof
NJADRE1555268272 | Administratively Determined Incentive Program | EASTAMPTN TWP | 8060 | 13 | 8.4 | Residential | Behind the Meter | No | Net Metered Residential | EMT Renewables |  | PSE&G | Accepted | 2023-12-07 | 2024-01-11 | 2025-01-11 | Inverters | ENPHASE | IQ7x | 315 |  | 20 |  |  | 0.98 |  | Other | UNDER EACH PANEL
NJADRE1555268272 | Administratively Determined Incentive Program | EASTAMPTN TWP | 8060 | 13 | 8.4 | Residential | Behind the Meter | No | Net Metered Residential | EMT Renewables |  | PSE&G | Accepted | 2023-12-07 | 2024-01-11 | 2025-01-11 | Solar Panels | REC ALPHA | REC 420 |  | 0.42 | 8 | 4 | 29 |  | Fixed | Roof
NJADRE1555268272 | Administratively Determined Incentive Program | EASTAMPTN TWP | 8060 | 13 | 8.4 | Residential | Behind the Meter | No | Net Metered Residential | EMT Renewables |  | PSE&G | Accepted | 2023-12-07 | 2024-01-11 | 2025-01-11 | Solar Panels | REC ALPHA | REC 420 |  | 0.42 | 12 | 184 | 29 |  | Fixed | Roof
NJADRE1555268976 | Administratively Determined Incentive Program | FAR HILLS | 7931 | 5 | 4.05 | Residential | Behind the Meter | No | Net Metered Residential | Tesla Energy Operations Inc |  | JCP&L | Accepted | 2023-12-07 | 2024-01-11 | 2025-01-11 | Inverters | Tesla | 1707000-20-G | 11500 |  | 2 |  |  | 0.97 |  | Outside
NJADRE1555268976 | Administratively Determined Incentive Program | FAR HILLS | 7931 | 5 | 4.05 | Residential | Behind the Meter | No | Net Metered Residential | Tesla Energy Operations Inc |  | JCP&L | Accepted | 2023-12-07 | 2024-01-11 | 2025-01-11 | Solar Panels | Hanwha | Q.PEAK DUO BLK ML-G10+/TS 405 |  | 0.405 | 10 | 210 | 25 |  | Fixed | Roof
NJADRE1555268976 | Administratively Determined Incentive Program | FAR HILLS | 7931 | 5 | 4.05 | Residential | Behind the Meter | No | Net Metered Residential | Tesla Energy Operations Inc |  | JCP&L | Accepted | 2023-12-07 | 2024-01-11 | 2025-01-11 | Electric Storage Battery | Tesla | Powerwall 3 |  |  | 2 |  |  |  | Lithium Ion |  | Outside
NJADRE1555271929 | Administratively Determined Incentive Program | HAMILTON TWP MER | 8610 | 12 | 6.89 | Residential | Behind the Meter | Yes | Net Metered Residential | Sunrun Installation Services, Inc. |  | PSE&G | Accepted | 2023-12-07 | 2024-01-11 | 2025-01-11 | Inverters | SolarEdge Technologies | SE6000H-USSN | 6000 |  | 1 |  |  | 0.99 |  | Outdoor | Next to meter
NJADRE1555271929 | Administratively Determined Incentive Program | HAMILTON TWP MER | 8610 | 12 | 6.89 | Residential | Behind the Meter | Yes | Net Metered Residential | Sunrun Installation Services, Inc. |  | PSE&G | Accepted | 2023-12-07 | 2024-01-11 | 2025-01-11 | Solar Panels | Hanwha Q Cells | Q.PEAK DUO BLK ML-G10+ 405 |  | 0.405 | 10 | 39 | 41 |  | Fixed | Roof
NJADRE1555271929 | Administratively Determined Incentive Program | HAMILTON TWP MER | 8610 | 12 | 6.89 | Residential | Behind the Meter | Yes | Net Metered Residential | Sunrun Installation Services, Inc. |  | PSE&G | Accepted | 2023-12-07 | 2024-01-11 | 2025-01-11 | Solar Panels | Hanwha Q Cells | Q.PEAK DUO BLK ML-G10+ 405 |  | 0.405 | 7 | 219 | 41 |  | Fixed | Roof
NJADRE1555271929 | Administratively Determined Incentive Program | HAMILTON TWP MER | 8610 | 12 | 6.89 | Residential | Behind the Meter | Yes | Net Metered Residential | Sunrun Installation Services, Inc. |  | PSE&G | Accepted | 2023-12-07 | 2024-01-11 | 2025-01-11 | Electric Storage Battery | Tesla | Powerwall |  |  | 2 |  |  |  | Lithium Ion |  | Outside
NJADRE1555272261 | Administratively Determined Incentive Program | BARRINGTON | 8007 | 14 | 3.65 | Residential | Behind the Meter | Yes | Net Metered Residential | SunnyMac LLC |  | PSE&G | Accepted | 2023-12-08 | 2024-01-11 | 2025-01-11 | Solar Panels | Q.PEAK DUO BLK ML-G10+ 405 | HANWHA |  | 0.405 | 9 | 224 | 41 |  | Fixed | Roof
NJADRE1555272261 | Administratively Determined Incentive Program | BARRINGTON | 8007 | 14 | 3.65 | Residential | Behind the Meter | Yes | Net Metered Residential | SunnyMac LLC |  | PSE&G | Accepted | 2023-12-08 | 2024-01-11 | 2025-01-11 | Inverters | SE3000H-US | Solaredge | 3000 |  | 1 |  |  | 0.1 |  | Outdoor | next to meter
NJADRE1555278168 | Administratively Determined Incentive Program | GALLOWAY | 8205 | 19 | 6.93 | Residential | Behind the Meter | Yes | Net Metered Residential | All Season Solar |  | AC Electric | Accepted | 2023-12-07 | 2024-01-18 | 2025-01-18 | Inverters | Enphase | IQ8 Plus | 290 |  | 18 |  |  | 0.97 |  | Outdoor
NJADRE1555278168 | Administratively Determined Incentive Program | GALLOWAY | 8205 | 19 | 6.93 | Residential | Behind the Meter | Yes | Net Metered Residential | All Season Solar |  | AC Electric | Accepted | 2023-12-07 | 2024-01-18 | 2025-01-18 | Solar Panels | JA Solar | JAM54S31 |  | 0.385 | 18 | 246 | 25 |  | Fixed | Roof
NJADRE1555279308 | Administratively Determined Incentive Program | DEMAREST | 7627 | 7 | 13.37 | Residential | Behind the Meter | Yes | Net Metered Residential | Trinity Solar |  | Orange Rockland Electric | Accepted | 2023-12-07 | 2024-01-11 | 2025-01-11 | Solar Panels | Hanwha | HANWHA 405 (Q.PEAK DUO BLK ML-G10+ 405) |  | 0.405 | 30 | 127 | 23 |  | Fixed | Roof
NJADRE1555279308 | Administratively Determined Incentive Program | DEMAREST | 7627 | 7 | 13.37 | Residential | Behind the Meter | Yes | Net Metered Residential | Trinity Solar |  | Orange Rockland Electric | Accepted | 2023-12-07 | 2024-01-11 | 2025-01-11 | Solar Panels | Hanwha | HANWHA 405 (Q.PEAK DUO BLK ML-G10+ 405) |  | 0.405 | 3 | 217 | 43 |  | Fixed | Roof
NJADRE1555279308 | Administratively Determined Incentive Program | DEMAREST | 7627 | 7 | 13.37 | Residential | Behind the Meter | Yes | Net Metered Residential | Trinity Solar |  | Orange Rockland Electric | Accepted | 2023-12-07 | 2024-01-11 | 2025-01-11 | Inverters | Solar Edge | SE10000H-US | 10000 |  | 1 |  |  | 0.97 |  | Outside
NJADRE1555280095 | Administratively Determined Incentive Program | SOUTH AMBOY | 8879 | 11 | 5.67 | Residential | Behind the Meter | Yes | Net Metered Residential | EMT Renewables |  | JCP&L | Accepted | 2023-12-07 | 2024-01-11 | 2025-01-11 | Inverters | ENPHASE | IQ8+ | 290 |  | 14 |  |  | 0.98 |  | Other | UNDER EACH PANEL
NJADRE1555280095 | Administratively Determined Incentive Program | SOUTH AMBOY | 8879 | 11 | 5.67 | Residential | Behind the Meter | Yes | Net Metered Residential | EMT Renewables |  | JCP&L | Accepted | 2023-12-07 | 2024-01-11 | 2025-01-11 | Solar Panels | Q CELLS | Q PEAK DUO BLK |  | 0.405 | 14 | 290 | 43 |  | Fixed | Roof
NJADRE1555281522 | Administratively Determined Incentive Program | RAHWAY | 7065 | 10 | 8.91 | Residential | Behind the Meter | Yes | Net Metered Residential | Sunrun Installation Services, Inc. |  | PSE&G | Accepted | 2023-12-07 | 2024-01-11 | 2025-01-11 | Inverters | SOLAREDGE TECHNOLOGIES | SE6000H-USSN | 6000 |  | 1 |  |  | 0.99 |  | Outdoor | Next to Meter
NJADRE1555281522 | Administratively Determined Incentive Program | RAHWAY | 7065 | 10 | 8.91 | Residential | Behind the Meter | Yes | Net Metered Residential | Sunrun Installation Services, Inc. |  | PSE&G | Accepted | 2023-12-07 | 2024-01-11 | 2025-01-11 | Solar Panels | HANWHA Q-CELLS | Q.PEAK DUO BLK ML-G10+ 405 |  | 0.405 | 6 | 77 | 38 |  | Fixed | Roof
NJADRE1555281522 | Administratively Determined Incentive Program | RAHWAY | 7065 | 10 | 8.91 | Residential | Behind the Meter | Yes | Net Metered Residential | Sunrun Installation Services, Inc. |  | PSE&G | Accepted | 2023-12-07 | 2024-01-11 | 2025-01-11 | Solar Panels | HANWHA Q-CELLS | Q.PEAK DUO BLK ML-G10+ 405 |  | 0.405 | 12 | 258 | 38 |  | Fixed | Roof
NJADRE1555281522 | Administratively Determined Incentive Program | RAHWAY | 7065 | 10 | 8.91 | Residential | Behind the Meter | Yes | Net Metered Residential | Sunrun Installation Services, Inc. |  | PSE&G | Accepted | 2023-12-07 | 2024-01-11 | 2025-01-11 | Solar Panels | HANWHA Q-CELLS | Q.PEAK DUO BLK ML-G10+ 405 |  | 0.405 | 4 | 258 | 23 |  | Fixed | Roof
NJADRE1555282215 | Administratively Determined Incentive Program | NORTH BERGEN | 7047 | 8 | 10 | Residential | Behind the Meter | Yes | Net Metered Residential | Pro Custom Solar dba Momentum Solar |  | PSE&G | Accepted | 2023-12-07 | 2024-01-11 | 2025-01-11 | Solar Panels | Â Q. PEAK DUO BLK-G10+400 | hanwha |  | 0.4 | 12 | 27 | 4 |  | Fixed | Roof
NJADRE1555282215 | Administratively Determined Incentive Program | NORTH BERGEN | 7047 | 8 | 10 | Residential | Behind the Meter | Yes | Net Metered Residential | Pro Custom Solar dba Momentum Solar |  | PSE&G | Accepted | 2023-12-07 | 2024-01-11 | 2025-01-11 | Solar Panels | Â Q. PEAK DUO BLK-G10+400 | hanwha |  | 0.4 | 13 | 207 | 4 |  | Fixed | Roof
NJADRE1555282215 | Administratively Determined Incentive Program | NORTH BERGEN | 7047 | 8 | 10 | Residential | Behind the Meter | Yes | Net Metered Residential | Pro Custom Solar dba Momentum Solar |  | PSE&G | Accepted | 2023-12-07 | 2024-01-11 | 2025-01-11 | Inverters | IQ8PLUS-72-2-US | enpahse | 290 |  | 25 |  |  | 0.97 |  | Outdoor
NJADRE1555283932 | Administratively Determined Incentive Program | WEST ORANGE | 7052 | 9 | 7.6 | Residential | Behind the Meter | Yes | Net Metered Residential | SunPower Corporation, Systems |  | PSE&G | Accepted | 2023-12-07 | 2024-01-11 | 2025-01-11 | Solar Panels | WAAREE ENERGIES LIMITED | WSMDi-400 |  | 0.4 | 11 | 114 | 9 |  | Fixed | Roof
NJADRE1555283932 | Administratively Determined Incentive Program | WEST ORANGE | 7052 | 9 | 7.6 | Residential | Behind the Meter | Yes | Net Metered Residential | SunPower Corporation, Systems |  | PSE&G | Accepted | 2023-12-07 | 2024-01-11 | 2025-01-11 | Solar Panels | WAAREE ENERGIES LIMITED | WSMDi-400 |  | 0.4 | 8 | 294 | 9 |  | Fixed | Roof
NJADRE1555283932 | Administratively Determined Incentive Program | WEST ORANGE | 7052 | 9 | 7.6 | Residential | Behind the Meter | Yes | Net Metered Residential | SunPower Corporation, Systems |  | PSE&G | Accepted | 2023-12-07 | 2024-01-11 | 2025-01-11 | Inverters | Enphase | IQ7HS-66-M-US | 384 |  | 19 |  |  | 0.97 |  | Other | under each panel
NJADRE1555284499 | Administratively Determined Incentive Program | PALISADES PARK | 7650 | 7 | 4 | Residential | Behind the Meter | Yes | Net Metered Residential | Pro Custom Solar dba Momentum Solar |  | PSE&G | Accepted | 2023-12-07 | 2024-01-11 | 2025-01-11 | Solar Panels | Â Q. PEAK DUO BLK-G10+400 | HANWHA |  | 0.4 | 10 | 218 | 5 |  | Fixed | Roof
NJADRE1555284499 | Administratively Determined Incentive Program | PALISADES PARK | 7650 | 7 | 4 | Residential | Behind the Meter | Yes | Net Metered Residential | Pro Custom Solar dba Momentum Solar |  | PSE&G | Accepted | 2023-12-07 | 2024-01-11 | 2025-01-11 | Inverters | IQ8PLUS-72-2-US | ENPHASE | 290 |  | 10 |  |  | 0.97 |  | Outdoor
NJADRE1555285039 | Administratively Determined Incentive Program | ROSELLE | 7203 | 10 | 4.74 | Residential | Behind the Meter | No | Net Metered Residential | Seapoint Solar Energy LLC |  | PSE&G | Accepted | 2023-12-18 | 2024-01-22 | 2025-01-22 | Solar Panels | Candian Solar | CS6R-395MS-HL |  | 0.395 | 12 | 135 | 19 |  | Fixed | Roof
NJADRE1555285039 | Administratively Determined Incentive Program | ROSELLE | 7203 | 10 | 4.74 | Residential | Behind the Meter | No | Net Metered Residential | Seapoint Solar Energy LLC |  | PSE&G | Accepted | 2023-12-18 | 2024-01-22 | 2025-01-22 | Inverters | Enphase | IQ8PLUS-72-2-US | 290 |  | 12 |  |  | 0.97 |  | Outdoor
NJADRE1555287763 | Administratively Determined Incentive Program | CHERRY HILL | 8034 | 14 | 14.63 | Residential | Behind the Meter | Yes | Net Metered Residential | All Season Solar |  | AC Electric | Accepted | 2023-12-07 | 2024-01-11 | 2025-01-11 | Inverters | Enphase | IQ8 PLus | 290 |  | 38 |  |  | 0.97 |  | Outside
NJADRE1555287763 | Administratively Determined Incentive Program | CHERRY HILL | 8034 | 14 | 14.63 | Residential | Behind the Meter | Yes | Net Metered Residential | All Season Solar |  | AC Electric | Accepted | 2023-12-07 | 2024-01-11 | 2025-01-11 | Solar Panels | JA Solar | JAM54S31 |  | 0.385 | 7 | 166 | 22 |  | Fixed | Roof
NJADRE1555287763 | Administratively Determined Incentive Program | CHERRY HILL | 8034 | 14 | 14.63 | Residential | Behind the Meter | Yes | Net Metered Residential | All Season Solar |  | AC Electric | Accepted | 2023-12-07 | 2024-01-11 | 2025-01-11 | Solar Panels | JA Solar | JAM54S31 |  | 0.385 | 10 | 256 | 25 |  | Fixed | Roof
NJADRE1555287763 | Administratively Determined Incentive Program | CHERRY HILL | 8034 | 14 | 14.63 | Residential | Behind the Meter | Yes | Net Metered Residential | All Season Solar |  | AC Electric | Accepted | 2023-12-07 | 2024-01-11 | 2025-01-11 | Solar Panels | JA Solar | JAM54S31 |  | 0.385 | 7 | 76 | 25 |  | Fixed | Roof
NJADRE1555287763 | Administratively Determined Incentive Program | CHERRY HILL | 8034 | 14 | 14.63 | Residential | Behind the Meter | Yes | Net Metered Residential | All Season Solar |  | AC Electric | Accepted | 2023-12-07 | 2024-01-11 | 2025-01-11 | Solar Panels | JA Solar | JAM54S31 |  | 0.385 | 6 | 346 | 22 |  | Fixed | Roof
NJADRE1555287763 | Administratively Determined Incentive Program | CHERRY HILL | 8034 | 14 | 14.63 | Residential | Behind the Meter | Yes | Net Metered Residential | All Season Solar |  | AC Electric | Accepted | 2023-12-07 | 2024-01-11 | 2025-01-11 | Solar Panels | JA Solar | JAM54S31 |  | 0.385 | 8 | 346 | 25 |  | Fixed | Roof
NJADRE1555287779 | Administratively Determined Incentive Program | PARAMUS | 7652 | 7 | 6.48 | Residential | Behind the Meter | No | Net Metered Residential | Tesla Energy Operations Inc |  | PSE&G | Accepted | 2023-12-07 | 2024-01-15 | 2025-01-15 | Inverters | Tesla | 1707000-20-G | 11500 |  | 1 |  |  | 0.97 |  | Outside
NJADRE1555287779 | Administratively Determined Incentive Program | PARAMUS | 7652 | 7 | 6.48 | Residential | Behind the Meter | No | Net Metered Residential | Tesla Energy Operations Inc |  | PSE&G | Accepted | 2023-12-07 | 2024-01-15 | 2025-01-15 | Solar Panels | Hanwha | Q.PEAK DUO BLK ML-G10+/TS 405 |  | 0.405 | 8 | 112 | 23 |  | Fixed | Roof
NJADRE1555287779 | Administratively Determined Incentive Program | PARAMUS | 7652 | 7 | 6.48 | Residential | Behind the Meter | No | Net Metered Residential | Tesla Energy Operations Inc |  | PSE&G | Accepted | 2023-12-07 | 2024-01-15 | 2025-01-15 | Solar Panels | Hanwha | Q.PEAK DUO BLK ML-G10+/TS 405 |  | 0.405 | 8 | 202 | 16 |  | Fixed | Roof
NJADRE1555287779 | Administratively Determined Incentive Program | PARAMUS | 7652 | 7 | 6.48 | Residential | Behind the Meter | No | Net Metered Residential | Tesla Energy Operations Inc |  | PSE&G | Accepted | 2023-12-07 | 2024-01-15 | 2025-01-15 | Electric Storage Battery | Tesla | Powerwall 3 |  |  | 1 |  |  |  | Lithium Ion |  | Outside
NJADRE1555289352 | Administratively Determined Incentive Program | RAHWAY | 7065 | 10 | 6.4 | Residential | Behind the Meter | Yes | Net Metered Residential | SunPower Corporation, Systems |  | PSE&G | Accepted | 2023-12-07 | 2024-01-11 | 2025-01-11 | Solar Panels | WAAREE ENERGIES LIMITED | WSMDi-400 |  | 0.4 | 8 | 266 | 24 |  | Fixed | Roof
NJADRE1555289352 | Administratively Determined Incentive Program | RAHWAY | 7065 | 10 | 6.4 | Residential | Behind the Meter | Yes | Net Metered Residential | SunPower Corporation, Systems |  | PSE&G | Accepted | 2023-12-07 | 2024-01-11 | 2025-01-11 | Solar Panels | WAAREE ENERGIES LIMITED | WSMDi-400 |  | 0.4 | 8 | 86 | 24 |  | Fixed | Roof
NJADRE1555289352 | Administratively Determined Incentive Program | RAHWAY | 7065 | 10 | 6.4 | Residential | Behind the Meter | Yes | Net Metered Residential | SunPower Corporation, Systems |  | PSE&G | Accepted | 2023-12-07 | 2024-01-11 | 2025-01-11 | Inverters | Enphase | IQ7HS-66-M-US | 384 |  | 16 |  |  | 0.97 |  | Other | under each panel
NJADRE1555289637 | Administratively Determined Incentive Program | VINELAND | 8361 | 20 | 5.53 | Residential | Behind the Meter | Yes | Net Metered Residential | Big Solar Energy, LLC |  | Vineland Muni Electric | Accepted | 2023-12-07 | 2024-01-12 | 2025-01-12 | Inverters | SolarEdge | SE3800H-US | 16 |  | 1 |  |  | 0.992 |  | Outdoor
NJADRE1555289637 | Administratively Determined Incentive Program | VINELAND | 8361 | 20 | 5.53 | Residential | Behind the Meter | Yes | Net Metered Residential | Big Solar Energy, LLC |  | Vineland Muni Electric | Accepted | 2023-12-07 | 2024-01-12 | 2025-01-12 | Solar Panels | JA Solar | JAM72S09-395 |  | 0.395 | 5 | 215 | 30 |  | Fixed | Roof
NJADRE1555289637 | Administratively Determined Incentive Program | VINELAND | 8361 | 20 | 5.53 | Residential | Behind the Meter | Yes | Net Metered Residential | Big Solar Energy, LLC |  | Vineland Muni Electric | Accepted | 2023-12-07 | 2024-01-12 | 2025-01-12 | Solar Panels | JA Solar | JAM72S09-395 |  | 0.395 | 4 | 215 | 30 |  | Fixed | Roof
NJADRE1555289637 | Administratively Determined Incentive Program | VINELAND | 8361 | 20 | 5.53 | Residential | Behind the Meter | Yes | Net Metered Residential | Big Solar Energy, LLC |  | Vineland Muni Electric | Accepted | 2023-12-07 | 2024-01-12 | 2025-01-12 | Solar Panels | JA Solar | JAM72S09-395 |  | 0.395 | 5 | 35 | 30 |  | Fixed | Roof
NJADRE1555289644 | Administratively Determined Incentive Program | BORDENTOWN | 8505 | 13 | 4.86 | Residential | Behind the Meter | No | Net Metered Residential | EMT Renewables |  | PSE&G | Accepted | 2023-12-07 | 2024-01-11 | 2025-01-11 | Inverters | ENPHASE | IQ8+ | 290 |  | 12 |  |  | 0.98 |  | Other | UNDER EACH PANEL
NJADRE1555289644 | Administratively Determined Incentive Program | BORDENTOWN | 8505 | 13 | 4.86 | Residential | Behind the Meter | No | Net Metered Residential | EMT Renewables |  | PSE&G | Accepted | 2023-12-07 | 2024-01-11 | 2025-01-11 | Solar Panels | Q CELLS | Q PEAK DUO BLK |  | 0.405 | 6 | 149 | 34 |  | Fixed | Roof
NJADRE1555289644 | Administratively Determined Incentive Program | BORDENTOWN | 8505 | 13 | 4.86 | Residential | Behind the Meter | No | Net Metered Residential | EMT Renewables |  | PSE&G | Accepted | 2023-12-07 | 2024-01-11 | 2025-01-11 | Solar Panels | Q CELLS | Q PEAK DUO BLK |  | 0.405 | 4 | 329 | 34 |  | Fixed | Roof
NJADRE1555289644 | Administratively Determined Incentive Program | BORDENTOWN | 8505 | 13 | 4.86 | Residential | Behind the Meter | No | Net Metered Residential | EMT Renewables |  | PSE&G | Accepted | 2023-12-07 | 2024-01-11 | 2025-01-11 | Solar Panels | Q CELLS | Q PEAK DUO BLK |  | 0.405 | 2 | 239 | 15 |  | Fixed | Roof
NJADRE1555292007 | Administratively Determined Incentive Program | MONTCLAIR | 7042 | 9 | 7.9 | Residential | Behind the Meter | Yes | Net Metered Residential | Solar Mite Solutions |  | PSE&G | Accepted | 2023-12-07 | 2024-01-11 | 2025-01-11 | Inverters | Enphase | IQ8PLUS-72-2 | 290 |  | 20 |  |  | 0.98 |  | Outdoor
NJADRE1555292007 | Administratively Determined Incentive Program | MONTCLAIR | 7042 | 9 | 7.9 | Residential | Behind the Meter | Yes | Net Metered Residential | Solar Mite Solutions |  | PSE&G | Accepted | 2023-12-07 | 2024-01-11 | 2025-01-11 | Solar Panels | Canadian Solar | CS6R |  | 0.395 | 7 | 305 | 37 |  | Fixed | Roof | Array 1
NJADRE1555292007 | Administratively Determined Incentive Program | MONTCLAIR | 7042 | 9 | 7.9 | Residential | Behind the Meter | Yes | Net Metered Residential | Solar Mite Solutions |  | PSE&G | Accepted | 2023-12-07 | 2024-01-11 | 2025-01-11 | Solar Panels | Canadian Solar | CS6R |  | 0.395 | 13 | 125 | 37 |  | Fixed | Roof | Array 2
NJADRE1555293469 | Administratively Determined Incentive Program | PALISADES PARK | 7650 | 7 | 5.2 | Residential | Behind the Meter | Yes | Net Metered Residential | Pro Custom Solar dba Momentum Solar |  | PSE&G | Accepted | 2023-12-07 | 2024-01-11 | 2025-01-11 | Solar Panels | Â Q. PEAK DUO BLK-G10+400 | HANWHA |  | 0.4 | 13 | 218 | 5 |  | Fixed | Roof
NJADRE1555293469 | Administratively Determined Incentive Program | PALISADES PARK | 7650 | 7 | 5.2 | Residential | Behind the Meter | Yes | Net Metered Residential | Pro Custom Solar dba Momentum Solar |  | PSE&G | Accepted | 2023-12-07 | 2024-01-11 | 2025-01-11 | Inverters | IQ8PLUS-72-2-US | ENPHASE | 290 |  | 13 |  |  | 0.97 |  | Outdoor
NJADRE1555294297 | Administratively Determined Incentive Program | EGG HARBOR TOWNSHIP | 8234 | 19 | 8.1 | Residential | Behind the Meter | Yes | Net Metered Residential | Sunrun Installation Services, Inc. |  | AC Electric | Accepted | 2023-12-07 | 2024-01-11 | 2025-01-11 | Inverters | SolarEdge Technologies | SE6000H-USSN | 6000 |  | 1 |  |  | 0.96 |  | Outdoor | Next To Meter
NJADRE1555294297 | Administratively Determined Incentive Program | EGG HARBOR TOWNSHIP | 8234 | 19 | 8.1 | Residential | Behind the Meter | Yes | Net Metered Residential | Sunrun Installation Services, Inc. |  | AC Electric | Accepted | 2023-12-07 | 2024-01-11 | 2025-01-11 | Solar Panels | Hanwha Q Cells | Q.PEAK DUO BLK ML-G10+ 405 |  | 0.405 | 6 | 143 | 40 |  | Fixed | Roof
NJADRE1555294297 | Administratively Determined Incentive Program | EGG HARBOR TOWNSHIP | 8234 | 19 | 8.1 | Residential | Behind the Meter | Yes | Net Metered Residential | Sunrun Installation Services, Inc. |  | AC Electric | Accepted | 2023-12-07 | 2024-01-11 | 2025-01-11 | Solar Panels | Hanwha Q Cells | Q.PEAK DUO BLK ML-G10+ 405 |  | 0.405 | 14 | 234 | 25 |  | Fixed | Roof
NJADRE1555294393 | Administratively Determined Incentive Program | MAPLEWOOD | 7040 | 9 | 11.34 | Residential | Behind the Meter | Yes | Net Metered Residential | Sunrun Installation Services, Inc. |  | PSE&G | Accepted | 2023-12-07 | 2024-01-18 | 2025-01-18 | Inverters | SOLAREDGE TECHNOLOGIES | SE7600H-USSN | 7600 |  | 1 |  |  | 0.99 |  | Outdoor | Next To Meter
NJADRE1555294393 | Administratively Determined Incentive Program | MAPLEWOOD | 7040 | 9 | 11.34 | Residential | Behind the Meter | Yes | Net Metered Residential | Sunrun Installation Services, Inc. |  | PSE&G | Accepted | 2023-12-07 | 2024-01-18 | 2025-01-18 | Solar Panels | HANWHA Q-CELLS | Q.PEAK DUO BLK ML-G10+ 405 |  | 0.405 | 15 | 293 | 33 |  | Fixed | Roof
NJADRE1555294393 | Administratively Determined Incentive Program | MAPLEWOOD | 7040 | 9 | 11.34 | Residential | Behind the Meter | Yes | Net Metered Residential | Sunrun Installation Services, Inc. |  | PSE&G | Accepted | 2023-12-07 | 2024-01-18 | 2025-01-18 | Solar Panels | HANWHA Q-CELLS | Q.PEAK DUO BLK ML-G10+ 405 |  | 0.405 | 4 | 204 | 18 |  | Fixed | Roof
NJADRE1555294393 | Administratively Determined Incentive Program | MAPLEWOOD | 7040 | 9 | 11.34 | Residential | Behind the Meter | Yes | Net Metered Residential | Sunrun Installation Services, Inc. |  | PSE&G | Accepted | 2023-12-07 | 2024-01-18 | 2025-01-18 | Solar Panels | HANWHA Q-CELLS | Q.PEAK DUO BLK ML-G10+ 405 |  | 0.405 | 9 | 203 | 29 |  | Fixed | Roof
NJADRE1555294838 | Administratively Determined Incentive Program | PLEASANTVILLE | 8232 | 19 | 7.65 | Residential | Behind the Meter | Yes | Net Metered Residential | EMT Renewables LLC |  | AC Electric | Accepted | 2023-12-07 | 2024-01-11 | 2025-01-11 | Inverters | ENPHASE | IQ8+ | 290 |  | 19 |  |  | 0.98 |  | Other | UNDER EACH PANEL
NJADRE1555294838 | Administratively Determined Incentive Program | PLEASANTVILLE | 8232 | 19 | 7.65 | Residential | Behind the Meter | Yes | Net Metered Residential | EMT Renewables LLC |  | AC Electric | Accepted | 2023-12-07 | 2024-01-11 | 2025-01-11 | Solar Panels | Q CELLS | Q PEAK DUO BLK |  | 0.405 | 9 | 116 | 28 |  | Fixed | Roof
NJADRE1555294838 | Administratively Determined Incentive Program | PLEASANTVILLE | 8232 | 19 | 7.65 | Residential | Behind the Meter | Yes | Net Metered Residential | EMT Renewables LLC |  | AC Electric | Accepted | 2023-12-07 | 2024-01-11 | 2025-01-11 | Solar Panels | Q CELLS | Q PEAK DUO BLK |  | 0.4005 | 10 | 296 | 28 |  | Fixed | Roof
NJADRE1555295260 | Administratively Determined Incentive Program | MILFORD | 8848 | 4 | 17.38 | Residential | Behind the Meter | No | Net Metered Residential | Sunrun Installation Services, Inc. |  | JCP&L | Accepted | 2023-12-07 | 2024-01-11 | 2025-01-11 | Inverters | SOLAREDGE TECHNOLOGIES | SE6000H-USSN | 6000 |  | 2 |  |  | 0.99 |  | Outside | Next to meter
NJADRE1555295260 | Administratively Determined Incentive Program | MILFORD | 8848 | 4 | 17.38 | Residential | Behind the Meter | No | Net Metered Residential | Sunrun Installation Services, Inc. |  | JCP&L | Accepted | 2023-12-07 | 2024-01-11 | 2025-01-11 | Solar Panels | TRINA SOLAR | TSM-395DE09C.07 |  | 0.395 | 44 | 180 | 30 |  | Fixed | Roof
NJADRE1555295930 | Administratively Determined Incentive Program | HILLSIDE | 7205 | 10 | 10.8 | Residential | Behind the Meter | Yes | Net Metered Residential | SunPower Corporation, Systems |  | PSE&G | Accepted | 2023-12-07 | 2024-01-11 | 2025-01-11 | Solar Panels | WAAREE ENERGIES LIMITED | WSMDI-400 |  | 0.4 | 20 | 259 | 18 |  | Fixed | Roof
NJADRE1555295930 | Administratively Determined Incentive Program | HILLSIDE | 7205 | 10 | 10.8 | Residential | Behind the Meter | Yes | Net Metered Residential | SunPower Corporation, Systems |  | PSE&G | Accepted | 2023-12-07 | 2024-01-11 | 2025-01-11 | Solar Panels | WAAREE ENERGIES LIMITED | WSMDI-400 |  | 0.4 | 7 | 79 | 18 |  | Fixed | Roof
NJADRE1555295930 | Administratively Determined Incentive Program | HILLSIDE | 7205 | 10 | 10.8 | Residential | Behind the Meter | Yes | Net Metered Residential | SunPower Corporation, Systems |  | PSE&G | Accepted | 2023-12-07 | 2024-01-11 | 2025-01-11 | Inverters | Enphase | IQ7HS-66-M-US | 384 |  | 27 |  |  | 0.97 |  | Other | Under Each Panel
NJADRE1555299062 | Administratively Determined Incentive Program | TABERNACLE | 8088 | 13 | 9.72 | Residential | Behind the Meter | No | Net Metered Residential | EMT Renewables |  | AC Electric | Accepted | 2023-12-07 | 2024-01-11 | 2025-01-11 | Inverters | ENPHASE | IQ8+ | 290 |  | 24 |  |  | 0.98 |  | Other | UNDER EACH PANEL
NJADRE1555299062 | Administratively Determined Incentive Program | TABERNACLE | 8088 | 13 | 9.72 | Residential | Behind the Meter | No | Net Metered Residential | EMT Renewables |  | AC Electric | Accepted | 2023-12-07 | 2024-01-11 | 2025-01-11 | Solar Panels | Q CELLS | Q PEAK DUO BLK |  | 0.405 | 12 | 211 | 33 |  | Fixed | Roof
NJADRE1555299062 | Administratively Determined Incentive Program | TABERNACLE | 8088 | 13 | 9.72 | Residential | Behind the Meter | No | Net Metered Residential | EMT Renewables |  | AC Electric | Accepted | 2023-12-07 | 2024-01-11 | 2025-01-11 | Solar Panels | Q CELLS | Q PEAK DUO BLK |  | 0.405 | 6 | 31 | 33 |  | Fixed | Roof
NJADRE1555299062 | Administratively Determined Incentive Program | TABERNACLE | 8088 | 13 | 9.72 | Residential | Behind the Meter | No | Net Metered Residential | EMT Renewables |  | AC Electric | Accepted | 2023-12-07 | 2024-01-11 | 2025-01-11 | Solar Panels | Q CELLS | Q PEAK DUO BLK |  | 0.405 | 6 | 120 | 45 |  | Fixed | Roof
NJADRE1555301834 | Administratively Determined Incentive Program | BARNEGAT | 8005 | 18 | 4.62 | Residential | Behind the Meter | Yes | Net Metered Residential | EMT Renewables |  | JCP&L | Accepted | 2023-12-07 | 2024-01-11 | 2025-01-11 | Inverters | ENPHASE | IQ7x | 315 |  | 11 |  |  | 0.98 |  | Other | UNDER EACH PANEL
NJADRE1555301834 | Administratively Determined Incentive Program | BARNEGAT | 8005 | 18 | 4.62 | Residential | Behind the Meter | Yes | Net Metered Residential | EMT Renewables |  | JCP&L | Accepted | 2023-12-07 | 2024-01-11 | 2025-01-11 | Solar Panels | REC ALPHA | REC 420 |  | 0.42 | 5 | 161 | 29 |  | Fixed | Roof
NJADRE1555301834 | Administratively Determined Incentive Program | BARNEGAT | 8005 | 18 | 4.62 | Residential | Behind the Meter | Yes | Net Metered Residential | EMT Renewables |  | JCP&L | Accepted | 2023-12-07 | 2024-01-11 | 2025-01-11 | Solar Panels | REC ALPHA | REC 420 |  | 0.42 | 4 | 160 | 20 |  | Fixed | Roof
NJADRE1555301834 | Administratively Determined Incentive Program | BARNEGAT | 8005 | 18 | 4.62 | Residential | Behind the Meter | Yes | Net Metered Residential | EMT Renewables |  | JCP&L | Accepted | 2023-12-07 | 2024-01-11 | 2025-01-11 | Solar Panels | REC ALPHA | REC 420 |  | 0.42 | 2 | 160 | 25 |  | Fixed | Roof
NJADRE1555304405 | Administratively Determined Incentive Program | WHARTON | 7885 | 3 | 7.9 | Residential | Behind the Meter | No | Net Metered Residential | Bright Planet Solar |  | JCP&L | Accepted | 2023-12-07 | 2024-01-11 | 2025-01-11 | Inverters | Solar Edge | SE6000H-USRGM | 6000 |  | 1 |  |  | 0.98 |  | Outdoor | OUTSIDE
NJADRE1555304405 | Administratively Determined Incentive Program | WHARTON | 7885 | 3 | 7.9 | Residential | Behind the Meter | No | Net Metered Residential | Bright Planet Solar |  | JCP&L | Accepted | 2023-12-07 | 2024-01-11 | 2025-01-11 | Solar Panels | Canadian Solar | CS3N-395MS |  | 0.395 | 7 | 96 | 40 |  | Fixed | Roof
NJADRE1555304405 | Administratively Determined Incentive Program | WHARTON | 7885 | 3 | 7.9 | Residential | Behind the Meter | No | Net Metered Residential | Bright Planet Solar |  | JCP&L | Accepted | 2023-12-07 | 2024-01-11 | 2025-01-11 | Solar Panels | Canadian Solar | CS3N-395MS |  | 0.395 | 7 | 276 | 40 |  | Fixed | Roof
NJADRE1555304405 | Administratively Determined Incentive Program | WHARTON | 7885 | 3 | 7.9 | Residential | Behind the Meter | No | Net Metered Residential | Bright Planet Solar |  | JCP&L | Accepted | 2023-12-07 | 2024-01-11 | 2025-01-11 | Solar Panels | Canadian Solar | CS3N-395MS |  | 0.395 | 4 | 6 | 40 |  | Fixed | Roof
NJADRE1555304405 | Administratively Determined Incentive Program | WHARTON | 7885 | 3 | 7.9 | Residential | Behind the Meter | No | Net Metered Residential | Bright Planet Solar |  | JCP&L | Accepted | 2023-12-07 | 2024-01-11 | 2025-01-11 | Solar Panels | Canadian Solar | CS3N-395MS |  | 0.395 | 1 | 186 | 40 |  | Fixed | Roof
NJADRE1555304405 | Administratively Determined Incentive Program | WHARTON | 7885 | 3 | 7.9 | Residential | Behind the Meter | No | Net Metered Residential | Bright Planet Solar |  | JCP&L | Accepted | 2023-12-07 | 2024-01-11 | 2025-01-11 | Solar Panels | Canadian Solar | CS3N-395MS |  | 0.395 | 1 | 277 | 34 |  | Fixed | Roof
NJADRE1555311242 | Administratively Determined Incentive Program | CLIFTON | 7012 | 6 | 6.48 | Residential | Behind the Meter | Yes | Net Metered Residential | Sunrun, Inc. |  | PSE&G | Accepted | 2023-12-07 | 2024-01-11 | 2025-01-11 | Solar Panels | Hanwha Q-Cells | Q.PEAK DUO BLK ML-G10+ 405 |  | 0.405 | 16 | 222 | 39 |  | Fixed | Roof
NJADRE1555311242 | Administratively Determined Incentive Program | CLIFTON | 7012 | 6 | 6.48 | Residential | Behind the Meter | Yes | Net Metered Residential | Sunrun, Inc. |  | PSE&G | Accepted | 2023-12-07 | 2024-01-11 | 2025-01-11 | Inverters | SolarEdge Technologies | SE6000H-USSN | 6000 |  | 1 |  |  | 0.99 |  | Outside
NJADRE1555342721 | Administratively Determined Incentive Program | SOMERSET | 8873 | 5 | 4.86 | Residential | Behind the Meter | Yes | Net Metered Residential | Sunrun Installation Services, Inc. |  | PSE&G | Accepted | 2023-12-08 | 2024-01-11 | 2025-01-11 | Inverters | SolarEdge Technologies | SE3800H-USMN | 3800 |  | 1 |  |  | 0.96 |  | Outdoor | Next To Meter
NJADRE1555342721 | Administratively Determined Incentive Program | SOMERSET | 8873 | 5 | 4.86 | Residential | Behind the Meter | Yes | Net Metered Residential | Sunrun Installation Services, Inc. |  | PSE&G | Accepted | 2023-12-08 | 2024-01-11 | 2025-01-11 | Solar Panels | Hanwha Q Cells | Q.PEAK DUO BLK ML-G10+ 405 |  | 0.405 | 12 | 116 | 33 |  | Fixed | Roof
NJADRE1555342724 | Administratively Determined Incentive Program | SOMERDALE | 8083 | 14 | 3.24 | Residential | Behind the Meter | Yes | Net Metered Residential | Sunrun Installation Services, Inc. |  | PSE&G | Accepted | 2023-12-08 | 2024-01-11 | 2025-01-11 | Inverters | SolarEdge Technologies | SE3800H-USMN | 3800 |  | 1 |  |  | 0.96 |  | Outdoor | Next To Meter
NJADRE1555342724 | Administratively Determined Incentive Program | SOMERDALE | 8083 | 14 | 3.24 | Residential | Behind the Meter | Yes | Net Metered Residential | Sunrun Installation Services, Inc. |  | PSE&G | Accepted | 2023-12-08 | 2024-01-11 | 2025-01-11 | Solar Panels | Hanwha Q Cells | Q.PEAK DUO BLK ML-G10+ 405 |  | 0.405 | 2 | 237 | 15 |  | Fixed | Roof
NJADRE1555342724 | Administratively Determined Incentive Program | SOMERDALE | 8083 | 14 | 3.24 | Residential | Behind the Meter | Yes | Net Metered Residential | Sunrun Installation Services, Inc. |  | PSE&G | Accepted | 2023-12-08 | 2024-01-11 | 2025-01-11 | Solar Panels | Hanwha Q Cells | Q.PEAK DUO BLK ML-G10+ 405 |  | 0.405 | 1 | 235 | 14 |  | Fixed | Roof
NJADRE1555342724 | Administratively Determined Incentive Program | SOMERDALE | 8083 | 14 | 3.24 | Residential | Behind the Meter | Yes | Net Metered Residential | Sunrun Installation Services, Inc. |  | PSE&G | Accepted | 2023-12-08 | 2024-01-11 | 2025-01-11 | Solar Panels | Hanwha Q Cells | Q.PEAK DUO BLK ML-G10+ 405 |  | 0.405 | 3 | 145 | 14 |  | Fixed | Roof
NJADRE1555342724 | Administratively Determined Incentive Program | SOMERDALE | 8083 | 14 | 3.24 | Residential | Behind the Meter | Yes | Net Metered Residential | Sunrun Installation Services, Inc. |  | PSE&G | Accepted | 2023-12-08 | 2024-01-11 | 2025-01-11 | Solar Panels | Hanwha Q Cells | Q.PEAK DUO BLK ML-G10+ 405 |  | 0.405 | 1 | 325 | 13 |  | Fixed | Roof
NJADRE1555342724 | Administratively Determined Incentive Program | SOMERDALE | 8083 | 14 | 3.24 | Residential | Behind the Meter | Yes | Net Metered Residential | Sunrun Installation Services, Inc. |  | PSE&G | Accepted | 2023-12-08 | 2024-01-11 | 2025-01-11 | Solar Panels | Hanwha Q Cells | Q.PEAK DUO BLK ML-G10+ 405 |  | 0.405 | 1 | 56 | 16 |  | Fixed | Roof
NJADRE1555342740 | Administratively Determined Incentive Program | BURLINGTON TOWNSHIP | 8016 | 13 | 3.65 | Residential | Behind the Meter | Yes | Net Metered Residential | Sunrun Installation Services, Inc. |  | PSE&G | Accepted | 2023-12-08 | 2024-01-11 | 2025-01-11 | Inverters | Delta Electronics | E4-TL-US | 3840 |  | 1 |  |  | 0.96 |  | Outdoor | Next To Meter
NJADRE1555342740 | Administratively Determined Incentive Program | BURLINGTON TOWNSHIP | 8016 | 13 | 3.65 | Residential | Behind the Meter | Yes | Net Metered Residential | Sunrun Installation Services, Inc. |  | PSE&G | Accepted | 2023-12-08 | 2024-01-11 | 2025-01-11 | Solar Panels | Hanwha Q Cells | Q.PEAK DUO BLK ML-G10+ 405 |  | 0.405 | 9 | 324 | 19 |  | Fixed | Roof
NJADRE1555342744 | Administratively Determined Incentive Program | BLOOMFIELD | 7003 | 9 | 3.65 | Residential | Behind the Meter | Yes | Net Metered Residential | SunnyMac LLC |  | PSE&G | Accepted | 2023-12-08 | 2024-01-11 | 2025-01-11 | Solar Panels | Q.PEAK DUO BLK ML-G10+ 405 | HANWHA |  | 0.405 | 4 | 21 | 22 |  | Fixed | Roof
NJADRE1555342744 | Administratively Determined Incentive Program | BLOOMFIELD | 7003 | 9 | 3.65 | Residential | Behind the Meter | Yes | Net Metered Residential | SunnyMac LLC |  | PSE&G | Accepted | 2023-12-08 | 2024-01-11 | 2025-01-11 | Solar Panels | Q.PEAK DUO BLK ML-G10+ 405 | HANWHA |  | 0.405 | 5 | 201 | 22 |  | Fixed | Roof
NJADRE1555342744 | Administratively Determined Incentive Program | BLOOMFIELD | 7003 | 9 | 3.65 | Residential | Behind the Meter | Yes | Net Metered Residential | SunnyMac LLC |  | PSE&G | Accepted | 2023-12-08 | 2024-01-11 | 2025-01-11 | Inverters | SE3000H-US | Solaredge | 3000 |  | 1 |  |  | 0.1 |  | Outdoor | next to meter
NJADRE1555342752 | Administratively Determined Incentive Program | OCEAN GATE | 8740 | 18 | 4.05 | Residential | Behind the Meter | Yes | Net Metered Residential | Sunrun Installation Services, Inc. |  | JCP&L | Accepted | 2023-12-08 | 2024-01-11 | 2025-01-11 | Inverters | SolarEdge Technologies | SE3800H-USMN | 3800 |  | 1 |  |  | 0.96 |  | Outdoor | Next To Meter
NJADRE1555342752 | Administratively Determined Incentive Program | OCEAN GATE | 8740 | 18 | 4.05 | Residential | Behind the Meter | Yes | Net Metered Residential | Sunrun Installation Services, Inc. |  | JCP&L | Accepted | 2023-12-08 | 2024-01-11 | 2025-01-11 | Solar Panels | Hanwha Q Cells | Q.PEAK DUO BLK ML-G10+ 405 |  | 0.405 | 2 | 92 | 23 |  | Fixed | Roof
NJADRE1555342752 | Administratively Determined Incentive Program | OCEAN GATE | 8740 | 18 | 4.05 | Residential | Behind the Meter | Yes | Net Metered Residential | Sunrun Installation Services, Inc. |  | JCP&L | Accepted | 2023-12-08 | 2024-01-11 | 2025-01-11 | Solar Panels | Hanwha Q Cells | Q.PEAK DUO BLK ML-G10+ 405 |  | 0.405 | 3 | 272 | 23 |  | Fixed | Roof
NJADRE1555342752 | Administratively Determined Incentive Program | OCEAN GATE | 8740 | 18 | 4.05 | Residential | Behind the Meter | Yes | Net Metered Residential | Sunrun Installation Services, Inc. |  | JCP&L | Accepted | 2023-12-08 | 2024-01-11 | 2025-01-11 | Solar Panels | Hanwha Q Cells | Q.PEAK DUO BLK ML-G10+ 405 |  | 0.405 | 5 | 2 | 23 |  | Fixed | Roof
NJADRE1555342759 | Administratively Determined Incentive Program | HAZLET | 7730 | 17 | 13.37 | Residential | Behind the Meter | Yes | Net Metered Residential | SunnyMac LLC |  | JCP&L | Accepted | 2023-12-08 | 2024-01-12 | 2025-01-12 | Solar Panels | Q.PEAK DUO BLK ML-G10+ 405 | HANWHA |  | 0.405 | 9 | 164 | 20 |  | Fixed | Roof
NJADRE1555342759 | Administratively Determined Incentive Program | HAZLET | 7730 | 17 | 13.37 | Residential | Behind the Meter | Yes | Net Metered Residential | SunnyMac LLC |  | JCP&L | Accepted | 2023-12-08 | 2024-01-12 | 2025-01-12 | Solar Panels | Q.PEAK DUO BLK ML-G10+ 405 | HANWHA |  | 0.405 | 8 | 344 | 20 |  | Fixed | Roof
NJADRE1555342759 | Administratively Determined Incentive Program | HAZLET | 7730 | 17 | 13.37 | Residential | Behind the Meter | Yes | Net Metered Residential | SunnyMac LLC |  | JCP&L | Accepted | 2023-12-08 | 2024-01-12 | 2025-01-12 | Solar Panels | Q.PEAK DUO BLK ML-G10+ 405 | HANWHA |  | 0.405 | 7 | 164 | 20 |  | Fixed | Roof
NJADRE1555342759 | Administratively Determined Incentive Program | HAZLET | 7730 | 17 | 13.37 | Residential | Behind the Meter | Yes | Net Metered Residential | SunnyMac LLC |  | JCP&L | Accepted | 2023-12-08 | 2024-01-12 | 2025-01-12 | Solar Panels | Q.PEAK DUO BLK ML-G10+ 405 | HANWHA |  | 0.405 | 6 | 344 | 20 |  | Fixed | Roof
NJADRE1555342759 | Administratively Determined Incentive Program | HAZLET | 7730 | 17 | 13.37 | Residential | Behind the Meter | Yes | Net Metered Residential | SunnyMac LLC |  | JCP&L | Accepted | 2023-12-08 | 2024-01-12 | 2025-01-12 | Solar Panels | Q.PEAK DUO BLK ML-G10+ 405 | HANWHA |  | 0.405 | 3 | 164 | 21 |  | Fixed | Roof
NJADRE1555342759 | Administratively Determined Incentive Program | HAZLET | 7730 | 17 | 13.37 | Residential | Behind the Meter | Yes | Net Metered Residential | SunnyMac LLC |  | JCP&L | Accepted | 2023-12-08 | 2024-01-12 | 2025-01-12 | Inverters | SE10000H-US | Solaredge | 10000 |  | 1 |  |  | 0.1 |  | Outdoor | next to meter
NJADRE1555342794 | Administratively Determined Incentive Program | WESTVILLE | 8093 | 15 | 8.91 | Residential | Behind the Meter | Yes | Net Metered Residential | Sunrun Installation Services, Inc. |  | PSE&G | Accepted | 2023-12-08 | 2024-01-11 | 2025-01-11 | Inverters | SOLAREDGE TECHNOLOGIES | SE6000H-USSN | 6000 |  | 1 |  |  | 0.992 |  | Outdoor | next to meter
NJADRE1555342794 | Administratively Determined Incentive Program | WESTVILLE | 8093 | 15 | 8.91 | Residential | Behind the Meter | Yes | Net Metered Residential | Sunrun Installation Services, Inc. |  | PSE&G | Accepted | 2023-12-08 | 2024-01-11 | 2025-01-11 | Solar Panels | HANWHA Q-CELLS | Q.PEAK DUO BLK ML-G10+ 405 |  | 0.405 | 4 | 331 | 23 |  | Fixed | Roof
NJADRE1555342794 | Administratively Determined Incentive Program | WESTVILLE | 8093 | 15 | 8.91 | Residential | Behind the Meter | Yes | Net Metered Residential | Sunrun Installation Services, Inc. |  | PSE&G | Accepted | 2023-12-08 | 2024-01-11 | 2025-01-11 | Solar Panels | HANWHA Q-CELLS | Q.PEAK DUO BLK ML-G10+ 405 |  | 0.405 | 18 | 152 | 23 |  | Fixed | Roof
NJADRE1555342800 | Administratively Determined Incentive Program | TRENTON | 8619 | 12 | 10.4 | Residential | Behind the Meter | Yes | Net Metered Residential | Sunny Mac LLC |  | PSE&G | Accepted | 2023-12-08 | 2024-01-11 | 2025-01-11 | Solar Panels | 400 N-PEAK 3 BLACK | REC |  | 0.4 | 18 | 187 | 23 |  | Fixed | Roof
NJADRE1555342800 | Administratively Determined Incentive Program | TRENTON | 8619 | 12 | 10.4 | Residential | Behind the Meter | Yes | Net Metered Residential | Sunny Mac LLC |  | PSE&G | Accepted | 2023-12-08 | 2024-01-11 | 2025-01-11 | Solar Panels | 400 N-PEAK 3 BLACK | REC |  | 0.4 | 8 | 187 | 23 |  | Fixed | Roof
NJADRE1555342800 | Administratively Determined Incentive Program | TRENTON | 8619 | 12 | 10.4 | Residential | Behind the Meter | Yes | Net Metered Residential | Sunny Mac LLC |  | PSE&G | Accepted | 2023-12-08 | 2024-01-11 | 2025-01-11 | Inverters | SE 10000H -US | Solaredge | 10000 |  | 1 |  |  | 0.1 |  | Outdoor | next to meter
NJADRE1555342806 | Administratively Determined Incentive Program | Robbinsville | 8691 | 12 | 13.37 | Residential | Behind the Meter | No | Net Metered Residential | Tesla Energy Operations Inc |  | JCP&L | Accepted | 2023-12-08 | 2024-01-15 | 2025-01-15 | Inverters | Tesla | 1707000-25-G | 11500 |  | 2 |  |  | 0.97 |  | Outside
NJADRE1555342806 | Administratively Determined Incentive Program | Robbinsville | 8691 | 12 | 13.37 | Residential | Behind the Meter | No | Net Metered Residential | Tesla Energy Operations Inc |  | JCP&L | Accepted | 2023-12-08 | 2024-01-15 | 2025-01-15 | Solar Panels | Hanwha | Q.PEAK DUO BLK ML-G10+/TS 405 |  | 0.405 | 3 | 178 | 38 |  | Fixed | Roof
NJADRE1555342806 | Administratively Determined Incentive Program | Robbinsville | 8691 | 12 | 13.37 | Residential | Behind the Meter | No | Net Metered Residential | Tesla Energy Operations Inc |  | JCP&L | Accepted | 2023-12-08 | 2024-01-15 | 2025-01-15 | Solar Panels | Hanwha | Q.PEAK DUO BLK ML-G10+/TS 405 |  | 0.405 | 4 | 178 | 30 |  | Fixed | Roof
NJADRE1555342806 | Administratively Determined Incentive Program | Robbinsville | 8691 | 12 | 13.37 | Residential | Behind the Meter | No | Net Metered Residential | Tesla Energy Operations Inc |  | JCP&L | Accepted | 2023-12-08 | 2024-01-15 | 2025-01-15 | Solar Panels | Hanwha | Q.PEAK DUO BLK ML-G10+/TS 405 |  | 0.405 | 4 | 88 | 45 |  | Fixed | Roof
NJADRE1555342806 | Administratively Determined Incentive Program | Robbinsville | 8691 | 12 | 13.37 | Residential | Behind the Meter | No | Net Metered Residential | Tesla Energy Operations Inc |  | JCP&L | Accepted | 2023-12-08 | 2024-01-15 | 2025-01-15 | Solar Panels | Hanwha | Q.PEAK DUO BLK ML-G10+/TS 405 |  | 0.405 | 22 | 358 | 30 |  | Fixed | Roof
NJADRE1555342806 | Administratively Determined Incentive Program | Robbinsville | 8691 | 12 | 13.37 | Residential | Behind the Meter | No | Net Metered Residential | Tesla Energy Operations Inc |  | JCP&L | Accepted | 2023-12-08 | 2024-01-15 | 2025-01-15 | Electric Storage Battery | Tesla | Powerwall 3 |  |  | 2 |  |  |  | Lithium Ion |  | Outside
NJADRE1555342811 | Administratively Determined Incentive Program | OLD TAPPAN | 7675 | 7 | 11 | Residential | Behind the Meter | No | Net Metered Residential | Kamtech Solar |  | PSE&G | Accepted | 2024-01-10 | 2024-02-05 | 2025-02-05 | Inverters | SUNPOWER | IQ7HS-66-M-US | 384 |  | 25 |  |  | 0.97 |  | Outdoor | ROOFTOP
NJADRE1555342811 | Administratively Determined Incentive Program | OLD TAPPAN | 7675 | 7 | 11 | Residential | Behind the Meter | No | Net Metered Residential | Kamtech Solar |  | PSE&G | Accepted | 2024-01-10 | 2024-02-05 | 2025-02-05 | Solar Panels | SUNPOWER | SPR-M440-H-AC |  | 0.44 | 7 | 155 | 9 |  | Fixed | Roof
NJADRE1555342811 | Administratively Determined Incentive Program | OLD TAPPAN | 7675 | 7 | 11 | Residential | Behind the Meter | No | Net Metered Residential | Kamtech Solar |  | PSE&G | Accepted | 2024-01-10 | 2024-02-05 | 2025-02-05 | Solar Panels | SUNPOWER | SPR-M440-H-AC |  | 0.44 | 18 | 155 | 9 |  | Fixed | Roof
NJADRE1555342811 | Administratively Determined Incentive Program | OLD TAPPAN | 7675 | 7 | 11 | Residential | Behind the Meter | No | Net Metered Residential | Kamtech Solar |  | PSE&G | Accepted | 2024-01-10 | 2024-02-05 | 2025-02-05 | Electric Storage Battery | SUNPOWER | SV-BASE-19.5-C |  |  | 3 |  |  |  | Lithium Ion |  | INSIDE
NJADRE1555342819 | Administratively Determined Incentive Program | Mantua | 8051 | 15 | 8.1 | Residential | Behind the Meter | Yes | Net Metered Residential | SunnyMac LLC |  | AC Electric | Accepted | 2023-12-08 | 2024-01-11 | 2025-01-11 | Solar Panels | Q.PEAK DUO BLK ML-G10+ 405 | HANWHA |  | 0.405 | 18 | 146 | 15 |  | Fixed | Roof
NJADRE1555342819 | Administratively Determined Incentive Program | Mantua | 8051 | 15 | 8.1 | Residential | Behind the Meter | Yes | Net Metered Residential | SunnyMac LLC |  | AC Electric | Accepted | 2023-12-08 | 2024-01-11 | 2025-01-11 | Solar Panels | Q.PEAK DUO BLK ML-G10+ 405 | HANWHA |  | 0.405 | 2 | 146 | 15 |  | Fixed | Roof
NJADRE1555342819 | Administratively Determined Incentive Program | Mantua | 8051 | 15 | 8.1 | Residential | Behind the Meter | Yes | Net Metered Residential | SunnyMac LLC |  | AC Electric | Accepted | 2023-12-08 | 2024-01-11 | 2025-01-11 | Inverters | IQ8PLUS-72-2-US | ENPHASE | 290 |  | 1 |  |  | 0.1 |  | Outdoor | next to meter
NJADRE1555342825 | Administratively Determined Incentive Program | UNION | 7083 | 10 | 4.46 | Residential | Behind the Meter | No | Net Metered Residential | EMT Renewables |  | PSE&G | Accepted | 2023-12-08 | 2024-01-11 | 2025-01-11 | Inverters | ENPHASE | IQ8+ | 290 |  | 11 |  |  | 0.98 |  | Other | UNDER EACH PANEL
NJADRE1555342825 | Administratively Determined Incentive Program | UNION | 7083 | 10 | 4.46 | Residential | Behind the Meter | No | Net Metered Residential | EMT Renewables |  | PSE&G | Accepted | 2023-12-08 | 2024-01-11 | 2025-01-11 | Solar Panels | Q CELLS | Q PEAK DUO BLK |  | 0.405 | 5 | 219 | 23 |  | Fixed | Roof
NJADRE1555342825 | Administratively Determined Incentive Program | UNION | 7083 | 10 | 4.46 | Residential | Behind the Meter | No | Net Metered Residential | EMT Renewables |  | PSE&G | Accepted | 2023-12-08 | 2024-01-11 | 2025-01-11 | Solar Panels | Q CELLS | Q PEAK DUO BLK |  | 0.405 | 6 | 219 | 23 |  | Fixed | Roof
NJADRE1555342827 | Administratively Determined Incentive Program | MONROE TOWNSHIP | 8831 | 11 | 12.56 | Residential | Behind the Meter | No | Net Metered Residential | Tesla Energy Operations Inc |  | JCP&L | Accepted | 2023-12-08 | 2024-01-16 | 2025-01-16 | Inverters | Tesla | 1538000-45-A | 7600 |  | 2 |  |  | 0.98 |  | Outside
NJADRE1555342827 | Administratively Determined Incentive Program | MONROE TOWNSHIP | 8831 | 11 | 12.56 | Residential | Behind the Meter | No | Net Metered Residential | Tesla Energy Operations Inc |  | JCP&L | Accepted | 2023-12-08 | 2024-01-16 | 2025-01-16 | Solar Panels | Hanwha | Â # Q.PEAK DUO BLK ML-G10+/TS 405 |  | 0.405 | 5 | 39 | 30 |  | Fixed | Roof
NJADRE1555342827 | Administratively Determined Incentive Program | MONROE TOWNSHIP | 8831 | 11 | 12.56 | Residential | Behind the Meter | No | Net Metered Residential | Tesla Energy Operations Inc |  | JCP&L | Accepted | 2023-12-08 | 2024-01-16 | 2025-01-16 | Solar Panels | Hanwha | Â # Q.PEAK DUO BLK ML-G10+/TS 405 |  | 0.405 | 10 | 219 | 30 |  | Fixed | Roof
NJADRE1555342827 | Administratively Determined Incentive Program | MONROE TOWNSHIP | 8831 | 11 | 12.56 | Residential | Behind the Meter | No | Net Metered Residential | Tesla Energy Operations Inc |  | JCP&L | Accepted | 2023-12-08 | 2024-01-16 | 2025-01-16 | Solar Panels | Hanwha | Â # Q.PEAK DUO BLK ML-G10+/TS 405 |  | 0.405 | 6 | 219 | 30 |  | Fixed | Roof
NJADRE1555342827 | Administratively Determined Incentive Program | MONROE TOWNSHIP | 8831 | 11 | 12.56 | Residential | Behind the Meter | No | Net Metered Residential | Tesla Energy Operations Inc |  | JCP&L | Accepted | 2023-12-08 | 2024-01-16 | 2025-01-16 | Solar Panels | Hanwha | Â # Q.PEAK DUO BLK ML-G10+/TS 405 |  | 0.405 | 7 | 39 | 30 |  | Fixed | Roof
NJADRE1555342827 | Administratively Determined Incentive Program | MONROE TOWNSHIP | 8831 | 11 | 12.56 | Residential | Behind the Meter | No | Net Metered Residential | Tesla Energy Operations Inc |  | JCP&L | Accepted | 2023-12-08 | 2024-01-16 | 2025-01-16 | Solar Panels | Hanwha | Â # Q.PEAK DUO BLK ML-G10+/TS 405 |  | 0.405 | 3 | 129 | 30 |  | Fixed | Roof
NJADRE1555342841 | Administratively Determined Incentive Program | PENNSVILLE | 8070 | 16 | 5.67 | Residential | Behind the Meter | Yes | Net Metered Residential | SunnyMac LLC |  | AC Electric | Accepted | 2023-12-08 | 2024-01-11 | 2025-01-11 | Solar Panels | Q.PEAK DUO BLK ML-G10+ 405 | HANWHA |  | 0.405 | 14 | 134 | 8 |  | Fixed | Roof
NJADRE1555342841 | Administratively Determined Incentive Program | PENNSVILLE | 8070 | 16 | 5.67 | Residential | Behind the Meter | Yes | Net Metered Residential | SunnyMac LLC |  | AC Electric | Accepted | 2023-12-08 | 2024-01-11 | 2025-01-11 | Inverters | SE5000H-US | Solaredge | 5000 |  | 1 |  |  | 0.1 |  | Outdoor | next to meter
NJADRE1555342871 | Administratively Determined Incentive Program | PATERSON | 7501 | 6 | 3.24 | Residential | Behind the Meter | Yes | Net Metered Residential | Sunrun Installation Services, Inc. |  | PSE&G | Accepted | 2023-12-08 | 2024-01-12 | 2025-01-12 | Inverters | SOLAREDGE TECHNOLOGIES | SE3800H-USMN | 3800 |  | 1 |  |  | 0.992 |  | Outdoor | next to meter
NJADRE1555342871 | Administratively Determined Incentive Program | PATERSON | 7501 | 6 | 3.24 | Residential | Behind the Meter | Yes | Net Metered Residential | Sunrun Installation Services, Inc. |  | PSE&G | Accepted | 2023-12-08 | 2024-01-12 | 2025-01-12 | Solar Panels | HANWHA Q-CELLS | Q.PEAK DUO BLK ML-G10+ 405 |  | 0.405 | 8 | 110 | 22 |  | Fixed | Roof
NJADRE1555342878 | Administratively Determined Incentive Program | GALLOWAY | 8205 | 19 | 9.32 | Residential | Behind the Meter | Yes | Net Metered Residential | Sunny Mac LLC |  | AC Electric | Accepted | 2023-12-08 | 2024-01-16 | 2025-01-16 | Solar Panels | Q.PEAK DUO BLK ML-G10+ 405 | HANWHA |  | 0.405 | 23 | 310 | 28 |  | Fixed | Roof
NJADRE1555342878 | Administratively Determined Incentive Program | GALLOWAY | 8205 | 19 | 9.32 | Residential | Behind the Meter | Yes | Net Metered Residential | Sunny Mac LLC |  | AC Electric | Accepted | 2023-12-08 | 2024-01-16 | 2025-01-16 | Inverters | SE7600H-US | Solaredge | 7600 |  | 1 |  |  | 0.1 |  | Outdoor | next to meter
NJADRE1555342883 | Administratively Determined Incentive Program | RIDGEWOOD | 7450 | 7 | 9.2 | Residential | Behind the Meter | No | Net Metered Residential | Tesla Energy Operations Inc |  | PSE&G | Accepted | 2023-12-08 | 2024-01-19 | 2025-01-19 | Inverters | Tesla | 1850000-00-C | 7600 |  | 1 |  |  | 0.98 |  | Outside
NJADRE1555342883 | Administratively Determined Incentive Program | RIDGEWOOD | 7450 | 7 | 9.2 | Residential | Behind the Meter | No | Net Metered Residential | Tesla Energy Operations Inc |  | PSE&G | Accepted | 2023-12-08 | 2024-01-19 | 2025-01-19 | Solar Panels | Tesla | T400H |  | 0.4 | 6 | 190 | 23 |  | Fixed | Roof
NJADRE1555342883 | Administratively Determined Incentive Program | RIDGEWOOD | 7450 | 7 | 9.2 | Residential | Behind the Meter | No | Net Metered Residential | Tesla Energy Operations Inc |  | PSE&G | Accepted | 2023-12-08 | 2024-01-19 | 2025-01-19 | Solar Panels | Tesla | T400H |  | 0.4 | 9 | 190 | 23 |  | Fixed | Roof
NJADRE1555342883 | Administratively Determined Incentive Program | RIDGEWOOD | 7450 | 7 | 9.2 | Residential | Behind the Meter | No | Net Metered Residential | Tesla Energy Operations Inc |  | PSE&G | Accepted | 2023-12-08 | 2024-01-19 | 2025-01-19 | Solar Panels | Tesla | T400H |  | 0.4 | 3 | 190 | 23 |  | Fixed | Roof
NJADRE1555342883 | Administratively Determined Incentive Program | RIDGEWOOD | 7450 | 7 | 9.2 | Residential | Behind the Meter | No | Net Metered Residential | Tesla Energy Operations Inc |  | PSE&G | Accepted | 2023-12-08 | 2024-01-19 | 2025-01-19 | Solar Panels | Tesla | T400H |  | 0.4 | 5 | 10 | 23 |  | Fixed | Roof
NJADRE1555342883 | Administratively Determined Incentive Program | RIDGEWOOD | 7450 | 7 | 9.2 | Residential | Behind the Meter | No | Net Metered Residential | Tesla Energy Operations Inc |  | PSE&G | Accepted | 2023-12-08 | 2024-01-19 | 2025-01-19 | Electric Storage Battery | Tesla | AC Powerwall 2.0 |  |  | 1 |  |  |  | Lithium Ion |  | Outside
NJADRE1555342886 | Administratively Determined Incentive Program | EDISON | 8820 | 11 | 8 | Residential | Behind the Meter | No | Net Metered Residential | Tesla Energy Operations Inc |  | PSE&G | Accepted | 2023-12-08 | 2024-01-16 | 2025-01-16 | Inverters | Tesla | 1538000-00-F | 7600 |  | 1 |  |  | 0.98 |  | Outside
NJADRE1555342886 | Administratively Determined Incentive Program | EDISON | 8820 | 11 | 8 | Residential | Behind the Meter | No | Net Metered Residential | Tesla Energy Operations Inc |  | PSE&G | Accepted | 2023-12-08 | 2024-01-16 | 2025-01-16 | Solar Panels | Tesla | T400H |  | 0.4 | 12 | 182 | 30 |  | Fixed | Roof
NJADRE1555342886 | Administratively Determined Incentive Program | EDISON | 8820 | 11 | 8 | Residential | Behind the Meter | No | Net Metered Residential | Tesla Energy Operations Inc |  | PSE&G | Accepted | 2023-12-08 | 2024-01-16 | 2025-01-16 | Solar Panels | Tesla | T400H |  | 0.4 | 2 | 2 | 30 |  | Fixed | Roof
NJADRE1555342886 | Administratively Determined Incentive Program | EDISON | 8820 | 11 | 8 | Residential | Behind the Meter | No | Net Metered Residential | Tesla Energy Operations Inc |  | PSE&G | Accepted | 2023-12-08 | 2024-01-16 | 2025-01-16 | Solar Panels | Tesla | T400H |  | 0.4 | 6 | 182 | 30 |  | Fixed | Roof
NJADRE1555342888 | Administratively Determined Incentive Program | PATERSON | 7513 | 6 | 3.6 | Residential | Behind the Meter | Yes | Net Metered Residential | Pro Custom Solar dba Momentum Solar |  | PSE&G | Accepted | 2023-12-08 | 2024-01-12 | 2025-01-12 | Solar Panels | Â Q. PEAK DUO BLK-G10+400 | hanwha |  | 0.4 | 7 | 279 | 42 |  | Fixed | Roof
NJADRE1555342888 | Administratively Determined Incentive Program | PATERSON | 7513 | 6 | 3.6 | Residential | Behind the Meter | Yes | Net Metered Residential | Pro Custom Solar dba Momentum Solar |  | PSE&G | Accepted | 2023-12-08 | 2024-01-12 | 2025-01-12 | Solar Panels | Â Q. PEAK DUO BLK-G10+400 | hanwha |  | 0.4 | 2 | 99 | 40 |  | Fixed | Roof
NJADRE1555342888 | Administratively Determined Incentive Program | PATERSON | 7513 | 6 | 3.6 | Residential | Behind the Meter | Yes | Net Metered Residential | Pro Custom Solar dba Momentum Solar |  | PSE&G | Accepted | 2023-12-08 | 2024-01-12 | 2025-01-12 | Inverters | IQ8PLUS-72-2-US | enphase | 290 |  | 12 |  |  | 0.97 |  | Outdoor
NJADRE1555342888 | Administratively Determined Incentive Program | PATERSON | 7513 | 6 | 3.6 | Residential | Behind the Meter | Yes | Net Metered Residential | Pro Custom Solar dba Momentum Solar |  | PSE&G | Accepted | 2023-12-08 | 2024-01-12 | 2025-01-12 | Inverters | IQ8PLUS-72-2-US | enphase | 290 |  | 9 |  |  | 0.97 |  | Outdoor
NJADRE1555342892 | Administratively Determined Incentive Program | HOPATCONG | 7843 | 1 | 13.37 | Residential | Behind the Meter | Yes | Net Metered Residential | Trinity Solar Inc. |  | JCP&L | Accepted | 2023-12-08 | 2024-01-12 | 2025-01-12 | Inverters | Solar Edge | SE10000H-US | 10000 |  | 1 |  |  | 0.97 |  | Outdoor
NJADRE1555342892 | Administratively Determined Incentive Program | HOPATCONG | 7843 | 1 | 13.37 | Residential | Behind the Meter | Yes | Net Metered Residential | Trinity Solar Inc. |  | JCP&L | Accepted | 2023-12-08 | 2024-01-12 | 2025-01-12 | Solar Panels | HANWHA | (Q.PEAK DUO BLK ML-G10+ 405) |  | 0.405 | 18 | 156 | 27 |  | Fixed | Roof
NJADRE1555342892 | Administratively Determined Incentive Program | HOPATCONG | 7843 | 1 | 13.37 | Residential | Behind the Meter | Yes | Net Metered Residential | Trinity Solar Inc. |  | JCP&L | Accepted | 2023-12-08 | 2024-01-12 | 2025-01-12 | Solar Panels | HANWHA | (Q.PEAK DUO BLK ML-G10+ 405) |  | 0.405 | 15 | 336 | 27 |  | Fixed | Roof
NJADRE1555342895 | Administratively Determined Incentive Program | PATERSON | 7503 | 6 | 8 | Residential | Behind the Meter | No | Net Metered Residential | OnSite Energy, Inc. |  | PSE&G | Accepted | 2023-12-15 | 2024-01-18 | 2025-01-18 | Inverters | Enphase Energy | IQ8PLUS-72-2-US | 290 |  | 20 |  |  | 0.977 |  | Outdoor
NJADRE1555342895 | Administratively Determined Incentive Program | PATERSON | 7503 | 6 | 8 | Residential | Behind the Meter | No | Net Metered Residential | OnSite Energy, Inc. |  | PSE&G | Accepted | 2023-12-15 | 2024-01-18 | 2025-01-18 | Solar Panels | Solaria | Solaria PowerX-400R |  | 0.4 | 20 | 258 | 32 |  | Fixed | Roof
NJADRE1555342910 | Administratively Determined Incentive Program | CLEMENTON | 8021 | 14 | 4.46 | Residential | Behind the Meter | No | Net Metered Residential | EMT Renewables |  | AC Electric | Accepted | 2023-12-08 | 2024-01-12 | 2025-01-12 | Inverters | ENPHASE | IQ8+ | 290 |  | 11 |  |  | 0.98 |  | Other | UNDER EACH PANEL
NJADRE1555342910 | Administratively Determined Incentive Program | CLEMENTON | 8021 | 14 | 4.46 | Residential | Behind the Meter | No | Net Metered Residential | EMT Renewables |  | AC Electric | Accepted | 2023-12-08 | 2024-01-12 | 2025-01-12 | Solar Panels | Q CELLS | Q PEAK DUO BLK |  | 0.405 | 11 | 92 | 26 |  | Fixed | Roof
NJADRE1555342921 | Administratively Determined Incentive Program | BELLEVILLE | 7109 | 9 | 5.27 | Residential | Behind the Meter | Yes | Net Metered Residential | Sunrun Installation Services, Inc. |  | PSE&G | Accepted | 2023-12-08 | 2024-01-12 | 2025-01-12 | Inverters | SOLAREDGE TECHNOLOGIES | SE3800H-USMN | 3800 |  | 1 |  |  | 0.992 |  | Outdoor | next to meter
NJADRE1555342921 | Administratively Determined Incentive Program | BELLEVILLE | 7109 | 9 | 5.27 | Residential | Behind the Meter | Yes | Net Metered Residential | Sunrun Installation Services, Inc. |  | PSE&G | Accepted | 2023-12-08 | 2024-01-12 | 2025-01-12 | Solar Panels | HANWHA Q-CELLS | Q.PEAK DUO BLK ML-G10+ 405 |  | 0.405 | 13 | 284 | 7 |  | Fixed | Roof
NJADRE1555342932 | Administratively Determined Incentive Program | ROBBINSVILLE | 8691 | 12 | 4.8 | Residential | Behind the Meter | No | Net Metered Residential | Tesla Energy Operations Inc |  | PSE&G | Accepted | 2023-12-08 | 2024-01-16 | 2025-01-16 | Inverters | Tesla | 1538000-45-A | 3800 |  | 1 |  |  | 0.98 |  | Outside
NJADRE1555342932 | Administratively Determined Incentive Program | ROBBINSVILLE | 8691 | 12 | 4.8 | Residential | Behind the Meter | No | Net Metered Residential | Tesla Energy Operations Inc |  | PSE&G | Accepted | 2023-12-08 | 2024-01-16 | 2025-01-16 | Solar Panels | Hanwha | # Q.PEAK DUO BLK ML-G10+/TS 400 |  | 0.4 | 12 | 205 | 40 |  | Fixed | Roof
NJADRE1555342947 | Administratively Determined Incentive Program | NEPTUNE | 7753 | 17 | 6.89 | Residential | Behind the Meter | Yes | Net Metered Residential | EMT Renewables LLC |  | JCP&L | Accepted | 2023-12-08 | 2024-01-12 | 2025-01-12 | Inverters | ENPHASE | IQ8+ | 290 |  | 17 |  |  | 0.98 |  | Other | UNDER EACH PANEL
NJADRE1555342947 | Administratively Determined Incentive Program | NEPTUNE | 7753 | 17 | 6.89 | Residential | Behind the Meter | Yes | Net Metered Residential | EMT Renewables LLC |  | JCP&L | Accepted | 2023-12-08 | 2024-01-12 | 2025-01-12 | Solar Panels | Q CELLS | Q PEAK DUO BLK |  | 0.405 | 6 | 193 | 45 |  | Fixed | Roof
NJADRE1555342947 | Administratively Determined Incentive Program | NEPTUNE | 7753 | 17 | 6.89 | Residential | Behind the Meter | Yes | Net Metered Residential | EMT Renewables LLC |  | JCP&L | Accepted | 2023-12-08 | 2024-01-12 | 2025-01-12 | Solar Panels | Q CELLS | Q PEAK DUO BLK |  | 0.405 | 11 | 284 | 44 |  | Fixed | Roof
NJADRE1555342962 | Administratively Determined Incentive Program | RANDOLPH | 7869 | 3 | 8.4 | Residential | Behind the Meter | Yes | Net Metered Residential | Pro Custom Solar dba Momentum Solar |  | JCP&L | Accepted | 2023-12-08 | 2024-01-11 | 2025-01-11 | Solar Panels | Â Q. PEAK DUO BLK-G10+400 | hanwha |  | 0.4 | 13 | 234 | 37 |  | Fixed | Roof
NJADRE1555342962 | Administratively Determined Incentive Program | RANDOLPH | 7869 | 3 | 8.4 | Residential | Behind the Meter | Yes | Net Metered Residential | Pro Custom Solar dba Momentum Solar |  | JCP&L | Accepted | 2023-12-08 | 2024-01-11 | 2025-01-11 | Solar Panels | Â Q. PEAK DUO BLK-G10+400 | hanwha |  | 0.4 | 8 | 54 | 37 |  | Fixed | Roof
NJADRE1555342962 | Administratively Determined Incentive Program | RANDOLPH | 7869 | 3 | 8.4 | Residential | Behind the Meter | Yes | Net Metered Residential | Pro Custom Solar dba Momentum Solar |  | JCP&L | Accepted | 2023-12-08 | 2024-01-11 | 2025-01-11 | Inverters | IQ8PLUS-72-2-US | enpahse | 290 |  | 21 |  |  | 0.97 |  | Outdoor
NJADRE1555342972 | Administratively Determined Incentive Program | BRIDGETON | 8302 | 20 | 12.96 | Residential | Behind the Meter | Yes | Net Metered Residential | SunnyMac LLC |  | AC Electric | Accepted | 2023-12-08 | 2024-01-12 | 2025-01-12 | Solar Panels | Q.PEAK DUO BLK ML-G10+ 405 | HANWHA |  | 0.405 | 12 | 86 | 45 |  | Fixed | Roof
NJADRE1555342972 | Administratively Determined Incentive Program | BRIDGETON | 8302 | 20 | 12.96 | Residential | Behind the Meter | Yes | Net Metered Residential | SunnyMac LLC |  | AC Electric | Accepted | 2023-12-08 | 2024-01-12 | 2025-01-12 | Solar Panels | Q.PEAK DUO BLK ML-G10+ 405 | HANWHA |  | 0.405 | 20 | 266 | 45 |  | Fixed | Roof
NJADRE1555342972 | Administratively Determined Incentive Program | BRIDGETON | 8302 | 20 | 12.96 | Residential | Behind the Meter | Yes | Net Metered Residential | SunnyMac LLC |  | AC Electric | Accepted | 2023-12-08 | 2024-01-12 | 2025-01-12 | Inverters | SE10000H-US | Solaredge | 10000 |  | 1 |  |  | 0.1 |  | Outdoor | next to meter
NJADRE1555342972 | Administratively Determined Incentive Program | BRIDGETON | 8302 | 20 | 12.96 | Residential | Behind the Meter | Yes | Net Metered Residential | SunnyMac LLC |  | AC Electric | Accepted | 2023-12-08 | 2024-01-12 | 2025-01-12 | Meters | SE-RGMTR-1D-240C-B | Solaredge |  |  | 1 |  |  |  | Yes | Outdoor
NJADRE1555342992 | Administratively Determined Incentive Program | RAHWAY CITY | 7065 | 10 | 8.1 | Residential | Behind the Meter | No | Net Metered Residential | Tesla Energy Operations Inc |  | PSE&G | Accepted | 2023-12-08 | 2024-01-18 | 2025-01-18 | Solar Panels | Hanwha | Â # Q.PEAK DUO BLK ML-G10+/TS 405 |  | 0.405 | 20 | 209 | 30 |  | Fixed | Roof
NJADRE1555342992 | Administratively Determined Incentive Program | RAHWAY CITY | 7065 | 10 | 8.1 | Residential | Behind the Meter | No | Net Metered Residential | Tesla Energy Operations Inc |  | PSE&G | Accepted | 2023-12-08 | 2024-01-18 | 2025-01-18 | Inverters | Tesla | 1538000-45-A | 7600 |  | 1 |  |  | 0.98 |  | Outside
NJADRE1555343021 | Administratively Determined Incentive Program | HAMILTON TWP MER | 8610 | 12 | 9.32 | Residential | Behind the Meter | Yes | Net Metered Residential | Sunrun Installation Services, Inc. |  | PSE&G | Accepted | 2023-12-08 | 2024-01-11 | 2025-01-11 | Inverters | Delta Electronics | E8-TL-US | 7680 |  | 1 |  |  | 0.975 |  | Outdoor | next to meter
NJADRE1555343021 | Administratively Determined Incentive Program | HAMILTON TWP MER | 8610 | 12 | 9.32 | Residential | Behind the Meter | Yes | Net Metered Residential | Sunrun Installation Services, Inc. |  | PSE&G | Accepted | 2023-12-08 | 2024-01-11 | 2025-01-11 | Solar Panels | HANWHA Q-CELLS | Q.PEAK DUO BLK ML-G10+ 405 |  | 0.405 | 23 | 124 | 23 |  | Fixed | Roof
NJADRE1555343036 | Administratively Determined Incentive Program | STEWARTSVILLE | 8886 | 2 | 10.13 | Residential | Behind the Meter | No | Net Metered Residential | Tesla Energy Operations Inc |  | JCP&L | Accepted | 2023-12-08 | 2024-01-18 | 2025-01-18 | Inverters | Tesla | 1538000-45-A | 7600 |  | 1 |  |  | 0.98 |  | Outside
NJADRE1555343036 | Administratively Determined Incentive Program | STEWARTSVILLE | 8886 | 2 | 10.13 | Residential | Behind the Meter | No | Net Metered Residential | Tesla Energy Operations Inc |  | JCP&L | Accepted | 2023-12-08 | 2024-01-18 | 2025-01-18 | Solar Panels | Hanwha | Â # Q.PEAK DUO BLK ML-G10+/TS 405 |  | 0.405 | 10 | 231 | 30 |  | Fixed | Roof
NJADRE1555343036 | Administratively Determined Incentive Program | STEWARTSVILLE | 8886 | 2 | 10.13 | Residential | Behind the Meter | No | Net Metered Residential | Tesla Energy Operations Inc |  | JCP&L | Accepted | 2023-12-08 | 2024-01-18 | 2025-01-18 | Solar Panels | Hanwha | Â # Q.PEAK DUO BLK ML-G10+/TS 405 |  | 0.405 | 13 | 51 | 30 |  | Fixed | Roof
NJADRE1555343036 | Administratively Determined Incentive Program | STEWARTSVILLE | 8886 | 2 | 10.13 | Residential | Behind the Meter | No | Net Metered Residential | Tesla Energy Operations Inc |  | JCP&L | Accepted | 2023-12-08 | 2024-01-18 | 2025-01-18 | Solar Panels | Hanwha | Â # Q.PEAK DUO BLK ML-G10+/TS 405 |  | 0.405 | 2 | 141 | 37 |  | Fixed | Roof
NJADRE1555343041 | Administratively Determined Incentive Program | MERCHANTVILLE | 8109 | 14 | 13.37 | Residential | Behind the Meter | No | Net Metered Residential | EMT Renewables |  | PSE&G | Accepted | 2023-12-08 | 2024-01-11 | 2025-01-11 | Inverters | ENPHASE | IQ8+ | 290 |  | 33 |  |  | 0.98 |  | Other | UNDER EACH PANEL
NJADRE1555343041 | Administratively Determined Incentive Program | MERCHANTVILLE | 8109 | 14 | 13.37 | Residential | Behind the Meter | No | Net Metered Residential | EMT Renewables |  | PSE&G | Accepted | 2023-12-08 | 2024-01-11 | 2025-01-11 | Solar Panels | Q CELLS | Q PEAK DUO BLK |  | 0.405 | 4 | 173 | 45 |  | Fixed | Roof
NJADRE1555343041 | Administratively Determined Incentive Program | MERCHANTVILLE | 8109 | 14 | 13.37 | Residential | Behind the Meter | No | Net Metered Residential | EMT Renewables |  | PSE&G | Accepted | 2023-12-08 | 2024-01-11 | 2025-01-11 | Solar Panels | Q CELLS | Q PEAK DUO BLK |  | 0.405 | 7 | 263 | 45 |  | Fixed | Roof
NJADRE1555343041 | Administratively Determined Incentive Program | MERCHANTVILLE | 8109 | 14 | 13.37 | Residential | Behind the Meter | No | Net Metered Residential | EMT Renewables |  | PSE&G | Accepted | 2023-12-08 | 2024-01-11 | 2025-01-11 | Solar Panels | Q CELLS | Q PEAK DUO BLK |  | 0.405 | 8 | 354 | 25 |  | Fixed | Roof
NJADRE1555343041 | Administratively Determined Incentive Program | MERCHANTVILLE | 8109 | 14 | 13.37 | Residential | Behind the Meter | No | Net Metered Residential | EMT Renewables |  | PSE&G | Accepted | 2023-12-08 | 2024-01-11 | 2025-01-11 | Solar Panels | Q CELLS | Q PEAK DUO BLK |  | 0.405 | 14 | 174 | 25 |  | Fixed | Roof
NJADRE1555343045 | Administratively Determined Incentive Program | CLIFTON | 7012 | 6 | 6.48 | Residential | Behind the Meter | Yes | Net Metered Residential | Sunrun Installation Services, Inc. |  | PSE&G | Accepted | 2023-12-08 | 2024-01-12 | 2025-01-12 | Inverters | SolarEdge Technologies | SE6000H-USSN | 6000 |  | 1 |  |  | 0.99 |  | Outdoor | next to meter
NJADRE1555343045 | Administratively Determined Incentive Program | CLIFTON | 7012 | 6 | 6.48 | Residential | Behind the Meter | Yes | Net Metered Residential | Sunrun Installation Services, Inc. |  | PSE&G | Accepted | 2023-12-08 | 2024-01-12 | 2025-01-12 | Solar Panels | Hanwha Q Cells | Q.PEAK DUO BLK ML-G10+ 405 |  | 0.405 | 8 | 27 | 37 |  | Fixed | Roof
NJADRE1555343045 | Administratively Determined Incentive Program | CLIFTON | 7012 | 6 | 6.48 | Residential | Behind the Meter | Yes | Net Metered Residential | Sunrun Installation Services, Inc. |  | PSE&G | Accepted | 2023-12-08 | 2024-01-12 | 2025-01-12 | Solar Panels | Hanwha Q Cells | Q.PEAK DUO BLK ML-G10+ 405 |  | 0.405 | 8 | 207 | 37 |  | Fixed | Roof
NJADRE1555343120 | Administratively Determined Incentive Program | MONROE | 8094 | 15 | 7.7 | Residential | Behind the Meter | Yes | Net Metered Residential | SunnyMac LLC |  | AC Electric | Accepted | 2023-12-08 | 2024-01-12 | 2025-01-12 | Solar Panels | Q.PEAK DUO BLK ML-G10+ 405 | HANWHA |  | 0.405 | 11 | 270 | 30 |  | Fixed | Roof
NJADRE1555343120 | Administratively Determined Incentive Program | MONROE | 8094 | 15 | 7.7 | Residential | Behind the Meter | Yes | Net Metered Residential | SunnyMac LLC |  | AC Electric | Accepted | 2023-12-08 | 2024-01-12 | 2025-01-12 | Solar Panels | Q.PEAK DUO BLK ML-G10+ 405 | HANWHA |  | 0.405 | 8 | 90 | 30 |  | Fixed | Roof
NJADRE1555343120 | Administratively Determined Incentive Program | MONROE | 8094 | 15 | 7.7 | Residential | Behind the Meter | Yes | Net Metered Residential | SunnyMac LLC |  | AC Electric | Accepted | 2023-12-08 | 2024-01-12 | 2025-01-12 | Inverters | SE 5000H-US | Solaredge | 5000 |  | 1 |  |  | 0.1 |  | Outdoor | next to meter
NJADRE1555343362 | Administratively Determined Incentive Program | ERIAL | 8081 | 14 | 7.7 | Residential | Behind the Meter | No | Net Metered Residential | Tesla Energy Operations Inc |  | AC Electric | Accepted | 2023-12-08 | 2024-01-18 | 2025-01-18 | Solar Panels | Hanwha | Q.PEAK DUO BLK ML-G10+/TS 405 |  | 0.405 | 15 | 158 | 23 |  | Fixed | Roof
NJADRE1555343362 | Administratively Determined Incentive Program | ERIAL | 8081 | 14 | 7.7 | Residential | Behind the Meter | No | Net Metered Residential | Tesla Energy Operations Inc |  | AC Electric | Accepted | 2023-12-08 | 2024-01-18 | 2025-01-18 | Solar Panels | Hanwha | Q.PEAK DUO BLK ML-G10+/TS 405 |  | 0.405 | 4 | 338 | 23 |  | Fixed | Roof
NJADRE1555343362 | Administratively Determined Incentive Program | ERIAL | 8081 | 14 | 7.7 | Residential | Behind the Meter | No | Net Metered Residential | Tesla Energy Operations Inc |  | AC Electric | Accepted | 2023-12-08 | 2024-01-18 | 2025-01-18 | Inverters | Tesla | 1538000-45-A | 5700 |  | 1 |  |  | 0.986 |  | Outdoor
NJADRE1555343366 | Administratively Determined Incentive Program | SICKLERVILLE | 8081 | 14 | 5.67 | Residential | Behind the Meter | Yes | Net Metered Residential | Sunrun Installation Services, Inc. |  | AC Electric | Accepted | 2023-12-08 | 2024-01-11 | 2025-01-11 | Inverters | Delta Electronics | E4-TL-US | 4000 |  | 1 |  |  | 0.975 |  | Outdoor | next to meter
NJADRE1555343366 | Administratively Determined Incentive Program | SICKLERVILLE | 8081 | 14 | 5.67 | Residential | Behind the Meter | Yes | Net Metered Residential | Sunrun Installation Services, Inc. |  | AC Electric | Accepted | 2023-12-08 | 2024-01-11 | 2025-01-11 | Solar Panels | HANWHA Q-CELLS | Q.PEAK DUO BLK ML-G10+ 405 |  | 0.405 | 5 | 72 | 30 |  | Fixed | Roof
NJADRE1555343366 | Administratively Determined Incentive Program | SICKLERVILLE | 8081 | 14 | 5.67 | Residential | Behind the Meter | Yes | Net Metered Residential | Sunrun Installation Services, Inc. |  | AC Electric | Accepted | 2023-12-08 | 2024-01-11 | 2025-01-11 | Solar Panels | HANWHA Q-CELLS | Q.PEAK DUO BLK ML-G10+ 405 |  | 0.405 | 9 | 252 | 31 |  | Fixed | Roof
NJADRE1555343376 | Administratively Determined Incentive Program | WILLINGBORO | 8046 | 13 | 6.89 | Residential | Behind the Meter | Yes | Net Metered Residential | Sunny Mac LLC |  | PSE&G | Accepted | 2023-12-08 | 2024-01-12 | 2025-01-12 | Solar Panels | Q.PEAK DUO BLK ML-G10+ 405 | HANWHA |  | 0.405 | 17 | 276 | 14 |  | Fixed | Roof
NJADRE1555343376 | Administratively Determined Incentive Program | WILLINGBORO | 8046 | 13 | 6.89 | Residential | Behind the Meter | Yes | Net Metered Residential | Sunny Mac LLC |  | PSE&G | Accepted | 2023-12-08 | 2024-01-12 | 2025-01-12 | Inverters | SE5000H-US | Solaredge | 5000 |  | 1 |  |  | 0.1 |  | Outdoor | next to meter
NJADRE1555343376 | Administratively Determined Incentive Program | WILLINGBORO | 8046 | 13 | 6.89 | Residential | Behind the Meter | Yes | Net Metered Residential | Sunny Mac LLC |  | PSE&G | Accepted | 2023-12-08 | 2024-01-12 | 2025-01-12 | Meters | SE-RGMTR-1D-240C-B | Solaredge |  |  | 1 |  |  |  | Yes | Outdoor
NJADRE1555343378 | Administratively Determined Incentive Program | CAPE MAY COURT HOUSE | 8210 | 21 | 10.2 | Residential | Behind the Meter | No | Net Metered Residential | NJ Solar Power |  | AC Electric | Accepted | 2023-12-08 | 2024-01-12 | 2025-01-12 | Inverters | Solar Edge | SE10000H-US | 10000 |  | 1 |  |  | 0.99 |  | Outdoor
NJADRE1555343378 | Administratively Determined Incentive Program | CAPE MAY COURT HOUSE | 8210 | 21 | 10.2 | Residential | Behind the Meter | No | Net Metered Residential | NJ Solar Power |  | AC Electric | Accepted | 2023-12-08 | 2024-01-12 | 2025-01-12 | Solar Panels | Hanwha | Q.Tron BLK M-G2+ 425 |  | 0.425 | 24 | 198 | 45 |  | Fixed | Roof | Roof 1
NJADRE1555343378 | Administratively Determined Incentive Program | CAPE MAY COURT HOUSE | 8210 | 21 | 10.2 | Residential | Behind the Meter | No | Net Metered Residential | NJ Solar Power |  | AC Electric | Accepted | 2023-12-08 | 2024-01-12 | 2025-01-12 | Meters | SolarEdge | SE10000H-US |  |  | 1 |  |  |  | Yes
NJADRE1555343390 | Administratively Determined Incentive Program | TOMS RIVER | 8755 | 18 | 17.01 | Residential | Behind the Meter | No | Net Metered Residential | Powur, PBC |  | JCP&L | Accepted | 2023-12-27 | 2024-01-25 | 2025-01-25 | Solar Panels | Hanwha | Q.PEAK DUO BLK ML-G10+ (405W) |  | 0.405 | 11 | 202 | 36 |  | Fixed | Roof
NJADRE1555343390 | Administratively Determined Incentive Program | TOMS RIVER | 8755 | 18 | 17.01 | Residential | Behind the Meter | No | Net Metered Residential | Powur, PBC |  | JCP&L | Accepted | 2023-12-27 | 2024-01-25 | 2025-01-25 | Solar Panels | Hanwha | Q.PEAK DUO BLK ML-G10+ (405W) |  | 0.405 | 3 | 202 | 37 |  | Fixed | Roof
NJADRE1555343390 | Administratively Determined Incentive Program | TOMS RIVER | 8755 | 18 | 17.01 | Residential | Behind the Meter | No | Net Metered Residential | Powur, PBC |  | JCP&L | Accepted | 2023-12-27 | 2024-01-25 | 2025-01-25 | Solar Panels | Hanwha | Q.PEAK DUO BLK ML-G10+ (405W) |  | 0.405 | 13 | 203 | 33 |  | Fixed | Roof
NJADRE1555343390 | Administratively Determined Incentive Program | TOMS RIVER | 8755 | 18 | 17.01 | Residential | Behind the Meter | No | Net Metered Residential | Powur, PBC |  | JCP&L | Accepted | 2023-12-27 | 2024-01-25 | 2025-01-25 | Solar Panels | Hanwha | Q.PEAK DUO BLK ML-G10+ (405W) |  | 0.405 | 3 | 202 | 38 |  | Fixed | Roof
NJADRE1555343390 | Administratively Determined Incentive Program | TOMS RIVER | 8755 | 18 | 17.01 | Residential | Behind the Meter | No | Net Metered Residential | Powur, PBC |  | JCP&L | Accepted | 2023-12-27 | 2024-01-25 | 2025-01-25 | Solar Panels | Hanwha | Q.PEAK DUO BLK ML-G10+ (405W) |  | 0.405 | 4 | 112 | 42 |  | Fixed | Roof
NJADRE1555343390 | Administratively Determined Incentive Program | TOMS RIVER | 8755 | 18 | 17.01 | Residential | Behind the Meter | No | Net Metered Residential | Powur, PBC |  | JCP&L | Accepted | 2023-12-27 | 2024-01-25 | 2025-01-25 | Solar Panels | Hanwha | Q.PEAK DUO BLK ML-G10+ (405W) |  | 0.405 | 8 | 113 | 39 |  | Fixed | Roof
NJADRE1555343390 | Administratively Determined Incentive Program | TOMS RIVER | 8755 | 18 | 17.01 | Residential | Behind the Meter | No | Net Metered Residential | Powur, PBC |  | JCP&L | Accepted | 2023-12-27 | 2024-01-25 | 2025-01-25 | Inverters | Solaredge | SE7600H-US RGM | 7600 |  | 2 |  |  | 0.99 |  | Outside
NJADRE1555343395 | Administratively Determined Incentive Program | TURNERSVILLE | 8012 | 14 | 10.5 | Residential | Behind the Meter | No | Net Metered Residential | EMT Renewables |  | AC Electric | Accepted | 2023-12-08 | 2024-01-11 | 2025-01-11 | Inverters | ENPHASE | IQ7x | 315 |  | 25 |  |  | 0.98 |  | Other | UNDER EACH PANEL
NJADRE1555343395 | Administratively Determined Incentive Program | TURNERSVILLE | 8012 | 14 | 10.5 | Residential | Behind the Meter | No | Net Metered Residential | EMT Renewables |  | AC Electric | Accepted | 2023-12-08 | 2024-01-11 | 2025-01-11 | Solar Panels | REC ALPHA | REC 420 |  | 0.42 | 8 | 83 | 17 |  | Fixed | Roof
NJADRE1555343395 | Administratively Determined Incentive Program | TURNERSVILLE | 8012 | 14 | 10.5 | Residential | Behind the Meter | No | Net Metered Residential | EMT Renewables |  | AC Electric | Accepted | 2023-12-08 | 2024-01-11 | 2025-01-11 | Solar Panels | REC ALPHA | REC 420 |  | 0.42 | 9 | 83 | 20 |  | Fixed | Roof
NJADRE1555343395 | Administratively Determined Incentive Program | TURNERSVILLE | 8012 | 14 | 10.5 | Residential | Behind the Meter | No | Net Metered Residential | EMT Renewables |  | AC Electric | Accepted | 2023-12-08 | 2024-01-11 | 2025-01-11 | Solar Panels | REC ALPHA | REC 420 |  | 0.42 | 2 | 173 | 19 |  | Fixed | Roof
NJADRE1555343395 | Administratively Determined Incentive Program | TURNERSVILLE | 8012 | 14 | 10.5 | Residential | Behind the Meter | No | Net Metered Residential | EMT Renewables |  | AC Electric | Accepted | 2023-12-08 | 2024-01-11 | 2025-01-11 | Solar Panels | REC ALPHA | REC 420 |  | 0.42 | 6 | 263 | 20 |  | Fixed | Roof
NJADRE1555343437 | Administratively Determined Incentive Program | WOOLWICH TOWNSHIP | 8085 | 15 | 13.37 | Residential | Behind the Meter | Yes | Net Metered Residential | SunnyMac LLC |  | AC Electric | Accepted | 2023-12-08 | 2024-01-12 | 2025-01-12 | Solar Panels | Q.PEAK DUO BLK ML-G10+ 405 | HANWHA |  | 0.405 | 3 | 126 | 44 |  | Fixed | Roof
NJADRE1555343437 | Administratively Determined Incentive Program | WOOLWICH TOWNSHIP | 8085 | 15 | 13.37 | Residential | Behind the Meter | Yes | Net Metered Residential | SunnyMac LLC |  | AC Electric | Accepted | 2023-12-08 | 2024-01-12 | 2025-01-12 | Solar Panels | Q.PEAK DUO BLK ML-G10+ 405 | HANWHA |  | 0.405 | 15 | 216 | 34 |  | Fixed | Roof
NJADRE1555343437 | Administratively Determined Incentive Program | WOOLWICH TOWNSHIP | 8085 | 15 | 13.37 | Residential | Behind the Meter | Yes | Net Metered Residential | SunnyMac LLC |  | AC Electric | Accepted | 2023-12-08 | 2024-01-12 | 2025-01-12 | Solar Panels | Q.PEAK DUO BLK ML-G10+ 405 | HANWHA |  | 0.405 | 12 | 36 | 34 |  | Fixed | Roof
NJADRE1555343437 | Administratively Determined Incentive Program | WOOLWICH TOWNSHIP | 8085 | 15 | 13.37 | Residential | Behind the Meter | Yes | Net Metered Residential | SunnyMac LLC |  | AC Electric | Accepted | 2023-12-08 | 2024-01-12 | 2025-01-12 | Solar Panels | Q.PEAK DUO BLK ML-G10+ 405 | HANWHA |  | 0.405 | 3 | 126 | 44 |  | Fixed | Roof
NJADRE1555343437 | Administratively Determined Incentive Program | WOOLWICH TOWNSHIP | 8085 | 15 | 13.37 | Residential | Behind the Meter | Yes | Net Metered Residential | SunnyMac LLC |  | AC Electric | Accepted | 2023-12-08 | 2024-01-12 | 2025-01-12 | Inverters | SE10000H-US | SOLAREDGE | 10000 |  | 1 |  |  | 0.1 |  | Outdoor | next to meter
NJADRE1555343437 | Administratively Determined Incentive Program | WOOLWICH TOWNSHIP | 8085 | 15 | 13.37 | Residential | Behind the Meter | Yes | Net Metered Residential | SunnyMac LLC |  | AC Electric | Accepted | 2023-12-08 | 2024-01-12 | 2025-01-12 | Meters | SE-RGMTR-1D-240C-B | Solaredge |  |  | 1 |  |  |  | Yes | Outdoor
NJADRE1555343438 | Administratively Determined Incentive Program | POMPTON PLAINS | 7444 | 3 | 1339.2 | Commercial | Behind the Meter | Yes | Large Net-Metered Non-Residential located on Rooftop, Carport, Canopy and Floating Solar | Tore Electric Co Inc. |  | JCP&L | Accepted | 2023-12-14 | 2024-01-22 | 2025-01-22 | Inverters | Sungrow | SG36-CX-US | 36000 |  | 13 |  |  | 0.987 |  | Outside
NJADRE1555343438 | Administratively Determined Incentive Program | POMPTON PLAINS | 7444 | 3 | 1339.2 | Commercial | Behind the Meter | Yes | Large Net-Metered Non-Residential located on Rooftop, Carport, Canopy and Floating Solar | Tore Electric Co Inc. |  | JCP&L | Accepted | 2023-12-14 | 2024-01-22 | 2025-01-22 | Inverters | Sungrow | SG60-CX-US | 60000 |  | 8 |  |  | 0.988 |  | Outside
NJADRE1555343438 | Administratively Determined Incentive Program | POMPTON PLAINS | 7444 | 3 | 1339.2 | Commercial | Behind the Meter | Yes | Large Net-Metered Non-Residential located on Rooftop, Carport, Canopy and Floating Solar | Tore Electric Co Inc. |  | JCP&L | Accepted | 2023-12-14 | 2024-01-22 | 2025-01-22 | Solar Panels | HT-SAAE | HT72-166M 450W |  | 0.45 | 2976 | 210 | 7 |  | Fixed | Parking Lot
NJADRE1555343438 | Administratively Determined Incentive Program | POMPTON PLAINS | 7444 | 3 | 1339.2 | Commercial | Behind the Meter | Yes | Large Net-Metered Non-Residential located on Rooftop, Carport, Canopy and Floating Solar | Tore Electric Co Inc. |  | JCP&L | Accepted | 2023-12-14 | 2024-01-22 | 2025-01-22 | Meters | Elkor Technologies Inc. | W2-M1-5A-DL |  |  | 1 |  |  |  | Yes
NJADRE1555343455 | Administratively Determined Incentive Program | TRENTON | 8690 | 12 | 20.25 | Residential | Behind the Meter | No | Net Metered Residential | Tesla Energy Operations Inc |  | PSE&G | Accepted | 2023-12-08 | 2024-01-18 | 2025-01-18 | Solar Panels | Hanwha | Q.PEAK DUO BLK ML-G10+/TS 405 |  | 0.405 | 14 | 228 | 33 |  | Fixed | Roof
NJADRE1555343455 | Administratively Determined Incentive Program | TRENTON | 8690 | 12 | 20.25 | Residential | Behind the Meter | No | Net Metered Residential | Tesla Energy Operations Inc |  | PSE&G | Accepted | 2023-12-08 | 2024-01-18 | 2025-01-18 | Solar Panels | Q.PEAK DUO BLK ML-G10+/TS 405 | Hanwha |  | 0.405 | 6 | 228 | 33 |  | Fixed | Roof
NJADRE1555343455 | Administratively Determined Incentive Program | TRENTON | 8690 | 12 | 20.25 | Residential | Behind the Meter | No | Net Metered Residential | Tesla Energy Operations Inc |  | PSE&G | Accepted | 2023-12-08 | 2024-01-18 | 2025-01-18 | Solar Panels | Hanwha | Q.PEAK DUO BLK ML-G10+/TS 405 |  | 0.405 | 10 | 48 | 33 |  | Fixed | Roof
NJADRE1555343455 | Administratively Determined Incentive Program | TRENTON | 8690 | 12 | 20.25 | Residential | Behind the Meter | No | Net Metered Residential | Tesla Energy Operations Inc |  | PSE&G | Accepted | 2023-12-08 | 2024-01-18 | 2025-01-18 | Solar Panels | Hanwha | Q.PEAK DUO BLK ML-G10+/TS 405 |  | 0.405 | 6 | 318 | 40 |  | Fixed | Roof
NJADRE1555343455 | Administratively Determined Incentive Program | TRENTON | 8690 | 12 | 20.25 | Residential | Behind the Meter | No | Net Metered Residential | Tesla Energy Operations Inc |  | PSE&G | Accepted | 2023-12-08 | 2024-01-18 | 2025-01-18 | Solar Panels | Hanwha | Q.PEAK DUO BLK ML-G10+/TS 405 |  | 0.405 | 6 | 138 | 40 |  | Fixed | Roof
NJADRE1555343455 | Administratively Determined Incentive Program | TRENTON | 8690 | 12 | 20.25 | Residential | Behind the Meter | No | Net Metered Residential | Tesla Energy Operations Inc |  | PSE&G | Accepted | 2023-12-08 | 2024-01-18 | 2025-01-18 | Solar Panels | Hanwha | Q.PEAK DUO BLK ML-G10+/TS 405 |  | 0.405 | 6 | 228 | 26 |  | Fixed | Roof
NJADRE1555343455 | Administratively Determined Incentive Program | TRENTON | 8690 | 12 | 20.25 | Residential | Behind the Meter | No | Net Metered Residential | Tesla Energy Operations Inc |  | PSE&G | Accepted | 2023-12-08 | 2024-01-18 | 2025-01-18 | Solar Panels | Hanwha | Q.PEAK DUO BLK ML-G10+/TS 405 |  | 0.405 | 2 | 48 | 26 |  | Fixed | Roof
NJADRE1555343455 | Administratively Determined Incentive Program | TRENTON | 8690 | 12 | 20.25 | Residential | Behind the Meter | No | Net Metered Residential | Tesla Energy Operations Inc |  | PSE&G | Accepted | 2023-12-08 | 2024-01-18 | 2025-01-18 | Inverters | Tesla | 1538000-45-A | 7600 |  | 2 |  |  | 0.986 |  | Outdoor
NJADRE1555343471 | Administratively Determined Incentive Program | BRIDGETON | 8302 | 20 | 14.58 | Residential | Behind the Meter | Yes | Net Metered Residential | SunnyMac LLC |  | AC Electric | Accepted | 2023-12-08 | 2024-01-12 | 2025-01-12 | Solar Panels | Q.PEAK DUO BLK ML-G10+ 405 | HANWHA |  | 0.405 | 36 | 180 | 27 |  | Fixed | Roof
NJADRE1555343471 | Administratively Determined Incentive Program | BRIDGETON | 8302 | 20 | 14.58 | Residential | Behind the Meter | Yes | Net Metered Residential | SunnyMac LLC |  | AC Electric | Accepted | 2023-12-08 | 2024-01-12 | 2025-01-12 | Inverters | SE11400H-US | SOLAREDGE | 11400 |  | 1 |  |  | 0.1 |  | Outdoor | next to meter
NJADRE1555343480 | Administratively Determined Incentive Program | FRANKLINVILLE | 8322 | 15 | 10.53 | Residential | Behind the Meter | Yes | Net Metered Residential | Sunrun Installation Services, Inc. |  | AC Electric | Accepted | 2023-12-08 | 2024-01-15 | 2025-01-15 | Solar Panels | HANWHA Q-CELLS | Q.PEAK DUO BLK ML-G10+ 405 |  | 0.405 | 4 | 208 | 18 |  | Fixed | Roof
NJADRE1555343480 | Administratively Determined Incentive Program | FRANKLINVILLE | 8322 | 15 | 10.53 | Residential | Behind the Meter | Yes | Net Metered Residential | Sunrun Installation Services, Inc. |  | AC Electric | Accepted | 2023-12-08 | 2024-01-15 | 2025-01-15 | Solar Panels | HANWHA Q-CELLS | Q.PEAK DUO BLK ML-G10+ 405 |  | 0.405 | 7 | 298 | 18 |  | Fixed | Roof
NJADRE1555343480 | Administratively Determined Incentive Program | FRANKLINVILLE | 8322 | 15 | 10.53 | Residential | Behind the Meter | Yes | Net Metered Residential | Sunrun Installation Services, Inc. |  | AC Electric | Accepted | 2023-12-08 | 2024-01-15 | 2025-01-15 | Solar Panels | HANWHA Q-CELLS | Q.PEAK DUO BLK ML-G10+ 405 |  | 0.405 | 15 | 118 | 19 |  | Fixed | Roof
NJADRE1555343480 | Administratively Determined Incentive Program | FRANKLINVILLE | 8322 | 15 | 10.53 | Residential | Behind the Meter | Yes | Net Metered Residential | Sunrun Installation Services, Inc. |  | AC Electric | Accepted | 2023-12-08 | 2024-01-15 | 2025-01-15 | Inverters | SE7600H-USSN | SOLAREDGE TECHNOLOGIES | 7600 |  | 1 |  |  | 0.99 |  | Outdoor
NJADRE1555343491 | Administratively Determined Incentive Program | MONROE TOWNSHIP | 8831 | 11 | 7.7 | Residential | Behind the Meter | No | Net Metered Residential | Tesla Energy Operations Inc |  | JCP&L | Accepted | 2023-12-08 | 2024-01-31 | 2025-01-31 | Inverters | Tesla | 1538000-45-A | 7600 |  | 1 |  |  | 0.98 |  | Indoor
NJADRE1555343491 | Administratively Determined Incentive Program | MONROE TOWNSHIP | 8831 | 11 | 7.7 | Residential | Behind the Meter | No | Net Metered Residential | Tesla Energy Operations Inc |  | JCP&L | Accepted | 2023-12-08 | 2024-01-31 | 2025-01-31 | Solar Panels | Hanwha | Â # Q.PEAK DUO BLK ML-G10+/TS 405 |  | 0.405 | 8 | 56 | 30 |  | Fixed | Roof
NJADRE1555343491 | Administratively Determined Incentive Program | MONROE TOWNSHIP | 8831 | 11 | 7.7 | Residential | Behind the Meter | No | Net Metered Residential | Tesla Energy Operations Inc |  | JCP&L | Accepted | 2023-12-08 | 2024-01-31 | 2025-01-31 | Solar Panels | Hanwha | Â # Q.PEAK DUO BLK ML-G10+/TS 405 |  | 0.405 | 8 | 236 | 30 |  | Fixed | Roof
NJADRE1555343491 | Administratively Determined Incentive Program | MONROE TOWNSHIP | 8831 | 11 | 7.7 | Residential | Behind the Meter | No | Net Metered Residential | Tesla Energy Operations Inc |  | JCP&L | Accepted | 2023-12-08 | 2024-01-31 | 2025-01-31 | Solar Panels | Hanwha | Â # Q.PEAK DUO BLK ML-G10+/TS 405 |  | 0.405 | 3 | 236 | 30 |  | Fixed | Roof
NJADRE1555343505 | Administratively Determined Incentive Program | UNION TWP UNI | 7083 | 10 | 10.53 | Residential | Behind the Meter | Yes | Net Metered Residential | Sunrun Installation Services, Inc. |  | PSE&G | Accepted | 2023-12-08 | 2024-01-12 | 2025-01-12 | Inverters | SolarEdge Technologies | SE7600H-USSN | 7600 |  | 1 |  |  | 0.99 |  | Outdoor | next to meter
NJADRE1555343505 | Administratively Determined Incentive Program | UNION TWP UNI | 7083 | 10 | 10.53 | Residential | Behind the Meter | Yes | Net Metered Residential | Sunrun Installation Services, Inc. |  | PSE&G | Accepted | 2023-12-08 | 2024-01-12 | 2025-01-12 | Solar Panels | Hanwha Q Cells | Q.PEAK DUO BLK ML-G10+ 405 |  | 0.405 | 10 | 127 | 21 |  | Fixed | Roof
NJADRE1555343505 | Administratively Determined Incentive Program | UNION TWP UNI | 7083 | 10 | 10.53 | Residential | Behind the Meter | Yes | Net Metered Residential | Sunrun Installation Services, Inc. |  | PSE&G | Accepted | 2023-12-08 | 2024-01-12 | 2025-01-12 | Solar Panels | Hanwha Q Cells | Q.PEAK DUO BLK ML-G10+ 405 |  | 0.405 | 16 | 307 | 20 |  | Fixed | Roof
NJADRE1555343513 | Administratively Determined Incentive Program | ATCO | 8004 | 14 | 11.2 | Residential | Behind the Meter | Yes | Net Metered Residential | Pro Custom Solar dba Momentum Solar |  | AC Electric | Accepted | 2023-12-08 | 2024-01-12 | 2025-01-12 | Solar Panels | Â Q. PEAK DUO BLK-G10+400 | HANWHA |  | 0.4 | 22 | 183 | 29 |  | Fixed | Roof
NJADRE1555343513 | Administratively Determined Incentive Program | ATCO | 8004 | 14 | 11.2 | Residential | Behind the Meter | Yes | Net Metered Residential | Pro Custom Solar dba Momentum Solar |  | AC Electric | Accepted | 2023-12-08 | 2024-01-12 | 2025-01-12 | Solar Panels | Â Q. PEAK DUO BLK-G10+400 | HANWHA |  | 0.4 | 6 | 3 | 29 |  | Fixed | Roof
NJADRE1555343513 | Administratively Determined Incentive Program | ATCO | 8004 | 14 | 11.2 | Residential | Behind the Meter | Yes | Net Metered Residential | Pro Custom Solar dba Momentum Solar |  | AC Electric | Accepted | 2023-12-08 | 2024-01-12 | 2025-01-12 | Inverters | IQ8PLUS-72-2-US | ENPHASE | 290 |  | 28 |  |  | 0.97 |  | Outdoor
NJADRE1555343830 | Administratively Determined Incentive Program | NEWARK | 7103 | 9 | 5.27 | Residential | Behind the Meter | Yes | Net Metered Residential | Trinity Solar |  | PSE&G | Accepted | 2023-12-08 | 2024-01-12 | 2025-01-12 | Inverters | Solar Edge | SE5000H-US | 5000 |  | 1 |  |  | 0.97 |  | Outdoor
NJADRE1555343830 | Administratively Determined Incentive Program | NEWARK | 7103 | 9 | 5.27 | Residential | Behind the Meter | Yes | Net Metered Residential | Trinity Solar |  | PSE&G | Accepted | 2023-12-08 | 2024-01-12 | 2025-01-12 | Solar Panels | HANWHA | (Q.PEAK DUO BLK ML-G10+ 405) |  | 0.405 | 9 | 76 | 30 |  | Fixed | Roof
NJADRE1555343830 | Administratively Determined Incentive Program | NEWARK | 7103 | 9 | 5.27 | Residential | Behind the Meter | Yes | Net Metered Residential | Trinity Solar |  | PSE&G | Accepted | 2023-12-08 | 2024-01-12 | 2025-01-12 | Solar Panels | HANWHA | (Q.PEAK DUO BLK ML-G10+ 405) |  | 0.405 | 4 | 256 | 30 |  | Fixed | Roof
NJADRE1555343862 | Administratively Determined Incentive Program | WESTVILLE | 8093 | 15 | 9.72 | Residential | Behind the Meter | No | Net Metered Residential | Tesla Energy Operations Inc |  | PSE&G | Accepted | 2023-12-08 | 2024-01-15 | 2025-01-15 | Inverters | Tesla Inc | 1538000-45-A | 7600 |  | 1 |  |  | 0.98 |  | Outside
NJADRE1555343862 | Administratively Determined Incentive Program | WESTVILLE | 8093 | 15 | 9.72 | Residential | Behind the Meter | No | Net Metered Residential | Tesla Energy Operations Inc |  | PSE&G | Accepted | 2023-12-08 | 2024-01-15 | 2025-01-15 | Solar Panels | Hanwha | Q.PEAK DUO BLK ML-G10+/TS 405 |  | 0.405 | 5 | 44 | 35 |  | Fixed | Roof
NJADRE1555343862 | Administratively Determined Incentive Program | WESTVILLE | 8093 | 15 | 9.72 | Residential | Behind the Meter | No | Net Metered Residential | Tesla Energy Operations Inc |  | PSE&G | Accepted | 2023-12-08 | 2024-01-15 | 2025-01-15 | Solar Panels | Hanwha | Q.PEAK DUO BLK ML-G10+/TS 405 |  | 0.405 | 19 | 224 | 33 |  | Fixed | Roof
NJADRE1555343884 | Administratively Determined Incentive Program | Edgewater | 7020 | 7 | 250.65 | Municipality | Behind the Meter | Yes | Small Net-Metered Non-Residential located on Rooftop, Carport, Canopy and Floating Solar-PUBLIC | Novitium Energy LLC |  | PSE&G | Accepted | 2023-12-13 | 2024-01-25 | 2025-01-25 | Inverters | Chint | CPS SCA25KTL | 25000 |  | 8 |  |  | 0.985 |  | Outdoor
NJADRE1555343884 | Administratively Determined Incentive Program | Edgewater | 7020 | 7 | 250.65 | Municipality | Behind the Meter | Yes | Small Net-Metered Non-Residential located on Rooftop, Carport, Canopy and Floating Solar-PUBLIC | Novitium Energy LLC |  | PSE&G | Accepted | 2023-12-13 | 2024-01-25 | 2025-01-25 | Solar Panels | ZNShine | ZNSHINE SOLAR ZXM6-NHLD D144 450W |  | 0.45 | 4 | 202 | 11 |  | Fixed | Roof
NJADRE1555343884 | Administratively Determined Incentive Program | Edgewater | 7020 | 7 | 250.65 | Municipality | Behind the Meter | Yes | Small Net-Metered Non-Residential located on Rooftop, Carport, Canopy and Floating Solar-PUBLIC | Novitium Energy LLC |  | PSE&G | Accepted | 2023-12-13 | 2024-01-25 | 2025-01-25 | Solar Panels | ZNSHINE | ZNSHINE ZXM6-NHLDD144 450W |  | 0.45 | 298 | 112 | 11 |  | Fixed | Roof
NJADRE1555343884 | Administratively Determined Incentive Program | Edgewater | 7020 | 7 | 250.65 | Municipality | Behind the Meter | Yes | Small Net-Metered Non-Residential located on Rooftop, Carport, Canopy and Floating Solar-PUBLIC | Novitium Energy LLC |  | PSE&G | Accepted | 2023-12-13 | 2024-01-25 | 2025-01-25 | Solar Panels | Zn Shine | ZNSHINE ZXM6-NHLDD144 450W |  | 0.45 | 255 | 292 | 11 |  | Fixed | Roof
NJADRE1555343901 | Administratively Determined Incentive Program | FRANKLINVILLE | 8322 | 15 | 3.24 | Residential | Behind the Meter | Yes | Net Metered Residential | Sunrun Installation Services, Inc. |  | AC Electric | Accepted | 2023-12-08 | 2024-01-12 | 2025-01-12 | Inverters | SOLAREDGE TECHNOLOGIES | SE3800H-USMN | 3800 |  | 1 |  |  | 0.99 |  | Outdoor | next to meter
NJADRE1555343901 | Administratively Determined Incentive Program | FRANKLINVILLE | 8322 | 15 | 3.24 | Residential | Behind the Meter | Yes | Net Metered Residential | Sunrun Installation Services, Inc. |  | AC Electric | Accepted | 2023-12-08 | 2024-01-12 | 2025-01-12 | Solar Panels | Hanwha Q Cells | Q.PEAK DUO BLK ML-G10+ 405 |  | 0.405 | 8 | 78 | 40 |  | Fixed | Roof
NJADRE1555343903 | Administratively Determined Incentive Program | EDGEWATER | 7020 | 7 | 20.7 | Municipality | Behind the Meter | Yes | Small Net-Metered Non-Residential located on Rooftop, Carport, Canopy and Floating Solar-PUBLIC | Novitium Energy LLC |  | PSE&G | Accepted | 2023-12-08 | 2024-01-22 | 2025-01-22 | Inverters | SolarEdge | SE17.3KUS | 17300 |  | 1 |  |  | 0.985 |  | Outdoor
NJADRE1555343903 | Administratively Determined Incentive Program | EDGEWATER | 7020 | 7 | 20.7 | Municipality | Behind the Meter | Yes | Small Net-Metered Non-Residential located on Rooftop, Carport, Canopy and Floating Solar-PUBLIC | Novitium Energy LLC |  | PSE&G | Accepted | 2023-12-08 | 2024-01-22 | 2025-01-22 | Solar Panels | ZnShine | ZNSHINE SOLAR ZXM6-NHLD D144 450W |  | 0.45 | 46 | 206 | 5 |  | Fixed | Roof
NJADRE1555343916 | Administratively Determined Incentive Program | FRANKLIN | 8873 | 5 | 4.74 | Residential | Behind the Meter | Yes | Net Metered Residential | Sunrun Installation Services, Inc. |  | PSE&G | Accepted | 2023-12-08 | 2024-01-25 | 2025-01-25 | Inverters | SolarEdge Technologies | SE3800H-USMN | 3800 |  | 1 |  |  | 0.96 |  | Outdoor | Next To Meter
NJADRE1555343916 | Administratively Determined Incentive Program | FRANKLIN | 8873 | 5 | 4.74 | Residential | Behind the Meter | Yes | Net Metered Residential | Sunrun Installation Services, Inc. |  | PSE&G | Accepted | 2023-12-08 | 2024-01-25 | 2025-01-25 | Solar Panels | Trina Solar | TSM-395DE09C.07 |  | 0.395 | 12 | 216 | 34 |  | Fixed | Roof
NJADRE1555343925 | Administratively Determined Incentive Program | PATERSON | 7503 | 6 | 4.8 | Residential | Behind the Meter | Yes | Net Metered Residential | Pro Custom Solar dba Momentum Solar |  | PSE&G | Accepted | 2023-12-08 | 2024-01-12 | 2025-01-12 | Solar Panels | Â Q. PEAK DUO BLK-G10+400 | hanwha |  | 0.4 | 4 | 256 | 31 |  | Fixed | Roof
NJADRE1555343925 | Administratively Determined Incentive Program | PATERSON | 7503 | 6 | 4.8 | Residential | Behind the Meter | Yes | Net Metered Residential | Pro Custom Solar dba Momentum Solar |  | PSE&G | Accepted | 2023-12-08 | 2024-01-12 | 2025-01-12 | Solar Panels | Â Q. PEAK DUO BLK-G10+400 | hanwha |  | 0.4 | 8 | 166 | 42 |  | Fixed | Roof
NJADRE1555343925 | Administratively Determined Incentive Program | PATERSON | 7503 | 6 | 4.8 | Residential | Behind the Meter | Yes | Net Metered Residential | Pro Custom Solar dba Momentum Solar |  | PSE&G | Accepted | 2023-12-08 | 2024-01-12 | 2025-01-12 | Inverters | IQ8PLUS-72-2-US | enphase | 290 |  | 12 |  |  | 0.97 |  | Outdoor
NJADRE1555343932 | Administratively Determined Incentive Program | CEDAR BROOK | 8018 | 14 | 3.65 | Residential | Behind the Meter | Yes | Net Metered Residential | Sunrun Installation Services, Inc. |  | AC Electric | Accepted | 2023-12-08 | 2024-01-12 | 2025-01-12 | Inverters | SOLAREDGE TECHNOLOGIES | SE3800H-USMN | 3800 |  | 1 |  |  | 0.99 |  | Outdoor | Next to Meter
NJADRE1555343932 | Administratively Determined Incentive Program | CEDAR BROOK | 8018 | 14 | 3.65 | Residential | Behind the Meter | Yes | Net Metered Residential | Sunrun Installation Services, Inc. |  | AC Electric | Accepted | 2023-12-08 | 2024-01-12 | 2025-01-12 | Solar Panels | HANWHA Q-CELLS | Q.PEAK DUO BLK ML-G10+ 405 |  | 0.405 | 9 | 327 | 33 |  | Fixed | Roof
NJADRE1555344189 | Administratively Determined Incentive Program | BERGENFIELD | 7621 | 7 | 10.67 | Residential | Behind the Meter | No | Net Metered Residential | Bright Planet Solar |  | PSE&G | Accepted | 2023-12-08 | 2024-01-04 | 2025-01-04 | Inverters | Solar Edge | SE7600H-USRGM | 7600 |  | 1 |  |  | 0.98 |  | Outdoor | OUTSIDE
NJADRE1555344189 | Administratively Determined Incentive Program | BERGENFIELD | 7621 | 7 | 10.67 | Residential | Behind the Meter | No | Net Metered Residential | Bright Planet Solar |  | PSE&G | Accepted | 2023-12-08 | 2024-01-04 | 2025-01-04 | Solar Panels | Hanwha Q-Cells | Q.Peak Duo Blk ML-G10+395 |  | 0.395 | 11 | 88 | 40 |  | Fixed | Roof
NJADRE1555344189 | Administratively Determined Incentive Program | BERGENFIELD | 7621 | 7 | 10.67 | Residential | Behind the Meter | No | Net Metered Residential | Bright Planet Solar |  | PSE&G | Accepted | 2023-12-08 | 2024-01-04 | 2025-01-04 | Solar Panels | Hanwha Q-Cells | Q.Peak Duo Blk ML-G10+395 |  | 0.395 | 7 | 268 | 40 |  | Fixed | Roof
NJADRE1555344189 | Administratively Determined Incentive Program | BERGENFIELD | 7621 | 7 | 10.67 | Residential | Behind the Meter | No | Net Metered Residential | Bright Planet Solar |  | PSE&G | Accepted | 2023-12-08 | 2024-01-04 | 2025-01-04 | Solar Panels | Hanwha Q-Cells | Q.Peak Duo Blk ML-G10+395 |  | 0.395 | 3 | 177 | 40 |  | Fixed | Roof
NJADRE1555344189 | Administratively Determined Incentive Program | BERGENFIELD | 7621 | 7 | 10.67 | Residential | Behind the Meter | No | Net Metered Residential | Bright Planet Solar |  | PSE&G | Accepted | 2023-12-08 | 2024-01-04 | 2025-01-04 | Solar Panels | Hanwha Q-Cells | Q.Peak Duo Blk ML-G10+395 |  | 0.395 | 3 | 357 | 37 |  | Fixed | Roof
NJADRE1555344189 | Administratively Determined Incentive Program | BERGENFIELD | 7621 | 7 | 10.67 | Residential | Behind the Meter | No | Net Metered Residential | Bright Planet Solar |  | PSE&G | Accepted | 2023-12-08 | 2024-01-04 | 2025-01-04 | Solar Panels | Hanwha Q-Cells | Q.Peak Duo Blk ML-G10+395 |  | 0.395 | 2 | 179 | 14 |  | Fixed | Roof
NJADRE1555344189 | Administratively Determined Incentive Program | BERGENFIELD | 7621 | 7 | 10.67 | Residential | Behind the Meter | No | Net Metered Residential | Bright Planet Solar |  | PSE&G | Accepted | 2023-12-08 | 2024-01-04 | 2025-01-04 | Solar Panels | Hanwha Q-Cells | Q.Peak Duo Blk ML-G10+395 |  | 0.395 | 1 | 266 | 14 |  | Fixed | Roof
NJADRE1555344196 | Administratively Determined Incentive Program | SOUTH AMBOY | 8879 | 11 | 5.14 | Residential | Behind the Meter | No | Net Metered Residential | Bright Planet Solar |  | PSE&G | Accepted | 2023-12-08 | 2024-01-15 | 2025-01-15 | Inverters | Solar Edge | SE3800H-USRGM | 3800 |  | 1 |  |  | 0.98 |  | Outdoor | OUTSIDE
NJADRE1555344196 | Administratively Determined Incentive Program | SOUTH AMBOY | 8879 | 11 | 5.14 | Residential | Behind the Meter | No | Net Metered Residential | Bright Planet Solar |  | PSE&G | Accepted | 2023-12-08 | 2024-01-15 | 2025-01-15 | Solar Panels | Canadian Solar | CS3N-395MS |  | 0.395 | 6 | 120 | 30 |  | Fixed | Roof
NJADRE1555344196 | Administratively Determined Incentive Program | SOUTH AMBOY | 8879 | 11 | 5.14 | Residential | Behind the Meter | No | Net Metered Residential | Bright Planet Solar |  | PSE&G | Accepted | 2023-12-08 | 2024-01-15 | 2025-01-15 | Solar Panels | Canadian Solar | CS3N-395MS |  | 0.395 | 7 | 301 | 30 |  | Fixed | Roof
NJADRE1555346890 | Administratively Determined Incentive Program | EDISON | 8817 | 11 | 7.29 | Residential | Behind the Meter | Yes | Net Metered Residential | Sunrun Installation Services, Inc. |  | PSE&G | Accepted | 2023-12-09 | 2024-01-12 | 2025-01-12 | Inverters | SolarEdge Technologies | SE6000H-USSN | 6000 |  | 1 |  |  | 0.96 |  | Outdoor | Next To Meter
NJADRE1555346890 | Administratively Determined Incentive Program | EDISON | 8817 | 11 | 7.29 | Residential | Behind the Meter | Yes | Net Metered Residential | Sunrun Installation Services, Inc. |  | PSE&G | Accepted | 2023-12-09 | 2024-01-12 | 2025-01-12 | Solar Panels | Hanwha Q Cells | Q.PEAK DUO BLK ML-G10+ 405 |  | 0.405 | 8 | 76 | 22 |  | Fixed | Roof
NJADRE1555346890 | Administratively Determined Incentive Program | EDISON | 8817 | 11 | 7.29 | Residential | Behind the Meter | Yes | Net Metered Residential | Sunrun Installation Services, Inc. |  | PSE&G | Accepted | 2023-12-09 | 2024-01-12 | 2025-01-12 | Solar Panels | Hanwha Q Cells | Q.PEAK DUO BLK ML-G10+ 405 |  | 0.405 | 10 | 76 | 22 |  | Fixed | Roof
NJADRE1555346891 | Administratively Determined Incentive Program | MAPLEWOOD | 7040 | 9 | 3.65 | Residential | Behind the Meter | Yes | Net Metered Residential | Sunrun Installation Services, Inc. |  | PSE&G | Accepted | 2023-12-09 | 2024-01-12 | 2025-01-12 | Electric Storage Battery | Tesla | Powerwall 2 AC |  |  | 1 |  |  |  | Lithium Ion |  | outside
NJADRE1555346891 | Administratively Determined Incentive Program | MAPLEWOOD | 7040 | 9 | 3.65 | Residential | Behind the Meter | Yes | Net Metered Residential | Sunrun Installation Services, Inc. |  | PSE&G | Accepted | 2023-12-09 | 2024-01-12 | 2025-01-12 | Inverters | Delta Electronics | E4-TL-US | 3840 |  | 1 |  |  | 0.96 |  | Outdoor | Next To Meter
NJADRE1555346891 | Administratively Determined Incentive Program | MAPLEWOOD | 7040 | 9 | 3.65 | Residential | Behind the Meter | Yes | Net Metered Residential | Sunrun Installation Services, Inc. |  | PSE&G | Accepted | 2023-12-09 | 2024-01-12 | 2025-01-12 | Solar Panels | Hanwha Q Cells | Q.PEAK DUO BLK ML-G10+ 405 |  | 0.405 | 9 | 171 | 21 |  | Fixed | Roof
NJADRE1555346892 | Administratively Determined Incentive Program | BROWNS MILLS | 8015 | 13 | 6.08 | Residential | Behind the Meter | Yes | Net Metered Residential | Sunrun Installation Services, Inc. |  | JCP&L | Accepted | 2023-12-09 | 2024-01-17 | 2025-01-17 | Electric Storage Battery | Tesla | Powerwall 2 AC |  |  | 1 |  |  |  | Lithium Ion |  | Outside
NJADRE1555346892 | Administratively Determined Incentive Program | BROWNS MILLS | 8015 | 13 | 6.08 | Residential | Behind the Meter | Yes | Net Metered Residential | Sunrun Installation Services, Inc. |  | JCP&L | Accepted | 2023-12-09 | 2024-01-17 | 2025-01-17 | Inverters | Delta Electronics | E6-TL-US | 5760 |  | 1 |  |  | 0.98 |  | Outdoor
NJADRE1555346892 | Administratively Determined Incentive Program | BROWNS MILLS | 8015 | 13 | 6.08 | Residential | Behind the Meter | Yes | Net Metered Residential | Sunrun Installation Services, Inc. |  | JCP&L | Accepted | 2023-12-09 | 2024-01-17 | 2025-01-17 | Solar Panels | Hanwha Q Cells | Q.PEAK DUO BLK ML-G10+ 405 |  | 0.405 | 6 | 106 | 18 |  | Fixed | Roof
NJADRE1555346892 | Administratively Determined Incentive Program | BROWNS MILLS | 8015 | 13 | 6.08 | Residential | Behind the Meter | Yes | Net Metered Residential | Sunrun Installation Services, Inc. |  | JCP&L | Accepted | 2023-12-09 | 2024-01-17 | 2025-01-17 | Solar Panels | Hanwha Q Cells | Q.PEAK DUO BLK ML-G10+ 405 |  | 0.405 | 9 | 286 | 18 |  | Fixed | Roof
NJADRE1555346896 | Administratively Determined Incentive Program | PINE HILL | 8021 | 14 | 10.94 | Residential | Behind the Meter | Yes | Net Metered Residential | Sunrun Installation Services, Inc. |  | AC Electric | Accepted | 2023-12-09 | 2024-01-12 | 2025-01-12 | Inverters | SolarEdge Technologies | SE7600H-USSN | 7600 |  | 1 |  |  | 0.96 |  | Outdoor | Next To Meter
NJADRE1555346896 | Administratively Determined Incentive Program | PINE HILL | 8021 | 14 | 10.94 | Residential | Behind the Meter | Yes | Net Metered Residential | Sunrun Installation Services, Inc. |  | AC Electric | Accepted | 2023-12-09 | 2024-01-12 | 2025-01-12 | Solar Panels | Hanwha Q Cells | Q.PEAK DUO BLK ML-G10+ 405 |  | 0.405 | 11 | 350 | 22 |  | Fixed | Roof
NJADRE1555346896 | Administratively Determined Incentive Program | PINE HILL | 8021 | 14 | 10.94 | Residential | Behind the Meter | Yes | Net Metered Residential | Sunrun Installation Services, Inc. |  | AC Electric | Accepted | 2023-12-09 | 2024-01-12 | 2025-01-12 | Solar Panels | Hanwha Q Cells | Q.PEAK DUO BLK ML-G10+ 405 |  | 0.405 | 16 | 170 | 23 |  | Fixed | Roof
NJADRE1555346897 | Administratively Determined Incentive Program | MERCHANTVILLE | 8109 | 14 | 8.1 | Residential | Behind the Meter | Yes | Net Metered Residential | Sunrun Installation Services, Inc. |  | PSE&G | Accepted | 2023-12-09 | 2024-01-12 | 2025-01-12 | Inverters | SolarEdge Technologies | SE6000H-USSN | 6000 |  | 1 |  |  | 0.96 |  | Outdoor | Next To Meter
NJADRE1555346897 | Administratively Determined Incentive Program | MERCHANTVILLE | 8109 | 14 | 8.1 | Residential | Behind the Meter | Yes | Net Metered Residential | Sunrun Installation Services, Inc. |  | PSE&G | Accepted | 2023-12-09 | 2024-01-12 | 2025-01-12 | Solar Panels | Hanwha Q Cells | Q.PEAK DUO BLK ML-G10+ 405 |  | 0.405 | 3 | 36 | 25 |  | Fixed | Roof
NJADRE1555346897 | Administratively Determined Incentive Program | MERCHANTVILLE | 8109 | 14 | 8.1 | Residential | Behind the Meter | Yes | Net Metered Residential | Sunrun Installation Services, Inc. |  | PSE&G | Accepted | 2023-12-09 | 2024-01-12 | 2025-01-12 | Solar Panels | Hanwha Q Cells | Q.PEAK DUO BLK ML-G10+ 405 |  | 0.405 | 5 | 35 | 16 |  | Fixed | Roof
NJADRE1555346897 | Administratively Determined Incentive Program | MERCHANTVILLE | 8109 | 14 | 8.1 | Residential | Behind the Meter | Yes | Net Metered Residential | Sunrun Installation Services, Inc. |  | PSE&G | Accepted | 2023-12-09 | 2024-01-12 | 2025-01-12 | Solar Panels | Hanwha Q Cells | Q.PEAK DUO BLK ML-G10+ 405 |  | 0.405 | 5 | 216 | 23 |  | Fixed | Roof
NJADRE1555346897 | Administratively Determined Incentive Program | MERCHANTVILLE | 8109 | 14 | 8.1 | Residential | Behind the Meter | Yes | Net Metered Residential | Sunrun Installation Services, Inc. |  | PSE&G | Accepted | 2023-12-09 | 2024-01-12 | 2025-01-12 | Solar Panels | Hanwha Q Cells | Q.PEAK DUO BLK ML-G10+ 405 |  | 0.405 | 7 | 215 | 38 |  | Fixed | Roof
NJADRE1555347742 | Administratively Determined Incentive Program | SOMERDALE | 8083 | 14 | 6.4 | Residential | Behind the Meter | No | Net Metered Residential | Tesla Energy Operations Inc |  | PSE&G | Accepted | 2023-12-09 | 2024-01-18 | 2025-01-18 | Inverters | Tesla | 1538000-00-F | 7600 |  | 1 |  |  | 0.98 |  | Outside
NJADRE1555347742 | Administratively Determined Incentive Program | SOMERDALE | 8083 | 14 | 6.4 | Residential | Behind the Meter | No | Net Metered Residential | Tesla Energy Operations Inc |  | PSE&G | Accepted | 2023-12-09 | 2024-01-18 | 2025-01-18 | Solar Panels | Hanwha | # Q.PEAK DUO BLK ML-G10+/TS 400 |  | 0.4 | 8 | 84 | 24 |  | Fixed | Roof
NJADRE1555347742 | Administratively Determined Incentive Program | SOMERDALE | 8083 | 14 | 6.4 | Residential | Behind the Meter | No | Net Metered Residential | Tesla Energy Operations Inc |  | PSE&G | Accepted | 2023-12-09 | 2024-01-18 | 2025-01-18 | Solar Panels | Hanwha | # Q.PEAK DUO BLK ML-G10+/TS 400 |  | 0.4 | 8 | 264 | 24 |  | Fixed | Roof
NJADRE1555347746 | Administratively Determined Incentive Program | CLIFTON | 7011 | 6 | 7.29 | Residential | Behind the Meter | No | Net Metered Residential | Tesla Energy Operations Inc |  | PSE&G | Accepted | 2023-12-09 | 2024-01-18 | 2025-01-18 | Inverters | Tesla | 1538000-45-A | 7600 |  | 1 |  |  | 0.98 |  | Outside
NJADRE1555347746 | Administratively Determined Incentive Program | CLIFTON | 7011 | 6 | 7.29 | Residential | Behind the Meter | No | Net Metered Residential | Tesla Energy Operations Inc |  | PSE&G | Accepted | 2023-12-09 | 2024-01-18 | 2025-01-18 | Solar Panels | Hanwha | Â # Q.PEAK DUO BLK ML-G10+/TS 405 |  | 0.405 | 6 | 257 | 27 |  | Fixed | Roof
NJADRE1555347746 | Administratively Determined Incentive Program | CLIFTON | 7011 | 6 | 7.29 | Residential | Behind the Meter | No | Net Metered Residential | Tesla Energy Operations Inc |  | PSE&G | Accepted | 2023-12-09 | 2024-01-18 | 2025-01-18 | Solar Panels | Hanwha | Â # Q.PEAK DUO BLK ML-G10+/TS 405 |  | 0.405 | 6 | 77 | 27 |  | Fixed | Roof
NJADRE1555347746 | Administratively Determined Incentive Program | CLIFTON | 7011 | 6 | 7.29 | Residential | Behind the Meter | No | Net Metered Residential | Tesla Energy Operations Inc |  | PSE&G | Accepted | 2023-12-09 | 2024-01-18 | 2025-01-18 | Solar Panels | Hanwha | Â # Q.PEAK DUO BLK ML-G10+/TS 405 |  | 0.405 | 3 | 257 | 27 |  | Fixed | Roof
NJADRE1555347746 | Administratively Determined Incentive Program | CLIFTON | 7011 | 6 | 7.29 | Residential | Behind the Meter | No | Net Metered Residential | Tesla Energy Operations Inc |  | PSE&G | Accepted | 2023-12-09 | 2024-01-18 | 2025-01-18 | Solar Panels | Hanwha | Â # Q.PEAK DUO BLK ML-G10+/TS 405 |  | 0.405 | 3 | 76 | 27 |  | Fixed | Roof
NJADRE1555347756 | Administratively Determined Incentive Program | HADDONFIELD | 8033 | 14 | 8.91 | Residential | Behind the Meter | No | Net Metered Residential | Tesla Energy Operations Inc |  | PSE&G | Accepted | 2023-12-09 | 2024-01-18 | 2025-01-18 | Inverters | Tesla | 1538000-45-A | 7600 |  | 1 |  |  | 0.98 |  | Indoor
NJADRE1555347756 | Administratively Determined Incentive Program | HADDONFIELD | 8033 | 14 | 8.91 | Residential | Behind the Meter | No | Net Metered Residential | Tesla Energy Operations Inc |  | PSE&G | Accepted | 2023-12-09 | 2024-01-18 | 2025-01-18 | Solar Panels | Hanwha | Â # Q.PEAK DUO BLK ML-G10+/TS 405 |  | 0.405 | 12 | 155 | 30 |  | Fixed | Roof
NJADRE1555347756 | Administratively Determined Incentive Program | HADDONFIELD | 8033 | 14 | 8.91 | Residential | Behind the Meter | No | Net Metered Residential | Tesla Energy Operations Inc |  | PSE&G | Accepted | 2023-12-09 | 2024-01-18 | 2025-01-18 | Solar Panels | Hanwha | Â # Q.PEAK DUO BLK ML-G10+/TS 405 |  | 0.405 | 10 | 335 | 30 |  | Fixed | Roof
NJADRE1555347761 | Administratively Determined Incentive Program | ROBBINSVILLE | 8691 | 12 | 7.7 | Residential | Behind the Meter | No | Net Metered Residential | Tesla Energy Operations Inc |  | PSE&G | Accepted | 2023-12-09 | 2024-01-18 | 2025-01-18 | Inverters | Tesla | 1538000-45-A | 7600 |  | 1 |  |  | 0.98 |  | Outside
NJADRE1555347761 | Administratively Determined Incentive Program | ROBBINSVILLE | 8691 | 12 | 7.7 | Residential | Behind the Meter | No | Net Metered Residential | Tesla Energy Operations Inc |  | PSE&G | Accepted | 2023-12-09 | 2024-01-18 | 2025-01-18 | Solar Panels | Hanwha | Â # Q.PEAK DUO BLK ML-G10+/TS 405 |  | 0.405 | 19 | 137 | 37 |  | Fixed | Roof
NJADRE1555348501 | Administratively Determined Incentive Program | WILLINGBORO | 8046 | 13 | 7.11 | Residential | Behind the Meter | Yes | Net Metered Residential | GenSun Solar |  | PSE&G | Accepted | 2023-12-10 | 2024-01-22 | 2025-01-22 | Inverters | Solaredg | SE6000H-US | 240 |  | 1 |  |  | 0.9 |  | Outdoor
NJADRE1555348501 | Administratively Determined Incentive Program | WILLINGBORO | 8046 | 13 | 7.11 | Residential | Behind the Meter | Yes | Net Metered Residential | GenSun Solar |  | PSE&G | Accepted | 2023-12-10 | 2024-01-22 | 2025-01-22 | Meters | Solaredge | SE6000H-US |  |  | 1 |  |  |  | Yes
NJADRE1555348501 | Administratively Determined Incentive Program | WILLINGBORO | 8046 | 13 | 7.11 | Residential | Behind the Meter | Yes | Net Metered Residential | GenSun Solar |  | PSE&G | Accepted | 2023-12-10 | 2024-01-22 | 2025-01-22 | Solar Panels | JA Solar | JAM54S31 395W |  | 0.395 | 18 | 215 | 18 |  | Fixed | Roof
NJADRE1555348504 | Administratively Determined Incentive Program | WILLINGBORO | 8046 | 13 | 9.48 | Residential | Behind the Meter | Yes | Net Metered Residential | GenSun Solar |  | PSE&G | Accepted | 2023-12-10 | 2024-01-22 | 2025-01-22 | Inverters | Solaredge | SE10000H-US | 240 |  | 1 |  |  | 0.9 |  | Outdoor
NJADRE1555348504 | Administratively Determined Incentive Program | WILLINGBORO | 8046 | 13 | 9.48 | Residential | Behind the Meter | Yes | Net Metered Residential | GenSun Solar |  | PSE&G | Accepted | 2023-12-10 | 2024-01-22 | 2025-01-22 | Meters | Solaredge | SE10000H-US |  |  | 1 |  |  |  | Yes
NJADRE1555348504 | Administratively Determined Incentive Program | WILLINGBORO | 8046 | 13 | 9.48 | Residential | Behind the Meter | Yes | Net Metered Residential | GenSun Solar |  | PSE&G | Accepted | 2023-12-10 | 2024-01-22 | 2025-01-22 | Solar Panels | JA Solar | JAM 54S31-395 |  | 0.395 | 24 | 207 | 18 |  | Fixed | Roof
NJADRE1555359858 | Administratively Determined Incentive Program | LITTLE EGG HARBOR TWP | 8087 | 18 | 4.86 | Residential | Behind the Meter | Yes | Net Metered Residential | SunnyMac LLC |  | AC Electric | Accepted | 2023-12-11 | 2024-01-12 | 2025-01-12 | Solar Panels | Q.PEAK DUO BLK ML-G10+ 405 | HANWHA |  | 0.405 | 6 | 149 | 19 |  | Fixed | Roof
NJADRE1555359858 | Administratively Determined Incentive Program | LITTLE EGG HARBOR TWP | 8087 | 18 | 4.86 | Residential | Behind the Meter | Yes | Net Metered Residential | SunnyMac LLC |  | AC Electric | Accepted | 2023-12-11 | 2024-01-12 | 2025-01-12 | Solar Panels | Q.PEAK DUO BLK ML-G10+ 405 | HANWHA |  | 0.405 | 6 | 149 | 19 |  | Fixed | Roof
NJADRE1555359858 | Administratively Determined Incentive Program | LITTLE EGG HARBOR TWP | 8087 | 18 | 4.86 | Residential | Behind the Meter | Yes | Net Metered Residential | SunnyMac LLC |  | AC Electric | Accepted | 2023-12-11 | 2024-01-12 | 2025-01-12 | Inverters | SE3000H-US | Solaredge | 3000 |  | 1 |  |  | 0.99 |  | Outdoor | next to meter
NJADRE1555359858 | Administratively Determined Incentive Program | LITTLE EGG HARBOR TWP | 8087 | 18 | 4.86 | Residential | Behind the Meter | Yes | Net Metered Residential | SunnyMac LLC |  | AC Electric | Accepted | 2023-12-11 | 2024-01-12 | 2025-01-12 | Meters | SE-RGMTR-1D-240C-B | Solaredge |  |  | 1 |  |  |  | Yes | Outdoor
NJADRE1555359859 | Administratively Determined Incentive Program | NORTH BRUNSWICK TOWNSHIP | 8902 | 11 | 10.53 | Residential | Behind the Meter | Yes | Net Metered Residential | SunnyMac LLC |  | PSE&G | Accepted | 2023-12-11 | 2024-01-12 | 2025-01-12 | Solar Panels | Q.PEAK DUO BLK ML-G10+ 405 | HANWHA |  | 0.405 | 8 | 129 | 20 |  | Fixed | Roof
NJADRE1555359859 | Administratively Determined Incentive Program | NORTH BRUNSWICK TOWNSHIP | 8902 | 11 | 10.53 | Residential | Behind the Meter | Yes | Net Metered Residential | SunnyMac LLC |  | PSE&G | Accepted | 2023-12-11 | 2024-01-12 | 2025-01-12 | Solar Panels | Q.PEAK DUO BLK ML-G10+ 405 | HANWHA |  | 0.405 | 12 | 219 | 24 |  | Fixed | Roof
NJADRE1555359859 | Administratively Determined Incentive Program | NORTH BRUNSWICK TOWNSHIP | 8902 | 11 | 10.53 | Residential | Behind the Meter | Yes | Net Metered Residential | SunnyMac LLC |  | PSE&G | Accepted | 2023-12-11 | 2024-01-12 | 2025-01-12 | Solar Panels | Q.PEAK DUO BLK ML-G10+ 405 | HANWHA |  | 0.405 | 2 | 309 | 20 |  | Fixed | Roof
NJADRE1555359859 | Administratively Determined Incentive Program | NORTH BRUNSWICK TOWNSHIP | 8902 | 11 | 10.53 | Residential | Behind the Meter | Yes | Net Metered Residential | SunnyMac LLC |  | PSE&G | Accepted | 2023-12-11 | 2024-01-12 | 2025-01-12 | Solar Panels | Q.PEAK DUO BLK ML-G10+ 405 | HANWHA |  | 0.405 | 4 | 39 | 24 |  | Fixed | Roof
NJADRE1555359859 | Administratively Determined Incentive Program | NORTH BRUNSWICK TOWNSHIP | 8902 | 11 | 10.53 | Residential | Behind the Meter | Yes | Net Metered Residential | SunnyMac LLC |  | PSE&G | Accepted | 2023-12-11 | 2024-01-12 | 2025-01-12 | Inverters | SE7600H-US | Solaredge | 7600 |  | 1 |  |  | 0.1 |  | Outdoor | next to meter
NJADRE1555359861 | Administratively Determined Incentive Program | PISCATAWAY | 8854 | 11 | 3.24 | Residential | Behind the Meter | Yes | Net Metered Residential | SunnyMac LLC |  | PSE&G | Accepted | 2023-12-11 | 2024-01-15 | 2025-01-15 | Solar Panels | Q.PEAK DUO BLK ML-G10+ 405 | HANWHA |  | 0.405 | 8 | 171 | 33 |  | Fixed | Roof
NJADRE1555359861 | Administratively Determined Incentive Program | PISCATAWAY | 8854 | 11 | 3.24 | Residential | Behind the Meter | Yes | Net Metered Residential | SunnyMac LLC |  | PSE&G | Accepted | 2023-12-11 | 2024-01-15 | 2025-01-15 | Inverters | SE3000H-US | Solaredge | 3000 |  | 1 |  |  | 0.1 |  | Outdoor | next to meter
NJADRE1555359863 | Administratively Determined Incentive Program | MOONACHIE | 7074 | 7 | 6.08 | Residential | Behind the Meter | No | Net Metered Residential | Big Wave Roofing and Solar LLC |  | PSE&G | Accepted | 2023-12-11 | 2024-01-12 | 2025-01-12 | Inverters | Enphase Energy Inc | IQ7PLUS-72-2-US | 290 |  | 15 |  |  | 0.98 |  | Outside
NJADRE1555359863 | Administratively Determined Incentive Program | MOONACHIE | 7074 | 7 | 6.08 | Residential | Behind the Meter | No | Net Metered Residential | Big Wave Roofing and Solar LLC |  | PSE&G | Accepted | 2023-12-11 | 2024-01-12 | 2025-01-12 | Solar Panels | Qcells | Q.PEAK DUO BLK ML-G10+ 405 |  | 0.405 | 9 | 99 | 6 |  | Fixed | Roof
NJADRE1555359863 | Administratively Determined Incentive Program | MOONACHIE | 7074 | 7 | 6.08 | Residential | Behind the Meter | No | Net Metered Residential | Big Wave Roofing and Solar LLC |  | PSE&G | Accepted | 2023-12-11 | 2024-01-12 | 2025-01-12 | Solar Panels | Qcells | Q.PEAK DUO BLK ML-G10+ 405 |  | 0.405 | 6 | 279 | 12 |  | Fixed | Roof
NJADRE1555359871 | Administratively Determined Incentive Program | HAMBURG | 7419 | 1 | 12 | Residential | Behind the Meter | No | Net Metered Residential | Tesla Energy Operations Inc |  | JCP&L | Accepted | 2023-12-11 | 2024-01-29 | 2025-01-29 | Inverters | Tesla | 1538000-45-A | 7600 |  | 1 |  |  | 0.98 |  | Outside
NJADRE1555359871 | Administratively Determined Incentive Program | HAMBURG | 7419 | 1 | 12 | Residential | Behind the Meter | No | Net Metered Residential | Tesla Energy Operations Inc |  | JCP&L | Accepted | 2023-12-11 | 2024-01-29 | 2025-01-29 | Inverters | Tesla | 1538000-45-A | 3800 |  | 1 |  |  | 0.98 |  | Outside
NJADRE1555359871 | Administratively Determined Incentive Program | HAMBURG | 7419 | 1 | 12 | Residential | Behind the Meter | No | Net Metered Residential | Tesla Energy Operations Inc |  | JCP&L | Accepted | 2023-12-11 | 2024-01-29 | 2025-01-29 | Solar Panels | Hanwha | Q.PEAK DUO BLK ML-G10+/TS 400 |  | 0.4 | 12 | 290 | 40 |  | Fixed | Roof
NJADRE1555359871 | Administratively Determined Incentive Program | HAMBURG | 7419 | 1 | 12 | Residential | Behind the Meter | No | Net Metered Residential | Tesla Energy Operations Inc |  | JCP&L | Accepted | 2023-12-11 | 2024-01-29 | 2025-01-29 | Solar Panels | Hanwha | Q.PEAK DUO BLK ML-G10+/TS 400 |  | 0.4 | 2 | 170 | 40 |  | Fixed | Roof
NJADRE1555359871 | Administratively Determined Incentive Program | HAMBURG | 7419 | 1 | 12 | Residential | Behind the Meter | No | Net Metered Residential | Tesla Energy Operations Inc |  | JCP&L | Accepted | 2023-12-11 | 2024-01-29 | 2025-01-29 | Solar Panels | Hanwha | Q.PEAK DUO BLK ML-G10+/TS 400 |  | 0.4 | 5 | 350 | 40 |  | Fixed | Roof
NJADRE1555359871 | Administratively Determined Incentive Program | HAMBURG | 7419 | 1 | 12 | Residential | Behind the Meter | No | Net Metered Residential | Tesla Energy Operations Inc |  | JCP&L | Accepted | 2023-12-11 | 2024-01-29 | 2025-01-29 | Solar Panels | Hanwha | Q.PEAK DUO BLK ML-G10+/TS 400 |  | 0.4 | 3 | 170 | 40 |  | Fixed | Roof
NJADRE1555359871 | Administratively Determined Incentive Program | HAMBURG | 7419 | 1 | 12 | Residential | Behind the Meter | No | Net Metered Residential | Tesla Energy Operations Inc |  | JCP&L | Accepted | 2023-12-11 | 2024-01-29 | 2025-01-29 | Solar Panels | Hanwha | Q.PEAK DUO BLK ML-G10+/TS 400 |  | 0.4 | 8 | 290 | 40 |  | Fixed | Roof
NJADRE1555359876 | Administratively Determined Incentive Program | SOUTH PLAINFIELD | 7080 | 11 | 6.89 | Residential | Behind the Meter | Yes | Net Metered Residential | SunnyMac LLC |  | PSE&G | Accepted | 2023-12-11 | 2024-01-15 | 2025-01-15 | Solar Panels | Q.PEAK DUO BLK ML-G10+ 405 | HANWHA |  | 0.405 | 5 | 168 | 21 |  | Fixed | Roof
NJADRE1555359876 | Administratively Determined Incentive Program | SOUTH PLAINFIELD | 7080 | 11 | 6.89 | Residential | Behind the Meter | Yes | Net Metered Residential | SunnyMac LLC |  | PSE&G | Accepted | 2023-12-11 | 2024-01-15 | 2025-01-15 | Solar Panels | Q.PEAK DUO BLK ML-G10+ 405 | HANWHA |  | 0.405 | 6 | 258 | 20 |  | Fixed | Roof
NJADRE1555359876 | Administratively Determined Incentive Program | SOUTH PLAINFIELD | 7080 | 11 | 6.89 | Residential | Behind the Meter | Yes | Net Metered Residential | SunnyMac LLC |  | PSE&G | Accepted | 2023-12-11 | 2024-01-15 | 2025-01-15 | Solar Panels | Q.PEAK DUO BLK ML-G10+ 405 | HANWHA |  | 0.405 | 6 | 168 | 13 |  | Fixed | Roof
NJADRE1555359876 | Administratively Determined Incentive Program | SOUTH PLAINFIELD | 7080 | 11 | 6.89 | Residential | Behind the Meter | Yes | Net Metered Residential | SunnyMac LLC |  | PSE&G | Accepted | 2023-12-11 | 2024-01-15 | 2025-01-15 | Inverters | SE6000H-US | Solaredge | 6000 |  | 1 |  |  | 0.1 |  | Outdoor | next to meter
NJADRE1555359878 | Administratively Determined Incentive Program | GARFIELD | 7026 | 7 | 8 | Residential | Behind the Meter | Yes | Net Metered Residential | Solar Mite Solutions |  | PSE&G | Accepted | 2023-12-11 | 2024-01-15 | 2025-01-15 | Inverters | Enphase | IQ8PLUS-72-2 | 290 |  | 20 |  |  | 0.98 |  | Outdoor
NJADRE1555359878 | Administratively Determined Incentive Program | GARFIELD | 7026 | 7 | 8 | Residential | Behind the Meter | Yes | Net Metered Residential | Solar Mite Solutions |  | PSE&G | Accepted | 2023-12-11 | 2024-01-15 | 2025-01-15 | Solar Panels | Canadian Solar | CS6R |  | 0.4 | 2 | 120 | 34 |  | Fixed | Roof | Array 1
NJADRE1555359878 | Administratively Determined Incentive Program | GARFIELD | 7026 | 7 | 8 | Residential | Behind the Meter | Yes | Net Metered Residential | Solar Mite Solutions |  | PSE&G | Accepted | 2023-12-11 | 2024-01-15 | 2025-01-15 | Solar Panels | Canadian Solar | CS6R |  | 0.4 | 10 | 210 | 45 |  | Fixed | Roof | Array 2
NJADRE1555359878 | Administratively Determined Incentive Program | GARFIELD | 7026 | 7 | 8 | Residential | Behind the Meter | Yes | Net Metered Residential | Solar Mite Solutions |  | PSE&G | Accepted | 2023-12-11 | 2024-01-15 | 2025-01-15 | Solar Panels | Canadian Solar | CS6R |  | 0.4 | 2 | 300 | 34 |  | Fixed | Roof | Array 3
NJADRE1555359878 | Administratively Determined Incentive Program | GARFIELD | 7026 | 7 | 8 | Residential | Behind the Meter | Yes | Net Metered Residential | Solar Mite Solutions |  | PSE&G | Accepted | 2023-12-11 | 2024-01-15 | 2025-01-15 | Solar Panels | Canadian Solar | CS6R |  | 0.4 | 4 | 120 | 23 |  | Fixed | Roof | Array 4
NJADRE1555359878 | Administratively Determined Incentive Program | GARFIELD | 7026 | 7 | 8 | Residential | Behind the Meter | Yes | Net Metered Residential | Solar Mite Solutions |  | PSE&G | Accepted | 2023-12-11 | 2024-01-15 | 2025-01-15 | Solar Panels | Canadian Solar | CS6R |  | 0.4 | 2 | 300 | 14 |  | Fixed | Roof | Array 5
NJADRE1555359881 | Administratively Determined Incentive Program | TEANECK | 7666 | 7 | 5.27 | Residential | Behind the Meter | No | Net Metered Residential | Tesla Energy Operations Inc |  | PSE&G | Accepted | 2023-12-11 | 2024-01-18 | 2025-01-18 | Electric Storage Battery | Tesla | Powerwall3 |  |  | 1 |  |  |  | Lithium Ion |  | Outside
NJADRE1555359881 | Administratively Determined Incentive Program | TEANECK | 7666 | 7 | 5.27 | Residential | Behind the Meter | No | Net Metered Residential | Tesla Energy Operations Inc |  | PSE&G | Accepted | 2023-12-11 | 2024-01-18 | 2025-01-18 | Inverters | Tesla | # 1707000-20-G | 11500 |  | 1 |  |  | 0.98 |  | Outside
NJADRE1555359881 | Administratively Determined Incentive Program | TEANECK | 7666 | 7 | 5.27 | Residential | Behind the Meter | No | Net Metered Residential | Tesla Energy Operations Inc |  | PSE&G | Accepted | 2023-12-11 | 2024-01-18 | 2025-01-18 | Solar Panels | Hanwha | Â # Q.PEAK DUO BLK ML-G10+/TS 405 |  | 0.405 | 3 | 205 | 27 |  | Fixed | Roof
NJADRE1555359881 | Administratively Determined Incentive Program | TEANECK | 7666 | 7 | 5.27 | Residential | Behind the Meter | No | Net Metered Residential | Tesla Energy Operations Inc |  | PSE&G | Accepted | 2023-12-11 | 2024-01-18 | 2025-01-18 | Solar Panels | Hanwha | Â # Q.PEAK DUO BLK ML-G10+/TS 405 |  | 0.405 | 10 | 114 | 30 |  | Fixed | Roof
NJADRE1555359884 | Administratively Determined Incentive Program | WILLIAMSTOWN | 8094 | 15 | 10.13 | Residential | Behind the Meter | Yes | Net Metered Residential | Sunrun Installation Services, Inc. |  | AC Electric | Accepted | 2023-12-11 | 2024-01-12 | 2025-01-12 | Inverters | SOLAREDGE TECHNOLOGIES | SE7600H-USSN | 7600 |  | 1 |  |  | 0.99 |  | Outdoor | next to meter
NJADRE1555359884 | Administratively Determined Incentive Program | WILLIAMSTOWN | 8094 | 15 | 10.13 | Residential | Behind the Meter | Yes | Net Metered Residential | Sunrun Installation Services, Inc. |  | AC Electric | Accepted | 2023-12-11 | 2024-01-12 | 2025-01-12 | Solar Panels | Hanwha Q Cells | Q.PEAK DUO BLK ML-G10+ 405 |  | 0.405 | 8 | 331 | 37 |  | Fixed | Roof
NJADRE1555359884 | Administratively Determined Incentive Program | WILLIAMSTOWN | 8094 | 15 | 10.13 | Residential | Behind the Meter | Yes | Net Metered Residential | Sunrun Installation Services, Inc. |  | AC Electric | Accepted | 2023-12-11 | 2024-01-12 | 2025-01-12 | Solar Panels | Hanwha Q Cells | Q.PEAK DUO BLK ML-G10+ 405 |  | 0.405 | 3 | 60 | 44 |  | Fixed | Roof
NJADRE1555359884 | Administratively Determined Incentive Program | WILLIAMSTOWN | 8094 | 15 | 10.13 | Residential | Behind the Meter | Yes | Net Metered Residential | Sunrun Installation Services, Inc. |  | AC Electric | Accepted | 2023-12-11 | 2024-01-12 | 2025-01-12 | Solar Panels | Hanwha Q Cells | Q.PEAK DUO BLK ML-G10+ 405 |  | 0.405 | 7 | 44 | 60 |  | Fixed | Roof
NJADRE1555359884 | Administratively Determined Incentive Program | WILLIAMSTOWN | 8094 | 15 | 10.13 | Residential | Behind the Meter | Yes | Net Metered Residential | Sunrun Installation Services, Inc. |  | AC Electric | Accepted | 2023-12-11 | 2024-01-12 | 2025-01-12 | Solar Panels | Hanwha Q Cells | Q.PEAK DUO BLK ML-G10+ 405 |  | 0.405 | 7 | 240 | 45 |  | Fixed | Roof
NJADRE1555359889 | Administratively Determined Incentive Program | BLOOMFIELD | 7003 | 9 | 6.48 | Residential | Behind the Meter | Yes | Net Metered Residential | SunnyMac LLC |  | PSE&G | Accepted | 2023-12-11 | 2024-01-15 | 2025-01-15 | Solar Panels | Q.PEAK DUO BLK ML-G10+ 405 | HANWHA |  | 0.405 | 16 | 292 | 5 |  | Fixed | Roof
NJADRE1555359889 | Administratively Determined Incentive Program | BLOOMFIELD | 7003 | 9 | 6.48 | Residential | Behind the Meter | Yes | Net Metered Residential | SunnyMac LLC |  | PSE&G | Accepted | 2023-12-11 | 2024-01-15 | 2025-01-15 | Inverters | SE5000H-US | Solaredge | 5000 |  | 1 |  |  | 0.1 |  | Outdoor | next to meter
NJADRE1555359908 | Administratively Determined Incentive Program | MARTINSVILLE | 8836 | 5 | 10.13 | Residential | Behind the Meter | No | Net Metered Residential | Green Power Energy |  | PSE&G | Accepted | 2023-12-11 | 2024-01-12 | 2025-01-12 | Inverters | Enphase Energy | IQ8PLUS-72-2-US [240V] | 290 |  | 25 |  |  | 0.975 |  | Outside | Roof
NJADRE1555359908 | Administratively Determined Incentive Program | MARTINSVILLE | 8836 | 5 | 10.13 | Residential | Behind the Meter | No | Net Metered Residential | Green Power Energy |  | PSE&G | Accepted | 2023-12-11 | 2024-01-12 | 2025-01-12 | Solar Panels | REC Solar | REC405AA Pure Black |  | 0.405 | 3 | 262 | 23 |  | Fixed | Roof
NJADRE1555359908 | Administratively Determined Incentive Program | MARTINSVILLE | 8836 | 5 | 10.13 | Residential | Behind the Meter | No | Net Metered Residential | Green Power Energy |  | PSE&G | Accepted | 2023-12-11 | 2024-01-12 | 2025-01-12 | Solar Panels | REC Solar | REC405AA Pure Black |  | 0.405 | 5 | 261 | 23 |  | Fixed | Roof
NJADRE1555359908 | Administratively Determined Incentive Program | MARTINSVILLE | 8836 | 5 | 10.13 | Residential | Behind the Meter | No | Net Metered Residential | Green Power Energy |  | PSE&G | Accepted | 2023-12-11 | 2024-01-12 | 2025-01-12 | Solar Panels | REC Solar | REC405AA Pure Black |  | 0.405 | 8 | 171 | 23 |  | Fixed | Roof
NJADRE1555359908 | Administratively Determined Incentive Program | MARTINSVILLE | 8836 | 5 | 10.13 | Residential | Behind the Meter | No | Net Metered Residential | Green Power Energy |  | PSE&G | Accepted | 2023-12-11 | 2024-01-12 | 2025-01-12 | Solar Panels | REC Solar | REC405AA Pure Black |  | 0.405 | 9 | 261 | 23 |  | Fixed | Roof
NJADRE1555359914 | Administratively Determined Incentive Program | Lincroft | 7738 | 17 | 9.72 | Residential | Behind the Meter | No | Net Metered Residential | Tesla Energy Operations Inc |  | JCP&L | Accepted | 2023-12-11 | 2024-01-19 | 2025-01-19 | Inverters | Tesla | 1850000-00-C | 7600 |  | 2 |  |  | 0.98 |  | Outside
NJADRE1555359914 | Administratively Determined Incentive Program | Lincroft | 7738 | 17 | 9.72 | Residential | Behind the Meter | No | Net Metered Residential | Tesla Energy Operations Inc |  | JCP&L | Accepted | 2023-12-11 | 2024-01-19 | 2025-01-19 | Solar Panels | Hanwha | Q.PEAK DUO BLK ML-G10+/TS 405 |  | 0.405 | 21 | 80 | 28 |  | Fixed | Roof
NJADRE1555359914 | Administratively Determined Incentive Program | Lincroft | 7738 | 17 | 9.72 | Residential | Behind the Meter | No | Net Metered Residential | Tesla Energy Operations Inc |  | JCP&L | Accepted | 2023-12-11 | 2024-01-19 | 2025-01-19 | Solar Panels | Hanwha | Q.PEAK DUO BLK ML-G10+/TS 405 |  | 0.405 | 3 | 170 | 39 |  | Fixed | Roof
NJADRE1555359914 | Administratively Determined Incentive Program | Lincroft | 7738 | 17 | 9.72 | Residential | Behind the Meter | No | Net Metered Residential | Tesla Energy Operations Inc |  | JCP&L | Accepted | 2023-12-11 | 2024-01-19 | 2025-01-19 | Electric Storage Battery | Tesla | AC Powerwall 2.0 |  |  | 2 |  |  |  | Lithium Ion |  | Outside
NJADRE1555359922 | Administratively Determined Incentive Program | HAMMONTON | 8037 | 19 | 9.43 | Residential | Behind the Meter | No | Net Metered Residential | R U Bright LLC |  | AC Electric | Accepted | 2023-12-11 | 2024-01-12 | 2025-01-12 | Inverters | Enphase | IQ8A-72-2-US | 349 |  | 23 |  |  | 0.977 |  | Outdoor
NJADRE1555359922 | Administratively Determined Incentive Program | HAMMONTON | 8037 | 19 | 9.43 | Residential | Behind the Meter | No | Net Metered Residential | R U Bright LLC |  | AC Electric | Accepted | 2023-12-11 | 2024-01-12 | 2025-01-12 | Meters | Enphase | IQ Gateway |  |  | 1 |  |  |  | Yes | Outdoor
NJADRE1555359922 | Administratively Determined Incentive Program | HAMMONTON | 8037 | 19 | 9.43 | Residential | Behind the Meter | No | Net Metered Residential | R U Bright LLC |  | AC Electric | Accepted | 2023-12-11 | 2024-01-12 | 2025-01-12 | Solar Panels | Solar4America | S4A410-108MH10BB |  | 0.41 | 23 | 165 | 27 |  | Fixed | Roof
NJADRE1555359928 | Administratively Determined Incentive Program | EAST ORANGE | 7017 | 9 | 10.13 | Residential | Behind the Meter | Yes | Net Metered Residential | Sunny Mac LLC |  | PSE&G | Accepted | 2023-12-11 | 2024-01-22 | 2025-01-22 | Solar Panels | Q.PEAK DUO BLK ML-G10+ 405 | HANWHA |  | 0.405 | 14 | 297 | 28 |  | Fixed | Roof
NJADRE1555359928 | Administratively Determined Incentive Program | EAST ORANGE | 7017 | 9 | 10.13 | Residential | Behind the Meter | Yes | Net Metered Residential | Sunny Mac LLC |  | PSE&G | Accepted | 2023-12-11 | 2024-01-22 | 2025-01-22 | Solar Panels | Q.PEAK DUO BLK ML-G10+ 405 | HANWHA |  | 0.405 | 11 | 117 | 28 |  | Fixed | Roof
NJADRE1555359928 | Administratively Determined Incentive Program | EAST ORANGE | 7017 | 9 | 10.13 | Residential | Behind the Meter | Yes | Net Metered Residential | Sunny Mac LLC |  | PSE&G | Accepted | 2023-12-11 | 2024-01-22 | 2025-01-22 | Inverters | SE 7600H -US | Solaredge | 7600 |  | 1 |  |  | 0.1 |  | Outdoor | next to meter
NJADRE1555359999 | Administratively Determined Incentive Program | NEWARK | 7103 | 9 | 4.05 | Residential | Behind the Meter | Yes | Net Metered Residential | Trinity Solar Inc. |  | PSE&G | Accepted | 2023-12-11 | 2024-01-15 | 2025-01-15 | Inverters | Solar Edge | SE3000H-US | 3 |  | 1 |  |  | 0.97 |  | Outside
NJADRE1555359999 | Administratively Determined Incentive Program | NEWARK | 7103 | 9 | 4.05 | Residential | Behind the Meter | Yes | Net Metered Residential | Trinity Solar Inc. |  | PSE&G | Accepted | 2023-12-11 | 2024-01-15 | 2025-01-15 | Solar Panels | Hanwha | Q.PEAK DUO BLK ML-G10+405 |  | 0.405 | 10 | 106 | 45 |  | Fixed | Roof
NJADRE1555360059 | Administratively Determined Incentive Program | BURLNGTN TWP | 8016 | 13 | 8.1 | Residential | Behind the Meter | Yes | Net Metered Residential | Sunrun Installation Services, Inc. |  | PSE&G | Accepted | 2023-12-11 | 2024-01-15 | 2025-01-15 | Inverters | SOLAREDGE TECHNOLOGIES | SE6000H-USSN | 6000 |  | 1 |  |  | 0.99 |  | Indoor | next to meter
NJADRE1555360059 | Administratively Determined Incentive Program | BURLNGTN TWP | 8016 | 13 | 8.1 | Residential | Behind the Meter | Yes | Net Metered Residential | Sunrun Installation Services, Inc. |  | PSE&G | Accepted | 2023-12-11 | 2024-01-15 | 2025-01-15 | Solar Panels | Hanwha Q Cells | Q.PEAK DUO BLK ML-G10+ 405 |  | 0.405 | 8 | 144 | 27 |  | Fixed | Roof
NJADRE1555360059 | Administratively Determined Incentive Program | BURLNGTN TWP | 8016 | 13 | 8.1 | Residential | Behind the Meter | Yes | Net Metered Residential | Sunrun Installation Services, Inc. |  | PSE&G | Accepted | 2023-12-11 | 2024-01-15 | 2025-01-15 | Solar Panels | Hanwha Q Cells | Q.PEAK DUO BLK ML-G10+ 405 |  | 0.405 | 5 | 144 | 27 |  | Fixed | Roof
NJADRE1555360059 | Administratively Determined Incentive Program | BURLNGTN TWP | 8016 | 13 | 8.1 | Residential | Behind the Meter | Yes | Net Metered Residential | Sunrun Installation Services, Inc. |  | PSE&G | Accepted | 2023-12-11 | 2024-01-15 | 2025-01-15 | Solar Panels | Hanwha Q Cells | Q.PEAK DUO BLK ML-G10+ 405 |  | 0.405 | 7 | 324 | 27 |  | Fixed | Roof
NJADRE1555360062 | Administratively Determined Incentive Program | PATERSON | 7503 | 6 | 14.58 | Residential | Behind the Meter | No | Net Metered Residential | Big Wave Roofing and Solar LLC |  | PSE&G | Accepted | 2023-12-11 | 2024-01-17 | 2025-01-17 | Inverters | Enphase Energy Inc | IQ7PLUS-72-2-US | 290 |  | 36 |  |  | 0.98 |  | Outside
NJADRE1555360062 | Administratively Determined Incentive Program | PATERSON | 7503 | 6 | 14.58 | Residential | Behind the Meter | No | Net Metered Residential | Big Wave Roofing and Solar LLC |  | PSE&G | Accepted | 2023-12-11 | 2024-01-17 | 2025-01-17 | Solar Panels | Qcells | Q.PEAK DUO BLK ML-G10+ 405 |  | 0.405 | 10 | 257 | 40 |  | Fixed | Roof
NJADRE1555360062 | Administratively Determined Incentive Program | PATERSON | 7503 | 6 | 14.58 | Residential | Behind the Meter | No | Net Metered Residential | Big Wave Roofing and Solar LLC |  | PSE&G | Accepted | 2023-12-11 | 2024-01-17 | 2025-01-17 | Solar Panels | Qcells | Q.PEAK DUO BLK ML-G10+ 405 |  | 0.405 | 12 | 77 | 40 |  | Fixed | Roof
NJADRE1555360062 | Administratively Determined Incentive Program | PATERSON | 7503 | 6 | 14.58 | Residential | Behind the Meter | No | Net Metered Residential | Big Wave Roofing and Solar LLC |  | PSE&G | Accepted | 2023-12-11 | 2024-01-17 | 2025-01-17 | Solar Panels | Qcells | Q.PEAK DUO BLK ML-G10+ 405 |  | 0.405 | 4 | 77 | 40 |  | Fixed | Roof
NJADRE1555360062 | Administratively Determined Incentive Program | PATERSON | 7503 | 6 | 14.58 | Residential | Behind the Meter | No | Net Metered Residential | Big Wave Roofing and Solar LLC |  | PSE&G | Accepted | 2023-12-11 | 2024-01-17 | 2025-01-17 | Solar Panels | Qcells | Q.PEAK DUO BLK ML-G10+ 405 |  | 0.405 | 4 | 257 | 40 |  | Fixed | Roof
NJADRE1555360062 | Administratively Determined Incentive Program | PATERSON | 7503 | 6 | 14.58 | Residential | Behind the Meter | No | Net Metered Residential | Big Wave Roofing and Solar LLC |  | PSE&G | Accepted | 2023-12-11 | 2024-01-17 | 2025-01-17 | Solar Panels | Qcells | Q.PEAK DUO BLK ML-G10+ 405 |  | 0.405 | 3 | 257 | 40 |  | Fixed | Roof
NJADRE1555360062 | Administratively Determined Incentive Program | PATERSON | 7503 | 6 | 14.58 | Residential | Behind the Meter | No | Net Metered Residential | Big Wave Roofing and Solar LLC |  | PSE&G | Accepted | 2023-12-11 | 2024-01-17 | 2025-01-17 | Solar Panels | Qcells | Q.PEAK DUO BLK ML-G10+ 405 |  | 0.405 | 3 | 77 | 40 |  | Fixed | Roof
NJADRE1555360093 | Administratively Determined Incentive Program | BELLMAWR | 8031 | 14 | 8.51 | Residential | Behind the Meter | Yes | Net Metered Residential | Sunny Mac LLC |  | PSE&G | Accepted | 2023-12-11 | 2024-01-15 | 2025-01-15 | Solar Panels | Q.PEAK DUO BLK ML-G10+ 405 | HANWHA |  | 0.405 | 9 | 99 | 37 |  | Fixed | Roof
NJADRE1555360093 | Administratively Determined Incentive Program | BELLMAWR | 8031 | 14 | 8.51 | Residential | Behind the Meter | Yes | Net Metered Residential | Sunny Mac LLC |  | PSE&G | Accepted | 2023-12-11 | 2024-01-15 | 2025-01-15 | Solar Panels | Q.PEAK DUO BLK ML-G10+ 405 | HANWHA |  | 0.405 | 12 | 279 | 37 |  | Fixed | Roof
NJADRE1555360093 | Administratively Determined Incentive Program | BELLMAWR | 8031 | 14 | 8.51 | Residential | Behind the Meter | Yes | Net Metered Residential | Sunny Mac LLC |  | PSE&G | Accepted | 2023-12-11 | 2024-01-15 | 2025-01-15 | Inverters | SE6000H-US | Solaredge | 6000 |  | 1 |  |  | 0.1 |  | Outdoor | next to meter
NJADRE1555360176 | Administratively Determined Incentive Program | CLARKSBORO | 8020 | 15 | 13.77 | Residential | Behind the Meter | Yes | Net Metered Residential | Trinity Solar Inc. |  | AC Electric | Accepted | 2023-12-11 | 2024-01-16 | 2025-01-16 | Inverters | Solar Edge | SE11400H-US | 11400 |  | 1 |  |  | 0.97 |  | Outside
NJADRE1555360176 | Administratively Determined Incentive Program | CLARKSBORO | 8020 | 15 | 13.77 | Residential | Behind the Meter | Yes | Net Metered Residential | Trinity Solar Inc. |  | AC Electric | Accepted | 2023-12-11 | 2024-01-16 | 2025-01-16 | Solar Panels | Hanwha | Q.PEAK DUO BLK ML-G10+405 |  | 0.405 | 5 | 297 | 23 |  | Fixed | Roof
NJADRE1555360176 | Administratively Determined Incentive Program | CLARKSBORO | 8020 | 15 | 13.77 | Residential | Behind the Meter | Yes | Net Metered Residential | Trinity Solar Inc. |  | AC Electric | Accepted | 2023-12-11 | 2024-01-16 | 2025-01-16 | Solar Panels | Hanwha | Q.PEAK DUO BLK ML-G10+405 |  | 0.405 | 10 | 27 | 20 |  | Fixed | Roof
NJADRE1555360176 | Administratively Determined Incentive Program | CLARKSBORO | 8020 | 15 | 13.77 | Residential | Behind the Meter | Yes | Net Metered Residential | Trinity Solar Inc. |  | AC Electric | Accepted | 2023-12-11 | 2024-01-16 | 2025-01-16 | Solar Panels | Hanwha | Q.PEAK DUO BLK ML-G10+405 |  | 0.405 | 10 | 207 | 20 |  | Fixed | Roof
NJADRE1555360176 | Administratively Determined Incentive Program | CLARKSBORO | 8020 | 15 | 13.77 | Residential | Behind the Meter | Yes | Net Metered Residential | Trinity Solar Inc. |  | AC Electric | Accepted | 2023-12-11 | 2024-01-16 | 2025-01-16 | Solar Panels | Hanwha | Q.PEAK DUO BLK ML-G10+405 |  | 0.405 | 9 | 297 | 23 |  | Fixed | Roof
NJADRE1555360178 | Administratively Determined Incentive Program | RUNNEMEDE | 8078 | 14 | 6.8 | Residential | Behind the Meter | No | Net Metered Residential | Power Energy Solutions |  | PSE&G | Accepted | 2023-12-15 | 2024-01-18 | 2025-01-18 | Inverters | SE5000H-US | SOLAREDGE | 5000 |  | 1 |  |  | 0.99 |  | Outside | ROOFTOP
NJADRE1555360178 | Administratively Determined Incentive Program | RUNNEMEDE | 8078 | 14 | 6.8 | Residential | Behind the Meter | No | Net Metered Residential | Power Energy Solutions |  | PSE&G | Accepted | 2023-12-15 | 2024-01-18 | 2025-01-18 | Solar Panels | CS6R-400MS-HL HIKU6 BLACK MONO | CANNDAIN SOLAR |  | 0.4 | 9 | 172 | 33 |  | Fixed | Roof | ROOFTOP
NJADRE1555360178 | Administratively Determined Incentive Program | RUNNEMEDE | 8078 | 14 | 6.8 | Residential | Behind the Meter | No | Net Metered Residential | Power Energy Solutions |  | PSE&G | Accepted | 2023-12-15 | 2024-01-18 | 2025-01-18 | Solar Panels | CS6R-400MS-HL HIKU6 BLACK MONO | CANNDAIN SOLAR |  | 0.4 | 8 | 172 | 8 |  | Fixed | Roof | ROOFTOP
NJADRE1555360637 | Administratively Determined Incentive Program | COLUMBIA | 7832 | 2 | 12.15 | Residential | Behind the Meter | No | Net Metered Residential | Tesla Energy Operations Inc |  | JCP&L | Accepted | 2023-12-11 | 2024-01-12 | 2025-01-12 | Electric Storage Battery | Tesla | Powerwall3 |  |  | 3 |  |  |  | Lithium Ion |  | Outside
NJADRE1555360637 | Administratively Determined Incentive Program | COLUMBIA | 7832 | 2 | 12.15 | Residential | Behind the Meter | No | Net Metered Residential | Tesla Energy Operations Inc |  | JCP&L | Accepted | 2023-12-11 | 2024-01-12 | 2025-01-12 | Inverters | Tesla | 1707000-20-G | 11500 |  | 3 |  |  | 0.98 |  | Outside
NJADRE1555360637 | Administratively Determined Incentive Program | COLUMBIA | 7832 | 2 | 12.15 | Residential | Behind the Meter | No | Net Metered Residential | Tesla Energy Operations Inc |  | JCP&L | Accepted | 2023-12-11 | 2024-01-12 | 2025-01-12 | Solar Panels | Hanwha | Â # Q.PEAK DUO BLK ML-G10+/TS 405 |  | 0.405 | 8 | 57 | 23 |  | Fixed | Roof
NJADRE1555360637 | Administratively Determined Incentive Program | COLUMBIA | 7832 | 2 | 12.15 | Residential | Behind the Meter | No | Net Metered Residential | Tesla Energy Operations Inc |  | JCP&L | Accepted | 2023-12-11 | 2024-01-12 | 2025-01-12 | Solar Panels | Hanwha | Â # Q.PEAK DUO BLK ML-G10+/TS 405 |  | 0.405 | 7 | 237 | 23 |  | Fixed | Roof
NJADRE1555360637 | Administratively Determined Incentive Program | COLUMBIA | 7832 | 2 | 12.15 | Residential | Behind the Meter | No | Net Metered Residential | Tesla Energy Operations Inc |  | JCP&L | Accepted | 2023-12-11 | 2024-01-12 | 2025-01-12 | Solar Panels | Hanwha | Â # Q.PEAK DUO BLK ML-G10+/TS 405 |  | 0.405 | 9 | 41 | 23 |  | Fixed | Roof
NJADRE1555360637 | Administratively Determined Incentive Program | COLUMBIA | 7832 | 2 | 12.15 | Residential | Behind the Meter | No | Net Metered Residential | Tesla Energy Operations Inc |  | JCP&L | Accepted | 2023-12-11 | 2024-01-12 | 2025-01-12 | Solar Panels | Hanwha | Â # Q.PEAK DUO BLK ML-G10+/TS 405 |  | 0.405 | 6 | 221 | 23 |  | Fixed | Roof
NJADRE1555360931 | Administratively Determined Incentive Program | TRENTON | 8638 | 12 | 4 | Residential | Behind the Meter | Yes | Net Metered Residential | Pro Custom Solar dba Momentum Solar |  | PSE&G | Accepted | 2023-12-11 | 2024-01-15 | 2025-01-15 | Solar Panels | Â Q. PEAK DUO BLK-G10+400 | hanwha |  | 0.4 | 4 | 139 | 30 |  | Fixed | Roof
NJADRE1555360931 | Administratively Determined Incentive Program | TRENTON | 8638 | 12 | 4 | Residential | Behind the Meter | Yes | Net Metered Residential | Pro Custom Solar dba Momentum Solar |  | PSE&G | Accepted | 2023-12-11 | 2024-01-15 | 2025-01-15 | Solar Panels | Â Q. PEAK DUO BLK-G10+400 | hanwha |  | 0.4 | 6 | 139 | 5 |  | Fixed | Roof
NJADRE1555360931 | Administratively Determined Incentive Program | TRENTON | 8638 | 12 | 4 | Residential | Behind the Meter | Yes | Net Metered Residential | Pro Custom Solar dba Momentum Solar |  | PSE&G | Accepted | 2023-12-11 | 2024-01-15 | 2025-01-15 | Inverters | IQ8PLUS-72-2-US | enphase | 290 |  | 10 |  |  | 0.97 |  | Outdoor
NJADRE1555360933 | Administratively Determined Incentive Program | GLOUCESTER | 8021 | 14 | 8.1 | Residential | Behind the Meter | Yes | Net Metered Residential | Sunrun Installation Services, Inc. |  | PSE&G | Accepted | 2023-12-11 | 2024-01-15 | 2025-01-15 | Inverters | SolarEdge Technologies | SE6000H-USSN | 6000 |  | 1 |  |  | 0.96 |  | Outdoor
NJADRE1555360933 | Administratively Determined Incentive Program | GLOUCESTER | 8021 | 14 | 8.1 | Residential | Behind the Meter | Yes | Net Metered Residential | Sunrun Installation Services, Inc. |  | PSE&G | Accepted | 2023-12-11 | 2024-01-15 | 2025-01-15 | Solar Panels | Hanwha Q Cells | Q.PEAK DUO BLK ML-G10+ 405 |  | 0.405 | 8 | 213 | 14 |  | Fixed | Roof
NJADRE1555360933 | Administratively Determined Incentive Program | GLOUCESTER | 8021 | 14 | 8.1 | Residential | Behind the Meter | Yes | Net Metered Residential | Sunrun Installation Services, Inc. |  | PSE&G | Accepted | 2023-12-11 | 2024-01-15 | 2025-01-15 | Solar Panels | Hanwha Q Cells | Q.PEAK DUO BLK ML-G10+ 405 |  | 0.405 | 12 | 212 | 19 |  | Fixed | Roof
NJADRE1555360993 | Administratively Determined Incentive Program | PARAMUS BORO | 7652 | 7 | 9.32 | Residential | Behind the Meter | No | Net Metered Residential | Tesla Energy Operations Inc |  | PSE&G | Accepted | 2023-12-11 | 2024-01-19 | 2025-01-19 | Solar Panels | Hanwha | Q.PEAK DUO BLK ML-G10+/TS 405 |  | 0.405 | 5 | 107 | 37 |  | Fixed | Roof
NJADRE1555360993 | Administratively Determined Incentive Program | PARAMUS BORO | 7652 | 7 | 9.32 | Residential | Behind the Meter | No | Net Metered Residential | Tesla Energy Operations Inc |  | PSE&G | Accepted | 2023-12-11 | 2024-01-19 | 2025-01-19 | Solar Panels | Hanwha | Q.PEAK DUO BLK ML-G10+/TS 405 |  | 0.405 | 8 | 197 | 25 |  | Fixed | Roof
NJADRE1555360993 | Administratively Determined Incentive Program | PARAMUS BORO | 7652 | 7 | 9.32 | Residential | Behind the Meter | No | Net Metered Residential | Tesla Energy Operations Inc |  | PSE&G | Accepted | 2023-12-11 | 2024-01-19 | 2025-01-19 | Solar Panels | Hanwha | Q.PEAK DUO BLK ML-G10+/TS 405 |  | 0.405 | 3 | 107 | 37 |  | Fixed | Roof
NJADRE1555360993 | Administratively Determined Incentive Program | PARAMUS BORO | 7652 | 7 | 9.32 | Residential | Behind the Meter | No | Net Metered Residential | Tesla Energy Operations Inc |  | PSE&G | Accepted | 2023-12-11 | 2024-01-19 | 2025-01-19 | Solar Panels | Hanwha | Q.PEAK DUO BLK ML-G10+/TS 405 |  | 0.405 | 7 | 287 | 37 |  | Fixed | Roof
NJADRE1555360993 | Administratively Determined Incentive Program | PARAMUS BORO | 7652 | 7 | 9.32 | Residential | Behind the Meter | No | Net Metered Residential | Tesla Energy Operations Inc |  | PSE&G | Accepted | 2023-12-11 | 2024-01-19 | 2025-01-19 | Inverters | Tesla | 1538000-45-A | 7600 |  | 1 |  |  | 0.986 |  | Outdoor
NJADRE1555361001 | Administratively Determined Incentive Program | UNION | 7083 | 10 | 6.16 | Residential | Behind the Meter | No | Net Metered Residential | Green House Solar |  | PSE&G | Accepted | 2023-12-11 | 2024-01-15 | 2025-01-15 | Inverters | enphase | iq7hs | 384 |  | 14 |  |  | 0.97 |  | Outdoor
NJADRE1555361001 | Administratively Determined Incentive Program | UNION | 7083 | 10 | 6.16 | Residential | Behind the Meter | No | Net Metered Residential | Green House Solar |  | PSE&G | Accepted | 2023-12-11 | 2024-01-15 | 2025-01-15 | Solar Panels | sunpower | m440 |  | 0.44 | 6 | 116 | 34 |  | Fixed | Roof
NJADRE1555361001 | Administratively Determined Incentive Program | UNION | 7083 | 10 | 6.16 | Residential | Behind the Meter | No | Net Metered Residential | Green House Solar |  | PSE&G | Accepted | 2023-12-11 | 2024-01-15 | 2025-01-15 | Solar Panels | sunpower | m440 |  | 0.44 | 8 | 296 | 34 |  | Fixed | Roof
NJADRE1555361008 | Administratively Determined Incentive Program | RIDGEWOOD | 7450 | 7 | 11.2 | Residential | Behind the Meter | No | Net Metered Residential | Public Service Solar, LLC |  | PSE&G | Accepted | 2023-12-11 | 2024-01-15 | 2025-01-15 | Solar Panels | Panasonic | EVPV400HK |  | 0.4 | 14 | 196 | 23 |  | Fixed | Roof
NJADRE1555361008 | Administratively Determined Incentive Program | RIDGEWOOD | 7450 | 7 | 11.2 | Residential | Behind the Meter | No | Net Metered Residential | Public Service Solar, LLC |  | PSE&G | Accepted | 2023-12-11 | 2024-01-15 | 2025-01-15 | Solar Panels | Panasonic | EVPV400HK |  | 0.4 | 7 | 196 | 31 |  | Fixed | Roof
NJADRE1555361008 | Administratively Determined Incentive Program | RIDGEWOOD | 7450 | 7 | 11.2 | Residential | Behind the Meter | No | Net Metered Residential | Public Service Solar, LLC |  | PSE&G | Accepted | 2023-12-11 | 2024-01-15 | 2025-01-15 | Solar Panels | Panasonic | EVPV400HK |  | 0.4 | 7 | 16 | 32 |  | Fixed | Roof
NJADRE1555361008 | Administratively Determined Incentive Program | RIDGEWOOD | 7450 | 7 | 11.2 | Residential | Behind the Meter | No | Net Metered Residential | Public Service Solar, LLC |  | PSE&G | Accepted | 2023-12-11 | 2024-01-15 | 2025-01-15 | Inverters | Enphase | iQ8H-72-M-US | 380 |  | 28 |  |  | 0.96 |  | Outdoor | Under panels
NJADRE1555361010 | Administratively Determined Incentive Program | PLAINFIELD CITY | 7060 | 10 | 3.24 | Residential | Behind the Meter | Yes | Net Metered Residential | Sunrun Installation Services, Inc. |  | PSE&G | Accepted | 2023-12-11 | 2024-01-12 | 2025-01-12 | Inverters | SolarEdge Technologies | SE3800H-USMN | 3800 |  | 1 |  |  | 0.99 |  | Outdoor | next to meter
NJADRE1555361010 | Administratively Determined Incentive Program | PLAINFIELD CITY | 7060 | 10 | 3.24 | Residential | Behind the Meter | Yes | Net Metered Residential | Sunrun Installation Services, Inc. |  | PSE&G | Accepted | 2023-12-11 | 2024-01-12 | 2025-01-12 | Solar Panels | Hanwha Q Cells | Q.PEAK DUO BLK ML-G10+ 405 |  | 0.405 | 3 | 175 | 17 |  | Fixed | Roof
NJADRE1555361010 | Administratively Determined Incentive Program | PLAINFIELD CITY | 7060 | 10 | 3.24 | Residential | Behind the Meter | Yes | Net Metered Residential | Sunrun Installation Services, Inc. |  | PSE&G | Accepted | 2023-12-11 | 2024-01-12 | 2025-01-12 | Solar Panels | Hanwha Q Cells | Q.PEAK DUO BLK ML-G10+ 405 |  | 0.405 | 5 | 176 | 41 |  | Fixed | Roof
NJADRE1555361013 | Administratively Determined Incentive Program | SOUTH AMBOY | 8879 | 11 | 5.6 | Residential | Behind the Meter | Yes | Net Metered Residential | Pro Custom Solar dba Momentum Solar |  | JCP&L | Accepted | 2023-12-11 | 2024-01-12 | 2025-01-12 | Solar Panels | Â Q. PEAK DUO BLK-G10+400 | hanwha |  | 0.4 | 7 | 150 | 7 |  | Fixed | Roof
NJADRE1555361013 | Administratively Determined Incentive Program | SOUTH AMBOY | 8879 | 11 | 5.6 | Residential | Behind the Meter | Yes | Net Metered Residential | Pro Custom Solar dba Momentum Solar |  | JCP&L | Accepted | 2023-12-11 | 2024-01-12 | 2025-01-12 | Solar Panels | Â Q. PEAK DUO BLK-G10+400 | hanwha |  | 0.4 | 7 | 330 | 7 |  | Fixed | Roof
NJADRE1555361013 | Administratively Determined Incentive Program | SOUTH AMBOY | 8879 | 11 | 5.6 | Residential | Behind the Meter | Yes | Net Metered Residential | Pro Custom Solar dba Momentum Solar |  | JCP&L | Accepted | 2023-12-11 | 2024-01-12 | 2025-01-12 | Inverters | IQ8PLUS-72-2-US | enphase | 290 |  | 14 |  |  | 0.97 |  | Outdoor
NJADRE1555361015 | Administratively Determined Incentive Program | PISCATAWAY TWP | 8854 | 11 | 8.51 | Residential | Behind the Meter | No | Net Metered Residential | Tesla Energy Operations Inc |  | PSE&G | Accepted | 2023-12-11 | 2024-01-19 | 2025-01-19 | Electric Storage Battery | Tesla | AC Powerwall 2.0 |  |  | 1 |  |  |  | Lithium Ion |  | Outside
NJADRE1555361015 | Administratively Determined Incentive Program | PISCATAWAY TWP | 8854 | 11 | 8.51 | Residential | Behind the Meter | No | Net Metered Residential | Tesla Energy Operations Inc |  | PSE&G | Accepted | 2023-12-11 | 2024-01-19 | 2025-01-19 | Inverters | Tesla | #1850000-00-C | 7600 |  | 1 |  |  | 0.98 |  | Outside
NJADRE1555361015 | Administratively Determined Incentive Program | PISCATAWAY TWP | 8854 | 11 | 8.51 | Residential | Behind the Meter | No | Net Metered Residential | Tesla Energy Operations Inc |  | PSE&G | Accepted | 2023-12-11 | 2024-01-19 | 2025-01-19 | Inverters | Tesla | 1538000-45-A | 3800 |  | 1 |  |  | 0.98 |  | Outside
NJADRE1555361015 | Administratively Determined Incentive Program | PISCATAWAY TWP | 8854 | 11 | 8.51 | Residential | Behind the Meter | No | Net Metered Residential | Tesla Energy Operations Inc |  | PSE&G | Accepted | 2023-12-11 | 2024-01-19 | 2025-01-19 | Solar Panels | Hanwha | Â # Q.PEAK DUO BLK ML-G10+/TS 405 |  | 0.405 | 4 | 52 | 27 |  | Fixed | Roof
NJADRE1555361015 | Administratively Determined Incentive Program | PISCATAWAY TWP | 8854 | 11 | 8.51 | Residential | Behind the Meter | No | Net Metered Residential | Tesla Energy Operations Inc |  | PSE&G | Accepted | 2023-12-11 | 2024-01-19 | 2025-01-19 | Solar Panels | Hanwha | Â # Q.PEAK DUO BLK ML-G10+/TS 405 |  | 0.405 | 3 | 322 | 23 |  | Fixed | Roof
NJADRE1555361015 | Administratively Determined Incentive Program | PISCATAWAY TWP | 8854 | 11 | 8.51 | Residential | Behind the Meter | No | Net Metered Residential | Tesla Energy Operations Inc |  | PSE&G | Accepted | 2023-12-11 | 2024-01-19 | 2025-01-19 | Solar Panels | Hanwha | Â # Q.PEAK DUO BLK ML-G10+/TS 405 |  | 0.405 | 2 | 142 | 23 |  | Fixed | Roof
NJADRE1555361015 | Administratively Determined Incentive Program | PISCATAWAY TWP | 8854 | 11 | 8.51 | Residential | Behind the Meter | No | Net Metered Residential | Tesla Energy Operations Inc |  | PSE&G | Accepted | 2023-12-11 | 2024-01-19 | 2025-01-19 | Solar Panels | Hanwha | Â # Q.PEAK DUO BLK ML-G10+/TS 405 |  | 0.405 | 4 | 232 | 27 |  | Fixed | Roof
NJADRE1555361015 | Administratively Determined Incentive Program | PISCATAWAY TWP | 8854 | 11 | 8.51 | Residential | Behind the Meter | No | Net Metered Residential | Tesla Energy Operations Inc |  | PSE&G | Accepted | 2023-12-11 | 2024-01-19 | 2025-01-19 | Solar Panels | Hanwha | Â # Q.PEAK DUO BLK ML-G10+/TS 405 |  | 0.405 | 3 | 322 | 18 |  | Fixed | Roof
NJADRE1555361015 | Administratively Determined Incentive Program | PISCATAWAY TWP | 8854 | 11 | 8.51 | Residential | Behind the Meter | No | Net Metered Residential | Tesla Energy Operations Inc |  | PSE&G | Accepted | 2023-12-11 | 2024-01-19 | 2025-01-19 | Solar Panels | Hanwha | Â # Q.PEAK DUO BLK ML-G10+/TS 405 |  | 0.405 | 5 | 142 | 18 |  | Fixed | Roof
NJADRE1555361028 | Administratively Determined Incentive Program | LITTLE EGG HARBOR TWP | 8087 | 18 | 8.1 | Residential | Behind the Meter | Yes | Net Metered Residential | Sunrun Installation Services, Inc. |  | AC Electric | Accepted | 2023-12-11 | 2024-01-12 | 2025-01-12 | Inverters | SOLAREDGE TECHNOLOGIES | SE6000H-USSN | 6000 |  | 1 |  |  | 0.99 |  | Outdoor | next to meter
NJADRE1555361028 | Administratively Determined Incentive Program | LITTLE EGG HARBOR TWP | 8087 | 18 | 8.1 | Residential | Behind the Meter | Yes | Net Metered Residential | Sunrun Installation Services, Inc. |  | AC Electric | Accepted | 2023-12-11 | 2024-01-12 | 2025-01-12 | Solar Panels | Hanwha Q Cells | Q.PEAK DUO BLK ML-G10+ 405 |  | 0.405 | 10 | 172 | 21 |  | Fixed | Roof
NJADRE1555361028 | Administratively Determined Incentive Program | LITTLE EGG HARBOR TWP | 8087 | 18 | 8.1 | Residential | Behind the Meter | Yes | Net Metered Residential | Sunrun Installation Services, Inc. |  | AC Electric | Accepted | 2023-12-11 | 2024-01-12 | 2025-01-12 | Solar Panels | Hanwha Q Cells | Q.PEAK DUO BLK ML-G10+ 405 |  | 0.405 | 10 | 172 | 20 |  | Fixed | Roof
NJADRE1555361065 | Administratively Determined Incentive Program | LAWRENCE TWP | 8648 | 12 | 16.2 | Residential | Behind the Meter | No | Net Metered Residential | Infinity Solar Systems |  | PSE&G | Accepted | 2023-12-11 | 2024-01-12 | 2025-01-12 | Inverters | Enphase | IQ8PLUS-72-2-US | 290 |  | 40 |  |  | 0.97 |  | Outdoor
NJADRE1555361065 | Administratively Determined Incentive Program | LAWRENCE TWP | 8648 | 12 | 16.2 | Residential | Behind the Meter | No | Net Metered Residential | Infinity Solar Systems |  | PSE&G | Accepted | 2023-12-11 | 2024-01-12 | 2025-01-12 | Solar Panels | REC Solar | REC 405AA PURE BLACK |  | 0.405 | 24 | 98 | 20 |  | Fixed | Roof
NJADRE1555361065 | Administratively Determined Incentive Program | LAWRENCE TWP | 8648 | 12 | 16.2 | Residential | Behind the Meter | No | Net Metered Residential | Infinity Solar Systems |  | PSE&G | Accepted | 2023-12-11 | 2024-01-12 | 2025-01-12 | Solar Panels | REC Solar | REC 405AA PURE BLACK |  | 0.405 | 16 | 278 | 20 |  | Fixed | Roof
NJADRE1555361077 | Administratively Determined Incentive Program | CLOSTER | 7624 | 7 | 18.63 | Residential | Behind the Meter | No | Net Metered Residential | Tesla Energy Operations Inc |  | Orange Rockland Electric | Accepted | 2023-12-11 | 2024-01-19 | 2025-01-19 | Electric Storage Battery | Tesla | AC Powerwall 2.0 |  |  | 2 |  |  |  | Lithium Ion |  | Outside
NJADRE1555361077 | Administratively Determined Incentive Program | CLOSTER | 7624 | 7 | 18.63 | Residential | Behind the Meter | No | Net Metered Residential | Tesla Energy Operations Inc |  | Orange Rockland Electric | Accepted | 2023-12-11 | 2024-01-19 | 2025-01-19 | Inverters | Tesla | #1850000-00-C | 7600 |  | 2 |  |  | 0.98 |  | Outside
NJADRE1555361077 | Administratively Determined Incentive Program | CLOSTER | 7624 | 7 | 18.63 | Residential | Behind the Meter | No | Net Metered Residential | Tesla Energy Operations Inc |  | Orange Rockland Electric | Accepted | 2023-12-11 | 2024-01-19 | 2025-01-19 | Solar Panels | Hanwha | Â # Q.PEAK DUO BLK ML-G10+/TS 405 |  | 0.405 | 11 | 269 | 30 |  | Fixed | Roof
NJADRE1555361077 | Administratively Determined Incentive Program | CLOSTER | 7624 | 7 | 18.63 | Residential | Behind the Meter | No | Net Metered Residential | Tesla Energy Operations Inc |  | Orange Rockland Electric | Accepted | 2023-12-11 | 2024-01-19 | 2025-01-19 | Solar Panels | Hanwha | Â # Q.PEAK DUO BLK ML-G10+/TS 405 |  | 0.405 | 14 | 179 | 30 |  | Fixed | Roof
NJADRE1555361077 | Administratively Determined Incentive Program | CLOSTER | 7624 | 7 | 18.63 | Residential | Behind the Meter | No | Net Metered Residential | Tesla Energy Operations Inc |  | Orange Rockland Electric | Accepted | 2023-12-11 | 2024-01-19 | 2025-01-19 | Solar Panels | Hanwha | Â # Q.PEAK DUO BLK ML-G10+/TS 405 |  | 0.405 | 8 | 89 | 30 |  | Fixed | Roof
NJADRE1555361077 | Administratively Determined Incentive Program | CLOSTER | 7624 | 7 | 18.63 | Residential | Behind the Meter | No | Net Metered Residential | Tesla Energy Operations Inc |  | Orange Rockland Electric | Accepted | 2023-12-11 | 2024-01-19 | 2025-01-19 | Solar Panels | Hanwha | Â # Q.PEAK DUO BLK ML-G10+/TS 405 |  | 0.405 | 13 | 359 | 30 |  | Fixed | Roof
NJADRE1555361106 | Administratively Determined Incentive Program | UNION | 7083 | 10 | 4 | Residential | Behind the Meter | Yes | Net Metered Residential | Pro Custom Solar dba Momentum Solar |  | PSE&G | Accepted | 2023-12-11 | 2024-01-12 | 2025-01-12 | Solar Panels | Â Q. PEAK DUO BLK-G10+400 | hanwha |  | 0.4 | 6 | 216 | 32 |  | Fixed | Roof
NJADRE1555361106 | Administratively Determined Incentive Program | UNION | 7083 | 10 | 4 | Residential | Behind the Meter | Yes | Net Metered Residential | Pro Custom Solar dba Momentum Solar |  | PSE&G | Accepted | 2023-12-11 | 2024-01-12 | 2025-01-12 | Solar Panels | Â Q. PEAK DUO BLK-G10+400 | hanwha |  | 0.4 | 4 | 36 | 34 |  | Fixed | Roof
NJADRE1555361106 | Administratively Determined Incentive Program | UNION | 7083 | 10 | 4 | Residential | Behind the Meter | Yes | Net Metered Residential | Pro Custom Solar dba Momentum Solar |  | PSE&G | Accepted | 2023-12-11 | 2024-01-12 | 2025-01-12 | Inverters | IQ8PLUS-72-2-US | enphase | 290 |  | 10 |  |  | 0.97 |  | Outdoor
NJADRE1555361113 | Administratively Determined Incentive Program | NORTH BRUNSWICK TWP | 8902 | 11 | 13.77 | Residential | Behind the Meter | No | Net Metered Residential | Tesla Energy Operations Inc |  | PSE&G | Accepted | 2023-12-11 | 2024-01-19 | 2025-01-19 | Solar Panels | Hanwha | Q.PEAK DUO BLK ML-G10+/TS 405 |  | 0.405 | 9 | 40 | 22 |  | Fixed | Roof
NJADRE1555361113 | Administratively Determined Incentive Program | NORTH BRUNSWICK TWP | 8902 | 11 | 13.77 | Residential | Behind the Meter | No | Net Metered Residential | Tesla Energy Operations Inc |  | PSE&G | Accepted | 2023-12-11 | 2024-01-19 | 2025-01-19 | Solar Panels | Hanwha | Q.PEAK DUO BLK ML-G10+/TS 405 |  | 0.405 | 9 | 221 | 22 |  | Fixed | Roof
NJADRE1555361113 | Administratively Determined Incentive Program | NORTH BRUNSWICK TWP | 8902 | 11 | 13.77 | Residential | Behind the Meter | No | Net Metered Residential | Tesla Energy Operations Inc |  | PSE&G | Accepted | 2023-12-11 | 2024-01-19 | 2025-01-19 | Solar Panels | Hanwha | Q.PEAK DUO BLK ML-G10+/TS 405 |  | 0.405 | 8 | 41 | 22 |  | Fixed | Roof
NJADRE1555361113 | Administratively Determined Incentive Program | NORTH BRUNSWICK TWP | 8902 | 11 | 13.77 | Residential | Behind the Meter | No | Net Metered Residential | Tesla Energy Operations Inc |  | PSE&G | Accepted | 2023-12-11 | 2024-01-19 | 2025-01-19 | Solar Panels | Hanwha | Q.PEAK DUO BLK ML-G10+/TS 405 |  | 0.405 | 8 | 220 | 22 |  | Fixed | Roof
NJADRE1555361113 | Administratively Determined Incentive Program | NORTH BRUNSWICK TWP | 8902 | 11 | 13.77 | Residential | Behind the Meter | No | Net Metered Residential | Tesla Energy Operations Inc |  | PSE&G | Accepted | 2023-12-11 | 2024-01-19 | 2025-01-19 | Inverters | Tesla | 1538000-45-A | 7600 |  | 1 |  |  | 0.986 |  | Outdoor
NJADRE1555361113 | Administratively Determined Incentive Program | NORTH BRUNSWICK TWP | 8902 | 11 | 13.77 | Residential | Behind the Meter | No | Net Metered Residential | Tesla Energy Operations Inc |  | PSE&G | Accepted | 2023-12-11 | 2024-01-19 | 2025-01-19 | Inverters | Tesla | 1538000-45-A | 5700 |  | 1 |  |  | 0.986 |  | Outdoor
NJADRE1555361139 | Administratively Determined Incentive Program | NORTH PLAINFIELD | 7063 | 10 | 7.29 | Residential | Behind the Meter | No | Net Metered Residential | Tesla Energy Operations Inc |  | PSE&G | Accepted | 2023-12-11 | 2024-01-19 | 2025-01-19 | Inverters | Tesla | 1707000-20-G | 11500 |  | 1 |  |  | 0.98 |  | Outside
NJADRE1555361139 | Administratively Determined Incentive Program | NORTH PLAINFIELD | 7063 | 10 | 7.29 | Residential | Behind the Meter | No | Net Metered Residential | Tesla Energy Operations Inc |  | PSE&G | Accepted | 2023-12-11 | 2024-01-19 | 2025-01-19 | Electric Storage Battery | Tesla | Powerwall3 |  |  | 1 |  |  |  | Lithium Ion |  | Outside
NJADRE1555361139 | Administratively Determined Incentive Program | NORTH PLAINFIELD | 7063 | 10 | 7.29 | Residential | Behind the Meter | No | Net Metered Residential | Tesla Energy Operations Inc |  | PSE&G | Accepted | 2023-12-11 | 2024-01-19 | 2025-01-19 | Solar Panels | Hanwha | Â # Q.PEAK DUO BLK ML-G10+/TS 405 |  | 0.405 | 5 | 50 | 22 |  | Fixed | Roof
NJADRE1555361139 | Administratively Determined Incentive Program | NORTH PLAINFIELD | 7063 | 10 | 7.29 | Residential | Behind the Meter | No | Net Metered Residential | Tesla Energy Operations Inc |  | PSE&G | Accepted | 2023-12-11 | 2024-01-19 | 2025-01-19 | Solar Panels | Hanwha | Â # Q.PEAK DUO BLK ML-G10+/TS 405 |  | 0.405 | 5 | 231 | 22 |  | Fixed | Roof
NJADRE1555361139 | Administratively Determined Incentive Program | NORTH PLAINFIELD | 7063 | 10 | 7.29 | Residential | Behind the Meter | No | Net Metered Residential | Tesla Energy Operations Inc |  | PSE&G | Accepted | 2023-12-11 | 2024-01-19 | 2025-01-19 | Solar Panels | Hanwha | Â # Q.PEAK DUO BLK ML-G10+/TS 405 |  | 0.405 | 6 | 141 | 22 |  | Fixed | Roof
NJADRE1555361139 | Administratively Determined Incentive Program | NORTH PLAINFIELD | 7063 | 10 | 7.29 | Residential | Behind the Meter | No | Net Metered Residential | Tesla Energy Operations Inc |  | PSE&G | Accepted | 2023-12-11 | 2024-01-19 | 2025-01-19 | Solar Panels | Hanwha | Â # Q.PEAK DUO BLK ML-G10+/TS 405 |  | 0.405 | 2 | 320 | 22 |  | Fixed | Roof
NJADRE1555361170 | Administratively Determined Incentive Program | UNION | 7083 | 10 | 4.8 | Residential | Behind the Meter | Yes | Net Metered Residential | Pro Custom Solar dba Momentum Solar |  | PSE&G | Accepted | 2023-12-11 | 2024-01-15 | 2025-01-15 | Solar Panels | Â Q. PEAK DUO BLK-G10+400 | hanwha |  | 0.4 | 4 | 216 | 32 |  | Fixed | Roof
NJADRE1555361170 | Administratively Determined Incentive Program | UNION | 7083 | 10 | 4.8 | Residential | Behind the Meter | Yes | Net Metered Residential | Pro Custom Solar dba Momentum Solar |  | PSE&G | Accepted | 2023-12-11 | 2024-01-15 | 2025-01-15 | Solar Panels | Â Q. PEAK DUO BLK-G10+400 | hanwha |  | 0.4 | 8 | 36 | 34 |  | Fixed | Roof
NJADRE1555361170 | Administratively Determined Incentive Program | UNION | 7083 | 10 | 4.8 | Residential | Behind the Meter | Yes | Net Metered Residential | Pro Custom Solar dba Momentum Solar |  | PSE&G | Accepted | 2023-12-11 | 2024-01-15 | 2025-01-15 | Inverters | IQ8PLUS-72-2-US | enpahse | 290 |  | 12 |  |  | 0.97 |  | Outdoor
NJADRE1555361460 | Administratively Determined Incentive Program | HIGHLAND PARK | 8904 | 11 | 12.15 | Residential | Behind the Meter | No | Net Metered Residential | Tesla Energy Operations Inc |  | PSE&G | Accepted | 2023-12-11 | 2024-01-22 | 2025-01-22 | Solar Panels | Hanwha | Q.PEAK DUO BLK ML-G10+/TS 405 |  | 0.405 | 12 | 115 | 22 |  | Fixed | Roof
NJADRE1555361460 | Administratively Determined Incentive Program | HIGHLAND PARK | 8904 | 11 | 12.15 | Residential | Behind the Meter | No | Net Metered Residential | Tesla Energy Operations Inc |  | PSE&G | Accepted | 2023-12-11 | 2024-01-22 | 2025-01-22 | Solar Panels | Hanwha | Q.PEAK DUO BLK ML-G10+/TS 405 |  | 0.405 | 8 | 294 | 29 |  | Fixed | Roof
NJADRE1555361460 | Administratively Determined Incentive Program | HIGHLAND PARK | 8904 | 11 | 12.15 | Residential | Behind the Meter | No | Net Metered Residential | Tesla Energy Operations Inc |  | PSE&G | Accepted | 2023-12-11 | 2024-01-22 | 2025-01-22 | Solar Panels | Q.PEAK DUO BLK ML-G10+/TS 405 | Hanwha |  | 0.405 | 10 | 205 | 23 |  | Fixed | Roof
NJADRE1555361460 | Administratively Determined Incentive Program | HIGHLAND PARK | 8904 | 11 | 12.15 | Residential | Behind the Meter | No | Net Metered Residential | Tesla Energy Operations Inc |  | PSE&G | Accepted | 2023-12-11 | 2024-01-22 | 2025-01-22 | Inverters | Tesla | 1538000-45-A | 5000 |  | 2 |  |  | 0.986 |  | Outdoor
NJADRE1555361466 | Administratively Determined Incentive Program | PISCATAWAY | 8854 | 11 | 11.75 | Residential | Behind the Meter | No | Net Metered Residential | Tesla Energy Operations Inc |  | PSE&G | Accepted | 2023-12-11 | 2024-01-22 | 2025-01-22 | Electric Storage Battery | Tesla | AC Powerwall 2.0 |  |  | 4 |  |  |  | Lithium Ion |  | Outside
NJADRE1555361466 | Administratively Determined Incentive Program | PISCATAWAY | 8854 | 11 | 11.75 | Residential | Behind the Meter | No | Net Metered Residential | Tesla Energy Operations Inc |  | PSE&G | Accepted | 2023-12-11 | 2024-01-22 | 2025-01-22 | Inverters | Tesla | 1538000-45-A | 5000 |  | 2 |  |  | 0.98 |  | Outside
NJADRE1555361466 | Administratively Determined Incentive Program | PISCATAWAY | 8854 | 11 | 11.75 | Residential | Behind the Meter | No | Net Metered Residential | Tesla Energy Operations Inc |  | PSE&G | Accepted | 2023-12-11 | 2024-01-22 | 2025-01-22 | Solar Panels | Hanwha | Â # Q.PEAK DUO BLK ML-G10+/TS 405 |  | 0.405 | 8 | 162 | 22 |  | Fixed | Roof
NJADRE1555361466 | Administratively Determined Incentive Program | PISCATAWAY | 8854 | 11 | 11.75 | Residential | Behind the Meter | No | Net Metered Residential | Tesla Energy Operations Inc |  | PSE&G | Accepted | 2023-12-11 | 2024-01-22 | 2025-01-22 | Solar Panels | Hanwha | Â # Q.PEAK DUO BLK ML-G10+/TS 405 |  | 0.405 | 21 | 252 | 22 |  | Fixed | Roof
NJADRE1555361518 | Administratively Determined Incentive Program | HILLSBOROUGH | 8502 | 5 | 11.6 | Residential | Behind the Meter | No | Net Metered Residential | SunPower Corporation, Systems |  | PSE&G | Accepted | 2023-12-11 | 2024-01-15 | 2025-01-15 | Solar Panels | WAAREE ENERGIES LIMITED | WSMDI-400 |  | 0.4 | 5 | 136 | 40 |  | Fixed | Roof
NJADRE1555361518 | Administratively Determined Incentive Program | HILLSBOROUGH | 8502 | 5 | 11.6 | Residential | Behind the Meter | No | Net Metered Residential | SunPower Corporation, Systems |  | PSE&G | Accepted | 2023-12-11 | 2024-01-15 | 2025-01-15 | Solar Panels | WAAREE ENERGIES LIMITED | WSMDI-400 |  | 0.4 | 7 | 226 | 33 |  | Fixed | Roof
NJADRE1555361518 | Administratively Determined Incentive Program | HILLSBOROUGH | 8502 | 5 | 11.6 | Residential | Behind the Meter | No | Net Metered Residential | SunPower Corporation, Systems |  | PSE&G | Accepted | 2023-12-11 | 2024-01-15 | 2025-01-15 | Solar Panels | WAAREE ENERGIES LIMITED | WSMDI-400 |  | 0.4 | 3 | 136 | 40 |  | Fixed | Roof
NJADRE1555361518 | Administratively Determined Incentive Program | HILLSBOROUGH | 8502 | 5 | 11.6 | Residential | Behind the Meter | No | Net Metered Residential | SunPower Corporation, Systems |  | PSE&G | Accepted | 2023-12-11 | 2024-01-15 | 2025-01-15 | Solar Panels | WAAREE ENERGIES LIMITED | WSMDI-400 |  | 0.4 | 2 | 316 | 40 |  | Fixed | Roof
NJADRE1555361518 | Administratively Determined Incentive Program | HILLSBOROUGH | 8502 | 5 | 11.6 | Residential | Behind the Meter | No | Net Metered Residential | SunPower Corporation, Systems |  | PSE&G | Accepted | 2023-12-11 | 2024-01-15 | 2025-01-15 | Solar Panels | WAAREE ENERGIES LIMITED | WSMDI-400 |  | 0.4 | 3 | 226 | 25 |  | Fixed | Roof
NJADRE1555361518 | Administratively Determined Incentive Program | HILLSBOROUGH | 8502 | 5 | 11.6 | Residential | Behind the Meter | No | Net Metered Residential | SunPower Corporation, Systems |  | PSE&G | Accepted | 2023-12-11 | 2024-01-15 | 2025-01-15 | Solar Panels | WAAREE ENERGIES LIMITED | WSMDI-400 |  | 0.4 | 9 | 226 | 36 |  | Fixed | Roof
NJADRE1555361518 | Administratively Determined Incentive Program | HILLSBOROUGH | 8502 | 5 | 11.6 | Residential | Behind the Meter | No | Net Metered Residential | SunPower Corporation, Systems |  | PSE&G | Accepted | 2023-12-11 | 2024-01-15 | 2025-01-15 | Inverters | Enphase | IQ7HS-66-M-US | 384 |  | 29 |  |  | 0.97 |  | Other | Under Each Panel
NJADRE1555363222 | Administratively Determined Incentive Program | NEWARK | 7103 | 9 | 4.74 | Residential | Behind the Meter | No | Net Metered Residential | Bright Planet Solar |  | PSE&G | Accepted | 2023-12-11 | 2024-01-15 | 2025-01-15 | Inverters | Solar Edge | SE3800H-USRGM | 3800 |  | 1 |  |  | 0.98 |  | Outdoor | OUTSIDE
NJADRE1555363222 | Administratively Determined Incentive Program | NEWARK | 7103 | 9 | 4.74 | Residential | Behind the Meter | No | Net Metered Residential | Bright Planet Solar |  | PSE&G | Accepted | 2023-12-11 | 2024-01-15 | 2025-01-15 | Solar Panels | Canadian Solar | CS3N-395MS |  | 0.395 | 12 | 206 | 5 |  | Fixed | Roof
NJADRE1555363542 | Administratively Determined Incentive Program | WILLINGBORO | 8046 | 13 | 7.11 | Residential | Behind the Meter | Yes | Net Metered Residential | GenSun Solar |  | PSE&G | Accepted | 2023-12-11 | 2024-01-22 | 2025-01-22 | Inverters | Solaredge | SE7600H-US | 240 |  | 1 |  |  | 0.9 |  | Outdoor
NJADRE1555363542 | Administratively Determined Incentive Program | WILLINGBORO | 8046 | 13 | 7.11 | Residential | Behind the Meter | Yes | Net Metered Residential | GenSun Solar |  | PSE&G | Accepted | 2023-12-11 | 2024-01-22 | 2025-01-22 | Meters | Solaredge | SE7600H-US |  |  | 1 |  |  |  | Yes
NJADRE1555363542 | Administratively Determined Incentive Program | WILLINGBORO | 8046 | 13 | 7.11 | Residential | Behind the Meter | Yes | Net Metered Residential | GenSun Solar |  | PSE&G | Accepted | 2023-12-11 | 2024-01-22 | 2025-01-22 | Solar Panels | JA Solar | JAM54531 - 395/MR |  | 0.395 | 18 | 190 | 30 |  | Fixed | Roof
NJADRE1555363570 | Administratively Determined Incentive Program | CHERRY HILL | 8003 | 14 | 9.48 | Residential | Behind the Meter | Yes | Net Metered Residential | GenSun Solar |  | PSE&G | Accepted | 2023-12-11 | 2024-01-22 | 2025-01-22 | Inverters | Solaredge | SE10000H-US | 240 |  | 1 |  |  | 0.9 |  | Outdoor
NJADRE1555363570 | Administratively Determined Incentive Program | CHERRY HILL | 8003 | 14 | 9.48 | Residential | Behind the Meter | Yes | Net Metered Residential | GenSun Solar |  | PSE&G | Accepted | 2023-12-11 | 2024-01-22 | 2025-01-22 | Meters | Solaredge | SE10000H-US |  |  | 1 |  |  |  | Yes
NJADRE1555363570 | Administratively Determined Incentive Program | CHERRY HILL | 8003 | 14 | 9.48 | Residential | Behind the Meter | Yes | Net Metered Residential | GenSun Solar |  | PSE&G | Accepted | 2023-12-11 | 2024-01-22 | 2025-01-22 | Solar Panels | JA Solar | JAM 54S31-395W |  | 0.395 | 24 | 206 | 23 |  | Fixed | Roof
NJADRE1555365802 | Administratively Determined Incentive Program | MOUNT LAUREL | 8054 | 13 | 8.8 | Residential | Behind the Meter | Yes | Net Metered Residential | Suntuity Solar LLC |  | PSE&G | Accepted | 2023-12-12 | 2024-01-15 | 2025-01-15 | Inverters | ENPHASE | IQ8PLUS-72-2-US | 290 |  | 22 |  |  | 0.97 |  | Outdoor | Behind the PV modules
NJADRE1555365802 | Administratively Determined Incentive Program | MOUNT LAUREL | 8054 | 13 | 8.8 | Residential | Behind the Meter | Yes | Net Metered Residential | Suntuity Solar LLC |  | PSE&G | Accepted | 2023-12-12 | 2024-01-15 | 2025-01-15 | Solar Panels | CANADIANSOLAR | CS6R-400MS-HL |  | 0.4 | 14 | 173 | 27 |  | Fixed | Roof
NJADRE1555365802 | Administratively Determined Incentive Program | MOUNT LAUREL | 8054 | 13 | 8.8 | Residential | Behind the Meter | Yes | Net Metered Residential | Suntuity Solar LLC |  | PSE&G | Accepted | 2023-12-12 | 2024-01-15 | 2025-01-15 | Solar Panels | CANADIANSOLAR | CS6R-400MS-HL |  | 0.4 | 8 | 353 | 27 |  | Fixed | Roof
NJADRE1555365803 | Administratively Determined Incentive Program | BELLEVILLE | 7003 | 9 | 6.32 | Residential | Behind the Meter | Yes | Net Metered Residential | Sunrun Installation Services, Inc. |  | PSE&G | Accepted | 2023-12-12 | 2024-01-15 | 2025-01-15 | Inverters | SolarEdge Technologies | SE6000H-USSN | 6000 |  | 1 |  |  | 0.96 |  | Outdoor | Next To Meter
NJADRE1555365803 | Administratively Determined Incentive Program | BELLEVILLE | 7003 | 9 | 6.32 | Residential | Behind the Meter | Yes | Net Metered Residential | Sunrun Installation Services, Inc. |  | PSE&G | Accepted | 2023-12-12 | 2024-01-15 | 2025-01-15 | Solar Panels | Trina Solar | TSM-395DE09C.07 |  | 0.395 | 7 | 127 | 23 |  | Fixed | Roof
NJADRE1555365803 | Administratively Determined Incentive Program | BELLEVILLE | 7003 | 9 | 6.32 | Residential | Behind the Meter | Yes | Net Metered Residential | Sunrun Installation Services, Inc. |  | PSE&G | Accepted | 2023-12-12 | 2024-01-15 | 2025-01-15 | Solar Panels | Trina Solar | TSM-395DE09C.07 |  | 0.395 | 9 | 218 | 23 |  | Fixed | Roof
NJADRE1555365804 | Administratively Determined Incentive Program | MERCHANTVILLE | 8109 | 14 | 13.6 | Residential | Behind the Meter | Yes | Net Metered Residential | Suntuity Solar LLC |  | PSE&G | Accepted | 2023-12-12 | 2024-01-15 | 2025-01-15 | Inverters | ENPHASE | IQ8PLUS-72-2-US | 290 |  | 34 |  |  | 0.97 |  | Outdoor | Behind the PV modules
NJADRE1555365804 | Administratively Determined Incentive Program | MERCHANTVILLE | 8109 | 14 | 13.6 | Residential | Behind the Meter | Yes | Net Metered Residential | Suntuity Solar LLC |  | PSE&G | Accepted | 2023-12-12 | 2024-01-15 | 2025-01-15 | Solar Panels | CANADIAN SOLAR | CS6R-400MS-HL |  | 0.4 | 16 | 153 | 44 |  | Fixed | Roof
NJADRE1555365804 | Administratively Determined Incentive Program | MERCHANTVILLE | 8109 | 14 | 13.6 | Residential | Behind the Meter | Yes | Net Metered Residential | Suntuity Solar LLC |  | PSE&G | Accepted | 2023-12-12 | 2024-01-15 | 2025-01-15 | Solar Panels | CANADIAN SOLAR | CS6R-400MS-HL |  | 0.4 | 6 | 63 | 44 |  | Fixed | Roof
NJADRE1555365804 | Administratively Determined Incentive Program | MERCHANTVILLE | 8109 | 14 | 13.6 | Residential | Behind the Meter | Yes | Net Metered Residential | Suntuity Solar LLC |  | PSE&G | Accepted | 2023-12-12 | 2024-01-15 | 2025-01-15 | Solar Panels | CANADIAN SOLAR | CS6R-400MS-HL |  | 0.4 | 6 | 243 | 44 |  | Fixed | Roof
NJADRE1555365804 | Administratively Determined Incentive Program | MERCHANTVILLE | 8109 | 14 | 13.6 | Residential | Behind the Meter | Yes | Net Metered Residential | Suntuity Solar LLC |  | PSE&G | Accepted | 2023-12-12 | 2024-01-15 | 2025-01-15 | Solar Panels | CANADIAN SOLAR | CS6R-400MS-HL |  | 0.4 | 3 | 243 | 6 |  | Fixed | Roof
NJADRE1555365804 | Administratively Determined Incentive Program | MERCHANTVILLE | 8109 | 14 | 13.6 | Residential | Behind the Meter | Yes | Net Metered Residential | Suntuity Solar LLC |  | PSE&G | Accepted | 2023-12-12 | 2024-01-15 | 2025-01-15 | Solar Panels | CANADIAN SOLAR | CS6R-400MS-HL |  | 0.4 | 3 | 63 | 6 |  | Fixed | Roof
NJADRE1555365812 | Administratively Determined Incentive Program | EAST BRUNSWICK | 8816 | 11 | 11.6 | Residential | Behind the Meter | Yes | Net Metered Residential | Suntuity Solar LLC |  | PSE&G | Accepted | 2023-12-12 | 2024-01-16 | 2025-01-16 | Inverters | (29) ENPHASE | IQ8PLUS-72-2-US | 290 |  | 29 |  |  | 0.97 |  | Outdoor | Behind the PV modules
NJADRE1555365812 | Administratively Determined Incentive Program | EAST BRUNSWICK | 8816 | 11 | 11.6 | Residential | Behind the Meter | Yes | Net Metered Residential | Suntuity Solar LLC |  | PSE&G | Accepted | 2023-12-12 | 2024-01-16 | 2025-01-16 | Solar Panels | (29) CANADIAN SOLAR | CS6R-400MS-HL |  | 0.4 | 14 | 92 | 18 |  | Fixed | Roof
NJADRE1555365812 | Administratively Determined Incentive Program | EAST BRUNSWICK | 8816 | 11 | 11.6 | Residential | Behind the Meter | Yes | Net Metered Residential | Suntuity Solar LLC |  | PSE&G | Accepted | 2023-12-12 | 2024-01-16 | 2025-01-16 | Solar Panels | (29) CANADIAN SOLAR | CS6R-400MS-HL |  | 0.4 | 15 | 272 | 18 |  | Fixed | Roof
NJADRE1555365828 | Administratively Determined Incentive Program | BURLNGTON | 8016 | 13 | 8.51 | Residential | Behind the Meter | Yes | Net Metered Residential | SunnyMac LLC |  | PSE&G | Accepted | 2023-12-12 | 2024-01-15 | 2025-01-15 | Solar Panels | Q.PEAK DUO BLK ML-G10+ 405 | HANWHA |  | 0.405 | 3 | 151 | 21 |  | Fixed | Roof
NJADRE1555365828 | Administratively Determined Incentive Program | BURLNGTON | 8016 | 13 | 8.51 | Residential | Behind the Meter | Yes | Net Metered Residential | SunnyMac LLC |  | PSE&G | Accepted | 2023-12-12 | 2024-01-15 | 2025-01-15 | Solar Panels | Q.PEAK DUO BLK ML-G10+ 405 | HANWHA |  | 0.405 | 3 | 251 | 21 |  | Fixed | Roof
NJADRE1555365828 | Administratively Determined Incentive Program | BURLNGTON | 8016 | 13 | 8.51 | Residential | Behind the Meter | Yes | Net Metered Residential | SunnyMac LLC |  | PSE&G | Accepted | 2023-12-12 | 2024-01-15 | 2025-01-15 | Solar Panels | Q.PEAK DUO BLK ML-G10+ 405 | HANWHA |  | 0.405 | 4 | 251 | 23 |  | Fixed | Roof
NJADRE1555365828 | Administratively Determined Incentive Program | BURLNGTON | 8016 | 13 | 8.51 | Residential | Behind the Meter | Yes | Net Metered Residential | SunnyMac LLC |  | PSE&G | Accepted | 2023-12-12 | 2024-01-15 | 2025-01-15 | Solar Panels | Q.PEAK DUO BLK ML-G10+ 405 | HANWHA |  | 0.405 | 9 | 161 | 21 |  | Fixed | Roof
NJADRE1555365828 | Administratively Determined Incentive Program | BURLNGTON | 8016 | 13 | 8.51 | Residential | Behind the Meter | Yes | Net Metered Residential | SunnyMac LLC |  | PSE&G | Accepted | 2023-12-12 | 2024-01-15 | 2025-01-15 | Solar Panels | Q.PEAK DUO BLK ML-G10+ 405 | HANWHA |  | 0.405 | 2 | 71 | 21 |  | Fixed | Roof
NJADRE1555365828 | Administratively Determined Incentive Program | BURLNGTON | 8016 | 13 | 8.51 | Residential | Behind the Meter | Yes | Net Metered Residential | SunnyMac LLC |  | PSE&G | Accepted | 2023-12-12 | 2024-01-15 | 2025-01-15 | Inverters | SE7600H-US | Solaredge | 7600 |  | 1 |  |  | 0.1 |  | Outdoor | next to meter
NJADRE1555365828 | Administratively Determined Incentive Program | BURLNGTON | 8016 | 13 | 8.51 | Residential | Behind the Meter | Yes | Net Metered Residential | SunnyMac LLC |  | PSE&G | Accepted | 2023-12-12 | 2024-01-15 | 2025-01-15 | Meters | SE-RGMTR-1D-240C-B | Solaredge |  |  | 1 |  |  |  | Yes | Outdoor
NJADRE1555365829 | Administratively Determined Incentive Program | TRENTON | 8619 | 12 | 3.65 | Residential | Behind the Meter | Yes | Net Metered Residential | Sunrun Installation Services, Inc. |  | PSE&G | Accepted | 2023-12-12 | 2024-01-15 | 2025-01-15 | Inverters | Delta Electronics | E4-TL-US | 3840 |  | 1 |  |  | 0.96 |  | Outdoor | Next To Meter
NJADRE1555365829 | Administratively Determined Incentive Program | TRENTON | 8619 | 12 | 3.65 | Residential | Behind the Meter | Yes | Net Metered Residential | Sunrun Installation Services, Inc. |  | PSE&G | Accepted | 2023-12-12 | 2024-01-15 | 2025-01-15 | Solar Panels | Hanwha Q Cells | Q.PEAK DUO BLK ML-G10+ 405 |  | 0.405 | 9 | 281 | 19 |  | Fixed | Roof
NJADRE1555365831 | Administratively Determined Incentive Program | CAPE MAY | 8204 | 21 | 9.2 | Residential | Behind the Meter | Yes | Net Metered Residential | Source the Sun Solar, Inc. |  | AC Electric | Accepted | 2023-12-28 | 2024-02-05 | 2025-02-05 | Inverters | ENPHASE | IQ8PLUS-72-2-US | 6670 |  | 23 |  |  | 0.92 |  | Outside
NJADRE1555365831 | Administratively Determined Incentive Program | CAPE MAY | 8204 | 21 | 9.2 | Residential | Behind the Meter | Yes | Net Metered Residential | Source the Sun Solar, Inc. |  | AC Electric | Accepted | 2023-12-28 | 2024-02-05 | 2025-02-05 | Solar Panels | Q.CELLS | Q. PEAK DUO BLK ML G10+ 400 |  | 0.4 | 23 | 155 | 21 |  | Fixed | Roof
NJADRE1555365864 | Administratively Determined Incentive Program | ABSECON | 8201 | 19 | 10.53 | Residential | Behind the Meter | Yes | Net Metered Residential | Big Wave Roofing and Solar LLC |  | AC Electric | Accepted | 2023-12-12 | 2024-01-15 | 2025-01-15 | Inverters | Enphase Energy Inc | IQ7PLUS-72-2-US | 290 |  | 26 |  |  | 0.98 |  | Outside
NJADRE1555365864 | Administratively Determined Incentive Program | ABSECON | 8201 | 19 | 10.53 | Residential | Behind the Meter | Yes | Net Metered Residential | Big Wave Roofing and Solar LLC |  | AC Electric | Accepted | 2023-12-12 | 2024-01-15 | 2025-01-15 | Solar Panels | Qcells | Q.PEAK DUO BLK ML-G10+ 405 |  | 0.405 | 10 | 31 | 27 |  | Fixed | Roof
NJADRE1555365864 | Administratively Determined Incentive Program | ABSECON | 8201 | 19 | 10.53 | Residential | Behind the Meter | Yes | Net Metered Residential | Big Wave Roofing and Solar LLC |  | AC Electric | Accepted | 2023-12-12 | 2024-01-15 | 2025-01-15 | Solar Panels | Qcells | Q.PEAK DUO BLK ML-G10+ 405 |  | 0.405 | 16 | 211 | 27 |  | Fixed | Roof
NJADRE1555365865 | Administratively Determined Incentive Program | FREEHOLD | 7728 | 17 | 3.24 | Residential | Behind the Meter | No | Net Metered Residential | Sunrun Installation Services, Inc. |  | JCP&L | Accepted | 2023-12-12 | 2024-01-16 | 2025-01-16 | Inverters | SOLAREDGE TECHNOLOGIES | SE3800H-USMN | 3800 |  | 1 |  |  | 0.99 |  | Outdoor | next to meter
NJADRE1555365865 | Administratively Determined Incentive Program | FREEHOLD | 7728 | 17 | 3.24 | Residential | Behind the Meter | No | Net Metered Residential | Sunrun Installation Services, Inc. |  | JCP&L | Accepted | 2023-12-12 | 2024-01-16 | 2025-01-16 | Solar Panels | Hanwha Q Cells | Q.PEAK DUO BLK ML-G10+ 405 |  | 0.405 | 8 | 241 | 23 |  | Fixed | Roof
NJADRE1555365926 | Administratively Determined Incentive Program | TOMS RIVER | 8755 | 18 | 12.96 | Residential | Behind the Meter | No | Net Metered Residential | Tesla Energy Operations Inc |  | JCP&L | Accepted | 2023-12-12 | 2024-01-22 | 2025-01-22 | Solar Panels | Hanwha | Â # Q.PEAK DUO BLK ML-G10+/TS 405 |  | 0.405 | 2 | 285 | 20 |  | Fixed | Roof
NJADRE1555365926 | Administratively Determined Incentive Program | TOMS RIVER | 8755 | 18 | 12.96 | Residential | Behind the Meter | No | Net Metered Residential | Tesla Energy Operations Inc |  | JCP&L | Accepted | 2023-12-12 | 2024-01-22 | 2025-01-22 | Solar Panels | Hanwha | Â # Q.PEAK DUO BLK ML-G10+/TS 405 |  | 0.405 | 3 | 285 | 20 |  | Fixed | Roof
NJADRE1555365926 | Administratively Determined Incentive Program | TOMS RIVER | 8755 | 18 | 12.96 | Residential | Behind the Meter | No | Net Metered Residential | Tesla Energy Operations Inc |  | JCP&L | Accepted | 2023-12-12 | 2024-01-22 | 2025-01-22 | Solar Panels | Hanwha | Â # Q.PEAK DUO BLK ML-G10+/TS 405 |  | 0.405 | 8 | 285 | 20 |  | Fixed | Roof
NJADRE1555365926 | Administratively Determined Incentive Program | TOMS RIVER | 8755 | 18 | 12.96 | Residential | Behind the Meter | No | Net Metered Residential | Tesla Energy Operations Inc |  | JCP&L | Accepted | 2023-12-12 | 2024-01-22 | 2025-01-22 | Solar Panels | Hanwha | Â # Q.PEAK DUO BLK ML-G10+/TS 405 |  | 0.405 | 19 | 105 | 20 |  | Fixed | Roof
NJADRE1555365926 | Administratively Determined Incentive Program | TOMS RIVER | 8755 | 18 | 12.96 | Residential | Behind the Meter | No | Net Metered Residential | Tesla Energy Operations Inc |  | JCP&L | Accepted | 2023-12-12 | 2024-01-22 | 2025-01-22 | Electric Storage Battery | Tesla | Powerwall3 |  |  | 2 |  |  |  | Lithium Ion |  | Outside
NJADRE1555365926 | Administratively Determined Incentive Program | TOMS RIVER | 8755 | 18 | 12.96 | Residential | Behind the Meter | No | Net Metered Residential | Tesla Energy Operations Inc |  | JCP&L | Accepted | 2023-12-12 | 2024-01-22 | 2025-01-22 | Inverters | Tesla | 1707000-20-G | 11500 |  | 2 |  |  | 0.98 |  | Outside
NJADRE1555365928 | Administratively Determined Incentive Program | ALPINE | 7620 | 7 | 23.49 | Residential | Behind the Meter | No | Net Metered Residential | Trinity Solar Inc. |  | Orange Rockland Electric | Accepted | 2023-12-12 | 2024-01-15 | 2025-01-15 | Inverters | Solar edge | SE11400H-US | 11 |  | 1 |  |  | 0.97 |  | Outdoor
NJADRE1555365928 | Administratively Determined Incentive Program | ALPINE | 7620 | 7 | 23.49 | Residential | Behind the Meter | No | Net Metered Residential | Trinity Solar Inc. |  | Orange Rockland Electric | Accepted | 2023-12-12 | 2024-01-15 | 2025-01-15 | Inverters | Solar edge | SE6000H-US | 6000 |  | 1 |  |  | 0.97 |  | Outdoor
NJADRE1555365928 | Administratively Determined Incentive Program | ALPINE | 7620 | 7 | 23.49 | Residential | Behind the Meter | No | Net Metered Residential | Trinity Solar Inc. |  | Orange Rockland Electric | Accepted | 2023-12-12 | 2024-01-15 | 2025-01-15 | Solar Panels | HANWHA | HANWHA 405 (Q.PEAK DUO BLK ML-G10+ 405) |  | 0.405 | 20 | 217 | 34 |  | Fixed | Roof
NJADRE1555365928 | Administratively Determined Incentive Program | ALPINE | 7620 | 7 | 23.49 | Residential | Behind the Meter | No | Net Metered Residential | Trinity Solar Inc. |  | Orange Rockland Electric | Accepted | 2023-12-12 | 2024-01-15 | 2025-01-15 | Solar Panels | HANWHA | HANWHA 405 (Q.PEAK DUO BLK ML-G10+ 405) |  | 0.405 | 16 | 37 | 18 |  | Fixed | Roof
NJADRE1555365928 | Administratively Determined Incentive Program | ALPINE | 7620 | 7 | 23.49 | Residential | Behind the Meter | No | Net Metered Residential | Trinity Solar Inc. |  | Orange Rockland Electric | Accepted | 2023-12-12 | 2024-01-15 | 2025-01-15 | Solar Panels | HANWHA | HANWHA 405 (Q.PEAK DUO BLK ML-G10+ 405) |  | 0.405 | 6 | 37 | 34 |  | Fixed | Roof
NJADRE1555365928 | Administratively Determined Incentive Program | ALPINE | 7620 | 7 | 23.49 | Residential | Behind the Meter | No | Net Metered Residential | Trinity Solar Inc. |  | Orange Rockland Electric | Accepted | 2023-12-12 | 2024-01-15 | 2025-01-15 | Solar Panels | HANWHA | HANWHA 405 (Q.PEAK DUO BLK ML-G10+ 405) |  | 0.405 | 8 | 307 | 37 |  | Fixed | Roof
NJADRE1555365928 | Administratively Determined Incentive Program | ALPINE | 7620 | 7 | 23.49 | Residential | Behind the Meter | No | Net Metered Residential | Trinity Solar Inc. |  | Orange Rockland Electric | Accepted | 2023-12-12 | 2024-01-15 | 2025-01-15 | Solar Panels | HANWHA | HANWHA 405 (Q.PEAK DUO BLK ML-G10+ 405) |  | 0.405 | 6 | 307 | 34 |  | Fixed | Roof
NJADRE1555365928 | Administratively Determined Incentive Program | ALPINE | 7620 | 7 | 23.49 | Residential | Behind the Meter | No | Net Metered Residential | Trinity Solar Inc. |  | Orange Rockland Electric | Accepted | 2023-12-12 | 2024-01-15 | 2025-01-15 | Solar Panels | HANWHA | HANWHA 405 (Q.PEAK DUO BLK ML-G10+ 405) |  | 0.405 | 2 | 217 | 27 |  | Fixed | Roof
NJADRE1555365931 | Administratively Determined Incentive Program | TRENTON | 8610 | 12 | 7.29 | Residential | Behind the Meter | Yes | Net Metered Residential | Pro Custom Solar dba Momentum Solar |  | PSE&G | Accepted | 2023-12-12 | 2024-01-15 | 2025-01-15 | Solar Panels | Â Q. PEAK DUO BLK-G10+405 | hanwha |  | 0.405 | 9 | 267 | 39 |  | Fixed | Roof
NJADRE1555365931 | Administratively Determined Incentive Program | TRENTON | 8610 | 12 | 7.29 | Residential | Behind the Meter | Yes | Net Metered Residential | Pro Custom Solar dba Momentum Solar |  | PSE&G | Accepted | 2023-12-12 | 2024-01-15 | 2025-01-15 | Solar Panels | Â Q. PEAK DUO BLK-G10+405 | hanwha |  | 0.405 | 9 | 87 | 39 |  | Fixed | Roof
NJADRE1555365931 | Administratively Determined Incentive Program | TRENTON | 8610 | 12 | 7.29 | Residential | Behind the Meter | Yes | Net Metered Residential | Pro Custom Solar dba Momentum Solar |  | PSE&G | Accepted | 2023-12-12 | 2024-01-15 | 2025-01-15 | Inverters | IQ8PLUS-72-2-US | enphase | 290 |  | 18 |  |  | 0.97 |  | Outdoor
NJADRE1555365939 | Administratively Determined Incentive Program | RIVERSIDE | 8075 | 13 | 11.75 | Residential | Behind the Meter | Yes | Net Metered Residential | Sunny Mac LLC |  | PSE&G | Accepted | 2023-12-12 | 2024-01-15 | 2025-01-15 | Solar Panels | Q.PEAK DUO BLK ML-G10+ 405 | HANWHA |  | 0.405 | 9 | 128 | 27 |  | Fixed | Roof
NJADRE1555365939 | Administratively Determined Incentive Program | RIVERSIDE | 8075 | 13 | 11.75 | Residential | Behind the Meter | Yes | Net Metered Residential | Sunny Mac LLC |  | PSE&G | Accepted | 2023-12-12 | 2024-01-15 | 2025-01-15 | Solar Panels | Q.PEAK DUO BLK ML-G10+ 405 | HANWHA |  | 0.405 | 20 | 128 | 27 |  | Fixed | Roof
NJADRE1555365939 | Administratively Determined Incentive Program | RIVERSIDE | 8075 | 13 | 11.75 | Residential | Behind the Meter | Yes | Net Metered Residential | Sunny Mac LLC |  | PSE&G | Accepted | 2023-12-12 | 2024-01-15 | 2025-01-15 | Inverters | IQ8PLUS 72-2-US | ENPHASE | 290 |  | 29 |  |  | 0.1 |  | Outdoor | next to meter
NJADRE1555365963 | Administratively Determined Incentive Program | CHERRY HILL | 8003 | 14 | 9.32 | Residential | Behind the Meter | Yes | Net Metered Residential | Sunrun Installation Services, Inc. |  | PSE&G | Accepted | 2023-12-12 | 2024-01-15 | 2025-01-15 | Electric Storage Battery | Tesla | Powerwall |  |  | 1 |  |  |  | Lithium Ion |  | Outside
NJADRE1555365963 | Administratively Determined Incentive Program | CHERRY HILL | 8003 | 14 | 9.32 | Residential | Behind the Meter | Yes | Net Metered Residential | Sunrun Installation Services, Inc. |  | PSE&G | Accepted | 2023-12-12 | 2024-01-15 | 2025-01-15 | Inverters | SOLAREDGE TECHNOLOGIES | SE7600H-USSN | 7600 |  | 1 |  |  | 0.99 |  | Outdoor | next to meter
NJADRE1555365963 | Administratively Determined Incentive Program | CHERRY HILL | 8003 | 14 | 9.32 | Residential | Behind the Meter | Yes | Net Metered Residential | Sunrun Installation Services, Inc. |  | PSE&G | Accepted | 2023-12-12 | 2024-01-15 | 2025-01-15 | Solar Panels | Hanwha Q Cells | Q.PEAK DUO BLK ML-G10+ 405 |  | 0.405 | 6 | 276 | 35 |  | Fixed | Roof
NJADRE1555365963 | Administratively Determined Incentive Program | CHERRY HILL | 8003 | 14 | 9.32 | Residential | Behind the Meter | Yes | Net Metered Residential | Sunrun Installation Services, Inc. |  | PSE&G | Accepted | 2023-12-12 | 2024-01-15 | 2025-01-15 | Solar Panels | Hanwha Q Cells | Q.PEAK DUO BLK ML-G10+ 405 |  | 0.405 | 5 | 187 | 34 |  | Fixed | Roof
NJADRE1555365963 | Administratively Determined Incentive Program | CHERRY HILL | 8003 | 14 | 9.32 | Residential | Behind the Meter | Yes | Net Metered Residential | Sunrun Installation Services, Inc. |  | PSE&G | Accepted | 2023-12-12 | 2024-01-15 | 2025-01-15 | Solar Panels | Hanwha Q Cells | Q.PEAK DUO BLK ML-G10+ 405 |  | 0.405 | 6 | 275 | 38 |  | Fixed | Roof
NJADRE1555365963 | Administratively Determined Incentive Program | CHERRY HILL | 8003 | 14 | 9.32 | Residential | Behind the Meter | Yes | Net Metered Residential | Sunrun Installation Services, Inc. |  | PSE&G | Accepted | 2023-12-12 | 2024-01-15 | 2025-01-15 | Solar Panels | Hanwha Q Cells | Q.PEAK DUO BLK ML-G10+ 405 |  | 0.405 | 6 | 95 | 36 |  | Fixed | Roof
NJADRE1555365979 | Administratively Determined Incentive Program | TRENTON | 8610 | 12 | 3.65 | Residential | Behind the Meter | Yes | Net Metered Residential | SunnyMac LLC |  | PSE&G | Accepted | 2023-12-12 | 2024-01-15 | 2025-01-15 | Solar Panels | Q.PEAK DUO BLK ML-G10+ 405 | HANWHA |  | 0.405 | 9 | 210 | 45 |  | Fixed | Roof
NJADRE1555365979 | Administratively Determined Incentive Program | TRENTON | 8610 | 12 | 3.65 | Residential | Behind the Meter | Yes | Net Metered Residential | SunnyMac LLC |  | PSE&G | Accepted | 2023-12-12 | 2024-01-15 | 2025-01-15 | Inverters | SE3000H-US | SOLAREDGE | 3000 |  | 1 |  |  | 0.1 |  | Outdoor | next to meter
NJADRE1555366016 | Administratively Determined Incentive Program | BAYONNE CITY | 7002 | 8 | 8.4 | Residential | Behind the Meter | No | Net Metered Residential | Tesla Energy Operations Inc |  | PSE&G | Accepted | 2023-12-12 | 2024-01-22 | 2025-01-22 | Solar Panels | Tesla | T400H |  | 0.4 | 10 | 213 | 25 |  | Fixed | Roof
NJADRE1555366016 | Administratively Determined Incentive Program | BAYONNE CITY | 7002 | 8 | 8.4 | Residential | Behind the Meter | No | Net Metered Residential | Tesla Energy Operations Inc |  | PSE&G | Accepted | 2023-12-12 | 2024-01-22 | 2025-01-22 | Solar Panels | Tesla | T400H |  | 0.4 | 11 | 33 | 24 |  | Fixed | Roof
NJADRE1555366016 | Administratively Determined Incentive Program | BAYONNE CITY | 7002 | 8 | 8.4 | Residential | Behind the Meter | No | Net Metered Residential | Tesla Energy Operations Inc |  | PSE&G | Accepted | 2023-12-12 | 2024-01-22 | 2025-01-22 | Electric Storage Battery | Tesla | AC Powerwall 2.0 |  |  | 1 |  |  |  | Lithium Ion |  | Outisde
NJADRE1555366016 | Administratively Determined Incentive Program | BAYONNE CITY | 7002 | 8 | 8.4 | Residential | Behind the Meter | No | Net Metered Residential | Tesla Energy Operations Inc |  | PSE&G | Accepted | 2023-12-12 | 2024-01-22 | 2025-01-22 | Inverters | Tesla | #1850000-00-C | 7600 |  | 1 |  |  | 0.98 |  | Outside
NJADRE1555366080 | Administratively Determined Incentive Program | LAWNSIDE | 8045 | 14 | 3.65 | Residential | Behind the Meter | Yes | Net Metered Residential | SunnyMac LLC |  | PSE&G | Accepted | 2023-12-12 | 2024-01-17 | 2025-01-17 | Solar Panels | Q.PEAK DUO BLK ML-G10+ 405 | HANWHA |  | 0.405 | 9 | 164 | 19 |  | Fixed | Roof
NJADRE1555366080 | Administratively Determined Incentive Program | LAWNSIDE | 8045 | 14 | 3.65 | Residential | Behind the Meter | Yes | Net Metered Residential | SunnyMac LLC |  | PSE&G | Accepted | 2023-12-12 | 2024-01-17 | 2025-01-17 | Inverters | SE3000H-US | SOLAREDGE | 3000 |  | 1 |  |  | 0.1 |  | Outdoor | next to meter
NJADRE1555366090 | Administratively Determined Incentive Program | LITTLE EGG HARBOR TWP | 8087 | 18 | 13.77 | Residential | Behind the Meter | Yes | Net Metered Residential | Trinity Solar |  | AC Electric | Accepted | 2023-12-12 | 2024-01-15 | 2025-01-15 | Inverters | Solar Edge | SE11400H-US | 11400 |  | 1 |  |  | 0.97 |  | Outdoor
NJADRE1555366090 | Administratively Determined Incentive Program | LITTLE EGG HARBOR TWP | 8087 | 18 | 13.77 | Residential | Behind the Meter | Yes | Net Metered Residential | Trinity Solar |  | AC Electric | Accepted | 2023-12-12 | 2024-01-15 | 2025-01-15 | Solar Panels | HANWHA | (Q.PEAK DUO BLK ML-G10+ 405) |  | 0.405 | 8 | 226 | 47 |  | Fixed | Roof
NJADRE1555366090 | Administratively Determined Incentive Program | LITTLE EGG HARBOR TWP | 8087 | 18 | 13.77 | Residential | Behind the Meter | Yes | Net Metered Residential | Trinity Solar |  | AC Electric | Accepted | 2023-12-12 | 2024-01-15 | 2025-01-15 | Solar Panels | HANWHA | (Q.PEAK DUO BLK ML-G10+ 405) |  | 0.405 | 8 | 46 | 34 |  | Fixed | Roof
NJADRE1555366090 | Administratively Determined Incentive Program | LITTLE EGG HARBOR TWP | 8087 | 18 | 13.77 | Residential | Behind the Meter | Yes | Net Metered Residential | Trinity Solar |  | AC Electric | Accepted | 2023-12-12 | 2024-01-15 | 2025-01-15 | Solar Panels | HANWHA | (Q.PEAK DUO BLK ML-G10+ 405) |  | 0.405 | 3 | 226 | 27 |  | Fixed | Roof
NJADRE1555366090 | Administratively Determined Incentive Program | LITTLE EGG HARBOR TWP | 8087 | 18 | 13.77 | Residential | Behind the Meter | Yes | Net Metered Residential | Trinity Solar |  | AC Electric | Accepted | 2023-12-12 | 2024-01-15 | 2025-01-15 | Solar Panels | HANWHA | (Q.PEAK DUO BLK ML-G10+ 405) |  | 0.405 | 5 | 46 | 27 |  | Fixed | Roof
NJADRE1555366090 | Administratively Determined Incentive Program | LITTLE EGG HARBOR TWP | 8087 | 18 | 13.77 | Residential | Behind the Meter | Yes | Net Metered Residential | Trinity Solar |  | AC Electric | Accepted | 2023-12-12 | 2024-01-15 | 2025-01-15 | Solar Panels | HANWHA | (Q.PEAK DUO BLK ML-G10+ 405) |  | 0.405 | 4 | 316 | 30 |  | Fixed | Roof
NJADRE1555366090 | Administratively Determined Incentive Program | LITTLE EGG HARBOR TWP | 8087 | 18 | 13.77 | Residential | Behind the Meter | Yes | Net Metered Residential | Trinity Solar |  | AC Electric | Accepted | 2023-12-12 | 2024-01-15 | 2025-01-15 | Solar Panels | HANWHA | (Q.PEAK DUO BLK ML-G10+ 405) |  | 0.405 | 6 | 136 | 30 |  | Fixed | Roof
NJADRE1555366152 | Administratively Determined Incentive Program | ORANGE | 7050 | 9 | 4.92 | Residential | Behind the Meter | No | Net Metered Residential | Infinity Solar Systems |  | PSE&G | Accepted | 2023-12-12 | 2024-01-15 | 2025-01-15 | Inverters | Enphase | IQ8PLUS-72-2-US | 290 |  | 12 |  |  | 0.97 |  | Outdoor
NJADRE1555366152 | Administratively Determined Incentive Program | ORANGE | 7050 | 9 | 4.92 | Residential | Behind the Meter | No | Net Metered Residential | Infinity Solar Systems |  | PSE&G | Accepted | 2023-12-12 | 2024-01-15 | 2025-01-15 | Solar Panels | SEG Solar | SEG-410-BMD-HV |  | 0.41 | 12 | 211 | 32 |  | Fixed | Roof
NJADRE1555366168 | Administratively Determined Incentive Program | RAHWAY | 7065 | 10 | 4.74 | Residential | Behind the Meter | Yes | Net Metered Residential | Sunrun Installation Services, Inc. |  | PSE&G | Accepted | 2023-12-12 | 2024-01-15 | 2025-01-15 | Inverters | SOLAREDGE TECHNOLOGIES | SE6000H-USSN | 6000 |  | 1 |  |  | 0.99 |  | Outdoor | next to meter
NJADRE1555366168 | Administratively Determined Incentive Program | RAHWAY | 7065 | 10 | 4.74 | Residential | Behind the Meter | Yes | Net Metered Residential | Sunrun Installation Services, Inc. |  | PSE&G | Accepted | 2023-12-12 | 2024-01-15 | 2025-01-15 | Solar Panels | TRINA SOLAR | TSM-395DE09C.07 |  | 0.395 | 2 | 42 | 35 |  | Fixed | Roof
NJADRE1555366168 | Administratively Determined Incentive Program | RAHWAY | 7065 | 10 | 4.74 | Residential | Behind the Meter | Yes | Net Metered Residential | Sunrun Installation Services, Inc. |  | PSE&G | Accepted | 2023-12-12 | 2024-01-15 | 2025-01-15 | Solar Panels | TRINA SOLAR | TSM-395DE09C.07 |  | 0.395 | 3 | 222 | 35 |  | Fixed | Roof
NJADRE1555366168 | Administratively Determined Incentive Program | RAHWAY | 7065 | 10 | 4.74 | Residential | Behind the Meter | Yes | Net Metered Residential | Sunrun Installation Services, Inc. |  | PSE&G | Accepted | 2023-12-12 | 2024-01-15 | 2025-01-15 | Solar Panels | TRINA SOLAR | TSM-395DE09C.07 |  | 0.395 | 7 | 131 | 33 |  | Fixed | Roof
NJADRE1555366207 | Administratively Determined Incentive Program | LITTLE FERRY | 7643 | 7 | 5.67 | Residential | Behind the Meter | Yes | Net Metered Residential | Sunrun Installation Services, Inc. |  | PSE&G | Accepted | 2023-12-12 | 2024-01-15 | 2025-01-15 | Inverters | SolarEdge Technologies | SE6000H-USSN | 6000 |  | 1 |  |  | 0.99 |  | Outdoor
NJADRE1555366207 | Administratively Determined Incentive Program | LITTLE FERRY | 7643 | 7 | 5.67 | Residential | Behind the Meter | Yes | Net Metered Residential | Sunrun Installation Services, Inc. |  | PSE&G | Accepted | 2023-12-12 | 2024-01-15 | 2025-01-15 | Solar Panels | Hanwha Q Cells | Q.PEAK DUO BLK ML-G10+ 405 |  | 0.405 | 3 | 197 | 25 |  | Fixed | Roof
NJADRE1555366207 | Administratively Determined Incentive Program | LITTLE FERRY | 7643 | 7 | 5.67 | Residential | Behind the Meter | Yes | Net Metered Residential | Sunrun Installation Services, Inc. |  | PSE&G | Accepted | 2023-12-12 | 2024-01-15 | 2025-01-15 | Solar Panels | Hanwha Q Cells | Q.PEAK DUO BLK ML-G10+ 405 |  | 0.405 | 4 | 107 | 26 |  | Fixed | Roof
NJADRE1555366207 | Administratively Determined Incentive Program | LITTLE FERRY | 7643 | 7 | 5.67 | Residential | Behind the Meter | Yes | Net Metered Residential | Sunrun Installation Services, Inc. |  | PSE&G | Accepted | 2023-12-12 | 2024-01-15 | 2025-01-15 | Solar Panels | Hanwha Q Cells | Q.PEAK DUO BLK ML-G10+ 405 |  | 0.405 | 7 | 287 | 26 |  | Fixed | Roof
NJADRE1555366207 | Administratively Determined Incentive Program | LITTLE FERRY | 7643 | 7 | 5.67 | Residential | Behind the Meter | Yes | Net Metered Residential | Sunrun Installation Services, Inc. |  | PSE&G | Accepted | 2023-12-12 | 2024-01-15 | 2025-01-15 | Electric Storage Battery | Tesla | Powerwall 2 AC |  |  | 2 |  |  |  | Lithium Ion |  | inside
NJADRE1555366214 | Administratively Determined Incentive Program | WESTAMPTON | 8060 | 13 | 9.86 | Residential | Behind the Meter | No | Net Metered Residential | Tesla Energy Operations Inc |  | PSE&G | Accepted | 2023-12-12 | 2024-01-22 | 2025-01-22 | Inverters | SolarEdge Technologies | SE3800H-US | 3800 |  | 1 |  |  | 0.99 |  | Indoor
NJADRE1555366214 | Administratively Determined Incentive Program | WESTAMPTON | 8060 | 13 | 9.86 | Residential | Behind the Meter | No | Net Metered Residential | Tesla Energy Operations Inc |  | PSE&G | Accepted | 2023-12-12 | 2024-01-22 | 2025-01-22 | Inverters | SolarEdge Technologies | SE7600H-US | 7600 |  | 1 |  |  | 0.99 |  | Indoor
NJADRE1555366214 | Administratively Determined Incentive Program | WESTAMPTON | 8060 | 13 | 9.86 | Residential | Behind the Meter | No | Net Metered Residential | Tesla Energy Operations Inc |  | PSE&G | Accepted | 2023-12-12 | 2024-01-22 | 2025-01-22 | Solar Panels | Hanwha Q-CELLS | Q.Peak DUO BLK-G6+ 340 |  | 0.34 | 23 | 101 | 34 |  | Fixed | Roof
NJADRE1555366214 | Administratively Determined Incentive Program | WESTAMPTON | 8060 | 13 | 9.86 | Residential | Behind the Meter | No | Net Metered Residential | Tesla Energy Operations Inc |  | PSE&G | Accepted | 2023-12-12 | 2024-01-22 | 2025-01-22 | Solar Panels | Hanwha Q-CELLS | Q.Peak DUO BLK-G6+ 340 |  | 0.34 | 6 | 101 | 34 |  | Fixed | Roof
NJADRE1555366214 | Administratively Determined Incentive Program | WESTAMPTON | 8060 | 13 | 9.86 | Residential | Behind the Meter | No | Net Metered Residential | Tesla Energy Operations Inc |  | PSE&G | Accepted | 2023-12-12 | 2024-01-22 | 2025-01-22 | Electric Storage Battery | Tesla | AC Powerwall 2.0 |  |  | 3 |  |  |  | Lithium Ion |  | Inside
NJADRE1555366234 | Administratively Determined Incentive Program | BOUND BROOK | 8805 | 5 | 5.67 | Residential | Behind the Meter | Yes | Net Metered Residential | SunnyMac LLC |  | PSE&G | Accepted | 2023-12-12 | 2024-01-22 | 2025-01-22 | Solar Panels | Q.PEAK DUO BLK ML-G10+ 405 | HANWHA |  | 0.405 | 3 | 94 | 44 |  | Fixed | Roof
NJADRE1555366234 | Administratively Determined Incentive Program | BOUND BROOK | 8805 | 5 | 5.67 | Residential | Behind the Meter | Yes | Net Metered Residential | SunnyMac LLC |  | PSE&G | Accepted | 2023-12-12 | 2024-01-22 | 2025-01-22 | Solar Panels | Q.PEAK DUO BLK ML-G10+ 405 | HANWHA |  | 0.405 | 7 | 274 | 44 |  | Fixed | Roof
NJADRE1555366234 | Administratively Determined Incentive Program | BOUND BROOK | 8805 | 5 | 5.67 | Residential | Behind the Meter | Yes | Net Metered Residential | SunnyMac LLC |  | PSE&G | Accepted | 2023-12-12 | 2024-01-22 | 2025-01-22 | Solar Panels | Q.PEAK DUO BLK ML-G10+ 405 | HANWHA |  | 0.405 | 2 | 274 | 12 |  | Fixed | Roof
NJADRE1555366234 | Administratively Determined Incentive Program | BOUND BROOK | 8805 | 5 | 5.67 | Residential | Behind the Meter | Yes | Net Metered Residential | SunnyMac LLC |  | PSE&G | Accepted | 2023-12-12 | 2024-01-22 | 2025-01-22 | Solar Panels | Q.PEAK DUO BLK ML-G10+ 405 | HANWHA |  | 0.405 | 2 | 358 | 14 |  | Fixed | Roof
NJADRE1555366234 | Administratively Determined Incentive Program | BOUND BROOK | 8805 | 5 | 5.67 | Residential | Behind the Meter | Yes | Net Metered Residential | SunnyMac LLC |  | PSE&G | Accepted | 2023-12-12 | 2024-01-22 | 2025-01-22 | Inverters | SE3800H-US | Solaredge | 3800 |  | 1 |  |  | 0.1 |  | Outdoor | next to meter
NJADRE1555366551 | Administratively Determined Incentive Program | OAKLYN | 8107 | 14 | 13.6 | Residential | Behind the Meter | No | Net Metered Residential | Source the Sun Solar, Inc. |  | PSE&G | Accepted | 2023-12-14 | 2024-01-22 | 2025-01-22 | Inverters | Enphase | IQ8+-72-2-US | 13 |  | 34 |  |  | 0.976 |  | Outside
NJADRE1555366551 | Administratively Determined Incentive Program | OAKLYN | 8107 | 14 | 13.6 | Residential | Behind the Meter | No | Net Metered Residential | Source the Sun Solar, Inc. |  | PSE&G | Accepted | 2023-12-14 | 2024-01-22 | 2025-01-22 | Solar Panels | HANWHA Q-CELLS | Q-PEAK DUO BLK ML G10+ 400 |  | 0.4 | 8 | 24.26 | 19 |  | Fixed | Roof
NJADRE1555366551 | Administratively Determined Incentive Program | OAKLYN | 8107 | 14 | 13.6 | Residential | Behind the Meter | No | Net Metered Residential | Source the Sun Solar, Inc. |  | PSE&G | Accepted | 2023-12-14 | 2024-01-22 | 2025-01-22 | Solar Panels | HANWHA Q-CELLS | Q-PEAK DUO BLK ML G10+ 400 |  | 0.4 | 5 | 24.26 | 19 |  | Fixed | Roof
NJADRE1555366551 | Administratively Determined Incentive Program | OAKLYN | 8107 | 14 | 13.6 | Residential | Behind the Meter | No | Net Metered Residential | Source the Sun Solar, Inc. |  | PSE&G | Accepted | 2023-12-14 | 2024-01-22 | 2025-01-22 | Solar Panels | HANWHA Q-CELLS | Q-PEAK DUO BLK ML G10+ 400 |  | 0.4 | 10 | 204.26 | 20 |  | Fixed | Roof
NJADRE1555366551 | Administratively Determined Incentive Program | OAKLYN | 8107 | 14 | 13.6 | Residential | Behind the Meter | No | Net Metered Residential | Source the Sun Solar, Inc. |  | PSE&G | Accepted | 2023-12-14 | 2024-01-22 | 2025-01-22 | Solar Panels | HANWHA Q-CELLS | Q-PEAK DUO BLK ML G10+ 400 |  | 0.4 | 11 | 204.26 | 20 |  | Fixed | Roof
NJADRE1555367315 | Administratively Determined Incentive Program | GILLETTE | 7933 | 3 | 10.66 | Residential | Behind the Meter | No | Net Metered Residential | Imperium |  | JCP&L | Accepted | 2023-12-12 | 2024-01-15 | 2025-01-15 | Inverters | Solaredge | SE10000H-US USSNBBL14 | 10000 |  | 1 |  |  | 0.99 |  | Outdoor
NJADRE1555367315 | Administratively Determined Incentive Program | GILLETTE | 7933 | 3 | 10.66 | Residential | Behind the Meter | No | Net Metered Residential | Imperium |  | JCP&L | Accepted | 2023-12-12 | 2024-01-15 | 2025-01-15 | Meters | SolarEdge | RGM |  |  | 1 |  |  |  | No | Outdoor
NJADRE1555367315 | Administratively Determined Incentive Program | GILLETTE | 7933 | 3 | 10.66 | Residential | Behind the Meter | No | Net Metered Residential | Imperium |  | JCP&L | Accepted | 2023-12-12 | 2024-01-15 | 2025-01-15 | Solar Panels | Silfab | Sil-410BG |  | 0.41 | 9 | Landscape | 23 |  | Fixed | Roof
NJADRE1555367315 | Administratively Determined Incentive Program | GILLETTE | 7933 | 3 | 10.66 | Residential | Behind the Meter | No | Net Metered Residential | Imperium |  | JCP&L | Accepted | 2023-12-12 | 2024-01-15 | 2025-01-15 | Solar Panels | Silfab | Sil-410BG |  | 0.41 | 7 | Landscape | 23 |  | Fixed | Roof
NJADRE1555367315 | Administratively Determined Incentive Program | GILLETTE | 7933 | 3 | 10.66 | Residential | Behind the Meter | No | Net Metered Residential | Imperium |  | JCP&L | Accepted | 2023-12-12 | 2024-01-15 | 2025-01-15 | Solar Panels | Silfab | Sil-410BG |  | 0.41 | 6 | Landscape | 23 |  | Fixed | Roof
NJADRE1555367315 | Administratively Determined Incentive Program | GILLETTE | 7933 | 3 | 10.66 | Residential | Behind the Meter | No | Net Metered Residential | Imperium |  | JCP&L | Accepted | 2023-12-12 | 2024-01-15 | 2025-01-15 | Solar Panels | Silfab | Sil-410BG |  | 0.41 | 2 | Landscape and Portrait | 37 |  | Fixed | Roof
NJADRE1555367315 | Administratively Determined Incentive Program | GILLETTE | 7933 | 3 | 10.66 | Residential | Behind the Meter | No | Net Metered Residential | Imperium |  | JCP&L | Accepted | 2023-12-12 | 2024-01-15 | 2025-01-15 | Solar Panels | Silfab | Sil-410BG |  | 0.41 | 2 | Landscape | 23 |  | Fixed | Roof
NJADRE1555367493 | Administratively Determined Incentive Program | LINCROFT | 7738 | 17 | 16.8 | Residential | Behind the Meter | No | Net Metered Residential | Sunpower Corporation |  | JCP&L | Accepted | 2023-12-12 | 2024-01-15 | 2025-01-15 | Solar Panels | WAAREE ENERGIES LIMITED | WSMDI-400 |  | 0.4 | 5 | 159 | 45 |  | Fixed | Roof
NJADRE1555367493 | Administratively Determined Incentive Program | LINCROFT | 7738 | 17 | 16.8 | Residential | Behind the Meter | No | Net Metered Residential | Sunpower Corporation |  | JCP&L | Accepted | 2023-12-12 | 2024-01-15 | 2025-01-15 | Solar Panels | WAAREE ENERGIES LIMITED | WSMDI-400 |  | 0.4 | 4 | 69 | 34 |  | Fixed | Roof
NJADRE1555367493 | Administratively Determined Incentive Program | LINCROFT | 7738 | 17 | 16.8 | Residential | Behind the Meter | No | Net Metered Residential | Sunpower Corporation |  | JCP&L | Accepted | 2023-12-12 | 2024-01-15 | 2025-01-15 | Solar Panels | WAAREE ENERGIES LIMITED | WSMDI-400 |  | 0.4 | 4 | 159 | 45 |  | Fixed | Roof
NJADRE1555367493 | Administratively Determined Incentive Program | LINCROFT | 7738 | 17 | 16.8 | Residential | Behind the Meter | No | Net Metered Residential | Sunpower Corporation |  | JCP&L | Accepted | 2023-12-12 | 2024-01-15 | 2025-01-15 | Solar Panels | WAAREE ENERGIES LIMITED | WSMDI-400 |  | 0.4 | 6 | 69 | 34 |  | Fixed | Roof
NJADRE1555367493 | Administratively Determined Incentive Program | LINCROFT | 7738 | 17 | 16.8 | Residential | Behind the Meter | No | Net Metered Residential | Sunpower Corporation |  | JCP&L | Accepted | 2023-12-12 | 2024-01-15 | 2025-01-15 | Solar Panels | WAAREE ENERGIES LIMITED | WSMDI-400 |  | 0.4 | 7 | 159 | 45 |  | Fixed | Roof
NJADRE1555367493 | Administratively Determined Incentive Program | LINCROFT | 7738 | 17 | 16.8 | Residential | Behind the Meter | No | Net Metered Residential | Sunpower Corporation |  | JCP&L | Accepted | 2023-12-12 | 2024-01-15 | 2025-01-15 | Solar Panels | WAAREE ENERGIES LIMITED | WSMDI-400 |  | 0.4 | 12 | 249 | 34 |  | Fixed | Roof
NJADRE1555367493 | Administratively Determined Incentive Program | LINCROFT | 7738 | 17 | 16.8 | Residential | Behind the Meter | No | Net Metered Residential | Sunpower Corporation |  | JCP&L | Accepted | 2023-12-12 | 2024-01-15 | 2025-01-15 | Solar Panels | WAAREE ENERGIES LIMITED | WSMDI-400 |  | 0.4 | 4 | 159 | 34 |  | Fixed | Roof
NJADRE1555367493 | Administratively Determined Incentive Program | LINCROFT | 7738 | 17 | 16.8 | Residential | Behind the Meter | No | Net Metered Residential | Sunpower Corporation |  | JCP&L | Accepted | 2023-12-12 | 2024-01-15 | 2025-01-15 | Inverters | Enphase | IQ7HS-66-M-US | 384 |  | 42 |  |  | 0.97 |  | Other | Under Each Panel
NJADRE1555369343 | Administratively Determined Incentive Program | RIDGEWOOD | 7450 | 7 | 3.4 | Residential | Behind the Meter | No | Net Metered Residential | Sunpower Corporation |  | PSE&G | Accepted | 2023-12-12 | 2024-01-15 | 2025-01-15 | Solar Panels | Sunpower | SPR-M-425-H-AC |  | 0.425 | 2 | 286 | 20 |  | Fixed | Roof
NJADRE1555369343 | Administratively Determined Incentive Program | RIDGEWOOD | 7450 | 7 | 3.4 | Residential | Behind the Meter | No | Net Metered Residential | Sunpower Corporation |  | PSE&G | Accepted | 2023-12-12 | 2024-01-15 | 2025-01-15 | Solar Panels | Sunpower | SPR-M-425-H-AC |  | 0.425 | 2 | 286 | 39 |  | Fixed | Roof
NJADRE1555369343 | Administratively Determined Incentive Program | RIDGEWOOD | 7450 | 7 | 3.4 | Residential | Behind the Meter | No | Net Metered Residential | Sunpower Corporation |  | PSE&G | Accepted | 2023-12-12 | 2024-01-15 | 2025-01-15 | Solar Panels | Sunpower | SPR-M-425-H-AC |  | 0.425 | 4 | 286 | 13 |  | Fixed | Roof
NJADRE1555369343 | Administratively Determined Incentive Program | RIDGEWOOD | 7450 | 7 | 3.4 | Residential | Behind the Meter | No | Net Metered Residential | Sunpower Corporation |  | PSE&G | Accepted | 2023-12-12 | 2024-01-15 | 2025-01-15 | Inverters | Enphase | IQ7HS-66-ACM-US | 384 |  | 8 |  |  | 0.97 |  | Other | under each panel
NJADRE1555370043 | Administratively Determined Incentive Program | MARLBORO | 7746 | 17 | 4.86 | Residential | Behind the Meter | No | Net Metered Residential | Tesla Energy Operations Inc |  | JCP&L | Accepted | 2023-12-12 | 2024-01-22 | 2025-01-22 | Solar Panels | Hanwha | Q.PEAK DUO BLK ML-G10+/TS 405 |  | 0.405 | 2 | 254 | 27 |  | Fixed | Roof
NJADRE1555370043 | Administratively Determined Incentive Program | MARLBORO | 7746 | 17 | 4.86 | Residential | Behind the Meter | No | Net Metered Residential | Tesla Energy Operations Inc |  | JCP&L | Accepted | 2023-12-12 | 2024-01-22 | 2025-01-22 | Solar Panels | Hanwha | Q.PEAK DUO BLK ML-G10+/TS 405 |  | 0.405 | 6 | 255 | 27 |  | Fixed | Roof
NJADRE1555370043 | Administratively Determined Incentive Program | MARLBORO | 7746 | 17 | 4.86 | Residential | Behind the Meter | No | Net Metered Residential | Tesla Energy Operations Inc |  | JCP&L | Accepted | 2023-12-12 | 2024-01-22 | 2025-01-22 | Solar Panels | Hanwha | Q.PEAK DUO BLK ML-G10+/TS 405 |  | 0.405 | 4 | 166 | 25 |  | Fixed | Roof
NJADRE1555370043 | Administratively Determined Incentive Program | MARLBORO | 7746 | 17 | 4.86 | Residential | Behind the Meter | No | Net Metered Residential | Tesla Energy Operations Inc |  | JCP&L | Accepted | 2023-12-12 | 2024-01-22 | 2025-01-22 | Inverters | Tesla | 1538000-45-A | 5000 |  | 1 |  |  | 0.986 |  | Outdoor
NJADRE1555370373 | Administratively Determined Incentive Program | NORTH BERGEN | 7047 | 8 | 6.4 | Residential | Behind the Meter | No | Net Metered Residential | Source the Sun Solar, Inc. |  | PSE&G | Accepted | 2023-12-14 | 2024-01-25 | 2025-01-25 | Inverters | Enphase | IQ8H-240-72-2-US | 6144 |  | 16 |  |  | 0.976 |  | Outside
NJADRE1555370373 | Administratively Determined Incentive Program | NORTH BERGEN | 7047 | 8 | 6.4 | Residential | Behind the Meter | No | Net Metered Residential | Source the Sun Solar, Inc. |  | PSE&G | Accepted | 2023-12-14 | 2024-01-25 | 2025-01-25 | Solar Panels | HANWHA Q-CELLS | Q-PEAK DUO BLK ML G10+ 400 |  | 0.4 | 14 | 120 | 17 |  | Fixed | Roof
NJADRE1555370373 | Administratively Determined Incentive Program | NORTH BERGEN | 7047 | 8 | 6.4 | Residential | Behind the Meter | No | Net Metered Residential | Source the Sun Solar, Inc. |  | PSE&G | Accepted | 2023-12-14 | 2024-01-25 | 2025-01-25 | Solar Panels | HANWHA Q-CELLS | Q-PEAK DUO BLK ML G10+ 400 |  | 0.4 | 2 | 300 | 17 |  | Fixed | Roof
NJADRE1555370459 | Administratively Determined Incentive Program | EWING | 8638 | 12 | 5.33 | Residential | Behind the Meter | No | Net Metered Residential | Infinity Solar Systems |  | PSE&G | Accepted | 2023-12-12 | 2024-01-15 | 2025-01-15 | Inverters | Enphase | IQ8PLUS-72-2-US | 290 |  | 13 |  |  | 0.97 |  | Outdoor
NJADRE1555370459 | Administratively Determined Incentive Program | EWING | 8638 | 12 | 5.33 | Residential | Behind the Meter | No | Net Metered Residential | Infinity Solar Systems |  | PSE&G | Accepted | 2023-12-12 | 2024-01-15 | 2025-01-15 | Solar Panels | SEG Solar | SEG-410-BMD-HV |  | 0.41 | 13 | 34 | 33 |  | Fixed | Roof
NJADRE1555371219 | Administratively Determined Incentive Program | NEPTUNE | 7753 | 17 | 10.13 | Residential | Behind the Meter | Yes | Net Metered Residential | EMT Renewables |  | JCP&L | Accepted | 2023-12-12 | 2024-01-15 | 2025-01-15 | Inverters | ENPHASE | IQ8+ | 290 |  | 25 |  |  | 0.98 |  | Other | UNDER EACH PANEL
NJADRE1555371219 | Administratively Determined Incentive Program | NEPTUNE | 7753 | 17 | 10.13 | Residential | Behind the Meter | Yes | Net Metered Residential | EMT Renewables |  | JCP&L | Accepted | 2023-12-12 | 2024-01-15 | 2025-01-15 | Solar Panels | Q CELLS | Q PEAK DUO BLK |  | 0.405 | 9 | 206 | 4 |  | Fixed | Roof
NJADRE1555371219 | Administratively Determined Incentive Program | NEPTUNE | 7753 | 17 | 10.13 | Residential | Behind the Meter | Yes | Net Metered Residential | EMT Renewables |  | JCP&L | Accepted | 2023-12-12 | 2024-01-15 | 2025-01-15 | Solar Panels | Q CELLS | Q PEAK DUO BLK |  | 0.405 | 12 | 26 | 35 |  | Fixed | Roof
NJADRE1555371219 | Administratively Determined Incentive Program | NEPTUNE | 7753 | 17 | 10.13 | Residential | Behind the Meter | Yes | Net Metered Residential | EMT Renewables |  | JCP&L | Accepted | 2023-12-12 | 2024-01-15 | 2025-01-15 | Solar Panels | Q CELLS | Q PEAK DUO BLK |  | 0.405 | 2 | 116 | 27 |  | Fixed | Roof
NJADRE1555371219 | Administratively Determined Incentive Program | NEPTUNE | 7753 | 17 | 10.13 | Residential | Behind the Meter | Yes | Net Metered Residential | EMT Renewables |  | JCP&L | Accepted | 2023-12-12 | 2024-01-15 | 2025-01-15 | Solar Panels | Q CELLS | Q PEAK DUO BLK |  | 0.405 | 2 | 26 | 25 |  | Fixed | Roof
NJADRE1555371928 | Administratively Determined Incentive Program | LAKEWOOD | 8701 | 18 | 15.41 | Residential | Behind the Meter | Yes | Net Metered Residential | Powerlutions |  | JCP&L | Accepted | 2023-12-12 | 2024-01-15 | 2025-01-15 | Solar Panels | Trina | TSM-DE09C.07 |  | 0.395 | 37 | 97 | 39 |  | Fixed | Roof
NJADRE1555371928 | Administratively Determined Incentive Program | LAKEWOOD | 8701 | 18 | 15.41 | Residential | Behind the Meter | Yes | Net Metered Residential | Powerlutions |  | JCP&L | Accepted | 2023-12-12 | 2024-01-15 | 2025-01-15 | Solar Panels | Trina | TSM-DE09C.07 |  | 0.395 | 2 | 187 | 38 |  | Fixed | Roof
NJADRE1555371928 | Administratively Determined Incentive Program | LAKEWOOD | 8701 | 18 | 15.41 | Residential | Behind the Meter | Yes | Net Metered Residential | Powerlutions |  | JCP&L | Accepted | 2023-12-12 | 2024-01-15 | 2025-01-15 | Inverters | ENPHASE | IQ7PLUS-72-2-US | 290 |  | 39 |  |  | 0.98 |  | Outdoor
NJADRE1555372333 | Administratively Determined Incentive Program | TEANECK | 7666 | 7 | 4.05 | Residential | Behind the Meter | Yes | Net Metered Residential | Trinity Solar |  | PSE&G | Accepted | 2023-12-12 | 2024-01-15 | 2025-01-15 | Inverters | Solar Edge | SE3000H-US | 3000 |  | 1 |  |  | 0.97 |  | Outdoor
NJADRE1555372333 | Administratively Determined Incentive Program | TEANECK | 7666 | 7 | 4.05 | Residential | Behind the Meter | Yes | Net Metered Residential | Trinity Solar |  | PSE&G | Accepted | 2023-12-12 | 2024-01-15 | 2025-01-15 | Solar Panels | HANWHA | (Q.PEAK DUO BLK ML-G10+ 405) |  | 0.405 | 10 | 114 | 34 |  | Fixed | Roof
NJADRE1555372350 | Administratively Determined Incentive Program | HOPATCONG | 7843 | 1 | 5.67 | Residential | Behind the Meter | Yes | Net Metered Residential | Trinity Solar |  | JCP&L | Accepted | 2023-12-12 | 2024-01-15 | 2025-01-15 | Solar Panels | Hanwha | (Q.PEAK DUO BLK ML-G10+ 405) |  | 0.405 | 5 | 170 | 30 |  | Fixed | Roof
NJADRE1555372350 | Administratively Determined Incentive Program | HOPATCONG | 7843 | 1 | 5.67 | Residential | Behind the Meter | Yes | Net Metered Residential | Trinity Solar |  | JCP&L | Accepted | 2023-12-12 | 2024-01-15 | 2025-01-15 | Solar Panels | Hanwha | (Q.PEAK DUO BLK ML-G10+ 405) |  | 0.405 | 3 | 350 | 30 |  | Fixed | Roof
NJADRE1555372350 | Administratively Determined Incentive Program | HOPATCONG | 7843 | 1 | 5.67 | Residential | Behind the Meter | Yes | Net Metered Residential | Trinity Solar |  | JCP&L | Accepted | 2023-12-12 | 2024-01-15 | 2025-01-15 | Solar Panels | Hanwha | (Q.PEAK DUO BLK ML-G10+ 405) |  | 0.405 | 3 | 80 | 30 |  | Fixed | Roof
NJADRE1555372350 | Administratively Determined Incentive Program | HOPATCONG | 7843 | 1 | 5.67 | Residential | Behind the Meter | Yes | Net Metered Residential | Trinity Solar |  | JCP&L | Accepted | 2023-12-12 | 2024-01-15 | 2025-01-15 | Solar Panels | Hanwha | (Q.PEAK DUO BLK ML-G10+ 405) |  | 0.405 | 3 | 260 | 30 |  | Fixed | Roof
NJADRE1555372350 | Administratively Determined Incentive Program | HOPATCONG | 7843 | 1 | 5.67 | Residential | Behind the Meter | Yes | Net Metered Residential | Trinity Solar |  | JCP&L | Accepted | 2023-12-12 | 2024-01-15 | 2025-01-15 | Inverters | Solar Edge | SE5000H-US | 5000 |  | 1 |  |  | 0.97 |  | Outside
NJADRE1555372504 | Administratively Determined Incentive Program | PISCATAWAY | 8854 | 11 | 4.86 | Residential | Behind the Meter | No | Net Metered Residential | Sunrun Installation Services, Inc. |  | PSE&G | Accepted | 2023-12-12 | 2024-01-15 | 2025-01-15 | Inverters | SOLAREDGE TECHNOLOGIES | SE3800H-USMN | 3800 |  | 1 |  |  | 0.99 |  | Outdoor | next to meter
NJADRE1555372504 | Administratively Determined Incentive Program | PISCATAWAY | 8854 | 11 | 4.86 | Residential | Behind the Meter | No | Net Metered Residential | Sunrun Installation Services, Inc. |  | PSE&G | Accepted | 2023-12-12 | 2024-01-15 | 2025-01-15 | Solar Panels | Hanwha Q Cells | Q.PEAK DUO BLK ML-G10+ 405 |  | 0.405 | 5 | 152 | 36 |  | Fixed | Roof
NJADRE1555372504 | Administratively Determined Incentive Program | PISCATAWAY | 8854 | 11 | 4.86 | Residential | Behind the Meter | No | Net Metered Residential | Sunrun Installation Services, Inc. |  | PSE&G | Accepted | 2023-12-12 | 2024-01-15 | 2025-01-15 | Solar Panels | Hanwha Q Cells | Q.PEAK DUO BLK ML-G10+ 405 |  | 0.405 | 7 | 61 | 30 |  | Fixed | Roof
NJADRE1555372852 | Administratively Determined Incentive Program | EAST ORANGE CITY | 7018 | 9 | 4.29 | Residential | Behind the Meter | Yes | Net Metered Residential | Sunrun Installation Services, Inc. |  | PSE&G | Accepted | 2023-12-12 | 2024-01-16 | 2025-01-16 | Inverters | SOLAREDGE TECHNOLOGIES | SE3800H-USMN | 3800 |  | 1 |  |  | 0.99 |  | Outdoor | Next To Meter
NJADRE1555372852 | Administratively Determined Incentive Program | EAST ORANGE CITY | 7018 | 9 | 4.29 | Residential | Behind the Meter | Yes | Net Metered Residential | Sunrun Installation Services, Inc. |  | PSE&G | Accepted | 2023-12-12 | 2024-01-16 | 2025-01-16 | Solar Panels | TRINA SOLAR | TSM-390DE09C.07 |  | 0.39 | 7 | 29 | 34 |  | Fixed | Roof
NJADRE1555372852 | Administratively Determined Incentive Program | EAST ORANGE CITY | 7018 | 9 | 4.29 | Residential | Behind the Meter | Yes | Net Metered Residential | Sunrun Installation Services, Inc. |  | PSE&G | Accepted | 2023-12-12 | 2024-01-16 | 2025-01-16 | Solar Panels | TRINA SOLAR | TSM-390DE09C.07 |  | 0.39 | 4 | 29 | 9 |  | Fixed | Roof
NJADRE1555372935 | Administratively Determined Incentive Program | EWING TWP | 8638 | 12 | 5.27 | Residential | Behind the Meter | Yes | Net Metered Residential | EMT Renewables LLC |  | PSE&G | Accepted | 2023-12-12 | 2024-01-16 | 2025-01-16 | Inverters | ENPHASE | IQ8+ | 290 |  | 13 |  |  | 0.98 |  | Other | UNDER EACH PANEL
NJADRE1555372935 | Administratively Determined Incentive Program | EWING TWP | 8638 | 12 | 5.27 | Residential | Behind the Meter | Yes | Net Metered Residential | EMT Renewables LLC |  | PSE&G | Accepted | 2023-12-12 | 2024-01-16 | 2025-01-16 | Solar Panels | Q CELLS | Q PEAK DUO BLK |  | 0.405 | 13 | 216 | 25 |  | Fixed | Roof
NJADRE1555373068 | Administratively Determined Incentive Program | WARREN TOWNSHIP | 7059 | 5 | 16.61 | Residential | Behind the Meter | No | Net Metered Residential | Tesla Energy Operations Inc |  | PSE&G | Accepted | 2023-12-12 | 2024-01-18 | 2025-01-18 | Solar Panels | Hanwha | Q.PEAK DUO BLK ML-G10+/TS 405 |  | 0.405 | 2 | 353 | 31 |  | Fixed | Roof
NJADRE1555373068 | Administratively Determined Incentive Program | WARREN TOWNSHIP | 7059 | 5 | 16.61 | Residential | Behind the Meter | No | Net Metered Residential | Tesla Energy Operations Inc |  | PSE&G | Accepted | 2023-12-12 | 2024-01-18 | 2025-01-18 | Solar Panels | Hanwha | Q.PEAK DUO BLK ML-G10+/TS 405 |  | 0.405 | 2 | 173 | 31 |  | Fixed | Roof
NJADRE1555373068 | Administratively Determined Incentive Program | WARREN TOWNSHIP | 7059 | 5 | 16.61 | Residential | Behind the Meter | No | Net Metered Residential | Tesla Energy Operations Inc |  | PSE&G | Accepted | 2023-12-12 | 2024-01-18 | 2025-01-18 | Solar Panels | Hanwha | Q.PEAK DUO BLK ML-G10+/TS 405 |  | 0.405 | 4 | 263 | 23 |  | Fixed | Roof
NJADRE1555373068 | Administratively Determined Incentive Program | WARREN TOWNSHIP | 7059 | 5 | 16.61 | Residential | Behind the Meter | No | Net Metered Residential | Tesla Energy Operations Inc |  | PSE&G | Accepted | 2023-12-12 | 2024-01-18 | 2025-01-18 | Solar Panels | Hanwha | Q.PEAK DUO BLK ML-G10+/TS 405 |  | 0.405 | 4 | 83 | 23 |  | Fixed | Roof
NJADRE1555373068 | Administratively Determined Incentive Program | WARREN TOWNSHIP | 7059 | 5 | 16.61 | Residential | Behind the Meter | No | Net Metered Residential | Tesla Energy Operations Inc |  | PSE&G | Accepted | 2023-12-12 | 2024-01-18 | 2025-01-18 | Solar Panels | Hanwha | Q.PEAK DUO BLK ML-G10+/TS 405 |  | 0.405 | 9 | 83 | 23 |  | Fixed | Roof
NJADRE1555373068 | Administratively Determined Incentive Program | WARREN TOWNSHIP | 7059 | 5 | 16.61 | Residential | Behind the Meter | No | Net Metered Residential | Tesla Energy Operations Inc |  | PSE&G | Accepted | 2023-12-12 | 2024-01-18 | 2025-01-18 | Solar Panels | Hanwha | Q.PEAK DUO BLK ML-G10+/TS 405 |  | 0.405 | 12 | 83 | 23 |  | Fixed | Roof
NJADRE1555373068 | Administratively Determined Incentive Program | WARREN TOWNSHIP | 7059 | 5 | 16.61 | Residential | Behind the Meter | No | Net Metered Residential | Tesla Energy Operations Inc |  | PSE&G | Accepted | 2023-12-12 | 2024-01-18 | 2025-01-18 | Solar Panels | Hanwha | Q.PEAK DUO BLK ML-G10+/TS 405 |  | 0.405 | 8 | 263 | 23 |  | Fixed | Roof
NJADRE1555373068 | Administratively Determined Incentive Program | WARREN TOWNSHIP | 7059 | 5 | 16.61 | Residential | Behind the Meter | No | Net Metered Residential | Tesla Energy Operations Inc |  | PSE&G | Accepted | 2023-12-12 | 2024-01-18 | 2025-01-18 | Inverters | Tesla | 1850000-00-C | 7600 |  | 2 |  |  | 0.98 |  | Outside
NJADRE1555373068 | Administratively Determined Incentive Program | WARREN TOWNSHIP | 7059 | 5 | 16.61 | Residential | Behind the Meter | No | Net Metered Residential | Tesla Energy Operations Inc |  | PSE&G | Accepted | 2023-12-12 | 2024-01-18 | 2025-01-18 | Electric Storage Battery | Tesla | AC Powerwall 2.0 |  |  | 3 |  |  |  | Lithium Ion |  | Outside
NJADRE1555373383 | Administratively Determined Incentive Program | HIGHTSTOWN | 8520 | 12 | 11.34 | Residential | Behind the Meter | No | Net Metered Residential | Tesla Energy Operations Inc |  | JCP&L | Accepted | 2023-12-12 | 2024-01-22 | 2025-01-22 | Solar Panels | Hanwha | Q.PEAK DUO BLK ML-G10+/TS 405 |  | 0.405 | 28 | 128 | 33 |  | Fixed | Roof
NJADRE1555373383 | Administratively Determined Incentive Program | HIGHTSTOWN | 8520 | 12 | 11.34 | Residential | Behind the Meter | No | Net Metered Residential | Tesla Energy Operations Inc |  | JCP&L | Accepted | 2023-12-12 | 2024-01-22 | 2025-01-22 | Inverters | Tesla | 1538000-45-A | 7600 |  | 1 |  |  | 0.986 |  | Outdoor
NJADRE1555373383 | Administratively Determined Incentive Program | HIGHTSTOWN | 8520 | 12 | 11.34 | Residential | Behind the Meter | No | Net Metered Residential | Tesla Energy Operations Inc |  | JCP&L | Accepted | 2023-12-12 | 2024-01-22 | 2025-01-22 | Inverters | Tesla | 1538000-45-A | 3800 |  | 1 |  |  | 0.986 |  | Outdoor
NJADRE1555373625 | Administratively Determined Incentive Program | PENNSVILLE | 8070 | 16 | 5.27 | Residential | Behind the Meter | Yes | Net Metered Residential | Sunrun Installation Services, Inc. |  | AC Electric | Accepted | 2023-12-12 | 2024-01-15 | 2025-01-15 | Solar Panels | HANWHA Q-CELLS | Q.PEAK DUO BLK ML-G10+ 405 |  | 0.405 | 13 | 218 | 10 |  | Fixed | Roof
NJADRE1555373625 | Administratively Determined Incentive Program | PENNSVILLE | 8070 | 16 | 5.27 | Residential | Behind the Meter | Yes | Net Metered Residential | Sunrun Installation Services, Inc. |  | AC Electric | Accepted | 2023-12-12 | 2024-01-15 | 2025-01-15 | Inverters | SOLAREDGE TECHNOLOGIES | SE3800H-USMN | 3800 |  | 1 |  |  | 0.99 |  | Outdoor
NJADRE1555373746 | Administratively Determined Incentive Program | BRICK | 8723 | 18 | 3.6 | Residential | Behind the Meter | Yes | Net Metered Residential | Source the Sun Solar, Inc. |  | JCP&L | Accepted | 2023-12-14 | 2024-01-25 | 2025-01-25 | Solar Panels | Hanwha | Q.Peak Duo Blk ML-G10+ 400 |  | 0.4 | 9 | 195 | 30 |  | Fixed | Roof | Rooftop
NJADRE1555373746 | Administratively Determined Incentive Program | BRICK | 8723 | 18 | 3.6 | Residential | Behind the Meter | Yes | Net Metered Residential | Source the Sun Solar, Inc. |  | JCP&L | Accepted | 2023-12-14 | 2024-01-25 | 2025-01-25 | Inverters | Enphase Energy | IQ8H-240-72-2-US | 380 |  | 9 |  |  | 0.976 |  | Outdoor | Rooftop
NJADRE1555374012 | Administratively Determined Incentive Program | Paterson | 7513 | 6 | 8.91 | Residential | Behind the Meter | Yes | Net Metered Residential | Trinity Solar |  | PSE&G | Accepted | 2023-12-12 | 2024-01-22 | 2025-01-22 | Inverters | Solar Edge | SE7600H-US | 7600 |  | 1 |  |  | 0.97 |  | Outdoor
NJADRE1555374012 | Administratively Determined Incentive Program | Paterson | 7513 | 6 | 8.91 | Residential | Behind the Meter | Yes | Net Metered Residential | Trinity Solar |  | PSE&G | Accepted | 2023-12-12 | 2024-01-22 | 2025-01-22 | Solar Panels | HANWHA | HANWHA 405 (Q.PEAK DUO BLK ML-G10+ 405) |  | 0.405 | 5 | 99 | 34 |  | Fixed | Roof
NJADRE1555374012 | Administratively Determined Incentive Program | Paterson | 7513 | 6 | 8.91 | Residential | Behind the Meter | Yes | Net Metered Residential | Trinity Solar |  | PSE&G | Accepted | 2023-12-12 | 2024-01-22 | 2025-01-22 | Solar Panels | HANWHA | HANWHA 405 (Q.PEAK DUO BLK ML-G10+ 405) |  | 0.405 | 3 | 9 | 34 |  | Fixed | Roof
NJADRE1555374012 | Administratively Determined Incentive Program | Paterson | 7513 | 6 | 8.91 | Residential | Behind the Meter | Yes | Net Metered Residential | Trinity Solar |  | PSE&G | Accepted | 2023-12-12 | 2024-01-22 | 2025-01-22 | Solar Panels | HANWHA | HANWHA 405 (Q.PEAK DUO BLK ML-G10+ 405) |  | 0.405 | 4 | 189 | 34 |  | Fixed | Roof
NJADRE1555374012 | Administratively Determined Incentive Program | Paterson | 7513 | 6 | 8.91 | Residential | Behind the Meter | Yes | Net Metered Residential | Trinity Solar |  | PSE&G | Accepted | 2023-12-12 | 2024-01-22 | 2025-01-22 | Solar Panels | HANWHA | HANWHA 405 (Q.PEAK DUO BLK ML-G10+ 405) |  | 0.405 | 4 | 9 | 34 |  | Fixed | Roof
NJADRE1555374012 | Administratively Determined Incentive Program | Paterson | 7513 | 6 | 8.91 | Residential | Behind the Meter | Yes | Net Metered Residential | Trinity Solar |  | PSE&G | Accepted | 2023-12-12 | 2024-01-22 | 2025-01-22 | Solar Panels | HANWHA | HANWHA 405 (Q.PEAK DUO BLK ML-G10+ 405) |  | 0.405 | 4 | 189 | 34 |  | Fixed | Roof
NJADRE1555374012 | Administratively Determined Incentive Program | Paterson | 7513 | 6 | 8.91 | Residential | Behind the Meter | Yes | Net Metered Residential | Trinity Solar |  | PSE&G | Accepted | 2023-12-12 | 2024-01-22 | 2025-01-22 | Solar Panels | HANWHA | HANWHA 405 (Q.PEAK DUO BLK ML-G10+ 405) |  | 0.405 | 2 | 279 | 34 |  | Fixed | Roof
NJADRE1555374136 | Administratively Determined Incentive Program | WAYNE | 7470 | 6 | 130.95 | Commercial | Behind the Meter | No | Small Net-Metered Non-Residential located on Rooftop, Carport, Canopy and Floating Solar | ECS Energy, Ltd. |  | PSE&G | Accepted | 2023-12-12 | 2024-01-19 | 2025-01-19 | Inverters | Yaskawa Solectria | PVI-25TL-208 | 25000 |  | 3 |  |  | 0.97 |  | Outdoor
NJADRE1555374136 | Administratively Determined Incentive Program | WAYNE | 7470 | 6 | 130.95 | Commercial | Behind the Meter | No | Small Net-Metered Non-Residential located on Rooftop, Carport, Canopy and Floating Solar | ECS Energy, Ltd. |  | PSE&G | Accepted | 2023-12-12 | 2024-01-19 | 2025-01-19 | Meters | Veris Industries | Enercept E23C6-201 |  |  | 1 |  |  |  | Yes | Indoor
NJADRE1555374136 | Administratively Determined Incentive Program | WAYNE | 7470 | 6 | 130.95 | Commercial | Behind the Meter | No | Small Net-Metered Non-Residential located on Rooftop, Carport, Canopy and Floating Solar | ECS Energy, Ltd. |  | PSE&G | Accepted | 2023-12-12 | 2024-01-19 | 2025-01-19 | Solar Panels | QCells | Q.PEAK DUOXL-G10.3 / BFG |  | 0.485 | 270 | 174 | 10 |  | Fixed | Roof
NJADRE1555375107 | Administratively Determined Incentive Program | SKILLMAN | 8558 | 5 | 28.8 | Residential | Behind the Meter | No | Net Metered Residential | SunPower Corporation, Systems |  | PSE&G | Accepted | 2023-12-12 | 2024-01-15 | 2025-01-15 | Electric Storage Battery | SunPower | SV-BASE13-C |  |  | 1 |  |  |  | Lithium Ion |  | Inside
NJADRE1555375107 | Administratively Determined Incentive Program | SKILLMAN | 8558 | 5 | 28.8 | Residential | Behind the Meter | No | Net Metered Residential | SunPower Corporation, Systems |  | PSE&G | Accepted | 2023-12-12 | 2024-01-15 | 2025-01-15 | Electric Storage Battery | Sunpower | SV-BASE13-C |  |  | 1 |  |  |  | Lithium Ion |  | Inside
NJADRE1555375107 | Administratively Determined Incentive Program | SKILLMAN | 8558 | 5 | 28.8 | Residential | Behind the Meter | No | Net Metered Residential | SunPower Corporation, Systems |  | PSE&G | Accepted | 2023-12-12 | 2024-01-15 | 2025-01-15 | Solar Panels | WAAREE ENERGIES LIMITED | WSMDi-400 |  | 0.4 | 19 | 274 | 33 |  | Fixed | Roof
NJADRE1555375107 | Administratively Determined Incentive Program | SKILLMAN | 8558 | 5 | 28.8 | Residential | Behind the Meter | No | Net Metered Residential | SunPower Corporation, Systems |  | PSE&G | Accepted | 2023-12-12 | 2024-01-15 | 2025-01-15 | Solar Panels | WAAREE ENERGIES LIMITED | WSMDi-400 |  | 0.4 | 21 | 94 | 33 |  | Fixed | Roof
NJADRE1555375107 | Administratively Determined Incentive Program | SKILLMAN | 8558 | 5 | 28.8 | Residential | Behind the Meter | No | Net Metered Residential | SunPower Corporation, Systems |  | PSE&G | Accepted | 2023-12-12 | 2024-01-15 | 2025-01-15 | Solar Panels | WAAREE ENERGIES LIMITED | WSMDi-400 |  | 0.4 | 8 | 274 | 30 |  | Fixed | Roof
NJADRE1555375107 | Administratively Determined Incentive Program | SKILLMAN | 8558 | 5 | 28.8 | Residential | Behind the Meter | No | Net Metered Residential | SunPower Corporation, Systems |  | PSE&G | Accepted | 2023-12-12 | 2024-01-15 | 2025-01-15 | Solar Panels | WAAREE ENERGIES LIMITED | WSMDi-400 |  | 0.4 | 6 | 94 | 30 |  | Fixed | Roof
NJADRE1555375107 | Administratively Determined Incentive Program | SKILLMAN | 8558 | 5 | 28.8 | Residential | Behind the Meter | No | Net Metered Residential | SunPower Corporation, Systems |  | PSE&G | Accepted | 2023-12-12 | 2024-01-15 | 2025-01-15 | Solar Panels | WAAREE ENERGIES LIMITED | WSMDi-400 |  | 0.4 | 6 | 274 | 33 |  | Fixed | Roof
NJADRE1555375107 | Administratively Determined Incentive Program | SKILLMAN | 8558 | 5 | 28.8 | Residential | Behind the Meter | No | Net Metered Residential | SunPower Corporation, Systems |  | PSE&G | Accepted | 2023-12-12 | 2024-01-15 | 2025-01-15 | Solar Panels | WAAREE ENERGIES LIMITED | WSMDi-400 |  | 0.4 | 12 | 94 | 33 |  | Fixed | Roof
NJADRE1555375107 | Administratively Determined Incentive Program | SKILLMAN | 8558 | 5 | 28.8 | Residential | Behind the Meter | No | Net Metered Residential | SunPower Corporation, Systems |  | PSE&G | Accepted | 2023-12-12 | 2024-01-15 | 2025-01-15 | Inverters | Enphase | IQ7HS-66-M-US | 384 |  | 72 |  |  | 0.97 |  | Other | under each panel
NJADRE1555375122 | Administratively Determined Incentive Program | WHITING | 8759 | 18 | 14.58 | Residential | Behind the Meter | Yes | Net Metered Residential | EMT Renewables LLC |  | JCP&L | Accepted | 2023-12-12 | 2024-01-15 | 2025-01-15 | Inverters | ENPHASE | IQ8+ | 290 |  | 36 |  |  | 0.98 |  | Other | UNDER EACH PANEL
NJADRE1555375122 | Administratively Determined Incentive Program | WHITING | 8759 | 18 | 14.58 | Residential | Behind the Meter | Yes | Net Metered Residential | EMT Renewables LLC |  | JCP&L | Accepted | 2023-12-12 | 2024-01-15 | 2025-01-15 | Solar Panels | Q CELLS | Q PEAK DUO BLK |  | 0.405 | 4 | 180 | 20 |  | Fixed | Roof
NJADRE1555375122 | Administratively Determined Incentive Program | WHITING | 8759 | 18 | 14.58 | Residential | Behind the Meter | Yes | Net Metered Residential | EMT Renewables LLC |  | JCP&L | Accepted | 2023-12-12 | 2024-01-15 | 2025-01-15 | Solar Panels | Q CELLS | Q PEAK DUO BLK |  | 0.405 | 4 | 359 | 20 |  | Fixed | Roof
NJADRE1555375122 | Administratively Determined Incentive Program | WHITING | 8759 | 18 | 14.58 | Residential | Behind the Meter | Yes | Net Metered Residential | EMT Renewables LLC |  | JCP&L | Accepted | 2023-12-12 | 2024-01-15 | 2025-01-15 | Solar Panels | Q CELLS | Q PEAK DUO BLK |  | 0.405 | 14 | 180 | 19 |  | Fixed | Roof
NJADRE1555375122 | Administratively Determined Incentive Program | WHITING | 8759 | 18 | 14.58 | Residential | Behind the Meter | Yes | Net Metered Residential | EMT Renewables LLC |  | JCP&L | Accepted | 2023-12-12 | 2024-01-15 | 2025-01-15 | Solar Panels | Q CELLS | Q PEAK DUO BLK |  | 0.405 | 14 | 359 | 23 |  | Fixed | Roof
NJADRE1555375154 | Administratively Determined Incentive Program | TOMS RIVER | 8753 | 18 | 13.77 | Residential | Behind the Meter | Yes | Net Metered Residential | SunnyMac LLC |  | JCP&L | Accepted | 2023-12-12 | 2024-01-16 | 2025-01-16 | Solar Panels | Q.PEAK DUO BLK ML-G10+ 405 | HANWHA |  | 0.405 | 21 | 184 | 32 |  | Fixed | Roof
NJADRE1555375154 | Administratively Determined Incentive Program | TOMS RIVER | 8753 | 18 | 13.77 | Residential | Behind the Meter | Yes | Net Metered Residential | SunnyMac LLC |  | JCP&L | Accepted | 2023-12-12 | 2024-01-16 | 2025-01-16 | Solar Panels | Q.PEAK DUO BLK ML-G10+ 405 | HANWHA |  | 0.405 | 8 | 274 | 32 |  | Fixed | Roof
NJADRE1555375154 | Administratively Determined Incentive Program | TOMS RIVER | 8753 | 18 | 13.77 | Residential | Behind the Meter | Yes | Net Metered Residential | SunnyMac LLC |  | JCP&L | Accepted | 2023-12-12 | 2024-01-16 | 2025-01-16 | Solar Panels | Q.PEAK DUO BLK ML-G10+ 405 | HANWHA |  | 0.405 | 3 | 274 | 26 |  | Fixed | Roof
NJADRE1555375154 | Administratively Determined Incentive Program | TOMS RIVER | 8753 | 18 | 13.77 | Residential | Behind the Meter | Yes | Net Metered Residential | SunnyMac LLC |  | JCP&L | Accepted | 2023-12-12 | 2024-01-16 | 2025-01-16 | Solar Panels | Q.PEAK DUO BLK ML-G10+ 405 | HANWHA |  | 0.405 | 2 | 94 | 32 |  | Fixed | Roof
NJADRE1555375154 | Administratively Determined Incentive Program | TOMS RIVER | 8753 | 18 | 13.77 | Residential | Behind the Meter | Yes | Net Metered Residential | SunnyMac LLC |  | JCP&L | Accepted | 2023-12-12 | 2024-01-16 | 2025-01-16 | Inverters | SE10000H-US | SOLAREDGE | 10000 |  | 1 |  |  | 0.1 |  | Outdoor | next to meter
NJADRE1555375257 | Administratively Determined Incentive Program | IRVINGTON | 7111 | 9 | 3.69 | Residential | Behind the Meter | No | Net Metered Residential | Infinity Solar Systems |  | PSE&G | Accepted | 2023-12-12 | 2024-01-17 | 2025-01-17 | Inverters | Enphase | IQ8Plus-72-2-US | 290 |  | 9 |  |  | 0.97 |  | Outdoor
NJADRE1555375257 | Administratively Determined Incentive Program | IRVINGTON | 7111 | 9 | 3.69 | Residential | Behind the Meter | No | Net Metered Residential | Infinity Solar Systems |  | PSE&G | Accepted | 2023-12-12 | 2024-01-17 | 2025-01-17 | Solar Panels | SEG Solar | SEG-410-BMD-HV |  | 0.41 | 9 | 122 | 3 |  | Fixed | Roof
NJADRE1555375690 | Administratively Determined Incentive Program | IRVINGTON | 7111 | 9 | 3.69 | Residential | Behind the Meter | No | Net Metered Residential | Infinity Solar Systems |  | PSE&G | Accepted | 2023-12-12 | 2024-01-15 | 2025-01-15 | Inverters | Enphase | IQ8Plus-72-2-US | 290 |  | 9 |  |  | 0.97 |  | Outdoor
NJADRE1555375690 | Administratively Determined Incentive Program | IRVINGTON | 7111 | 9 | 3.69 | Residential | Behind the Meter | No | Net Metered Residential | Infinity Solar Systems |  | PSE&G | Accepted | 2023-12-12 | 2024-01-15 | 2025-01-15 | Solar Panels | SEG Solar | SEG-410-BMD-HV |  | 0.41 | 9 | 122 | 3 |  | Fixed | Roof
NJADRE1555376145 | Administratively Determined Incentive Program | NEWARK | 7107 | 9 | 5.2 | Residential | Behind the Meter | Yes | Net Metered Residential | Pro Custom Solar dba Momentum Solar |  | PSE&G | Accepted | 2023-12-12 | 2024-01-15 | 2025-01-15 | Inverters | IQ8PLUS-72-2-US | ENPHASE | 290 |  | 13 |  |  | 0.97 |  | Outdoor
NJADRE1555376145 | Administratively Determined Incentive Program | NEWARK | 7107 | 9 | 5.2 | Residential | Behind the Meter | Yes | Net Metered Residential | Pro Custom Solar dba Momentum Solar |  | PSE&G | Accepted | 2023-12-12 | 2024-01-15 | 2025-01-15 | Solar Panels | Q. PEAK DUO BLK-G10+400 | HANWHA |  | 0.4 | 13 | 112 | 4 |  | Fixed | Roof
NJADRE1555376264 | Administratively Determined Incentive Program | GLASSBORO | 8028 | 15 | 5.67 | Residential | Behind the Meter | Yes | Net Metered Residential | Trinity Solar |  | AC Electric | Accepted | 2023-12-12 | 2024-01-15 | 2025-01-15 | Inverters | Solar Edge | SE5000H-US000BEi4 | 5000 |  | 1 |  |  | 0.97 |  | Outdoor
NJADRE1555376264 | Administratively Determined Incentive Program | GLASSBORO | 8028 | 15 | 5.67 | Residential | Behind the Meter | Yes | Net Metered Residential | Trinity Solar |  | AC Electric | Accepted | 2023-12-12 | 2024-01-15 | 2025-01-15 | Solar Panels | HANWHA | Q.PEAK DUO BLK ML-G10+ 405 |  | 0.405 | 9 | 150 | 27 |  | Fixed | Roof
NJADRE1555376264 | Administratively Determined Incentive Program | GLASSBORO | 8028 | 15 | 5.67 | Residential | Behind the Meter | Yes | Net Metered Residential | Trinity Solar |  | AC Electric | Accepted | 2023-12-12 | 2024-01-15 | 2025-01-15 | Solar Panels | HANWHA | Q.PEAK DUO BLK ML-G10+ 405 |  | 0.405 | 5 | 330 | 27 |  | Fixed | Roof
NJADRE1555376344 | Administratively Determined Incentive Program | MAPLEWOOD | 7040 | 9 | 4.86 | Residential | Behind the Meter | Yes | Net Metered Residential | Sunrun Installation Services, Inc. |  | PSE&G | Accepted | 2023-12-12 | 2024-01-15 | 2025-01-15 | Inverters | SOLAREDGE TECHNOLOGIES | SE3800H-USMN | 3800 |  | 1 |  |  | 0.99 |  | Outdoor | next to meter
NJADRE1555376344 | Administratively Determined Incentive Program | MAPLEWOOD | 7040 | 9 | 4.86 | Residential | Behind the Meter | Yes | Net Metered Residential | Sunrun Installation Services, Inc. |  | PSE&G | Accepted | 2023-12-12 | 2024-01-15 | 2025-01-15 | Solar Panels | Hanwha Q Cells | Q.PEAK DUO BLK ML-G10+ 405 |  | 0.405 | 4 | 221 | 31 |  | Fixed | Roof
NJADRE1555376344 | Administratively Determined Incentive Program | MAPLEWOOD | 7040 | 9 | 4.86 | Residential | Behind the Meter | Yes | Net Metered Residential | Sunrun Installation Services, Inc. |  | PSE&G | Accepted | 2023-12-12 | 2024-01-15 | 2025-01-15 | Solar Panels | Hanwha Q Cells | Q.PEAK DUO BLK ML-G10+ 405 |  | 0.405 | 4 | 132 | 31 |  | Fixed | Roof
NJADRE1555376344 | Administratively Determined Incentive Program | MAPLEWOOD | 7040 | 9 | 4.86 | Residential | Behind the Meter | Yes | Net Metered Residential | Sunrun Installation Services, Inc. |  | PSE&G | Accepted | 2023-12-12 | 2024-01-15 | 2025-01-15 | Solar Panels | Hanwha Q Cells | Q.PEAK DUO BLK ML-G10+ 405 |  | 0.405 | 2 | 311 | 15 |  | Fixed | Roof
NJADRE1555376344 | Administratively Determined Incentive Program | MAPLEWOOD | 7040 | 9 | 4.86 | Residential | Behind the Meter | Yes | Net Metered Residential | Sunrun Installation Services, Inc. |  | PSE&G | Accepted | 2023-12-12 | 2024-01-15 | 2025-01-15 | Solar Panels | Hanwha Q Cells | Q.PEAK DUO BLK ML-G10+ 405 |  | 0.405 | 2 | 134 | 16 |  | Fixed | Roof
NJADRE1555376344 | Administratively Determined Incentive Program | MAPLEWOOD | 7040 | 9 | 4.86 | Residential | Behind the Meter | Yes | Net Metered Residential | Sunrun Installation Services, Inc. |  | PSE&G | Accepted | 2023-12-12 | 2024-01-15 | 2025-01-15 | Electric Storage Battery | Tesla | Powerwall |  |  | 1 |  |  |  | Lithium Ion |  | Inside
NJADRE1555376904 | Administratively Determined Incentive Program | BRIDGEWATER | 8807 | 5 | 10.13 | Residential | Behind the Meter | No | Net Metered Residential | Tesla Energy Operations Inc |  | PSE&G | Accepted | 2023-12-12 | 2024-01-22 | 2025-01-22 | Solar Panels | Hanwha | Q.PEAK DUO BLK ML-G10+/TS 405 |  | 0.405 | 4 | 335 | 40 |  | Fixed | Roof
NJADRE1555376904 | Administratively Determined Incentive Program | BRIDGEWATER | 8807 | 5 | 10.13 | Residential | Behind the Meter | No | Net Metered Residential | Tesla Energy Operations Inc |  | PSE&G | Accepted | 2023-12-12 | 2024-01-22 | 2025-01-22 | Solar Panels | Hanwha | Q.PEAK DUO BLK ML-G10+/TS 405 |  | 0.405 | 11 | 156 | 40 |  | Fixed | Roof
NJADRE1555376904 | Administratively Determined Incentive Program | BRIDGEWATER | 8807 | 5 | 10.13 | Residential | Behind the Meter | No | Net Metered Residential | Tesla Energy Operations Inc |  | PSE&G | Accepted | 2023-12-12 | 2024-01-22 | 2025-01-22 | Solar Panels | Hanwha | Q.PEAK DUO BLK ML-G10+/TS 405 |  | 0.405 | 4 | 156 | 30 |  | Fixed | Roof
NJADRE1555376904 | Administratively Determined Incentive Program | BRIDGEWATER | 8807 | 5 | 10.13 | Residential | Behind the Meter | No | Net Metered Residential | Tesla Energy Operations Inc |  | PSE&G | Accepted | 2023-12-12 | 2024-01-22 | 2025-01-22 | Solar Panels | Hanwha | Q.PEAK DUO BLK ML-G10+/TS 405 |  | 0.405 | 6 | 335 | 30 |  | Fixed | Roof
NJADRE1555376904 | Administratively Determined Incentive Program | BRIDGEWATER | 8807 | 5 | 10.13 | Residential | Behind the Meter | No | Net Metered Residential | Tesla Energy Operations Inc |  | PSE&G | Accepted | 2023-12-12 | 2024-01-22 | 2025-01-22 | Inverters | Tesla | 1538000-45-A | 5000 |  | 2 |  |  | 0.986 |  | Outdoor
NJADRE1555376948 | Administratively Determined Incentive Program | BAYONNE | 7002 | 8 | 4.8 | Residential | Behind the Meter | Yes | Net Metered Residential | Pro Custom Solar dba Momentum Solar |  | PSE&G | Accepted | 2023-12-12 | 2024-01-15 | 2025-01-15 | Solar Panels | Â Q. PEAK DUO BLK-G10+400 | HANWHA |  | 0.4 | 12 | 213 | 45 |  | Fixed | Roof
NJADRE1555376948 | Administratively Determined Incentive Program | BAYONNE | 7002 | 8 | 4.8 | Residential | Behind the Meter | Yes | Net Metered Residential | Pro Custom Solar dba Momentum Solar |  | PSE&G | Accepted | 2023-12-12 | 2024-01-15 | 2025-01-15 | Inverters | IQ8PLUS-72-2-US | ENPHASE | 290 |  | 12 |  |  | 0.97 |  | Outdoor
NJADRE1555376955 | Administratively Determined Incentive Program | BROWNS MILLS | 8015 | 13 | 9.2 | Residential | Behind the Meter | Yes | Net Metered Residential | Momentum Solar Energy Services |  | JCP&L | Accepted | 2023-12-12 | 2024-01-15 | 2025-01-15 | Inverters | IQ8PLUS-72-2-US | ENPHASE | 290 |  | 23 |  |  | 0.97 |  | Outdoor
NJADRE1555376955 | Administratively Determined Incentive Program | BROWNS MILLS | 8015 | 13 | 9.2 | Residential | Behind the Meter | Yes | Net Metered Residential | Momentum Solar Energy Services |  | JCP&L | Accepted | 2023-12-12 | 2024-01-15 | 2025-01-15 | Solar Panels | Q. PEAK DUO BLK-G10+400 | HANWHA |  | 0.4 | 15 | 31 | 19 |  | Fixed | Roof
NJADRE1555376955 | Administratively Determined Incentive Program | BROWNS MILLS | 8015 | 13 | 9.2 | Residential | Behind the Meter | Yes | Net Metered Residential | Momentum Solar Energy Services |  | JCP&L | Accepted | 2023-12-12 | 2024-01-15 | 2025-01-15 | Solar Panels | Q. PEAK DUO BLK-G10+400 | HANWHA |  | 0.4 | 8 | 211 | 19 |  | Fixed | Roof
NJADRE1555376964 | Administratively Determined Incentive Program | CLARK | 7066 | 10 | 6.48 | Residential | Behind the Meter | No | Net Metered Residential | Tesla Energy Operations Inc |  | PSE&G | Accepted | 2023-12-12 | 2024-01-23 | 2025-01-23 | Solar Panels | Hanwha | Q.PEAK DUO BLK ML-G10+/TS 405 |  | 0.405 | 6 | 222 | 27 |  | Fixed | Roof
NJADRE1555376964 | Administratively Determined Incentive Program | CLARK | 7066 | 10 | 6.48 | Residential | Behind the Meter | No | Net Metered Residential | Tesla Energy Operations Inc |  | PSE&G | Accepted | 2023-12-12 | 2024-01-23 | 2025-01-23 | Solar Panels | Hanwha | Q.PEAK DUO BLK ML-G10+/TS 405 |  | 0.405 | 6 | 41 | 27 |  | Fixed | Roof
NJADRE1555376964 | Administratively Determined Incentive Program | CLARK | 7066 | 10 | 6.48 | Residential | Behind the Meter | No | Net Metered Residential | Tesla Energy Operations Inc |  | PSE&G | Accepted | 2023-12-12 | 2024-01-23 | 2025-01-23 | Solar Panels | Hanwha | Q.PEAK DUO BLK ML-G10+/TS 405 |  | 0.405 | 2 | 132 | 23 |  | Fixed | Roof
NJADRE1555376964 | Administratively Determined Incentive Program | CLARK | 7066 | 10 | 6.48 | Residential | Behind the Meter | No | Net Metered Residential | Tesla Energy Operations Inc |  | PSE&G | Accepted | 2023-12-12 | 2024-01-23 | 2025-01-23 | Solar Panels | Q.PEAK DUO BLK ML-G10+/TS 405 | Hanwha |  | 0.405 | 2 | 312 | 23 |  | Fixed | Roof
NJADRE1555376964 | Administratively Determined Incentive Program | CLARK | 7066 | 10 | 6.48 | Residential | Behind the Meter | No | Net Metered Residential | Tesla Energy Operations Inc |  | PSE&G | Accepted | 2023-12-12 | 2024-01-23 | 2025-01-23 | Inverters | Tesla | 1538000-45-A | 7600 |  | 1 |  |  | 0.986 |  | Outdoor
NJADRE1555376986 | Administratively Determined Incentive Program | OLD TAPPAN | 7675 | 7 | 11.34 | Residential | Behind the Meter | Yes | Net Metered Residential | Sunrun Installation Services, Inc. |  | Orange Rockland Electric | Accepted | 2023-12-12 | 2024-01-16 | 2025-01-16 | Inverters | SOLAREDGE TECHNOLOGIES | SE7600H-USSN | 7600 |  | 1 |  |  | 0.99 |  | Outdoor | next to meter
NJADRE1555376986 | Administratively Determined Incentive Program | OLD TAPPAN | 7675 | 7 | 11.34 | Residential | Behind the Meter | Yes | Net Metered Residential | Sunrun Installation Services, Inc. |  | Orange Rockland Electric | Accepted | 2023-12-12 | 2024-01-16 | 2025-01-16 | Solar Panels | Hanwha Q Cells | Q.PEAK DUO BLK ML-G10+ 405 |  | 0.405 | 19 | 274 | 23 |  | Fixed | Roof
NJADRE1555376986 | Administratively Determined Incentive Program | OLD TAPPAN | 7675 | 7 | 11.34 | Residential | Behind the Meter | Yes | Net Metered Residential | Sunrun Installation Services, Inc. |  | Orange Rockland Electric | Accepted | 2023-12-12 | 2024-01-16 | 2025-01-16 | Solar Panels | Hanwha Q Cells | Q.PEAK DUO BLK ML-G10+ 405 |  | 0.405 | 9 | 274 | 23 |  | Fixed | Roof
NJADRE1555377000 | Administratively Determined Incentive Program | RIDGEWOOD | 7450 | 7 | 7.6 | Residential | Behind the Meter | No | Net Metered Residential | Seabright Solar |  | PSE&G | Accepted | 2023-12-12 | 2024-01-16 | 2025-01-16 | Solar Panels | Sunpower | SPR-U-400 |  | 0.4 | 7 | 75 | 45 |  | Fixed | Roof
NJADRE1555377000 | Administratively Determined Incentive Program | RIDGEWOOD | 7450 | 7 | 7.6 | Residential | Behind the Meter | No | Net Metered Residential | Seabright Solar |  | PSE&G | Accepted | 2023-12-12 | 2024-01-16 | 2025-01-16 | Solar Panels | Sunpower | SPR-U-400 |  | 0.4 | 5 | 165 | 45 |  | Fixed | Roof
NJADRE1555377000 | Administratively Determined Incentive Program | RIDGEWOOD | 7450 | 7 | 7.6 | Residential | Behind the Meter | No | Net Metered Residential | Seabright Solar |  | PSE&G | Accepted | 2023-12-12 | 2024-01-16 | 2025-01-16 | Solar Panels | Sunpower | SPR-U-400 |  | 0.4 | 4 | 75 | 45 |  | Double Axis | Roof
NJADRE1555377000 | Administratively Determined Incentive Program | RIDGEWOOD | 7450 | 7 | 7.6 | Residential | Behind the Meter | No | Net Metered Residential | Seabright Solar |  | PSE&G | Accepted | 2023-12-12 | 2024-01-16 | 2025-01-16 | Solar Panels | Sunpower | SPR-U-400 |  | 0.4 | 3 | 165 | 45 |  | Fixed | Roof
NJADRE1555377000 | Administratively Determined Incentive Program | RIDGEWOOD | 7450 | 7 | 7.6 | Residential | Behind the Meter | No | Net Metered Residential | Seabright Solar |  | PSE&G | Accepted | 2023-12-12 | 2024-01-16 | 2025-01-16 | Inverters | Enphase | IQ 7HS | 384 |  | 19 |  |  | 0.99 |  | Outside | Roof
NJADRE1555377031 | Administratively Determined Incentive Program | RINGOES | 8551 | 4 | 10.56 | Residential | Behind the Meter | No | Net Metered Residential | Seabright Solar |  | JCP&L | Accepted | 2023-12-12 | 2024-01-16 | 2025-01-16 | Solar Panels | Sunpower | SPR-M-440 |  | 0.44 | 24 | 140 | 28 |  | Fixed | Roof
NJADRE1555377031 | Administratively Determined Incentive Program | RINGOES | 8551 | 4 | 10.56 | Residential | Behind the Meter | No | Net Metered Residential | Seabright Solar |  | JCP&L | Accepted | 2023-12-12 | 2024-01-16 | 2025-01-16 | Inverters | Enphase | IQ 7HS | 384 |  | 24 |  |  | 0.99 |  | Outside | Roof
NJADRE1555377038 | Administratively Determined Incentive Program | FAIR LAWN | 7410 | 7 | 9.45 | Residential | Behind the Meter | No | Net Metered Residential | SunPower Corporation, Systems |  | PSE&G | Accepted | 2023-12-12 | 2024-01-15 | 2025-01-15 | Solar Panels | Sunpower | SPR-X21-350-BLK-E-AC |  | 0.35 | 5 | 139 | 10 |  | Fixed | Roof
NJADRE1555377038 | Administratively Determined Incentive Program | FAIR LAWN | 7410 | 7 | 9.45 | Residential | Behind the Meter | No | Net Metered Residential | SunPower Corporation, Systems |  | PSE&G | Accepted | 2023-12-12 | 2024-01-15 | 2025-01-15 | Solar Panels | Sunpower | SPR-X21-350-BLK-E-AC |  | 0.35 | 4 | 319 | 40 |  | Fixed | Roof
NJADRE1555377038 | Administratively Determined Incentive Program | FAIR LAWN | 7410 | 7 | 9.45 | Residential | Behind the Meter | No | Net Metered Residential | SunPower Corporation, Systems |  | PSE&G | Accepted | 2023-12-12 | 2024-01-15 | 2025-01-15 | Solar Panels | Sunpower | SPR-X21-350-BLK-E-AC |  | 0.35 | 5 | 49 | 15 |  | Fixed | Roof
NJADRE1555377038 | Administratively Determined Incentive Program | FAIR LAWN | 7410 | 7 | 9.45 | Residential | Behind the Meter | No | Net Metered Residential | SunPower Corporation, Systems |  | PSE&G | Accepted | 2023-12-12 | 2024-01-15 | 2025-01-15 | Solar Panels | Sunpower | SPR-X21-350-BLK-E-AC |  | 0.35 | 5 | 229 | 15 |  | Fixed | Roof
NJADRE1555377038 | Administratively Determined Incentive Program | FAIR LAWN | 7410 | 7 | 9.45 | Residential | Behind the Meter | No | Net Metered Residential | SunPower Corporation, Systems |  | PSE&G | Accepted | 2023-12-12 | 2024-01-15 | 2025-01-15 | Solar Panels | Sunpower | SPR-X21-350-BLK-E-AC |  | 0.35 | 3 | 139 | 11 |  | Fixed | Roof
NJADRE1555377038 | Administratively Determined Incentive Program | FAIR LAWN | 7410 | 7 | 9.45 | Residential | Behind the Meter | No | Net Metered Residential | SunPower Corporation, Systems |  | PSE&G | Accepted | 2023-12-12 | 2024-01-15 | 2025-01-15 | Solar Panels | Sunpower | SPR-X21-350-BLK-E-AC |  | 0.35 | 2 | 319 | 11 |  | Fixed | Roof
NJADRE1555377038 | Administratively Determined Incentive Program | FAIR LAWN | 7410 | 7 | 9.45 | Residential | Behind the Meter | No | Net Metered Residential | SunPower Corporation, Systems |  | PSE&G | Accepted | 2023-12-12 | 2024-01-15 | 2025-01-15 | Solar Panels | Sunpower | SPR-X21-350-BLK-E-AC |  | 0.35 | 1 | 139 | 40 |  | Fixed | Roof
NJADRE1555377038 | Administratively Determined Incentive Program | FAIR LAWN | 7410 | 7 | 9.45 | Residential | Behind the Meter | No | Net Metered Residential | SunPower Corporation, Systems |  | PSE&G | Accepted | 2023-12-12 | 2024-01-15 | 2025-01-15 | Solar Panels | Sunpower | SPR-X21-350-BLK-E-AC |  | 0.35 | 2 | 319 | 11 |  | Fixed | Roof
NJADRE1555377038 | Administratively Determined Incentive Program | FAIR LAWN | 7410 | 7 | 9.45 | Residential | Behind the Meter | No | Net Metered Residential | SunPower Corporation, Systems |  | PSE&G | Accepted | 2023-12-12 | 2024-01-15 | 2025-01-15 | Inverters | Enphase | IQ7XS-96-ACM-US | 315 |  | 27 |  |  | 0.98 |  | Other | Under Each Panel
NJADRE1555377038 | Administratively Determined Incentive Program | FAIR LAWN | 7410 | 7 | 9.45 | Residential | Behind the Meter | No | Net Metered Residential | SunPower Corporation, Systems |  | PSE&G | Accepted | 2023-12-12 | 2024-01-15 | 2025-01-15 | Meters | Sunpower | PVS6 |  |  | 1 |  |  |  | Yes | Outdoor
NJADRE1555377057 | Administratively Determined Incentive Program | LINDEN CITY | 7036 | 10 | 4.05 | Residential | Behind the Meter | Yes | Net Metered Residential | Sunrun Installation Services, Inc. |  | PSE&G | Accepted | 2023-12-12 | 2024-01-15 | 2025-01-15 | Inverters | SOLAREDGE TECHNOLOGIES | SE3800H-USMN | 3800 |  | 1 |  |  | 0.99 |  | Outdoor | Next to meter
NJADRE1555377057 | Administratively Determined Incentive Program | LINDEN CITY | 7036 | 10 | 4.05 | Residential | Behind the Meter | Yes | Net Metered Residential | Sunrun Installation Services, Inc. |  | PSE&G | Accepted | 2023-12-12 | 2024-01-15 | 2025-01-15 | Solar Panels | HANWHA Q-CELLS | Q.PEAK DUO BLK ML-G10+ 405 |  | 0.405 | 4 | 128 | 16 |  | Fixed | Roof
NJADRE1555377057 | Administratively Determined Incentive Program | LINDEN CITY | 7036 | 10 | 4.05 | Residential | Behind the Meter | Yes | Net Metered Residential | Sunrun Installation Services, Inc. |  | PSE&G | Accepted | 2023-12-12 | 2024-01-15 | 2025-01-15 | Solar Panels | HANWHA Q-CELLS | Q.PEAK DUO BLK ML-G10+ 405 |  | 0.405 | 6 | 308 | 19 |  | Fixed | Roof
NJADRE1555378207 | Administratively Determined Incentive Program | WILLINGBORO | 8046 | 13 | 10.8 | Residential | Behind the Meter | Yes | Net Metered Residential | GenSun Solar |  | PSE&G | Accepted | 2023-12-12 | 2024-01-22 | 2025-01-22 | Inverters | Solaredge | SE7600H-US | 240 |  | 1 |  |  | 0.9 |  | Outdoor
NJADRE1555378207 | Administratively Determined Incentive Program | WILLINGBORO | 8046 | 13 | 10.8 | Residential | Behind the Meter | Yes | Net Metered Residential | GenSun Solar |  | PSE&G | Accepted | 2023-12-12 | 2024-01-22 | 2025-01-22 | Meters | Solaredge | SE7600H-US |  |  | 1 |  |  |  | Yes
NJADRE1555378207 | Administratively Determined Incentive Program | WILLINGBORO | 8046 | 13 | 10.8 | Residential | Behind the Meter | Yes | Net Metered Residential | GenSun Solar |  | PSE&G | Accepted | 2023-12-12 | 2024-01-22 | 2025-01-22 | Solar Panels | HANWHA | Q.PEAK DUO BLK-G10+360W |  | 0.36 | 30 | 293 | 17 |  | Fixed | Roof
NJADRE1555378218 | Administratively Determined Incentive Program | GIBBSBORO | 8026 | 14 | 9.23 | Residential | Behind the Meter | Yes | Net Metered Residential | GenSun Solar |  | AC Electric | Accepted | 2023-12-12 | 2024-01-22 | 2025-01-22 | Inverters | Solaredge | SE7600H-US | 240 |  | 1 |  |  | 0.9 |  | Outdoor
NJADRE1555378218 | Administratively Determined Incentive Program | GIBBSBORO | 8026 | 14 | 9.23 | Residential | Behind the Meter | Yes | Net Metered Residential | GenSun Solar |  | AC Electric | Accepted | 2023-12-12 | 2024-01-22 | 2025-01-22 | Meters | Solaredge | SE7600H-US |  |  | 1 |  |  |  | Yes
NJADRE1555378218 | Administratively Determined Incentive Program | GIBBSBORO | 8026 | 14 | 9.23 | Residential | Behind the Meter | Yes | Net Metered Residential | GenSun Solar |  | AC Electric | Accepted | 2023-12-12 | 2024-01-22 | 2025-01-22 | Solar Panels | LONGI | LR4-60-HPB 355w |  | 0.355 | 26 | 348 | 23 |  | Fixed | Roof
NJADRE1555381734 | Administratively Determined Incentive Program | SOUTH AMBOY | 8879 | 11 | 4.88 | Residential | Behind the Meter | Yes | Net Metered Residential | Sunrun Installation Services, Inc. |  | JCP&L | Accepted | 2023-12-13 | 2024-01-15 | 2025-01-15 | Electric Storage Battery | Tesla | Powerwall 2 AC |  |  | 1 |  |  |  | Lithium Ion |  | outside
NJADRE1555381734 | Administratively Determined Incentive Program | SOUTH AMBOY | 8879 | 11 | 4.88 | Residential | Behind the Meter | Yes | Net Metered Residential | Sunrun Installation Services, Inc. |  | JCP&L | Accepted | 2023-12-13 | 2024-01-15 | 2025-01-15 | Inverters | Delta Electronics | E4-TL-US | 3840 |  | 1 |  |  | 0.96 |  | Outdoor | Next To Meter
NJADRE1555381734 | Administratively Determined Incentive Program | SOUTH AMBOY | 8879 | 11 | 4.88 | Residential | Behind the Meter | Yes | Net Metered Residential | Sunrun Installation Services, Inc. |  | JCP&L | Accepted | 2023-12-13 | 2024-01-15 | 2025-01-15 | Solar Panels | Vikram Solar | VSMDHT.60.375.05 |  | 0.375 | 13 | 150 | 24 |  | Fixed | Roof
NJADRE1555381735 | Administratively Determined Incentive Program | HAMILTON TOWNSHIP | 8619 | 12 | 8.91 | Residential | Behind the Meter | Yes | Net Metered Residential | Sunrun Installation Services, Inc. |  | PSE&G | Accepted | 2023-12-13 | 2024-01-15 | 2025-01-15 | Inverters | Delta Electronics | E10-TL-US | 9600 |  | 1 |  |  | 0.96 |  | Outdoor | Next To Meter
NJADRE1555381735 | Administratively Determined Incentive Program | HAMILTON TOWNSHIP | 8619 | 12 | 8.91 | Residential | Behind the Meter | Yes | Net Metered Residential | Sunrun Installation Services, Inc. |  | PSE&G | Accepted | 2023-12-13 | 2024-01-15 | 2025-01-15 | Solar Panels | Hanwha Q Cells | Q.PEAK DUO BLK ML-G10+ 405 |  | 0.405 | 5 | 101 | 24 |  | Fixed | Roof
NJADRE1555381735 | Administratively Determined Incentive Program | HAMILTON TOWNSHIP | 8619 | 12 | 8.91 | Residential | Behind the Meter | Yes | Net Metered Residential | Sunrun Installation Services, Inc. |  | PSE&G | Accepted | 2023-12-13 | 2024-01-15 | 2025-01-15 | Solar Panels | Hanwha Q Cells | Q.PEAK DUO BLK ML-G10+ 405 |  | 0.405 | 5 | 192 | 25 |  | Fixed | Roof
NJADRE1555381735 | Administratively Determined Incentive Program | HAMILTON TOWNSHIP | 8619 | 12 | 8.91 | Residential | Behind the Meter | Yes | Net Metered Residential | Sunrun Installation Services, Inc. |  | PSE&G | Accepted | 2023-12-13 | 2024-01-15 | 2025-01-15 | Solar Panels | Hanwha Q Cells | Q.PEAK DUO BLK ML-G10+ 405 |  | 0.405 | 5 | 192 | 16 |  | Fixed | Roof
NJADRE1555381735 | Administratively Determined Incentive Program | HAMILTON TOWNSHIP | 8619 | 12 | 8.91 | Residential | Behind the Meter | Yes | Net Metered Residential | Sunrun Installation Services, Inc. |  | PSE&G | Accepted | 2023-12-13 | 2024-01-15 | 2025-01-15 | Solar Panels | Hanwha Q Cells | Q.PEAK DUO BLK ML-G10+ 405 |  | 0.405 | 7 | 101 | 40 |  | Fixed | Roof
NJADRE1555381737 | Administratively Determined Incentive Program | PENNSAUKEN | 8110 | 14 | 6.48 | Residential | Behind the Meter | Yes | Net Metered Residential | Sunrun Installation Services, Inc. |  | PSE&G | Accepted | 2023-12-13 | 2024-01-15 | 2025-01-15 | Inverters | Delta Electronics | E6-TL-US | 5760 |  | 1 |  |  | 0.96 |  | Outdoor | Next To Meter
NJADRE1555381737 | Administratively Determined Incentive Program | PENNSAUKEN | 8110 | 14 | 6.48 | Residential | Behind the Meter | Yes | Net Metered Residential | Sunrun Installation Services, Inc. |  | PSE&G | Accepted | 2023-12-13 | 2024-01-15 | 2025-01-15 | Solar Panels | Hanwha Q Cells | Q.PEAK DUO BLK ML-G10+ 405 |  | 0.405 | 16 | 222 | 25 |  | Fixed | Roof
NJADRE1555381739 | Administratively Determined Incentive Program | SOUTH PLAINFIELD | 7080 | 11 | 6.48 | Residential | Behind the Meter | Yes | Net Metered Residential | Sunrun Installation Services, Inc. |  | PSE&G | Accepted | 2023-12-13 | 2024-01-16 | 2025-01-16 | Inverters | SolarEdge Technologies | SE6000H-USSN | 6000 |  | 1 |  |  | 0.96 |  | Outdoor | Next To Meter
NJADRE1555381739 | Administratively Determined Incentive Program | SOUTH PLAINFIELD | 7080 | 11 | 6.48 | Residential | Behind the Meter | Yes | Net Metered Residential | Sunrun Installation Services, Inc. |  | PSE&G | Accepted | 2023-12-13 | 2024-01-16 | 2025-01-16 | Solar Panels | Hanwha Q Cells | Q.PEAK DUO BLK ML-G10+ 405 |  | 0.405 | 3 | 303 | 24 |  | Fixed | Roof
NJADRE1555381739 | Administratively Determined Incentive Program | SOUTH PLAINFIELD | 7080 | 11 | 6.48 | Residential | Behind the Meter | Yes | Net Metered Residential | Sunrun Installation Services, Inc. |  | PSE&G | Accepted | 2023-12-13 | 2024-01-16 | 2025-01-16 | Solar Panels | Hanwha Q Cells | Q.PEAK DUO BLK ML-G10+ 405 |  | 0.405 | 13 | 123 | 22 |  | Fixed | Roof
NJADRE1555381750 | Administratively Determined Incentive Program | NEPTUNE TOWNSHIP | 7753 | 17 | 4.86 | Residential | Behind the Meter | Yes | Net Metered Residential | Sunrun Installation Services, Inc. |  | JCP&L | Accepted | 2023-12-13 | 2024-01-15 | 2025-01-15 | Inverters | SolarEdge Technologies | SE3800H-USMN | 3800 |  | 1 |  |  | 0.96 |  | Outdoor | Next To Meter
NJADRE1555381750 | Administratively Determined Incentive Program | NEPTUNE TOWNSHIP | 7753 | 17 | 4.86 | Residential | Behind the Meter | Yes | Net Metered Residential | Sunrun Installation Services, Inc. |  | JCP&L | Accepted | 2023-12-13 | 2024-01-15 | 2025-01-15 | Solar Panels | Hanwha Q Cells | Q.PEAK DUO BLK ML-G10+ 405 |  | 0.405 | 6 | 22 | 9 |  | Fixed | Roof
NJADRE1555381750 | Administratively Determined Incentive Program | NEPTUNE TOWNSHIP | 7753 | 17 | 4.86 | Residential | Behind the Meter | Yes | Net Metered Residential | Sunrun Installation Services, Inc. |  | JCP&L | Accepted | 2023-12-13 | 2024-01-15 | 2025-01-15 | Solar Panels | Hanwha Q Cells | Q.PEAK DUO BLK ML-G10+ 405 |  | 0.405 | 6 | 25 | 9 |  | Fixed | Roof
NJADRE1555381771 | Administratively Determined Incentive Program | WOODBURY | 8096 | 15 | 11.34 | Residential | Behind the Meter | Yes | Net Metered Residential | EMT Renewables |  | PSE&G | Accepted | 2023-12-15 | 2024-01-18 | 2025-01-18 | Inverters | ENPHASE | IQ8+ | 290 |  | 28 |  |  | 0.98 |  | Other | UNDER EACH PANEL
NJADRE1555381771 | Administratively Determined Incentive Program | WOODBURY | 8096 | 15 | 11.34 | Residential | Behind the Meter | Yes | Net Metered Residential | EMT Renewables |  | PSE&G | Accepted | 2023-12-15 | 2024-01-18 | 2025-01-18 | Solar Panels | Q CELLS | Q PEAK DUO BLK |  | 0.405 | 14 | 306 | 28 |  | Fixed | Roof
NJADRE1555381771 | Administratively Determined Incentive Program | WOODBURY | 8096 | 15 | 11.34 | Residential | Behind the Meter | Yes | Net Metered Residential | EMT Renewables |  | PSE&G | Accepted | 2023-12-15 | 2024-01-18 | 2025-01-18 | Solar Panels | Q CELLS | Q PEAK DUO BLK |  | 0.405 | 14 | 126 | 28 |  | Fixed | Roof
NJADRE1555381772 | Administratively Determined Incentive Program | HOPATCONG | 7843 | 1 | 6.08 | Residential | Behind the Meter | No | Net Metered Residential | Whitman Construction, LLC |  | JCP&L | Accepted | 2023-12-13 | 2024-01-15 | 2025-01-15 | Solar Panels | hanwha | q cell 405 |  | 0.405 | 15 | 124 | 27 |  | Fixed | Roof
NJADRE1555381772 | Administratively Determined Incentive Program | HOPATCONG | 7843 | 1 | 6.08 | Residential | Behind the Meter | No | Net Metered Residential | Whitman Construction, LLC |  | JCP&L | Accepted | 2023-12-13 | 2024-01-15 | 2025-01-15 | Inverters | enphase | iq8plus-72-2-us | 290 |  | 15 |  |  | 0.975 |  | Outdoor
NJADRE1555381789 | Administratively Determined Incentive Program | FRANKLIN TWP SOM | 8823 | 5 | 9.72 | Residential | Behind the Meter | No | Net Metered Residential | EMT Renewables |  | PSE&G | Accepted | 2023-12-13 | 2024-01-15 | 2025-01-15 | Inverters | ENPHASE | IQ8+ | 290 |  | 24 |  |  | 0.98 |  | Other | UNDER EACH PANEL
NJADRE1555381789 | Administratively Determined Incentive Program | FRANKLIN TWP SOM | 8823 | 5 | 9.72 | Residential | Behind the Meter | No | Net Metered Residential | EMT Renewables |  | PSE&G | Accepted | 2023-12-13 | 2024-01-15 | 2025-01-15 | Solar Panels | Q CELLS | Q PEAK DUO BLK |  | 0.405 | 8 | 209 | 27 |  | Fixed | Roof
NJADRE1555381789 | Administratively Determined Incentive Program | FRANKLIN TWP SOM | 8823 | 5 | 9.72 | Residential | Behind the Meter | No | Net Metered Residential | EMT Renewables |  | PSE&G | Accepted | 2023-12-13 | 2024-01-15 | 2025-01-15 | Solar Panels | Q CELLS | Q PEAK DUO BLK |  | 0.405 | 4 | 209 | 20 |  | Fixed | Roof
NJADRE1555381789 | Administratively Determined Incentive Program | FRANKLIN TWP SOM | 8823 | 5 | 9.72 | Residential | Behind the Meter | No | Net Metered Residential | EMT Renewables |  | PSE&G | Accepted | 2023-12-13 | 2024-01-15 | 2025-01-15 | Solar Panels | Q CELLS | Q PEAK DUO BLK |  | 0.405 | 8 | 29 | 27 |  | Fixed | Roof
NJADRE1555381789 | Administratively Determined Incentive Program | FRANKLIN TWP SOM | 8823 | 5 | 9.72 | Residential | Behind the Meter | No | Net Metered Residential | EMT Renewables |  | PSE&G | Accepted | 2023-12-13 | 2024-01-15 | 2025-01-15 | Solar Panels | Q CELLS | Q PEAK DUO BLK |  | 0.405 | 4 | 29 | 20 |  | Fixed | Roof
NJADRE1555381792 | Administratively Determined Incentive Program | HAMILTON | 8610 | 12 | 5.67 | Residential | Behind the Meter | Yes | Net Metered Residential | Trinity Solar Inc. |  | PSE&G | Accepted | 2023-12-13 | 2024-01-16 | 2025-01-16 | Inverters | Solar Edge | SE5000H-US | 5000 |  | 1 |  |  | 0.97 |  | Outdoor
NJADRE1555381792 | Administratively Determined Incentive Program | HAMILTON | 8610 | 12 | 5.67 | Residential | Behind the Meter | Yes | Net Metered Residential | Trinity Solar Inc. |  | PSE&G | Accepted | 2023-12-13 | 2024-01-16 | 2025-01-16 | Solar Panels | HANWHA | (Q.PEAK DUO BLK ML-G10+ 405) |  | 0.405 | 14 | 118 | 15 |  | Fixed | Roof
NJADRE1555381802 | Administratively Determined Incentive Program | GALLOWAY | 8205 | 19 | 8.2 | Residential | Behind the Meter | Yes | Net Metered Residential | Sun Up Zero Down |  | AC Electric | Accepted | 2023-12-13 | 2024-01-16 | 2025-01-16 | Inverters | Enphase | IQ8PLUS-72-2-US | 290 |  | 20 |  |  | 0.976 |  | Outdoor
NJADRE1555381802 | Administratively Determined Incentive Program | GALLOWAY | 8205 | 19 | 8.2 | Residential | Behind the Meter | Yes | Net Metered Residential | Sun Up Zero Down |  | AC Electric | Accepted | 2023-12-13 | 2024-01-16 | 2025-01-16 | Meters | Enphase | TBD |  |  | 1 |  |  |  | Yes
NJADRE1555381802 | Administratively Determined Incentive Program | GALLOWAY | 8205 | 19 | 8.2 | Residential | Behind the Meter | Yes | Net Metered Residential | Sun Up Zero Down |  | AC Electric | Accepted | 2023-12-13 | 2024-01-16 | 2025-01-16 | Solar Panels | Trina | TSM-410-NE09RC.05 Vertex S+ |  | 0.41 | 20 | 95 | 30 |  | Fixed | Roof
NJADRE1555381837 | Administratively Determined Incentive Program | EAST BRUNSWICK | 8816 | 11 | 8 | Residential | Behind the Meter | Yes | Net Metered Residential | Pro Custom Solar dba Momentum Solar |  | JCP&L | Accepted | 2023-12-13 | 2024-01-16 | 2025-01-16 | Solar Panels | Â Q. PEAK DUO BLK-G10+400 | hanwha |  | 0.4 | 10 | 208 | 30 |  | Fixed | Roof
NJADRE1555381837 | Administratively Determined Incentive Program | EAST BRUNSWICK | 8816 | 11 | 8 | Residential | Behind the Meter | Yes | Net Metered Residential | Pro Custom Solar dba Momentum Solar |  | JCP&L | Accepted | 2023-12-13 | 2024-01-16 | 2025-01-16 | Solar Panels | Â Q. PEAK DUO BLK-G10+400 | hanwha |  | 0.4 | 2 | 28 | 15 |  | Fixed | Roof
NJADRE1555381837 | Administratively Determined Incentive Program | EAST BRUNSWICK | 8816 | 11 | 8 | Residential | Behind the Meter | Yes | Net Metered Residential | Pro Custom Solar dba Momentum Solar |  | JCP&L | Accepted | 2023-12-13 | 2024-01-16 | 2025-01-16 | Solar Panels | Â Q. PEAK DUO BLK-G10+400 | hanwha |  | 0.4 | 8 | 28 | 30 |  | Fixed | Roof
NJADRE1555381837 | Administratively Determined Incentive Program | EAST BRUNSWICK | 8816 | 11 | 8 | Residential | Behind the Meter | Yes | Net Metered Residential | Pro Custom Solar dba Momentum Solar |  | JCP&L | Accepted | 2023-12-13 | 2024-01-16 | 2025-01-16 | Inverters | IQ8PLUS-72-2-US | enphase | 290 |  | 20 |  |  | 0.97 |  | Outdoor
NJADRE1555381850 | Administratively Determined Incentive Program | ELIZABETHPORT | 7206 | 10 | 6.08 | Residential | Behind the Meter | Yes | Net Metered Residential | EMT Renewables |  | PSE&G | Accepted | 2023-12-13 | 2024-01-16 | 2025-01-16 | Inverters | ENPHASE | IQ8+ | 290 |  | 15 |  |  | 0.98 |  | Other | UNDER EACH PANEL
NJADRE1555381850 | Administratively Determined Incentive Program | ELIZABETHPORT | 7206 | 10 | 6.08 | Residential | Behind the Meter | Yes | Net Metered Residential | EMT Renewables |  | PSE&G | Accepted | 2023-12-13 | 2024-01-16 | 2025-01-16 | Solar Panels | Q CELLS | Q PEAK DUO BLK |  | 0.405 | 8 | 234 | 26 |  | Fixed | Roof
NJADRE1555381850 | Administratively Determined Incentive Program | ELIZABETHPORT | 7206 | 10 | 6.08 | Residential | Behind the Meter | Yes | Net Metered Residential | EMT Renewables |  | PSE&G | Accepted | 2023-12-13 | 2024-01-16 | 2025-01-16 | Solar Panels | Q CELLS | Q PEAK DUO BLK |  | 0.405 | 7 | 54 | 26 |  | Fixed | Roof
NJADRE1555381858 | Administratively Determined Incentive Program | MILLBURN | 7041 | 9 | 8.1 | Residential | Behind the Meter | Yes | Net Metered Residential | Trinity Solar |  | JCP&L | Accepted | 2023-12-13 | 2024-01-16 | 2025-01-16 | Inverters | Solar Edge | SE6000H-US | 6 |  | 1 |  |  | 0.97 |  | Outdoor
NJADRE1555381858 | Administratively Determined Incentive Program | MILLBURN | 7041 | 9 | 8.1 | Residential | Behind the Meter | Yes | Net Metered Residential | Trinity Solar |  | JCP&L | Accepted | 2023-12-13 | 2024-01-16 | 2025-01-16 | Solar Panels | HANWHA | Q.PEAK DUO BLK ML-G10+ 405 |  | 0.405 | 6 | 114 | 34 |  | Fixed | Roof
NJADRE1555381858 | Administratively Determined Incentive Program | MILLBURN | 7041 | 9 | 8.1 | Residential | Behind the Meter | Yes | Net Metered Residential | Trinity Solar |  | JCP&L | Accepted | 2023-12-13 | 2024-01-16 | 2025-01-16 | Solar Panels | HANWHA | Q.PEAK DUO BLK ML-G10+ 405 |  | 0.405 | 14 | 114 | 34 |  | Fixed | Roof
NJADRE1555381863 | Administratively Determined Incentive Program | HAMMONTON | 8037 | 19 | 17.63 | Residential | Behind the Meter | Yes | Net Metered Residential | Sun Up Zero Down LLC |  | AC Electric | Accepted | 2023-12-13 | 2024-01-16 | 2025-01-16 | Inverters | Enphase | IQ8PLUS-72-2-US | 290 |  | 43 |  |  | 0.976 |  | Outdoor
NJADRE1555381863 | Administratively Determined Incentive Program | HAMMONTON | 8037 | 19 | 17.63 | Residential | Behind the Meter | Yes | Net Metered Residential | Sun Up Zero Down LLC |  | AC Electric | Accepted | 2023-12-13 | 2024-01-16 | 2025-01-16 | Meters | Enphase | TBD |  |  | 1 |  |  |  | Yes
NJADRE1555381863 | Administratively Determined Incentive Program | HAMMONTON | 8037 | 19 | 17.63 | Residential | Behind the Meter | Yes | Net Metered Residential | Sun Up Zero Down LLC |  | AC Electric | Accepted | 2023-12-13 | 2024-01-16 | 2025-01-16 | Solar Panels | Trina | TSM-410-NE09RC.05 Vertex S+ |  | 0.41 | 43 | 148 | 27 |  | Fixed | Roof
NJADRE1555381953 | Administratively Determined Incentive Program | WILLINGBORO | 8046 | 13 | 9.32 | Residential | Behind the Meter | Yes | Net Metered Residential | Sunrun Installation Services, Inc. |  | PSE&G | Accepted | 2023-12-13 | 2024-01-16 | 2025-01-16 | Inverters | SOLAREDGE TECHNOLOGIES | SE7600H-USSN | 7600 |  | 1 |  |  | 0.992 |  | Outdoor | next to meter
NJADRE1555381953 | Administratively Determined Incentive Program | WILLINGBORO | 8046 | 13 | 9.32 | Residential | Behind the Meter | Yes | Net Metered Residential | Sunrun Installation Services, Inc. |  | PSE&G | Accepted | 2023-12-13 | 2024-01-16 | 2025-01-16 | Solar Panels | HANWHA Q-CELLS | Q.PEAK DUO BLK ML-G10+ 405 |  | 0.405 | 6 | 27 | 17 |  | Fixed | Roof
NJADRE1555381953 | Administratively Determined Incentive Program | WILLINGBORO | 8046 | 13 | 9.32 | Residential | Behind the Meter | Yes | Net Metered Residential | Sunrun Installation Services, Inc. |  | PSE&G | Accepted | 2023-12-13 | 2024-01-16 | 2025-01-16 | Solar Panels | HANWHA Q-CELLS | Q.PEAK DUO BLK ML-G10+ 405 |  | 0.405 | 6 | 117 | 18 |  | Fixed | Roof
NJADRE1555381953 | Administratively Determined Incentive Program | WILLINGBORO | 8046 | 13 | 9.32 | Residential | Behind the Meter | Yes | Net Metered Residential | Sunrun Installation Services, Inc. |  | PSE&G | Accepted | 2023-12-13 | 2024-01-16 | 2025-01-16 | Solar Panels | HANWHA Q-CELLS | Q.PEAK DUO BLK ML-G10+ 405 |  | 0.405 | 11 | 207 | 20 |  | Fixed | Roof
NJADRE1555381992 | Administratively Determined Incentive Program | BERGENFIELD | 7621 | 7 | 6.48 | Residential | Behind the Meter | No | Net Metered Residential | EMT Renewables |  | PSE&G | Accepted | 2023-12-13 | 2024-01-16 | 2025-01-16 | Inverters | ENPHASE | IQ8+ | 290 |  | 16 |  |  | 0.98 |  | Other | UNDER EACH PANEL
NJADRE1555381992 | Administratively Determined Incentive Program | BERGENFIELD | 7621 | 7 | 6.48 | Residential | Behind the Meter | No | Net Metered Residential | EMT Renewables |  | PSE&G | Accepted | 2023-12-13 | 2024-01-16 | 2025-01-16 | Solar Panels | Q CELLS | Q PEAK DUO BLK |  | 0.405 | 11 | 266 | 28 |  | Fixed | Roof
NJADRE1555381992 | Administratively Determined Incentive Program | BERGENFIELD | 7621 | 7 | 6.48 | Residential | Behind the Meter | No | Net Metered Residential | EMT Renewables |  | PSE&G | Accepted | 2023-12-13 | 2024-01-16 | 2025-01-16 | Solar Panels | Q CELLS | Q PEAK DUO BLK |  | 0.405 | 3 | 357 | 24 |  | Fixed | Roof
NJADRE1555381992 | Administratively Determined Incentive Program | BERGENFIELD | 7621 | 7 | 6.48 | Residential | Behind the Meter | No | Net Metered Residential | EMT Renewables |  | PSE&G | Accepted | 2023-12-13 | 2024-01-16 | 2025-01-16 | Solar Panels | Q CELLS | Q PEAK DUO BLK |  | 0.405 | 2 | 177 | 24 |  | Fixed | Roof
NJADRE1555381994 | Administratively Determined Incentive Program | SOUTH PLAINFIELD BORO | 7080 | 11 | 5.14 | Residential | Behind the Meter | Yes | Net Metered Residential | Sunrun Installation Services, Inc. |  | PSE&G | Accepted | 2023-12-13 | 2024-01-16 | 2025-01-16 | Solar Panels | TRINA SOLAR | TSM-395DE09C.07 |  | 0.395 | 8 | 158 | 9 |  | Fixed | Roof
NJADRE1555381994 | Administratively Determined Incentive Program | SOUTH PLAINFIELD BORO | 7080 | 11 | 5.14 | Residential | Behind the Meter | Yes | Net Metered Residential | Sunrun Installation Services, Inc. |  | PSE&G | Accepted | 2023-12-13 | 2024-01-16 | 2025-01-16 | Solar Panels | TRINA SOLAR | TSM-395DE09C.07 |  | 0.395 | 5 | 338 | 32 |  | Fixed | Roof
NJADRE1555381994 | Administratively Determined Incentive Program | SOUTH PLAINFIELD BORO | 7080 | 11 | 5.14 | Residential | Behind the Meter | Yes | Net Metered Residential | Sunrun Installation Services, Inc. |  | PSE&G | Accepted | 2023-12-13 | 2024-01-16 | 2025-01-16 | Inverters | SOLAREDGE TECHNOLOGIES | SE3800H-USMN | 3800 |  | 1 |  |  | 0.99 |  | Outdoor
NJADRE1555381994 | Administratively Determined Incentive Program | SOUTH PLAINFIELD BORO | 7080 | 11 | 5.14 | Residential | Behind the Meter | Yes | Net Metered Residential | Sunrun Installation Services, Inc. |  | PSE&G | Accepted | 2023-12-13 | 2024-01-16 | 2025-01-16 | Electric Storage Battery | TESLA | POWERWALL |  |  | 1 |  |  |  | Lithium Ion |  | OUTSIDE
NJADRE1555382043 | Administratively Determined Incentive Program | TRENTON | 8619 | 12 | 7.56 | Residential | Behind the Meter | Yes | Net Metered Residential | EMT Renewables |  | PSE&G | Accepted | 2023-12-13 | 2024-01-16 | 2025-01-16 | Inverters | ENPHASE | IQ7x | 315 |  | 18 |  |  | 0.97 |  | Other | UNDER EACH PANEL
NJADRE1555382043 | Administratively Determined Incentive Program | TRENTON | 8619 | 12 | 7.56 | Residential | Behind the Meter | Yes | Net Metered Residential | EMT Renewables |  | PSE&G | Accepted | 2023-12-13 | 2024-01-16 | 2025-01-16 | Solar Panels | REC ALPHA | REC 420 |  | 0.42 | 18 | 108 | 28 |  | Fixed | Roof
NJADRE1555382058 | Administratively Determined Incentive Program | MOUNT LAUREL | 8054 | 13 | 9.72 | Residential | Behind the Meter | Yes | Net Metered Residential | Sunrun Installation Services, Inc. |  | PSE&G | Accepted | 2023-12-13 | 2024-01-16 | 2025-01-16 | Inverters | SOLAREDGE TECHNOLOGIES | SE7600H-USSN | 7600 |  | 1 |  |  | 0.99 |  | Outdoor | next to meter
NJADRE1555382058 | Administratively Determined Incentive Program | MOUNT LAUREL | 8054 | 13 | 9.72 | Residential | Behind the Meter | Yes | Net Metered Residential | Sunrun Installation Services, Inc. |  | PSE&G | Accepted | 2023-12-13 | 2024-01-16 | 2025-01-16 | Solar Panels | Hanwha Q Cells | Q.PEAK DUO BLK ML-G10+ 405 |  | 0.405 | 12 | 21 | 20 |  | Fixed | Roof
NJADRE1555382058 | Administratively Determined Incentive Program | MOUNT LAUREL | 8054 | 13 | 9.72 | Residential | Behind the Meter | Yes | Net Metered Residential | Sunrun Installation Services, Inc. |  | PSE&G | Accepted | 2023-12-13 | 2024-01-16 | 2025-01-16 | Solar Panels | Hanwha Q Cells | Q.PEAK DUO BLK ML-G10+ 405 |  | 0.405 | 9 | 22 | 20 |  | Fixed | Roof
NJADRE1555382058 | Administratively Determined Incentive Program | MOUNT LAUREL | 8054 | 13 | 9.72 | Residential | Behind the Meter | Yes | Net Metered Residential | Sunrun Installation Services, Inc. |  | PSE&G | Accepted | 2023-12-13 | 2024-01-16 | 2025-01-16 | Solar Panels | Hanwha Q Cells | Q.PEAK DUO BLK ML-G10+ 405 |  | 0.405 | 3 | 202 | 18 |  | Fixed | Roof
NJADRE1555382083 | Administratively Determined Incentive Program | JERSEY CITY | 7304 | 8 | 6.4 | Residential | Behind the Meter | Yes | Net Metered Residential | Pro Custom Solar dba Momentum Solar |  | PSE&G | Accepted | 2023-12-13 | 2024-01-16 | 2025-01-16 | Solar Panels | Â Q. PEAK DUO BLK-G10+400 | hanwha |  | 0.4 | 16 | 31 | 4 |  | Fixed | Roof
NJADRE1555382083 | Administratively Determined Incentive Program | JERSEY CITY | 7304 | 8 | 6.4 | Residential | Behind the Meter | Yes | Net Metered Residential | Pro Custom Solar dba Momentum Solar |  | PSE&G | Accepted | 2023-12-13 | 2024-01-16 | 2025-01-16 | Inverters | IQ8PLUS-72-2-US | enphase | 290 |  | 16 |  |  | 0.97 |  | Outdoor
NJADRE1555382096 | Administratively Determined Incentive Program | South Brunswick | 8824 | 11 | 15.77 | Residential | Behind the Meter | No | Net Metered Residential | Rise Solutions and Contracting LLC |  | PSE&G | Accepted | 2023-12-21 | 2024-01-25 | 2025-01-25 | Inverters | enphase | IQ8M-72-2-US | 325 |  | 38 |  |  | 0.33 |  | Other | Under the panel
NJADRE1555382096 | Administratively Determined Incentive Program | South Brunswick | 8824 | 11 | 15.77 | Residential | Behind the Meter | No | Net Metered Residential | Rise Solutions and Contracting LLC |  | PSE&G | Accepted | 2023-12-21 | 2024-01-25 | 2025-01-25 | Solar Panels | Sunpower Maxeon | SPR-MAX3 |  | 0.415 | 23 | 84 | 28 |  | Fixed | Roof
NJADRE1555382096 | Administratively Determined Incentive Program | South Brunswick | 8824 | 11 | 15.77 | Residential | Behind the Meter | No | Net Metered Residential | Rise Solutions and Contracting LLC |  | PSE&G | Accepted | 2023-12-21 | 2024-01-25 | 2025-01-25 | Solar Panels | Sunpower Maxeon | SPR-MAX3 |  | 0.415 | 10 | 84 | 31 |  | Fixed | Roof
NJADRE1555382096 | Administratively Determined Incentive Program | South Brunswick | 8824 | 11 | 15.77 | Residential | Behind the Meter | No | Net Metered Residential | Rise Solutions and Contracting LLC |  | PSE&G | Accepted | 2023-12-21 | 2024-01-25 | 2025-01-25 | Solar Panels | Sunpower Maxeon | SPR-MAX3 |  | 0.415 | 5 | 174 | 36 |  | Fixed | Roof
NJADRE1555382096 | Administratively Determined Incentive Program | South Brunswick | 8824 | 11 | 15.77 | Residential | Behind the Meter | No | Net Metered Residential | Rise Solutions and Contracting LLC |  | PSE&G | Accepted | 2023-12-21 | 2024-01-25 | 2025-01-25 | Meters | Gridstream | FOCUS | 3 |  | 1 |  |  |  | Yes | Outdoor
NJADRE1555382105 | Administratively Determined Incentive Program | HILLSIDE | 7205 | 10 | 4.86 | Residential | Behind the Meter | Yes | Net Metered Residential | Sunrun Installation Services, Inc. |  | PSE&G | Accepted | 2023-12-13 | 2024-01-16 | 2025-01-16 | Inverters | SOLAREDGE TECHNOLOGIES | SE3800H-USMN | 3800 |  | 1 |  |  | 0.992 |  | Outdoor | next to meter
NJADRE1555382105 | Administratively Determined Incentive Program | HILLSIDE | 7205 | 10 | 4.86 | Residential | Behind the Meter | Yes | Net Metered Residential | Sunrun Installation Services, Inc. |  | PSE&G | Accepted | 2023-12-13 | 2024-01-16 | 2025-01-16 | Solar Panels | HANWHA Q-CELLS | Q.PEAK DUO BLK ML-G10+ 405 |  | 0.405 | 12 | 271 | 30 |  | Fixed | Roof
NJADRE1555382119 | Administratively Determined Incentive Program | WESTAMPTON | 8060 | 13 | 7.2 | Residential | Behind the Meter | Yes | Net Metered Residential | Pro Custom Solar dba Momentum Solar |  | PSE&G | Accepted | 2023-12-13 | 2024-01-16 | 2025-01-16 | Solar Panels | Â Q. PEAK DUO BLK-G10+400 | hanwha |  | 0.4 | 6 | 243 | 33 |  | Fixed | Roof
NJADRE1555382119 | Administratively Determined Incentive Program | WESTAMPTON | 8060 | 13 | 7.2 | Residential | Behind the Meter | Yes | Net Metered Residential | Pro Custom Solar dba Momentum Solar |  | PSE&G | Accepted | 2023-12-13 | 2024-01-16 | 2025-01-16 | Solar Panels | Â Q. PEAK DUO BLK-G10+400 | hanwha |  | 0.4 | 6 | 63 | 33 |  | Fixed | Roof
NJADRE1555382119 | Administratively Determined Incentive Program | WESTAMPTON | 8060 | 13 | 7.2 | Residential | Behind the Meter | Yes | Net Metered Residential | Pro Custom Solar dba Momentum Solar |  | PSE&G | Accepted | 2023-12-13 | 2024-01-16 | 2025-01-16 | Solar Panels | Â Q. PEAK DUO BLK-G10+400 | hanwha |  | 0.4 | 6 | 243 | 33 |  | Fixed | Roof
NJADRE1555382119 | Administratively Determined Incentive Program | WESTAMPTON | 8060 | 13 | 7.2 | Residential | Behind the Meter | Yes | Net Metered Residential | Pro Custom Solar dba Momentum Solar |  | PSE&G | Accepted | 2023-12-13 | 2024-01-16 | 2025-01-16 | Inverters | IQ8PLUS-72-2-US | enphase | 290 |  | 18 |  |  | 0.97 |  | Outdoor
NJADRE1555382123 | Administratively Determined Incentive Program | BLACKWOOD | 8012 | 14 | 9.32 | Residential | Behind the Meter | Yes | Net Metered Residential | Zenergy Solar |  | AC Electric | Accepted | 2023-12-13 | 2024-01-16 | 2025-01-16 | Inverters | Enphase Energy | IQ8PLUS-72-2-US | 290 |  | 23 |  |  | 0.99 |  | Outdoor
NJADRE1555382123 | Administratively Determined Incentive Program | BLACKWOOD | 8012 | 14 | 9.32 | Residential | Behind the Meter | Yes | Net Metered Residential | Zenergy Solar |  | AC Electric | Accepted | 2023-12-13 | 2024-01-16 | 2025-01-16 | Solar Panels | Hanwha | Q.PEAK DUO BLK ML-G10+ 405 |  | 0.405 | 12 | 108 | 23 |  | Fixed | Roof
NJADRE1555382123 | Administratively Determined Incentive Program | BLACKWOOD | 8012 | 14 | 9.32 | Residential | Behind the Meter | Yes | Net Metered Residential | Zenergy Solar |  | AC Electric | Accepted | 2023-12-13 | 2024-01-16 | 2025-01-16 | Solar Panels | Hanwha | Q.PEAK DUO BLK ML-G10+ 405 |  | 0.405 | 6 | 288 | 23 |  | Fixed | Roof
NJADRE1555382123 | Administratively Determined Incentive Program | BLACKWOOD | 8012 | 14 | 9.32 | Residential | Behind the Meter | Yes | Net Metered Residential | Zenergy Solar |  | AC Electric | Accepted | 2023-12-13 | 2024-01-16 | 2025-01-16 | Solar Panels | Hanwha | Q.PEAK DUO BLK ML-G10+ 405 |  | 0.405 | 5 | 108 | 23 |  | Fixed | Roof
NJADRE1555382408 | Administratively Determined Incentive Program | RUNNEMEDE | 8078 | 14 | 7.2 | Residential | Behind the Meter | No | Net Metered Residential | VELOCITY ENERGY & HOME SOLUTIONS, INC |  | PSE&G | Accepted | 2023-12-13 | 2024-01-16 | 2025-01-16 | Inverters | enphase | iq8plus-72-2-us | 290 |  | 34 |  |  | 0.99 |  | Outdoor | behind panels
NJADRE1555382408 | Administratively Determined Incentive Program | RUNNEMEDE | 8078 | 14 | 7.2 | Residential | Behind the Meter | No | Net Metered Residential | VELOCITY ENERGY & HOME SOLUTIONS, INC |  | PSE&G | Accepted | 2023-12-13 | 2024-01-16 | 2025-01-16 | Solar Panels | phono | 400w |  | 0.4 | 4 | 68 | 24 |  | Fixed | Roof
NJADRE1555382408 | Administratively Determined Incentive Program | RUNNEMEDE | 8078 | 14 | 7.2 | Residential | Behind the Meter | No | Net Metered Residential | VELOCITY ENERGY & HOME SOLUTIONS, INC |  | PSE&G | Accepted | 2023-12-13 | 2024-01-16 | 2025-01-16 | Solar Panels | phono | 400w |  | 0.4 | 3 | 248 | 24 |  | Fixed | Roof
NJADRE1555382408 | Administratively Determined Incentive Program | RUNNEMEDE | 8078 | 14 | 7.2 | Residential | Behind the Meter | No | Net Metered Residential | VELOCITY ENERGY & HOME SOLUTIONS, INC |  | PSE&G | Accepted | 2023-12-13 | 2024-01-16 | 2025-01-16 | Solar Panels | phono | 400w |  | 0.4 | 2 | 248 | 5 |  | Fixed | Roof
NJADRE1555382408 | Administratively Determined Incentive Program | RUNNEMEDE | 8078 | 14 | 7.2 | Residential | Behind the Meter | No | Net Metered Residential | VELOCITY ENERGY & HOME SOLUTIONS, INC |  | PSE&G | Accepted | 2023-12-13 | 2024-01-16 | 2025-01-16 | Solar Panels | phono | 400w |  | 0.4 | 5 | 248 | 7 |  | Fixed | Roof
NJADRE1555382408 | Administratively Determined Incentive Program | RUNNEMEDE | 8078 | 14 | 7.2 | Residential | Behind the Meter | No | Net Metered Residential | VELOCITY ENERGY & HOME SOLUTIONS, INC |  | PSE&G | Accepted | 2023-12-13 | 2024-01-16 | 2025-01-16 | Solar Panels | phono | 400w |  | 0.4 | 4 | 68 | 12 |  | Fixed | Roof
NJADRE1555383714 | Administratively Determined Incentive Program | WASHINGTON | 7882 | 11 | 8 | Residential | Behind the Meter | Yes | Net Metered Residential | Pro Custom Solar dba Momentum Solar |  | JCP&L | Accepted | 2023-12-13 | 2024-01-16 | 2025-01-16 | Solar Panels | Â Q. PEAK DUO BLK-G10+400 | hanwha |  | 0.4 | 20 | 158 | 27 |  | Fixed | Roof
NJADRE1555383714 | Administratively Determined Incentive Program | WASHINGTON | 7882 | 11 | 8 | Residential | Behind the Meter | Yes | Net Metered Residential | Pro Custom Solar dba Momentum Solar |  | JCP&L | Accepted | 2023-12-13 | 2024-01-16 | 2025-01-16 | Inverters | IQ8PLUS-72-2-US | enphase | 290 |  | 20 |  |  | 0.97 |  | Outdoor
NJADRE1555383802 | Administratively Determined Incentive Program | EAST ORANGE | 7017 | 9 | 2.4 | Residential | Behind the Meter | No | Net Metered Residential | SunPower Corporation, Systems |  | PSE&G | Accepted | 2023-12-13 | 2024-01-16 | 2025-01-16 | Solar Panels | WAAREE ENERGIES LIMITED | WSMDI-400 |  | 0.4 | 6 | 115 | 38 |  | Fixed | Roof
NJADRE1555383802 | Administratively Determined Incentive Program | EAST ORANGE | 7017 | 9 | 2.4 | Residential | Behind the Meter | No | Net Metered Residential | SunPower Corporation, Systems |  | PSE&G | Accepted | 2023-12-13 | 2024-01-16 | 2025-01-16 | Inverters | Enphase | IQ7HS-66-M-US | 384 |  | 6 |  |  | 0.97 |  | Other | under each panel
NJADRE1555383840 | Administratively Determined Incentive Program | MOUNT ARLINGTON | 7856 | 3 | 8 | Residential | Behind the Meter | No | Net Metered Residential | Tesla Energy Operations Inc |  | JCP&L | Accepted | 2023-12-13 | 2024-01-23 | 2025-01-23 | Solar Panels | Tesla | T400H: PV Module, 400W |  | 0.4 | 20 | 126 | 23 |  | Fixed | Roof
NJADRE1555383840 | Administratively Determined Incentive Program | MOUNT ARLINGTON | 7856 | 3 | 8 | Residential | Behind the Meter | No | Net Metered Residential | Tesla Energy Operations Inc |  | JCP&L | Accepted | 2023-12-13 | 2024-01-23 | 2025-01-23 | Inverters | Tesla | #1850000-00-C | 7600 |  | 1 |  |  | 0.98 |  | Outdoor
NJADRE1555383840 | Administratively Determined Incentive Program | MOUNT ARLINGTON | 7856 | 3 | 8 | Residential | Behind the Meter | No | Net Metered Residential | Tesla Energy Operations Inc |  | JCP&L | Accepted | 2023-12-13 | 2024-01-23 | 2025-01-23 | Electric Storage Battery | Tesla | Ac Powerwall 2.0 |  |  | 2 |  |  |  | Lithium Ion |  | OUTSIDE
NJADRE1555383903 | Administratively Determined Incentive Program | Browns Mills | 8015 | 13 | 12 | Residential | Behind the Meter | No | Net Metered Residential | Power Energy Solutions |  | JCP&L | Accepted | 2023-12-15 | 2024-01-17 | 2025-01-17 | Inverters | SE10000H-US | solaredge | 10000 |  | 1 |  |  | 0.99 |  | Outside | ROOFTOP
NJADRE1555383903 | Administratively Determined Incentive Program | Browns Mills | 8015 | 13 | 12 | Residential | Behind the Meter | No | Net Metered Residential | Power Energy Solutions |  | JCP&L | Accepted | 2023-12-15 | 2024-01-17 | 2025-01-17 | Solar Panels | CS6R-400MS-HL HIKU6 BLACK MONO | CANNDAIN SOLAR |  | 0.4 | 16 | 178 | 26 |  | Fixed | Roof | ROOFTOP
NJADRE1555383903 | Administratively Determined Incentive Program | Browns Mills | 8015 | 13 | 12 | Residential | Behind the Meter | No | Net Metered Residential | Power Energy Solutions |  | JCP&L | Accepted | 2023-12-15 | 2024-01-17 | 2025-01-17 | Solar Panels | CS6R-400MS-HL HIKU6 BLACK MONO | CANNDAIN SOLAR |  | 0.4 | 14 | 358 | 26 |  | Fixed | Roof | ROOFTOP
NJADRE1555383938 | Administratively Determined Incentive Program | NEPTUNE | 7753 | 17 | 4.05 | Residential | Behind the Meter | Yes | Net Metered Residential | Trinity Solar |  | JCP&L | Accepted | 2023-12-13 | 2024-01-16 | 2025-01-16 | Inverters | Solar Edge | SE3000H-US | 3 |  | 1 |  |  | 0.97 |  | Outside
NJADRE1555383938 | Administratively Determined Incentive Program | NEPTUNE | 7753 | 17 | 4.05 | Residential | Behind the Meter | Yes | Net Metered Residential | Trinity Solar |  | JCP&L | Accepted | 2023-12-13 | 2024-01-16 | 2025-01-16 | Solar Panels | Hanwha | Q.PEAK DUO BLK ML-G10+405 |  | 0.405 | 10 | 189 | 30 |  | Fixed | Roof
NJADRE1555384427 | Administratively Determined Incentive Program | TOMS RIVER | 8753 | 18 | 8.2 | Residential | Behind the Meter | No | Net Metered Residential | TITAN SOLAR POWER |  | JCP&L | Accepted | 2023-12-13 | 2024-01-16 | 2025-01-16 | Solar Panels | Silfab | SIL-410HC+ |  | 0.41 | 2 | 289 | 23 |  | Fixed | Roof
NJADRE1555384427 | Administratively Determined Incentive Program | TOMS RIVER | 8753 | 18 | 8.2 | Residential | Behind the Meter | No | Net Metered Residential | TITAN SOLAR POWER |  | JCP&L | Accepted | 2023-12-13 | 2024-01-16 | 2025-01-16 | Solar Panels | Silfab | SIL-410HC+ |  | 0.41 | 9 | 109 | 23 |  | Fixed | Roof
NJADRE1555384427 | Administratively Determined Incentive Program | TOMS RIVER | 8753 | 18 | 8.2 | Residential | Behind the Meter | No | Net Metered Residential | TITAN SOLAR POWER |  | JCP&L | Accepted | 2023-12-13 | 2024-01-16 | 2025-01-16 | Solar Panels | Silfab | SIL-410HC+ |  | 0.41 | 9 | 109 | 20 |  | Fixed | Roof
NJADRE1555384427 | Administratively Determined Incentive Program | TOMS RIVER | 8753 | 18 | 8.2 | Residential | Behind the Meter | No | Net Metered Residential | TITAN SOLAR POWER |  | JCP&L | Accepted | 2023-12-13 | 2024-01-16 | 2025-01-16 | Inverters | Solaredge | SE6000H-US | 6000 |  | 1 |  |  | 0.99 |  | Outdoor
NJADRE1555385768 | Administratively Determined Incentive Program | MANCHESTER TOWNSHIP | 8759 | 18 | 6.48 | Residential | Behind the Meter | Yes | Net Metered Residential | Zenergy Solar |  | JCP&L | Accepted | 2023-12-13 | 2024-01-26 | 2025-01-26 | Inverters | Enphase Energy | IQ8PLUS-72-2-US | 290 |  | 16 |  |  | 0.99 |  | Outside
NJADRE1555385768 | Administratively Determined Incentive Program | MANCHESTER TOWNSHIP | 8759 | 18 | 6.48 | Residential | Behind the Meter | Yes | Net Metered Residential | Zenergy Solar |  | JCP&L | Accepted | 2023-12-13 | 2024-01-26 | 2025-01-26 | Solar Panels | Hanwha | Q.PEAK DUO BLK ML-G10+ 405 |  | 0.405 | 16 | 168 | 21 |  | Fixed | Roof
NJADRE1555385927 | Administratively Determined Incentive Program | BRIDGETON | 8302 | 20 | 13.2 | Residential | Behind the Meter | Yes | Net Metered Residential | Pro Custom Solar dba Momentum Solar |  | AC Electric | Accepted | 2023-12-13 | 2024-01-16 | 2025-01-16 | Solar Panels | Â Q. PEAK DUO BLK-G10+400 | hanwha |  | 0.4 | 14 | 46 | 22 |  | Fixed | Roof
NJADRE1555385927 | Administratively Determined Incentive Program | BRIDGETON | 8302 | 20 | 13.2 | Residential | Behind the Meter | Yes | Net Metered Residential | Pro Custom Solar dba Momentum Solar |  | AC Electric | Accepted | 2023-12-13 | 2024-01-16 | 2025-01-16 | Solar Panels | Â Q. PEAK DUO BLK-G10+400 | hanwha |  | 0.4 | 8 | 316 | 36 |  | Fixed | Roof
NJADRE1555385927 | Administratively Determined Incentive Program | BRIDGETON | 8302 | 20 | 13.2 | Residential | Behind the Meter | Yes | Net Metered Residential | Pro Custom Solar dba Momentum Solar |  | AC Electric | Accepted | 2023-12-13 | 2024-01-16 | 2025-01-16 | Solar Panels | Â Q. PEAK DUO BLK-G10+400 | hanwha |  | 0.4 | 4 | 136 | 36 |  | Fixed | Roof
NJADRE1555385927 | Administratively Determined Incentive Program | BRIDGETON | 8302 | 20 | 13.2 | Residential | Behind the Meter | Yes | Net Metered Residential | Pro Custom Solar dba Momentum Solar |  | AC Electric | Accepted | 2023-12-13 | 2024-01-16 | 2025-01-16 | Solar Panels | Â Q. PEAK DUO BLK-G10+400 | hanwha |  | 0.4 | 7 | 226 | 22 |  | Fixed | Roof
NJADRE1555385927 | Administratively Determined Incentive Program | BRIDGETON | 8302 | 20 | 13.2 | Residential | Behind the Meter | Yes | Net Metered Residential | Pro Custom Solar dba Momentum Solar |  | AC Electric | Accepted | 2023-12-13 | 2024-01-16 | 2025-01-16 | Inverters | IQ8PLUS-72-2-US | enphase | 290 |  | 33 |  |  | 0.97 |  | Outdoor
NJADRE1555387538 | Administratively Determined Incentive Program | VOORHEES TWP | 8043 | 14 | 6.89 | Residential | Behind the Meter | No | Net Metered Residential | EMT Renewables |  | PSE&G | Accepted | 2023-12-13 | 2024-01-16 | 2025-01-16 | Inverters | ENPHASE | IQ8+ | 290 |  | 17 |  |  | 0.98 |  | Other | UNDER EACH PANEL
NJADRE1555387538 | Administratively Determined Incentive Program | VOORHEES TWP | 8043 | 14 | 6.89 | Residential | Behind the Meter | No | Net Metered Residential | EMT Renewables |  | PSE&G | Accepted | 2023-12-13 | 2024-01-16 | 2025-01-16 | Solar Panels | Q CELLS | Q PEAK DUO BLK |  | 0.405 | 11 | 267 | 34 |  | Fixed | Roof
NJADRE1555387538 | Administratively Determined Incentive Program | VOORHEES TWP | 8043 | 14 | 6.89 | Residential | Behind the Meter | No | Net Metered Residential | EMT Renewables |  | PSE&G | Accepted | 2023-12-13 | 2024-01-16 | 2025-01-16 | Solar Panels | Q CELLS | Q PEAK DUO BLK |  | 0.405 | 4 | 87 | 37 |  | Fixed | Roof
NJADRE1555387538 | Administratively Determined Incentive Program | VOORHEES TWP | 8043 | 14 | 6.89 | Residential | Behind the Meter | No | Net Metered Residential | EMT Renewables |  | PSE&G | Accepted | 2023-12-13 | 2024-01-16 | 2025-01-16 | Solar Panels | Q CELLS | Q PEAK DUO BLK |  | 0.405 | 2 | 87 | 35 |  | Fixed | Roof
NJADRE1555387598 | Administratively Determined Incentive Program | NORTH PLAINFIELD | 7060 | 10 | 3.24 | Residential | Behind the Meter | Yes | Net Metered Residential | Sunrun Installation Services, Inc. |  | PSE&G | Accepted | 2023-12-13 | 2024-01-16 | 2025-01-16 | Electric Storage Battery | Tesla | Powerwall |  |  | 1 |  |  |  | Lithium Ion |  | Inside
NJADRE1555387598 | Administratively Determined Incentive Program | NORTH PLAINFIELD | 7060 | 10 | 3.24 | Residential | Behind the Meter | Yes | Net Metered Residential | Sunrun Installation Services, Inc. |  | PSE&G | Accepted | 2023-12-13 | 2024-01-16 | 2025-01-16 | Inverters | SOLAREDGE TECHNOLOGIES | SE3800H-USMN | 3800 |  | 1 |  |  | 0.99 |  | Indoor | next to meter
NJADRE1555387598 | Administratively Determined Incentive Program | NORTH PLAINFIELD | 7060 | 10 | 3.24 | Residential | Behind the Meter | Yes | Net Metered Residential | Sunrun Installation Services, Inc. |  | PSE&G | Accepted | 2023-12-13 | 2024-01-16 | 2025-01-16 | Solar Panels | Hanwha Q Cells | Q.PEAK DUO BLK ML-G10+ 405 |  | 0.405 | 8 | 127 | 26 |  | Fixed | Roof
NJADRE1555387636 | Administratively Determined Incentive Program | WOODLAND PARK | 7424 | 6 | 26.73 | Residential | Behind the Meter | No | Net Metered Residential | SunnyMac LLC |  | PSE&G | Accepted | 2023-12-13 | 2024-01-16 | 2025-01-16 | Solar Panels | HANWHA | Q.PEAK DUO BLK ML-G10+ 405 M |  | 0.405 | 14 | 194 | 31 |  | Fixed | Roof
NJADRE1555387636 | Administratively Determined Incentive Program | WOODLAND PARK | 7424 | 6 | 26.73 | Residential | Behind the Meter | No | Net Metered Residential | SunnyMac LLC |  | PSE&G | Accepted | 2023-12-13 | 2024-01-16 | 2025-01-16 | Solar Panels | HANWHA | Q.PEAK DUO BLK ML-G10+ 405 |  | 0.405 | 27 | 284 | 31 |  | Fixed | Roof
NJADRE1555387636 | Administratively Determined Incentive Program | WOODLAND PARK | 7424 | 6 | 26.73 | Residential | Behind the Meter | No | Net Metered Residential | SunnyMac LLC |  | PSE&G | Accepted | 2023-12-13 | 2024-01-16 | 2025-01-16 | Solar Panels | HANWHA | Q.PEAK DUO BLK ML-G10+ 405 |  | 0.405 | 22 | 104 | 31 |  | Fixed | Roof
NJADRE1555387636 | Administratively Determined Incentive Program | WOODLAND PARK | 7424 | 6 | 26.73 | Residential | Behind the Meter | No | Net Metered Residential | SunnyMac LLC |  | PSE&G | Accepted | 2023-12-13 | 2024-01-16 | 2025-01-16 | Solar Panels | HANWHA | Q.PEAK DUO BLK ML-G10+ 405 |  | 0.405 | 3 | 194 | 30 |  | Fixed | Roof
NJADRE1555387636 | Administratively Determined Incentive Program | WOODLAND PARK | 7424 | 6 | 26.73 | Residential | Behind the Meter | No | Net Metered Residential | SunnyMac LLC |  | PSE&G | Accepted | 2023-12-13 | 2024-01-16 | 2025-01-16 | Inverters | SOLAREDGE | SE10000H-US | 10000 |  | 1 |  |  | 0.99 |  | Outdoor | Next to meter
NJADRE1555387636 | Administratively Determined Incentive Program | WOODLAND PARK | 7424 | 6 | 26.73 | Residential | Behind the Meter | No | Net Metered Residential | SunnyMac LLC |  | PSE&G | Accepted | 2023-12-13 | 2024-01-16 | 2025-01-16 | Inverters | SOLAREDGE | SE10000H-US | 10000 |  | 1 |  |  | 0.99 |  | Outdoor | Next to meter
NJADRE1555387669 | Administratively Determined Incentive Program | NEW BRUNSWICK | 8901 | 11 | 8.8 | Residential | Behind the Meter | No | Net Metered Residential | All Season Solar |  | PSE&G | Accepted | 2023-12-13 | 2024-01-16 | 2025-01-16 | Inverters | Enphase | IQ8 Plus | 290 |  | 22 |  |  | 0.97 |  | Outside
NJADRE1555387669 | Administratively Determined Incentive Program | NEW BRUNSWICK | 8901 | 11 | 8.8 | Residential | Behind the Meter | No | Net Metered Residential | All Season Solar |  | PSE&G | Accepted | 2023-12-13 | 2024-01-16 | 2025-01-16 | Solar Panels | Certainteed | CT400HC11-06 |  | 0.4 | 22 | 101 | 18 |  | Fixed | Roof
NJADRE1555387705 | Administratively Determined Incentive Program | PLAINFIELD | 7062 | 10 | 9.32 | Residential | Behind the Meter | Yes | Net Metered Residential | Trinity Solar Inc. |  | PSE&G | Accepted | 2023-12-13 | 2024-01-16 | 2025-01-16 | Inverters | Solar Edge | SE7600H-US | 7600 |  | 1 |  |  | 0.97 |  | Outdoor
NJADRE1555387705 | Administratively Determined Incentive Program | PLAINFIELD | 7062 | 10 | 9.32 | Residential | Behind the Meter | Yes | Net Metered Residential | Trinity Solar Inc. |  | PSE&G | Accepted | 2023-12-13 | 2024-01-16 | 2025-01-16 | Solar Panels | HANWHA | (Q.PEAK DUO BLK ML-G10+ 405) |  | 0.405 | 14 | 312 | 34 |  | Fixed | Roof
NJADRE1555387705 | Administratively Determined Incentive Program | PLAINFIELD | 7062 | 10 | 9.32 | Residential | Behind the Meter | Yes | Net Metered Residential | Trinity Solar Inc. |  | PSE&G | Accepted | 2023-12-13 | 2024-01-16 | 2025-01-16 | Solar Panels | HANWHA | (Q.PEAK DUO BLK ML-G10+ 405) |  | 0.405 | 6 | 132 | 10 |  | Fixed | Roof
NJADRE1555387705 | Administratively Determined Incentive Program | PLAINFIELD | 7062 | 10 | 9.32 | Residential | Behind the Meter | Yes | Net Metered Residential | Trinity Solar Inc. |  | PSE&G | Accepted | 2023-12-13 | 2024-01-16 | 2025-01-16 | Solar Panels | HANWHA | (Q.PEAK DUO BLK ML-G10+ 405) |  | 0.405 | 3 | 312 | 18 |  | Fixed | Roof
NJADRE1555387713 | Administratively Determined Incentive Program | WILLINGBORO | 8046 | 13 | 2.84 | Residential | Behind the Meter | Yes | Net Metered Residential | Sunrun Installation Services, Inc. |  | PSE&G | Accepted | 2023-12-13 | 2024-01-30 | 2025-01-30 | Inverters | Delta Electronics | E4-TL-US | 4000 |  | 1 |  |  | 0.975 |  | Outdoor | next to meter
NJADRE1555387713 | Administratively Determined Incentive Program | WILLINGBORO | 8046 | 13 | 2.84 | Residential | Behind the Meter | Yes | Net Metered Residential | Sunrun Installation Services, Inc. |  | PSE&G | Accepted | 2023-12-13 | 2024-01-30 | 2025-01-30 | Solar Panels | HANWHA Q-CELLS | Q.PEAK DUO BLK ML-G10+ 405 |  | 0.405 | 7 | 139 | 19 |  | Fixed | Roof
NJADRE1555387736 | Administratively Determined Incentive Program | SEWELL | 8080 | 15 | 10 | Residential | Behind the Meter | No | Net Metered Residential | Power Energy Solutions |  | AC Electric | Accepted | 2023-12-15 | 2024-01-18 | 2025-01-18 | Inverters | SE7600H-US | SOLAREDGE | 7600 |  | 1 |  |  | 0.99 |  | Outdoor | ROOFTOP
NJADRE1555387736 | Administratively Determined Incentive Program | SEWELL | 8080 | 15 | 10 | Residential | Behind the Meter | No | Net Metered Residential | Power Energy Solutions |  | AC Electric | Accepted | 2023-12-15 | 2024-01-18 | 2025-01-18 | Solar Panels | CS6R-400MS-HL HIKU6 BLACK MONO | CANNDAIN SOLAR |  | 0.4 | 4 | 191 | 30 |  | Fixed | Roof | ROOFTOP
NJADRE1555387736 | Administratively Determined Incentive Program | SEWELL | 8080 | 15 | 10 | Residential | Behind the Meter | No | Net Metered Residential | Power Energy Solutions |  | AC Electric | Accepted | 2023-12-15 | 2024-01-18 | 2025-01-18 | Solar Panels | CS6R-400MS-HL HIKU6 BLACK MONO | CANNDAIN SOLAR |  | 0.4 | 2 | 191 | 30 |  | Fixed | Roof | ROOFTOP
NJADRE1555387736 | Administratively Determined Incentive Program | SEWELL | 8080 | 15 | 10 | Residential | Behind the Meter | No | Net Metered Residential | Power Energy Solutions |  | AC Electric | Accepted | 2023-12-15 | 2024-01-18 | 2025-01-18 | Solar Panels | CS6R-400MS-HL HIKU6 BLACK MONO | CANNDAIN SOLAR |  | 0.4 | 5 | 191 | 30 |  | Fixed | Roof | ROOFTOP
NJADRE1555387736 | Administratively Determined Incentive Program | SEWELL | 8080 | 15 | 10 | Residential | Behind the Meter | No | Net Metered Residential | Power Energy Solutions |  | AC Electric | Accepted | 2023-12-15 | 2024-01-18 | 2025-01-18 | Solar Panels | CS6R-400MS-HL HIKU6 BLACK MONO | CANNDAIN SOLAR |  | 0.4 | 2 | 11 | 30 |  | Fixed | Roof | ROOFTOP
NJADRE1555387736 | Administratively Determined Incentive Program | SEWELL | 8080 | 15 | 10 | Residential | Behind the Meter | No | Net Metered Residential | Power Energy Solutions |  | AC Electric | Accepted | 2023-12-15 | 2024-01-18 | 2025-01-18 | Solar Panels | CS6R-400MS-HL HIKU6 BLACK MONO | CANNDAIN SOLAR |  | 0.4 | 12 | 11 | 30 |  | Fixed | Roof | ROOFTOP
NJADRE1555387863 | Administratively Determined Incentive Program | NEWTON | 7860 | 1 | 14.18 | Residential | Behind the Meter | Yes | Net Metered Residential | Venture Home Solar, LLC |  | JCP&L | Accepted | 2023-12-13 | 2024-01-16 | 2025-01-16 | Inverters | EnPhase | IQ8PLUS-72-2-US (240V) | 300 |  | 35 |  |  | 0.96667 |  | Outside
NJADRE1555387863 | Administratively Determined Incentive Program | NEWTON | 7860 | 1 | 14.18 | Residential | Behind the Meter | Yes | Net Metered Residential | Venture Home Solar, LLC |  | JCP&L | Accepted | 2023-12-13 | 2024-01-16 | 2025-01-16 | Solar Panels | Hanwha | Q.PEAK DUO BLK ML-G10+ 405 |  | 0.405 | 9 | 198 | 23 |  | Fixed | Roof
NJADRE1555387863 | Administratively Determined Incentive Program | NEWTON | 7860 | 1 | 14.18 | Residential | Behind the Meter | Yes | Net Metered Residential | Venture Home Solar, LLC |  | JCP&L | Accepted | 2023-12-13 | 2024-01-16 | 2025-01-16 | Solar Panels | Hanwha | Q.PEAK DUO BLK ML-G10+ 405 |  | 0.405 | 6 | 288 | 23 |  | Fixed | Roof
NJADRE1555387863 | Administratively Determined Incentive Program | NEWTON | 7860 | 1 | 14.18 | Residential | Behind the Meter | Yes | Net Metered Residential | Venture Home Solar, LLC |  | JCP&L | Accepted | 2023-12-13 | 2024-01-16 | 2025-01-16 | Solar Panels | Hanwha | Q.PEAK DUO BLK ML-G10+ 405 |  | 0.405 | 5 | 108 | 23 |  | Fixed | Roof
NJADRE1555387863 | Administratively Determined Incentive Program | NEWTON | 7860 | 1 | 14.18 | Residential | Behind the Meter | Yes | Net Metered Residential | Venture Home Solar, LLC |  | JCP&L | Accepted | 2023-12-13 | 2024-01-16 | 2025-01-16 | Solar Panels | Hanwha | Q.PEAK DUO BLK ML-G10+ 405 |  | 0.405 | 5 | 288 | 23 |  | Fixed | Roof
NJADRE1555387863 | Administratively Determined Incentive Program | NEWTON | 7860 | 1 | 14.18 | Residential | Behind the Meter | Yes | Net Metered Residential | Venture Home Solar, LLC |  | JCP&L | Accepted | 2023-12-13 | 2024-01-16 | 2025-01-16 | Solar Panels | Hanwha | Q.PEAK DUO BLK ML-G10+ 405 |  | 0.405 | 7 | 108 | 23 |  | Fixed | Roof
NJADRE1555387863 | Administratively Determined Incentive Program | NEWTON | 7860 | 1 | 14.18 | Residential | Behind the Meter | Yes | Net Metered Residential | Venture Home Solar, LLC |  | JCP&L | Accepted | 2023-12-13 | 2024-01-16 | 2025-01-16 | Solar Panels | Hanwha | Q.PEAK DUO BLK ML-G10+ 405 |  | 0.405 | 2 | 108 | 23 |  | Fixed | Roof
NJADRE1555387863 | Administratively Determined Incentive Program | NEWTON | 7860 | 1 | 14.18 | Residential | Behind the Meter | Yes | Net Metered Residential | Venture Home Solar, LLC |  | JCP&L | Accepted | 2023-12-13 | 2024-01-16 | 2025-01-16 | Solar Panels | Hanwha | Q.PEAK DUO BLK ML-G10+ 405 |  | 0.405 | 1 | 198 | 23 |  | Fixed | Roof
NJADRE1555387867 | Administratively Determined Incentive Program | IRVINGTON | 7111 | 9 | 3.78 | Residential | Behind the Meter | No | Net Metered Residential | EMT Renewables |  | PSE&G | Accepted | 2023-12-13 | 2024-01-16 | 2025-01-16 | Inverters | ENPHASE | IQ7x | 315 |  | 9 |  |  | 0.98 |  | Other | UNDER EACH PANEL
NJADRE1555387867 | Administratively Determined Incentive Program | IRVINGTON | 7111 | 9 | 3.78 | Residential | Behind the Meter | No | Net Metered Residential | EMT Renewables |  | PSE&G | Accepted | 2023-12-13 | 2024-01-16 | 2025-01-16 | Solar Panels | REC ALPHA | REC 420 |  | 0.42 | 9 | 29 | 4 |  | Fixed | Roof
NJADRE1555387899 | Administratively Determined Incentive Program | FREEHOLD | 7728 | 17 | 15.8 | Residential | Behind the Meter | Yes | Net Metered Residential | Sunrun Installation Services, Inc. |  | JCP&L | Accepted | 2023-12-13 | 2024-01-16 | 2025-01-16 | Inverters | SolarEdge Technologies | SE3800H-USMN | 3800 |  | 1 |  |  | 0.96 |  | Outdoor | Next To Meter
NJADRE1555387899 | Administratively Determined Incentive Program | FREEHOLD | 7728 | 17 | 15.8 | Residential | Behind the Meter | Yes | Net Metered Residential | Sunrun Installation Services, Inc. |  | JCP&L | Accepted | 2023-12-13 | 2024-01-16 | 2025-01-16 | Inverters | SolarEdge Technologies | SE7600H-USSN | 7600 |  | 1 |  |  | 0.96 |  | Outdoor | Next To Meter
NJADRE1555387899 | Administratively Determined Incentive Program | FREEHOLD | 7728 | 17 | 15.8 | Residential | Behind the Meter | Yes | Net Metered Residential | Sunrun Installation Services, Inc. |  | JCP&L | Accepted | 2023-12-13 | 2024-01-16 | 2025-01-16 | Solar Panels | Hanwha Q Cells | Q.PEAK DUO BLK ML-G10+ 405 |  | 0.405 | 11 | 107 | 27 |  | Fixed | Roof
NJADRE1555387899 | Administratively Determined Incentive Program | FREEHOLD | 7728 | 17 | 15.8 | Residential | Behind the Meter | Yes | Net Metered Residential | Sunrun Installation Services, Inc. |  | JCP&L | Accepted | 2023-12-13 | 2024-01-16 | 2025-01-16 | Solar Panels | Hanwha Q Cells | Q.PEAK DUO BLK ML-G10+ 405 |  | 0.405 | 7 | 107 | 27 |  | Fixed | Roof
NJADRE1555387899 | Administratively Determined Incentive Program | FREEHOLD | 7728 | 17 | 15.8 | Residential | Behind the Meter | Yes | Net Metered Residential | Sunrun Installation Services, Inc. |  | JCP&L | Accepted | 2023-12-13 | 2024-01-16 | 2025-01-16 | Solar Panels | Hanwha Q Cells | Q.PEAK DUO BLK ML-G10+ 405 |  | 0.405 | 21 | 286 | 26 |  | Fixed | Roof
NJADRE1555387922 | Administratively Determined Incentive Program | BLAIRSTOWN | 7825 | 2 | 6.48 | Residential | Behind the Meter | No | Net Metered Residential | Sunrun Installation Services, Inc. |  | JCP&L | Accepted | 2023-12-13 | 2024-01-17 | 2025-01-17 | Inverters | Delta Electronics | E6-TL-US | 5760 |  | 1 |  |  | 0.96 |  | Outdoor | Next To Meter
NJADRE1555387922 | Administratively Determined Incentive Program | BLAIRSTOWN | 7825 | 2 | 6.48 | Residential | Behind the Meter | No | Net Metered Residential | Sunrun Installation Services, Inc. |  | JCP&L | Accepted | 2023-12-13 | 2024-01-17 | 2025-01-17 | Solar Panels | Hanwha Q Cells | Q.PEAK DUO BLK ML-G10+ 405 |  | 0.405 | 6 | 140 | 25 |  | Fixed | Roof
NJADRE1555387922 | Administratively Determined Incentive Program | BLAIRSTOWN | 7825 | 2 | 6.48 | Residential | Behind the Meter | No | Net Metered Residential | Sunrun Installation Services, Inc. |  | JCP&L | Accepted | 2023-12-13 | 2024-01-17 | 2025-01-17 | Solar Panels | Hanwha Q Cells | Q.PEAK DUO BLK ML-G10+ 405 |  | 0.405 | 10 | 141 | 15 |  | Fixed | Roof
NJADRE1555387937 | Administratively Determined Incentive Program | BERLIN | 8009 | 14 | 7.29 | Residential | Behind the Meter | Yes | Net Metered Residential | Sunrun Installation Services, Inc. |  | AC Electric | Accepted | 2023-12-13 | 2024-01-16 | 2025-01-16 | Inverters | SOLAREDGE TECHNOLOGIES | SE6000H-USSN | 6000 |  | 1 |  |  | 0.99 |  | Outdoor | next to meter
NJADRE1555387937 | Administratively Determined Incentive Program | BERLIN | 8009 | 14 | 7.29 | Residential | Behind the Meter | Yes | Net Metered Residential | Sunrun Installation Services, Inc. |  | AC Electric | Accepted | 2023-12-13 | 2024-01-16 | 2025-01-16 | Solar Panels | Hanwha Q Cells | Q.PEAK DUO BLK ML-G10+ 405 |  | 0.405 | 12 | 28 | 26 |  | Fixed | Roof
NJADRE1555387937 | Administratively Determined Incentive Program | BERLIN | 8009 | 14 | 7.29 | Residential | Behind the Meter | Yes | Net Metered Residential | Sunrun Installation Services, Inc. |  | AC Electric | Accepted | 2023-12-13 | 2024-01-16 | 2025-01-16 | Solar Panels | Hanwha Q Cells | Q.PEAK DUO BLK ML-G10+ 405 |  | 0.405 | 6 | 208 | 27 |  | Fixed | Roof
NJADRE1555387945 | Administratively Determined Incentive Program | CALDWELL | 7006 | 9 | 3.65 | Residential | Behind the Meter | Yes | Net Metered Residential | EMT Renewables |  | PSE&G | Accepted | 2023-12-13 | 2024-01-16 | 2025-01-16 | Inverters | ENPHASE | IQ8+ | 290 |  | 9 |  |  | 0.98 |  | Other | UNDER EACH PANEL
NJADRE1555387945 | Administratively Determined Incentive Program | CALDWELL | 7006 | 9 | 3.65 | Residential | Behind the Meter | Yes | Net Metered Residential | EMT Renewables |  | PSE&G | Accepted | 2023-12-13 | 2024-01-16 | 2025-01-16 | Solar Panels | Q CELLS | Q PEAK DUO BLK |  | 0.405 | 9 | 41 | 35 |  | Fixed | Roof
NJADRE1555387975 | Administratively Determined Incentive Program | PALMYRA | 8065 | 13 | 6.97 | Residential | Behind the Meter | Yes | Net Metered Residential | Define Solar LLC |  | PSE&G | Accepted | 2023-12-14 | 2024-01-17 | 2025-01-17 | Meters | Enphase | X2-IQ-AM1-240-4 |  |  | 1 |  |  |  | Yes | Outdoor
NJADRE1555387975 | Administratively Determined Incentive Program | PALMYRA | 8065 | 13 | 6.97 | Residential | Behind the Meter | Yes | Net Metered Residential | Define Solar LLC |  | PSE&G | Accepted | 2023-12-14 | 2024-01-17 | 2025-01-17 | Inverters | Enphase | IQ8PLUS-72-2-US | 290 |  | 5 |  |  | 0.976 |  | Outside | Under each pv panel
NJADRE1555387975 | Administratively Determined Incentive Program | PALMYRA | 8065 | 13 | 6.97 | Residential | Behind the Meter | Yes | Net Metered Residential | Define Solar LLC |  | PSE&G | Accepted | 2023-12-14 | 2024-01-17 | 2025-01-17 | Inverters | Enphase | IQ8PLUS-72-2-US | 290 |  | 6 |  |  | 0.976 |  | Outside | Under each pv panel
NJADRE1555387975 | Administratively Determined Incentive Program | PALMYRA | 8065 | 13 | 6.97 | Residential | Behind the Meter | Yes | Net Metered Residential | Define Solar LLC |  | PSE&G | Accepted | 2023-12-14 | 2024-01-17 | 2025-01-17 | Inverters | Enphase | IQ8PLUS-72-2-US | 290 |  | 6 |  |  | 0.976 |  | Outside | Under each pv panel
NJADRE1555387975 | Administratively Determined Incentive Program | PALMYRA | 8065 | 13 | 6.97 | Residential | Behind the Meter | Yes | Net Metered Residential | Define Solar LLC |  | PSE&G | Accepted | 2023-12-14 | 2024-01-17 | 2025-01-17 | Solar Panels | Znshine | ZXM7-SH108 410W |  | 0.41 | 5 | 110 | 44 |  | Fixed | Roof
NJADRE1555387975 | Administratively Determined Incentive Program | PALMYRA | 8065 | 13 | 6.97 | Residential | Behind the Meter | Yes | Net Metered Residential | Define Solar LLC |  | PSE&G | Accepted | 2023-12-14 | 2024-01-17 | 2025-01-17 | Solar Panels | Znshine | ZXM7-SH108 410W |  | 0.41 | 6 | 20 | 14 |  | Fixed | Roof
NJADRE1555387975 | Administratively Determined Incentive Program | PALMYRA | 8065 | 13 | 6.97 | Residential | Behind the Meter | Yes | Net Metered Residential | Define Solar LLC |  | PSE&G | Accepted | 2023-12-14 | 2024-01-17 | 2025-01-17 | Solar Panels | Znshine | ZXM7-SH108 410W |  | 0.41 | 6 | 290 | 44 |  | Fixed | Roof
NJADRE1555388016 | Administratively Determined Incentive Program | PENNSAUKEN | 8110 | 14 | 6.89 | Residential | Behind the Meter | No | Net Metered Residential | EMT Renewables |  | PSE&G | Accepted | 2023-12-13 | 2024-01-17 | 2025-01-17 | Inverters | ENPHASE | IQ8+ | 290 |  | 17 |  |  | 0.98 |  | Other | UNDER EACH PANEL
NJADRE1555388016 | Administratively Determined Incentive Program | PENNSAUKEN | 8110 | 14 | 6.89 | Residential | Behind the Meter | No | Net Metered Residential | EMT Renewables |  | PSE&G | Accepted | 2023-12-13 | 2024-01-17 | 2025-01-17 | Solar Panels | Q CELLS | Q PEAK DUO BLK |  | 0.405 | 17 | 37 | 24 |  | Fixed | Roof
NJADRE1555388024 | Administratively Determined Incentive Program | GLASSBORO | 8028 | 15 | 8.8 | Residential | Behind the Meter | Yes | Net Metered Residential | GenSun Solar |  | AC Electric | Accepted | 2023-12-13 | 2024-01-16 | 2025-01-16 | Inverters | Solaredge | SE10000H-US | 10000 |  | 1 |  |  | 0.9 |  | Outdoor
NJADRE1555388024 | Administratively Determined Incentive Program | GLASSBORO | 8028 | 15 | 8.8 | Residential | Behind the Meter | Yes | Net Metered Residential | GenSun Solar |  | AC Electric | Accepted | 2023-12-13 | 2024-01-16 | 2025-01-16 | Meters | Solaredge | SE10000H-US |  |  | 1 |  |  |  | Yes
NJADRE1555388024 | Administratively Determined Incentive Program | GLASSBORO | 8028 | 15 | 8.8 | Residential | Behind the Meter | Yes | Net Metered Residential | GenSun Solar |  | AC Electric | Accepted | 2023-12-13 | 2024-01-16 | 2025-01-16 | Solar Panels | Canadian Solar | HiKu6 CS6R-400 |  | 0.4 | 22 | 352 | 30 |  | Fixed | Roof
NJADRE1555389277 | Administratively Determined Incentive Program | BOUND BROOK | 8805 | 5 | 8.17 | Residential | Behind the Meter | No | Net Metered Residential | Solar Energy World |  | PSE&G | Accepted | 2023-12-13 | 2024-01-16 | 2025-01-16 | Inverters | Enphase Energy | IQ8-60-2-US | 240 |  | 23 |  |  | 0.97 |  | Outdoor
NJADRE1555389277 | Administratively Determined Incentive Program | BOUND BROOK | 8805 | 5 | 8.17 | Residential | Behind the Meter | No | Net Metered Residential | Solar Energy World |  | PSE&G | Accepted | 2023-12-13 | 2024-01-16 | 2025-01-16 | Solar Panels | Longi Green energy | LR4-60HPB-355 |  | 0.355 | 12 | 196 | 21 |  | Fixed | Roof
NJADRE1555389277 | Administratively Determined Incentive Program | BOUND BROOK | 8805 | 5 | 8.17 | Residential | Behind the Meter | No | Net Metered Residential | Solar Energy World |  | PSE&G | Accepted | 2023-12-13 | 2024-01-16 | 2025-01-16 | Solar Panels | Longi Green Energy | LR4-60HPB-355 |  | 0.355 | 11 | 16 | 23 |  | Fixed | Roof
NJADRE1555391413 | Administratively Determined Incentive Program | TUCKERTON | 8087 | 18 | 9.2 | Residential | Behind the Meter | Yes | Net Metered Residential | Suntuity Solar LLC |  | AC Electric | Accepted | 2023-12-14 | 2024-01-16 | 2025-01-16 | Inverters | (23) ENPHASE | IQ8PLUS-72-2-US | 290 |  | 23 |  |  | 0.97 |  | Outdoor | Behind the PV modules
NJADRE1555391413 | Administratively Determined Incentive Program | TUCKERTON | 8087 | 18 | 9.2 | Residential | Behind the Meter | Yes | Net Metered Residential | Suntuity Solar LLC |  | AC Electric | Accepted | 2023-12-14 | 2024-01-16 | 2025-01-16 | Solar Panels | (23) CANADIAN SOLAR | CS6R-400MS-HL |  | 0.4 | 17 | 265 | 31 |  | Fixed | Roof
NJADRE1555391413 | Administratively Determined Incentive Program | TUCKERTON | 8087 | 18 | 9.2 | Residential | Behind the Meter | Yes | Net Metered Residential | Suntuity Solar LLC |  | AC Electric | Accepted | 2023-12-14 | 2024-01-16 | 2025-01-16 | Solar Panels | (23) CANADIAN SOLAR | CS6R-400MS-HL |  | 0.4 | 6 | 85 | 31 |  | Fixed | Roof
NJADRE1555391414 | Administratively Determined Incentive Program | EAST BRUNSWICK | 8816 | 11 | 16 | Residential | Behind the Meter | Yes | Net Metered Residential | Suntuity Solar LLC |  | PSE&G | Accepted | 2023-12-14 | 2024-01-16 | 2025-01-16 | Inverters | (40) ENPHASE | IQ8PLUS-72-2-US | 290 |  | 40 |  |  | 0.97 |  | Outdoor | Behind the PV modules
NJADRE1555391414 | Administratively Determined Incentive Program | EAST BRUNSWICK | 8816 | 11 | 16 | Residential | Behind the Meter | Yes | Net Metered Residential | Suntuity Solar LLC |  | PSE&G | Accepted | 2023-12-14 | 2024-01-16 | 2025-01-16 | Solar Panels | (40) CANADIANSOLAR | CS6R-400MS-HL |  | 0.4 | 9 | 219 | 34 |  | Fixed | Roof
NJADRE1555391414 | Administratively Determined Incentive Program | EAST BRUNSWICK | 8816 | 11 | 16 | Residential | Behind the Meter | Yes | Net Metered Residential | Suntuity Solar LLC |  | PSE&G | Accepted | 2023-12-14 | 2024-01-16 | 2025-01-16 | Solar Panels | (40) CANADIANSOLAR | CS6R-400MS-HL |  | 0.4 | 13 | 39 | 34 |  | Fixed | Roof
NJADRE1555391414 | Administratively Determined Incentive Program | EAST BRUNSWICK | 8816 | 11 | 16 | Residential | Behind the Meter | Yes | Net Metered Residential | Suntuity Solar LLC |  | PSE&G | Accepted | 2023-12-14 | 2024-01-16 | 2025-01-16 | Solar Panels | (40) CANADIANSOLAR | CS6R-400MS-HL |  | 0.4 | 4 | 219 | 34 |  | Fixed | Roof
NJADRE1555391414 | Administratively Determined Incentive Program | EAST BRUNSWICK | 8816 | 11 | 16 | Residential | Behind the Meter | Yes | Net Metered Residential | Suntuity Solar LLC |  | PSE&G | Accepted | 2023-12-14 | 2024-01-16 | 2025-01-16 | Solar Panels | (40) CANADIANSOLAR | CS6R-400MS-HL |  | 0.4 | 4 | 39 | 34 |  | Fixed | Roof
NJADRE1555391414 | Administratively Determined Incentive Program | EAST BRUNSWICK | 8816 | 11 | 16 | Residential | Behind the Meter | Yes | Net Metered Residential | Suntuity Solar LLC |  | PSE&G | Accepted | 2023-12-14 | 2024-01-16 | 2025-01-16 | Solar Panels | (40) CANADIANSOLAR | CS6R-400MS-HL |  | 0.4 | 4 | 219 | 34 |  | Fixed | Roof
NJADRE1555391414 | Administratively Determined Incentive Program | EAST BRUNSWICK | 8816 | 11 | 16 | Residential | Behind the Meter | Yes | Net Metered Residential | Suntuity Solar LLC |  | PSE&G | Accepted | 2023-12-14 | 2024-01-16 | 2025-01-16 | Solar Panels | (40) CANADIANSOLAR | CS6R-400MS-HL |  | 0.4 | 6 | 39 | 34 |  | Fixed | Roof
NJADRE1555391424 | Administratively Determined Incentive Program | FLORENCE | 8518 | 13 | 10.94 | Residential | Behind the Meter | Yes | Net Metered Residential | SunnyMac LLC |  | PSE&G | Accepted | 2023-12-14 | 2024-01-17 | 2025-01-17 | Solar Panels | Q.PEAK DUO BLK ML-G10+ 405 | HANWHA |  | 0.405 | 9 | 199 | 25 |  | Fixed | Roof
NJADRE1555391424 | Administratively Determined Incentive Program | FLORENCE | 8518 | 13 | 10.94 | Residential | Behind the Meter | Yes | Net Metered Residential | SunnyMac LLC |  | PSE&G | Accepted | 2023-12-14 | 2024-01-17 | 2025-01-17 | Solar Panels | Q.PEAK DUO BLK ML-G10+ 405 | HANWHA |  | 0.405 | 18 | 19 | 25 |  | Fixed | Roof
NJADRE1555391424 | Administratively Determined Incentive Program | FLORENCE | 8518 | 13 | 10.94 | Residential | Behind the Meter | Yes | Net Metered Residential | SunnyMac LLC |  | PSE&G | Accepted | 2023-12-14 | 2024-01-17 | 2025-01-17 | Inverters | SE7600H-US | SOLAREDGE | 7600 |  | 1 |  |  | 0.1 |  | Outdoor | next to meter
NJADRE1555391424 | Administratively Determined Incentive Program | FLORENCE | 8518 | 13 | 10.94 | Residential | Behind the Meter | Yes | Net Metered Residential | SunnyMac LLC |  | PSE&G | Accepted | 2023-12-14 | 2024-01-17 | 2025-01-17 | Meters | SE-RGMTR-1D-240C-B | Solaredge |  |  | 1 |  |  |  | Yes | Outdoor
NJADRE1555391430 | Administratively Determined Incentive Program | PARLIN | 8859 | 11 | 6.48 | Residential | Behind the Meter | Yes | Net Metered Residential | SunnyMac LLC |  | JCP&L | Accepted | 2023-12-14 | 2024-01-17 | 2025-01-17 | Solar Panels | Q.PEAK DUO BLK ML-G10+ 405 | HANWHA |  | 0.405 | 12 | 229 | 18 |  | Fixed | Roof
NJADRE1555391430 | Administratively Determined Incentive Program | PARLIN | 8859 | 11 | 6.48 | Residential | Behind the Meter | Yes | Net Metered Residential | SunnyMac LLC |  | JCP&L | Accepted | 2023-12-14 | 2024-01-17 | 2025-01-17 | Solar Panels | Q.PEAK DUO BLK ML-G10+ 405 | HANWHA |  | 0.405 | 4 | 49 | 18 |  | Fixed | Roof
NJADRE1555391430 | Administratively Determined Incentive Program | PARLIN | 8859 | 11 | 6.48 | Residential | Behind the Meter | Yes | Net Metered Residential | SunnyMac LLC |  | JCP&L | Accepted | 2023-12-14 | 2024-01-17 | 2025-01-17 | Inverters | SE5000H-US | SOLAREDGE | 5000 |  | 1 |  |  | 0.1 |  | Outdoor | next to meter
NJADRE1555391430 | Administratively Determined Incentive Program | PARLIN | 8859 | 11 | 6.48 | Residential | Behind the Meter | Yes | Net Metered Residential | SunnyMac LLC |  | JCP&L | Accepted | 2023-12-14 | 2024-01-17 | 2025-01-17 | Meters | SE-RGMTR-1D-240C-B | Solaredge |  |  | 1 |  |  |  | Yes | Outdoor
NJADRE1555391439 | Administratively Determined Incentive Program | Deepwater | 8023 | 16 | 3 | Residential | Behind the Meter | Yes | Net Metered Residential | Sunrun Installation Services, Inc. |  | AC Electric | Accepted | 2023-12-14 | 2024-01-16 | 2025-01-16 | Inverters | SOLAREDGE TECHNOLOGIES | SE3000H-USRGM | 3000 |  | 1 |  |  | 0.99 |  | Outdoor | next to meter
NJADRE1555391439 | Administratively Determined Incentive Program | Deepwater | 8023 | 16 | 3 | Residential | Behind the Meter | Yes | Net Metered Residential | Sunrun Installation Services, Inc. |  | AC Electric | Accepted | 2023-12-14 | 2024-01-16 | 2025-01-16 | Solar Panels | Vikram Solar | VSMDHT.60.375.05 |  | 0.375 | 8 | 118 | 24 |  | Fixed | Roof
NJADRE1555391444 | Administratively Determined Incentive Program | SOMERSET | 8873 | 5 | 6.08 | Residential | Behind the Meter | Yes | Net Metered Residential | SunnyMac LLC |  | PSE&G | Accepted | 2023-12-14 | 2024-01-16 | 2025-01-16 | Solar Panels | Q.PEAK DUO BLK ML-G10+ 405 | HANWHA |  | 0.405 | 15 | 248 | 17 |  | Fixed | Roof
NJADRE1555391444 | Administratively Determined Incentive Program | SOMERSET | 8873 | 5 | 6.08 | Residential | Behind the Meter | Yes | Net Metered Residential | SunnyMac LLC |  | PSE&G | Accepted | 2023-12-14 | 2024-01-16 | 2025-01-16 | Inverters | SE5000H-US | SOLAREDGE | 5000 |  | 1 |  |  | 0.1 |  | Outdoor | next to meter
NJADRE1555391448 | Administratively Determined Incentive Program | BERGENFIELD | 7621 | 7 | 4.05 | Residential | Behind the Meter | Yes | Net Metered Residential | Sunrun Installation Services, Inc. |  | PSE&G | Accepted | 2023-12-14 | 2024-01-16 | 2025-01-16 | Inverters | Delta Electronics | E4-TL-US | 4000 |  | 1 |  |  | 0.975 |  | Outdoor | next to meter
NJADRE1555391448 | Administratively Determined Incentive Program | BERGENFIELD | 7621 | 7 | 4.05 | Residential | Behind the Meter | Yes | Net Metered Residential | Sunrun Installation Services, Inc. |  | PSE&G | Accepted | 2023-12-14 | 2024-01-16 | 2025-01-16 | Solar Panels | HANWHA Q-CELLS | Q.PEAK DUO BLK ML-G10+ 405 |  | 0.405 | 10 | 180 | 10 |  | Fixed | Roof
NJADRE1555391456 | Administratively Determined Incentive Program | ELMER | 8318 | 16 | 7.2 | Residential | Behind the Meter | No | Net Metered Residential | Source the Sun Solar, Inc. |  | AC Electric | Accepted | 2023-12-20 | 2024-02-08 | 2025-02-08 | Inverters | ENPHASE ENERGY | IQ7PLUS-72-2-US | 5220 |  | 18 |  |  | 0.97 |  | Outside
NJADRE1555391456 | Administratively Determined Incentive Program | ELMER | 8318 | 16 | 7.2 | Residential | Behind the Meter | No | Net Metered Residential | Source the Sun Solar, Inc. |  | AC Electric | Accepted | 2023-12-20 | 2024-02-08 | 2025-02-08 | Solar Panels | HANWHA Q-CELLS | Q-PEAK DUO BLK ML G10+ 400 |  | 0.4 | 18 | 185 | 23 |  | Fixed | Roof
NJADRE1555391465 | Administratively Determined Incentive Program | BAYVILLE | 8721 | 18 | 10.13 | Residential | Behind the Meter | Yes | Net Metered Residential | Big Wave Roofing and Solar LLC |  | JCP&L | Accepted | 2023-12-14 | 2024-01-17 | 2025-01-17 | Inverters | Enphase Energy Inc | IQ7PLUS-72-2-US | 290 |  | 25 |  |  | 0.98 |  | Outside
NJADRE1555391465 | Administratively Determined Incentive Program | BAYVILLE | 8721 | 18 | 10.13 | Residential | Behind the Meter | Yes | Net Metered Residential | Big Wave Roofing and Solar LLC |  | JCP&L | Accepted | 2023-12-14 | 2024-01-17 | 2025-01-17 | Solar Panels | Qcells | Q.PEAK DUO BLK ML-G10+ 405 |  | 0.405 | 12 | 263 | 21 |  | Fixed | Roof
NJADRE1555391465 | Administratively Determined Incentive Program | BAYVILLE | 8721 | 18 | 10.13 | Residential | Behind the Meter | Yes | Net Metered Residential | Big Wave Roofing and Solar LLC |  | JCP&L | Accepted | 2023-12-14 | 2024-01-17 | 2025-01-17 | Solar Panels | Qcells | Q.PEAK DUO BLK ML-G10+ 405 |  | 0.405 | 13 | 173 | 21 |  | Fixed | Roof
NJADRE1555391465 | Administratively Determined Incentive Program | BAYVILLE | 8721 | 18 | 10.13 | Residential | Behind the Meter | Yes | Net Metered Residential | Big Wave Roofing and Solar LLC |  | JCP&L | Accepted | 2023-12-14 | 2024-01-17 | 2025-01-17 | Meters | enphase | x2-iq-am1-240-4 |  |  | 1 |  |  |  | Yes | Outdoor
NJADRE1555391471 | Administratively Determined Incentive Program | WESTVILLE | 8093 | 15 | 3.24 | Residential | Behind the Meter | No | Net Metered Residential | Trinity Solar |  | PSE&G | Accepted | 2023-12-14 | 2024-01-17 | 2025-01-17 | Inverters | Solar Edge | SE3000H-US | 3000 |  | 1 |  |  | 0.97 |  | Outside
NJADRE1555391471 | Administratively Determined Incentive Program | WESTVILLE | 8093 | 15 | 3.24 | Residential | Behind the Meter | No | Net Metered Residential | Trinity Solar |  | PSE&G | Accepted | 2023-12-14 | 2024-01-17 | 2025-01-17 | Solar Panels | Hanwha | Q.PEAK DUO BLK ML-G10+405 |  | 0.405 | 8 | 122 | 10 |  | Fixed | Roof
NJADRE1555391478 | Administratively Determined Incentive Program | HACKETTSTOWN | 7840 | 2 | 10.94 | Residential | Behind the Meter | Yes | Net Metered Residential | Trinity Solar |  | JCP&L | Accepted | 2023-12-14 | 2024-01-16 | 2025-01-16 | Inverters | Solar Edge | SE10000H-US000BEi4 | 10000 |  | 1 |  |  | 0.97 |  | Outdoor
NJADRE1555391478 | Administratively Determined Incentive Program | HACKETTSTOWN | 7840 | 2 | 10.94 | Residential | Behind the Meter | Yes | Net Metered Residential | Trinity Solar |  | JCP&L | Accepted | 2023-12-14 | 2024-01-16 | 2025-01-16 | Solar Panels | HANWHA | Q.PEAK DUO BLK ML-G10+ 405 |  | 0.405 | 4 | 141 | 37 |  | Fixed | Roof
NJADRE1555391478 | Administratively Determined Incentive Program | HACKETTSTOWN | 7840 | 2 | 10.94 | Residential | Behind the Meter | Yes | Net Metered Residential | Trinity Solar |  | JCP&L | Accepted | 2023-12-14 | 2024-01-16 | 2025-01-16 | Solar Panels | HANWHA | Q.PEAK DUO BLK ML-G10+ 405 |  | 0.405 | 4 | 321 | 37 |  | Fixed | Roof
NJADRE1555391478 | Administratively Determined Incentive Program | HACKETTSTOWN | 7840 | 2 | 10.94 | Residential | Behind the Meter | Yes | Net Metered Residential | Trinity Solar |  | JCP&L | Accepted | 2023-12-14 | 2024-01-16 | 2025-01-16 | Solar Panels | HANWHA | Q.PEAK DUO BLK ML-G10+ 405 |  | 0.405 | 5 | 321 | 15 |  | Fixed | Roof
NJADRE1555391478 | Administratively Determined Incentive Program | HACKETTSTOWN | 7840 | 2 | 10.94 | Residential | Behind the Meter | Yes | Net Metered Residential | Trinity Solar |  | JCP&L | Accepted | 2023-12-14 | 2024-01-16 | 2025-01-16 | Solar Panels | HANWHA | Q.PEAK DUO BLK ML-G10+ 405 |  | 0.405 | 6 | 321 | 18 |  | Fixed | Roof
NJADRE1555391478 | Administratively Determined Incentive Program | HACKETTSTOWN | 7840 | 2 | 10.94 | Residential | Behind the Meter | Yes | Net Metered Residential | Trinity Solar |  | JCP&L | Accepted | 2023-12-14 | 2024-01-16 | 2025-01-16 | Solar Panels | HANWHA | Q.PEAK DUO BLK ML-G10+ 405 |  | 0.405 | 6 | 141 | 19 |  | Fixed | Roof
NJADRE1555391478 | Administratively Determined Incentive Program | HACKETTSTOWN | 7840 | 2 | 10.94 | Residential | Behind the Meter | Yes | Net Metered Residential | Trinity Solar |  | JCP&L | Accepted | 2023-12-14 | 2024-01-16 | 2025-01-16 | Solar Panels | HANWHA | Q.PEAK DUO BLK ML-G10+ 405 |  | 0.405 | 2 | 141 | 17 |  | Fixed | Roof
NJADRE1555391530 | Administratively Determined Incentive Program | ELIZABETHPORT | 7206 | 10 | 6.08 | Residential | Behind the Meter | Yes | Net Metered Residential | Sunrun Installation Services, Inc. |  | PSE&G | Accepted | 2023-12-14 | 2024-01-16 | 2025-01-16 | Inverters | Delta Electronics | E6-TL-US | 6000 |  | 1 |  |  | 0.975 |  | Outdoor | next to meter
NJADRE1555391530 | Administratively Determined Incentive Program | ELIZABETHPORT | 7206 | 10 | 6.08 | Residential | Behind the Meter | Yes | Net Metered Residential | Sunrun Installation Services, Inc. |  | PSE&G | Accepted | 2023-12-14 | 2024-01-16 | 2025-01-16 | Solar Panels | Hanwha Q Cells | Q.PEAK DUO BLK ML-G10+ 405 |  | 0.405 | 15 | 324 | 18 |  | Fixed | Roof
NJADRE1555391551 | Administratively Determined Incentive Program | ELIZABETHPORT | 7206 | 10 | 3.24 | Residential | Behind the Meter | Yes | Net Metered Residential | SunnyMac LLC |  | PSE&G | Accepted | 2023-12-14 | 2024-01-16 | 2025-01-16 | Solar Panels | Q.PEAK DUO BLK ML-G10+ 405 | HANWHA |  | 0.405 | 8 | 145 | 34 |  | Fixed | Roof
NJADRE1555391551 | Administratively Determined Incentive Program | ELIZABETHPORT | 7206 | 10 | 3.24 | Residential | Behind the Meter | Yes | Net Metered Residential | SunnyMac LLC |  | PSE&G | Accepted | 2023-12-14 | 2024-01-16 | 2025-01-16 | Inverters | SE3000H-US | SOLAREDGE | 3000 |  | 1 |  |  | 0.1 |  | Outdoor | next to meter
NJADRE1555391619 | Administratively Determined Incentive Program | VINELAND | 8360 | 20 | 5.27 | Residential | Behind the Meter | Yes | Net Metered Residential | Big Wave Roofing and Solar LLC |  | Vineland Muni Electric | Accepted | 2023-12-14 | 2024-01-16 | 2025-01-16 | Inverters | Enphase Energy Inc | IQ7PLUS-72-2-US | 290 |  | 13 |  |  | 0.98 |  | Outside
NJADRE1555391619 | Administratively Determined Incentive Program | VINELAND | 8360 | 20 | 5.27 | Residential | Behind the Meter | Yes | Net Metered Residential | Big Wave Roofing and Solar LLC |  | Vineland Muni Electric | Accepted | 2023-12-14 | 2024-01-16 | 2025-01-16 | Solar Panels | Qcells | Q.PEAK DUO BLK ML-G10+ 405 |  | 0.405 | 4 | 8 | 35 |  | Fixed | Roof
NJADRE1555391619 | Administratively Determined Incentive Program | VINELAND | 8360 | 20 | 5.27 | Residential | Behind the Meter | Yes | Net Metered Residential | Big Wave Roofing and Solar LLC |  | Vineland Muni Electric | Accepted | 2023-12-14 | 2024-01-16 | 2025-01-16 | Solar Panels | Qcells | Q.PEAK DUO BLK ML-G10+ 405 |  | 0.405 | 7 | 188 | 35 |  | Fixed | Roof
NJADRE1555391619 | Administratively Determined Incentive Program | VINELAND | 8360 | 20 | 5.27 | Residential | Behind the Meter | Yes | Net Metered Residential | Big Wave Roofing and Solar LLC |  | Vineland Muni Electric | Accepted | 2023-12-14 | 2024-01-16 | 2025-01-16 | Solar Panels | Qcells | Q.PEAK DUO BLK ML-G10+ 405 |  | 0.405 | 1 | 278 | 31 |  | Fixed | Roof
NJADRE1555391619 | Administratively Determined Incentive Program | VINELAND | 8360 | 20 | 5.27 | Residential | Behind the Meter | Yes | Net Metered Residential | Big Wave Roofing and Solar LLC |  | Vineland Muni Electric | Accepted | 2023-12-14 | 2024-01-16 | 2025-01-16 | Solar Panels | Qcells | Q.PEAK DUO BLK ML-G10+ 405 |  | 0.405 | 1 | 98 | 31 |  | Fixed | Roof
NJADRE1555391631 | Administratively Determined Incentive Program | PLAINSBORO | 8536 | 11 | 8.51 | Residential | Behind the Meter | Yes | Net Metered Residential | Sunny Mac LLC |  | PSE&G | Accepted | 2023-12-14 | 2024-01-16 | 2025-01-16 | Solar Panels | Q.PEAK DUO BLK ML-G10+ 405 | HANWHA |  | 0.405 | 16 | 152 | 27 |  | Fixed | Roof
NJADRE1555391631 | Administratively Determined Incentive Program | PLAINSBORO | 8536 | 11 | 8.51 | Residential | Behind the Meter | Yes | Net Metered Residential | Sunny Mac LLC |  | PSE&G | Accepted | 2023-12-14 | 2024-01-16 | 2025-01-16 | Solar Panels | Q.PEAK DUO BLK ML-G10+ 405 | HANWHA |  | 0.405 | 5 | 332 | 27 |  | Fixed | Roof
NJADRE1555391631 | Administratively Determined Incentive Program | PLAINSBORO | 8536 | 11 | 8.51 | Residential | Behind the Meter | Yes | Net Metered Residential | Sunny Mac LLC |  | PSE&G | Accepted | 2023-12-14 | 2024-01-16 | 2025-01-16 | Inverters | SE 6000H-US | SOLAREDGE | 6000 |  | 1 |  |  | 0.1 |  | Outdoor | next to meter
NJADRE1555391642 | Administratively Determined Incentive Program | MYSTIC ISLANDS | 8087 | 18 | 10.94 | Residential | Behind the Meter | Yes | Net Metered Residential | Sunrun Installation Services, Inc. |  | AC Electric | Accepted | 2023-12-14 | 2024-01-17 | 2025-01-17 | Inverters | SOLAREDGE TECHNOLOGIES | SE7600H-USSN | 7600 |  | 1 |  |  | 0.99 |  | Outside | Next To Meter
NJADRE1555391642 | Administratively Determined Incentive Program | MYSTIC ISLANDS | 8087 | 18 | 10.94 | Residential | Behind the Meter | Yes | Net Metered Residential | Sunrun Installation Services, Inc. |  | AC Electric | Accepted | 2023-12-14 | 2024-01-17 | 2025-01-17 | Solar Panels | HANWHA Q-CELLS | Q.PEAK DUO BLK ML-G10+ 405 |  | 0.405 | 6 | 11 | 22 |  | Fixed | Roof
NJADRE1555391642 | Administratively Determined Incentive Program | MYSTIC ISLANDS | 8087 | 18 | 10.94 | Residential | Behind the Meter | Yes | Net Metered Residential | Sunrun Installation Services, Inc. |  | AC Electric | Accepted | 2023-12-14 | 2024-01-17 | 2025-01-17 | Solar Panels | HANWHA Q-CELLS | Q.PEAK DUO BLK ML-G10+ 405 |  | 0.405 | 6 | 191 | 20 |  | Fixed | Roof
NJADRE1555391642 | Administratively Determined Incentive Program | MYSTIC ISLANDS | 8087 | 18 | 10.94 | Residential | Behind the Meter | Yes | Net Metered Residential | Sunrun Installation Services, Inc. |  | AC Electric | Accepted | 2023-12-14 | 2024-01-17 | 2025-01-17 | Solar Panels | HANWHA Q-CELLS | Q.PEAK DUO BLK ML-G10+ 405 |  | 0.405 | 6 | 101 | 21 |  | Fixed | Roof
NJADRE1555391642 | Administratively Determined Incentive Program | MYSTIC ISLANDS | 8087 | 18 | 10.94 | Residential | Behind the Meter | Yes | Net Metered Residential | Sunrun Installation Services, Inc. |  | AC Electric | Accepted | 2023-12-14 | 2024-01-17 | 2025-01-17 | Solar Panels | HANWHA Q-CELLS | Q.PEAK DUO BLK ML-G10+ 405 |  | 0.405 | 9 | 281 | 20 |  | Fixed | Roof
NJADRE1555391666 | Administratively Determined Incentive Program | BERNARDS | 7920 | 5 | 9.9 | Residential | Behind the Meter | No | Net Metered Residential | Venture Home Solar LLC |  | JCP&L | Accepted | 2023-12-14 | 2024-01-22 | 2025-01-22 | Inverters | EnPhase | IQ8PLUS-72-2-US (240V) | 300 |  | 22 |  |  | 0.96667 |  | Outside
NJADRE1555391666 | Administratively Determined Incentive Program | BERNARDS | 7920 | 5 | 9.9 | Residential | Behind the Meter | No | Net Metered Residential | Venture Home Solar LLC |  | JCP&L | Accepted | 2023-12-14 | 2024-01-22 | 2025-01-22 | Solar Panels | LG Electronics | LG450N2W-E6 |  | 0.45 | 22 | 141 | 18 |  | Fixed | Roof
NJADRE1555391694 | Administratively Determined Incentive Program | BORDENTOWN | 8505 | 13 | 5.67 | Residential | Behind the Meter | Yes | Net Metered Residential | Sunny Mac LLC |  | PSE&G | Accepted | 2023-12-14 | 2024-01-17 | 2025-01-17 | Solar Panels | Q.PEAK DUO BLK ML-G10+ 405 | HANWHA |  | 0.405 | 5 | 104 | 12 |  | Fixed | Roof
NJADRE1555391694 | Administratively Determined Incentive Program | BORDENTOWN | 8505 | 13 | 5.67 | Residential | Behind the Meter | Yes | Net Metered Residential | Sunny Mac LLC |  | PSE&G | Accepted | 2023-12-14 | 2024-01-17 | 2025-01-17 | Solar Panels | Q.PEAK DUO BLK ML-G10+ 405 | HANWHA |  | 0.405 | 4 | 104 | 40 |  | Fixed | Roof
NJADRE1555391694 | Administratively Determined Incentive Program | BORDENTOWN | 8505 | 13 | 5.67 | Residential | Behind the Meter | Yes | Net Metered Residential | Sunny Mac LLC |  | PSE&G | Accepted | 2023-12-14 | 2024-01-17 | 2025-01-17 | Solar Panels | Q.PEAK DUO BLK ML-G10+ 405 | HANWHA |  | 0.405 | 5 | 284 | 40 |  | Fixed | Roof
NJADRE1555391694 | Administratively Determined Incentive Program | BORDENTOWN | 8505 | 13 | 5.67 | Residential | Behind the Meter | Yes | Net Metered Residential | Sunny Mac LLC |  | PSE&G | Accepted | 2023-12-14 | 2024-01-17 | 2025-01-17 | Inverters | SE3800H-US | Solaredge | 3800 |  | 1 |  |  | 0.1 |  | Outdoor | next to meter
NJADRE1555391828 | Administratively Determined Incentive Program | CHERRY HILL TWP | 8003 | 14 | 6.48 | Residential | Behind the Meter | Yes | Net Metered Residential | Sunrun Installation Services, Inc. |  | PSE&G | Accepted | 2023-12-14 | 2024-02-12 | 2025-02-12 | Solar Panels | HANWHA Q-CELLS | Q.PEAK DUO BLK ML-G10+ 405 |  | 0.405 | 16 | 271 | 22 |  | Fixed | Roof
NJADRE1555391828 | Administratively Determined Incentive Program | CHERRY HILL TWP | 8003 | 14 | 6.48 | Residential | Behind the Meter | Yes | Net Metered Residential | Sunrun Installation Services, Inc. |  | PSE&G | Accepted | 2023-12-14 | 2024-02-12 | 2025-02-12 | Inverters | DELTA ELECTRONICS | E6-TL-US | 5760 |  | 1 |  |  | 0.97 |  | Outdoor
NJADRE1555391837 | Administratively Determined Incentive Program | BELLMAWR | 8031 | 14 | 10.53 | Residential | Behind the Meter | Yes | Net Metered Residential | SunnyMac LLC |  | PSE&G | Accepted | 2023-12-14 | 2024-01-22 | 2025-01-22 | Solar Panels | Q.PEAK DUO BLK ML-G10+ 405 | HANWHA |  | 0.405 | 17 | 250 | 27 |  | Fixed | Roof
NJADRE1555391837 | Administratively Determined Incentive Program | BELLMAWR | 8031 | 14 | 10.53 | Residential | Behind the Meter | Yes | Net Metered Residential | SunnyMac LLC |  | PSE&G | Accepted | 2023-12-14 | 2024-01-22 | 2025-01-22 | Solar Panels | Q.PEAK DUO BLK ML-G10+ 405 | HANWHA |  | 0.405 | 5 | 70 | 19 |  | Fixed | Roof
NJADRE1555391837 | Administratively Determined Incentive Program | BELLMAWR | 8031 | 14 | 10.53 | Residential | Behind the Meter | Yes | Net Metered Residential | SunnyMac LLC |  | PSE&G | Accepted | 2023-12-14 | 2024-01-22 | 2025-01-22 | Solar Panels | Q.PEAK DUO BLK ML-G10+ 405 | HANWHA |  | 0.405 | 4 | 70 | 27 |  | Fixed | Roof
NJADRE1555391837 | Administratively Determined Incentive Program | BELLMAWR | 8031 | 14 | 10.53 | Residential | Behind the Meter | Yes | Net Metered Residential | SunnyMac LLC |  | PSE&G | Accepted | 2023-12-14 | 2024-01-22 | 2025-01-22 | Inverters | SE7600H-US | SOLAREDGE | 7600 |  | 1 |  |  | 0.1 |  | Outdoor | next to meter
NJADRE1555392085 | Administratively Determined Incentive Program | PRINCETON | 8540 | 12 | 6.48 | Residential | Behind the Meter | Yes | Net Metered Residential | Sunny Mac LLC |  | PSE&G | Accepted | 2023-12-14 | 2024-01-17 | 2025-01-17 | Solar Panels | Q.PEAK DUO BLK ML-G10+ 405 | HANWHA |  | 0.405 | 11 | 158 | 28 |  | Fixed | Roof
NJADRE1555392085 | Administratively Determined Incentive Program | PRINCETON | 8540 | 12 | 6.48 | Residential | Behind the Meter | Yes | Net Metered Residential | Sunny Mac LLC |  | PSE&G | Accepted | 2023-12-14 | 2024-01-17 | 2025-01-17 | Solar Panels | Q.PEAK DUO BLK ML-G10+ 405 | HANWHA |  | 0.405 | 5 | 158 | 30 |  | Fixed | Roof
NJADRE1555392085 | Administratively Determined Incentive Program | PRINCETON | 8540 | 12 | 6.48 | Residential | Behind the Meter | Yes | Net Metered Residential | Sunny Mac LLC |  | PSE&G | Accepted | 2023-12-14 | 2024-01-17 | 2025-01-17 | Inverters | SE 5000H-US | Solaredge | 5000 |  | 1 |  |  | 0.99 |  | Outdoor | next to meter
NJADRE1555392107 | Administratively Determined Incentive Program | BEVERLY | 8010 | 13 | 7.7 | Residential | Behind the Meter | Yes | Net Metered Residential | Sunny Mac LLC |  | PSE&G | Accepted | 2023-12-14 | 2024-01-18 | 2025-01-18 | Solar Panels | Q.PEAK DUO BLK ML-G10+ 405 | HANWHA |  | 0.405 | 5 | 72 | 31 |  | Double Axis | Roof
NJADRE1555392107 | Administratively Determined Incentive Program | BEVERLY | 8010 | 13 | 7.7 | Residential | Behind the Meter | Yes | Net Metered Residential | Sunny Mac LLC |  | PSE&G | Accepted | 2023-12-14 | 2024-01-18 | 2025-01-18 | Solar Panels | Q.PEAK DUO BLK ML-G10+ 405 | HANWHA |  | 0.405 | 12 | 252 | 31 |  | Fixed | Roof
NJADRE1555392107 | Administratively Determined Incentive Program | BEVERLY | 8010 | 13 | 7.7 | Residential | Behind the Meter | Yes | Net Metered Residential | Sunny Mac LLC |  | PSE&G | Accepted | 2023-12-14 | 2024-01-18 | 2025-01-18 | Solar Panels | Q.PEAK DUO BLK ML-G10+ 405 | HANWHA |  | 0.405 | 2 | 162 | 15 |  | Fixed | Roof
NJADRE1555392107 | Administratively Determined Incentive Program | BEVERLY | 8010 | 13 | 7.7 | Residential | Behind the Meter | Yes | Net Metered Residential | Sunny Mac LLC |  | PSE&G | Accepted | 2023-12-14 | 2024-01-18 | 2025-01-18 | Inverters | SE6000H-US | SOLAREDGE | 6000 |  | 1 |  |  | 0.1 |  | Outdoor | next to meter
NJADRE1555392108 | Administratively Determined Incentive Program | ELMER | 8318 | 16 | 9.94 | Residential | Behind the Meter | No | Net Metered Residential | Solar Energy World |  | AC Electric | Accepted | 2023-12-14 | 2024-01-17 | 2025-01-17 | Inverters | Enphase Energy | IQ8-60-2-US | 240 |  | 28 |  |  | 0.97 |  | Outdoor
NJADRE1555392108 | Administratively Determined Incentive Program | ELMER | 8318 | 16 | 9.94 | Residential | Behind the Meter | No | Net Metered Residential | Solar Energy World |  | AC Electric | Accepted | 2023-12-14 | 2024-01-17 | 2025-01-17 | Solar Panels | Longi Green Energy | LR4-60HPB-355M |  | 0.355 | 24 | 247 | 22 |  | Fixed | Roof
NJADRE1555392108 | Administratively Determined Incentive Program | ELMER | 8318 | 16 | 9.94 | Residential | Behind the Meter | No | Net Metered Residential | Solar Energy World |  | AC Electric | Accepted | 2023-12-14 | 2024-01-17 | 2025-01-17 | Solar Panels | Longi Green Energy | LR4-60HPB-355M |  | 0.355 | 4 | 248 | 22 |  | Fixed | Roof
NJADRE1555392133 | Administratively Determined Incentive Program | PERTH AMBOY | 8861 | 11 | 2.4 | Residential | Behind the Meter | Yes | Net Metered Residential | Pro Custom Solar dba Momentum Solar |  | PSE&G | Accepted | 2023-12-14 | 2024-01-17 | 2025-01-17 | Solar Panels | Q. PEAK DUO BLK ML-G10+400 | hanwha |  | 0.4 | 6 | 205 | 21 |  | Fixed | Roof
NJADRE1555392133 | Administratively Determined Incentive Program | PERTH AMBOY | 8861 | 11 | 2.4 | Residential | Behind the Meter | Yes | Net Metered Residential | Pro Custom Solar dba Momentum Solar |  | PSE&G | Accepted | 2023-12-14 | 2024-01-17 | 2025-01-17 | Inverters | IQ8PLUS-72-2-US | enphase | 290 |  | 6 |  |  | 0.97 |  | Outdoor
NJADRE1555392151 | Administratively Determined Incentive Program | MANVILLE | 8835 | 5 | 10.01 | Residential | Behind the Meter | Yes | Net Metered Residential | Freedom Forever New Jersey LLC |  | PSE&G | Accepted | 2023-12-14 | 2024-01-17 | 2025-01-17 | Inverters | Solar Edge | SE10000H-USRGM | 10000 |  | 1 |  |  | 0.99 |  | Outdoor
NJADRE1555392151 | Administratively Determined Incentive Program | MANVILLE | 8835 | 5 | 10.01 | Residential | Behind the Meter | Yes | Net Metered Residential | Freedom Forever New Jersey LLC |  | PSE&G | Accepted | 2023-12-14 | 2024-01-17 | 2025-01-17 | Solar Panels | Jinko Solar | JKM385M-6RL3-B |  | 0.385 | 26 | 69 | 20 |  | Fixed | Roof
NJADRE1555392168 | Administratively Determined Incentive Program | HEWITT | 7421 | 6 | 7.7 | Residential | Behind the Meter | No | Net Metered Residential | Trinity Solar Inc. |  | Orange Rockland Electric | Accepted | 2023-12-14 | 2024-01-17 | 2025-01-17 | Solar Panels | Hanwha | (Q.PEAK DUO BLK ML-G10+ 405) |  | 0.405 | 10 | 189 | 27 |  | Fixed | Roof
NJADRE1555392168 | Administratively Determined Incentive Program | HEWITT | 7421 | 6 | 7.7 | Residential | Behind the Meter | No | Net Metered Residential | Trinity Solar Inc. |  | Orange Rockland Electric | Accepted | 2023-12-14 | 2024-01-17 | 2025-01-17 | Solar Panels | Hanwha | (Q.PEAK DUO BLK ML-G10+ 405 |  | 0.405 | 9 | 99 | 18 |  | Fixed | Roof
NJADRE1555392168 | Administratively Determined Incentive Program | HEWITT | 7421 | 6 | 7.7 | Residential | Behind the Meter | No | Net Metered Residential | Trinity Solar Inc. |  | Orange Rockland Electric | Accepted | 2023-12-14 | 2024-01-17 | 2025-01-17 | Inverters | Solar Edge | SE6000H-US | 6000 |  | 1 |  |  | 0.97 |  | Outside
NJADRE1555392174 | Administratively Determined Incentive Program | ENGLISHTOWN | 7726 | 17 | 8.88 | Residential | Behind the Meter | No | Net Metered Residential | Solar Energy World |  | JCP&L | Accepted | 2023-12-14 | 2024-01-18 | 2025-01-18 | Inverters | Enphase Energy | IQ8-60-2-US | 240 |  | 25 |  |  | 0.97 |  | Outdoor
NJADRE1555392174 | Administratively Determined Incentive Program | ENGLISHTOWN | 7726 | 17 | 8.88 | Residential | Behind the Meter | No | Net Metered Residential | Solar Energy World |  | JCP&L | Accepted | 2023-12-14 | 2024-01-18 | 2025-01-18 | Solar Panels | Longi Green Energy | LR4-60HPB-355M |  | 0.355 | 17 | 216 | 30 |  | Fixed | Roof
NJADRE1555392174 | Administratively Determined Incentive Program | ENGLISHTOWN | 7726 | 17 | 8.88 | Residential | Behind the Meter | No | Net Metered Residential | Solar Energy World |  | JCP&L | Accepted | 2023-12-14 | 2024-01-18 | 2025-01-18 | Solar Panels | Longi Green Energy | LR4-60HPM-355M |  | 0.355 | 8 | 125 | 40 |  | Fixed | Roof
NJADRE1555392182 | Administratively Determined Incentive Program | TUCKERTON | 8087 | 18 | 4.86 | Residential | Behind the Meter | Yes | Net Metered Residential | Trinity Solar Inc. |  | AC Electric | Accepted | 2023-12-14 | 2024-01-17 | 2025-01-17 | Inverters | Solar Edge | SE3800H-US000BEi4 | 3800 |  | 1 |  |  | 0.97 |  | Outdoor
NJADRE1555392182 | Administratively Determined Incentive Program | TUCKERTON | 8087 | 18 | 4.86 | Residential | Behind the Meter | Yes | Net Metered Residential | Trinity Solar Inc. |  | AC Electric | Accepted | 2023-12-14 | 2024-01-17 | 2025-01-17 | Solar Panels | HANWHA | Q.PEAK DUO BLK ML-G10+ 405 |  | 0.405 | 12 | 183 | 30 |  | Fixed | Roof
NJADRE1555392207 | Administratively Determined Incentive Program | FLEMINGTON | 8822 | 4 | 18 | Residential | Behind the Meter | No | Net Metered Residential | Seabright Solar |  | JCP&L | Accepted | 2023-12-14 | 2024-01-17 | 2025-01-17 | Solar Panels | Sunpower | SPR-U-400 |  | 0.4 | 23 | 264 | 33 |  | Fixed | Roof
NJADRE1555392207 | Administratively Determined Incentive Program | FLEMINGTON | 8822 | 4 | 18 | Residential | Behind the Meter | No | Net Metered Residential | Seabright Solar |  | JCP&L | Accepted | 2023-12-14 | 2024-01-17 | 2025-01-17 | Solar Panels | Sunpower | SPR-U-400 |  | 0.4 | 22 | 84 | 33 |  | Fixed | Roof
NJADRE1555392207 | Administratively Determined Incentive Program | FLEMINGTON | 8822 | 4 | 18 | Residential | Behind the Meter | No | Net Metered Residential | Seabright Solar |  | JCP&L | Accepted | 2023-12-14 | 2024-01-17 | 2025-01-17 | Inverters | Enphase | IQ 7HS | 384 |  | 45 |  |  | 0.99 |  | Outside | Roof
NJADRE1555392207 | Administratively Determined Incentive Program | FLEMINGTON | 8822 | 4 | 18 | Residential | Behind the Meter | No | Net Metered Residential | Seabright Solar |  | JCP&L | Accepted | 2023-12-14 | 2024-01-17 | 2025-01-17 | Meters | Sunpower | PVS 6 |  |  | 1 |  |  |  | Yes | Outdoor
NJADRE1555392232 | Administratively Determined Incentive Program | NEW MILFORD | 7646 | 7 | 7.2 | Residential | Behind the Meter | Yes | Net Metered Residential | SunPower Corporation |  | PSE&G | Accepted | 2023-12-14 | 2024-01-17 | 2025-01-17 | Solar Panels | WAAREE ENERGIES LIMITED | WSMDI-400 |  | 0.4 | 16 | 180 | 36 |  | Fixed | Roof
NJADRE1555392232 | Administratively Determined Incentive Program | NEW MILFORD | 7646 | 7 | 7.2 | Residential | Behind the Meter | Yes | Net Metered Residential | SunPower Corporation |  | PSE&G | Accepted | 2023-12-14 | 2024-01-17 | 2025-01-17 | Solar Panels | WAAREE ENERGIES LIMITED | WSMDI-400 |  | 0.4 | 2 | 0 | 11 |  | Fixed | Roof
NJADRE1555392232 | Administratively Determined Incentive Program | NEW MILFORD | 7646 | 7 | 7.2 | Residential | Behind the Meter | Yes | Net Metered Residential | SunPower Corporation |  | PSE&G | Accepted | 2023-12-14 | 2024-01-17 | 2025-01-17 | Inverters | Enphase | IQ7HS-66-M-US | 384 |  | 18 |  |  | 0.97 |  | Other | Under Each Panel
NJADRE1555392239 | Administratively Determined Incentive Program | MAYS LANDING | 8330 | 19 | 6.8 | Residential | Behind the Meter | No | Net Metered Residential | Seabright Solar |  | AC Electric | Accepted | 2023-12-14 | 2024-01-17 | 2025-01-17 | Solar Panels | Sunpower | SPR-U-400 |  | 0.4 | 12 | 111 | 26 |  | Fixed | Roof
NJADRE1555392239 | Administratively Determined Incentive Program | MAYS LANDING | 8330 | 19 | 6.8 | Residential | Behind the Meter | No | Net Metered Residential | Seabright Solar |  | AC Electric | Accepted | 2023-12-14 | 2024-01-17 | 2025-01-17 | Solar Panels | Sunpower | SPR-U-400 |  | 0.4 | 3 | 111 | 26 |  | Fixed | Roof
NJADRE1555392239 | Administratively Determined Incentive Program | MAYS LANDING | 8330 | 19 | 6.8 | Residential | Behind the Meter | No | Net Metered Residential | Seabright Solar |  | AC Electric | Accepted | 2023-12-14 | 2024-01-17 | 2025-01-17 | Solar Panels | Sunpower | SPR-U-400 |  | 0.4 | 2 | 291 | 26 |  | Fixed | Roof
NJADRE1555392239 | Administratively Determined Incentive Program | MAYS LANDING | 8330 | 19 | 6.8 | Residential | Behind the Meter | No | Net Metered Residential | Seabright Solar |  | AC Electric | Accepted | 2023-12-14 | 2024-01-17 | 2025-01-17 | Inverters | Enphase | IQ 7HS | 384 |  | 17 |  |  | 0.99 |  | Outside | Roof
NJADRE1555392248 | Administratively Determined Incentive Program | ATCO | 8004 | 14 | 4.86 | Residential | Behind the Meter | Yes | Net Metered Residential | Sunrun Installation Services, Inc. |  | AC Electric | Accepted | 2023-12-14 | 2024-02-12 | 2025-02-12 | Inverters | SolarEdge Technologies | SE3800H-USMN | 3800 |  | 1 |  |  | 0.96 |  | Outdoor | Next To Meter
NJADRE1555392248 | Administratively Determined Incentive Program | ATCO | 8004 | 14 | 4.86 | Residential | Behind the Meter | Yes | Net Metered Residential | Sunrun Installation Services, Inc. |  | AC Electric | Accepted | 2023-12-14 | 2024-02-12 | 2025-02-12 | Solar Panels | Hanwha Q Cells | Q.PEAK DUO BLK ML-G10+ 405 |  | 0.405 | 12 | 44 | 6 |  | Fixed | Roof
NJADRE1555392258 | Administratively Determined Incentive Program | CARTERET | 7008 | 11 | 6.48 | Residential | Behind the Meter | Yes | Net Metered Residential | SunnyMac LLC |  | PSE&G | Accepted | 2023-12-14 | 2024-01-17 | 2025-01-17 | Solar Panels | Q.PEAK DUO BLK ML-G10+ 405 | HANWHA |  | 0.405 | 9 | 123 | 34 |  | Fixed | Roof
NJADRE1555392258 | Administratively Determined Incentive Program | CARTERET | 7008 | 11 | 6.48 | Residential | Behind the Meter | Yes | Net Metered Residential | SunnyMac LLC |  | PSE&G | Accepted | 2023-12-14 | 2024-01-17 | 2025-01-17 | Solar Panels | Q.PEAK DUO BLK ML-G10+ 405 | HANWHA |  | 0.405 | 7 | 303 | 34 |  | Fixed | Roof
NJADRE1555392258 | Administratively Determined Incentive Program | CARTERET | 7008 | 11 | 6.48 | Residential | Behind the Meter | Yes | Net Metered Residential | SunnyMac LLC |  | PSE&G | Accepted | 2023-12-14 | 2024-01-17 | 2025-01-17 | Inverters | SE 5000H-US | Solaredge | 5000 |  | 1 |  |  | 0.1 |  | Outdoor | next to meter
NJADRE1555392295 | Administratively Determined Incentive Program | SOUTH BRUNSWICK | 8540 | 12 | 6.48 | Residential | Behind the Meter | No | Net Metered Residential | Tesla Energy Operations Inc |  | PSE&G | Accepted | 2023-12-14 | 2024-01-24 | 2025-01-24 | Solar Panels | Hanwha | Q.PEAK DUO BLK ML-G10+/TS 405 |  | 0.405 | 8 | 174 | 40 |  | Fixed | Roof
NJADRE1555392295 | Administratively Determined Incentive Program | SOUTH BRUNSWICK | 8540 | 12 | 6.48 | Residential | Behind the Meter | No | Net Metered Residential | Tesla Energy Operations Inc |  | PSE&G | Accepted | 2023-12-14 | 2024-01-24 | 2025-01-24 | Solar Panels | Hanwha | Q.PEAK DUO BLK ML-G10+/TS 405 |  | 0.405 | 2 | 174 | 40 |  | Fixed | Roof
NJADRE1555392295 | Administratively Determined Incentive Program | SOUTH BRUNSWICK | 8540 | 12 | 6.48 | Residential | Behind the Meter | No | Net Metered Residential | Tesla Energy Operations Inc |  | PSE&G | Accepted | 2023-12-14 | 2024-01-24 | 2025-01-24 | Solar Panels | Hanwha | Q.PEAK DUO BLK ML-G10+/TS 405 |  | 0.405 | 6 | 264 | 34 |  | Fixed | Roof
NJADRE1555392295 | Administratively Determined Incentive Program | SOUTH BRUNSWICK | 8540 | 12 | 6.48 | Residential | Behind the Meter | No | Net Metered Residential | Tesla Energy Operations Inc |  | PSE&G | Accepted | 2023-12-14 | 2024-01-24 | 2025-01-24 | Inverters | Tesla | 1707000-20-G | 11500 |  | 1 |  |  | 0.97 |  | Outdoor
NJADRE1555392295 | Administratively Determined Incentive Program | SOUTH BRUNSWICK | 8540 | 12 | 6.48 | Residential | Behind the Meter | No | Net Metered Residential | Tesla Energy Operations Inc |  | PSE&G | Accepted | 2023-12-14 | 2024-01-24 | 2025-01-24 | Electric Storage Battery | Tesla | Powerwall3 |  |  | 1 |  |  |  | Lithium Ion |  | OUTSIDE
NJADRE1555392310 | Administratively Determined Incentive Program | HILLSIDE | 7205 | 10 | 6.08 | Residential | Behind the Meter | Yes | Net Metered Residential | Sunny Mac LLC |  | PSE&G | Accepted | 2023-12-14 | 2024-01-18 | 2025-01-18 | Solar Panels | Q.PEAK DUO BLK ML-G10+ 405 | HANWHA |  | 0.405 | 15 | 85 | 27 |  | Fixed | Roof
NJADRE1555392310 | Administratively Determined Incentive Program | HILLSIDE | 7205 | 10 | 6.08 | Residential | Behind the Meter | Yes | Net Metered Residential | Sunny Mac LLC |  | PSE&G | Accepted | 2023-12-14 | 2024-01-18 | 2025-01-18 | Inverters | SE5000H-US | Solaredge | 5000 |  | 1 |  |  | 0.1 |  | Outdoor | next to meter
NJADRE1555392434 | Administratively Determined Incentive Program | SPOTSWOOD | 8884 | 11 | 10.53 | Residential | Behind the Meter | No | Net Metered Residential | Trinity Solar |  | JCP&L | Accepted | 2023-12-14 | 2024-01-17 | 2025-01-17 | Solar Panels | Hanwha | Q.PEAK DUO BLK ML-G10+ 405 |  | 0.405 | 14 | 322 | 34 |  | Fixed | Roof
NJADRE1555392434 | Administratively Determined Incentive Program | SPOTSWOOD | 8884 | 11 | 10.53 | Residential | Behind the Meter | No | Net Metered Residential | Trinity Solar |  | JCP&L | Accepted | 2023-12-14 | 2024-01-17 | 2025-01-17 | Solar Panels | Hanwha | Q.PEAK DUO BLK ML-G10+ 405 |  | 0.405 | 12 | 142 | 34 |  | Fixed | Roof
NJADRE1555392434 | Administratively Determined Incentive Program | SPOTSWOOD | 8884 | 11 | 10.53 | Residential | Behind the Meter | No | Net Metered Residential | Trinity Solar |  | JCP&L | Accepted | 2023-12-14 | 2024-01-17 | 2025-01-17 | Inverters | Solar Edge | SE10000H-US | 10000 |  | 1 |  |  | 0.97 |  | Outside
NJADRE1555392493 | Administratively Determined Incentive Program | MAHWAH | 7430 | 7 | 16.93 | Residential | Behind the Meter | No | Net Metered Residential | GAF Energy |  | Orange Rockland Electric | Accepted | 2023-12-14 | 2024-01-17 | 2025-01-17 | Inverters | Delta | M10-4-TL-US | 10000 |  | 1 |  |  | 0.975 |  | Outdoor
NJADRE1555392493 | Administratively Determined Incentive Program | MAHWAH | 7430 | 7 | 16.93 | Residential | Behind the Meter | No | Net Metered Residential | GAF Energy |  | Orange Rockland Electric | Accepted | 2023-12-14 | 2024-01-17 | 2025-01-17 | Inverters | Delta | M4-TL-US | 4000 |  | 1 |  |  | 0.975 |  | Outdoor
NJADRE1555392493 | Administratively Determined Incentive Program | MAHWAH | 7430 | 7 | 16.93 | Residential | Behind the Meter | No | Net Metered Residential | GAF Energy |  | Orange Rockland Electric | Accepted | 2023-12-14 | 2024-01-17 | 2025-01-17 | Solar Panels | GAF Energy | TLS-1 |  | 0.046 | 198 | 122 | 23 |  | Fixed | Roof
NJADRE1555392493 | Administratively Determined Incentive Program | MAHWAH | 7430 | 7 | 16.93 | Residential | Behind the Meter | No | Net Metered Residential | GAF Energy |  | Orange Rockland Electric | Accepted | 2023-12-14 | 2024-01-17 | 2025-01-17 | Solar Panels | GAF Energy | TLS-1 |  | 0.046 | 170 | 302 | 23 |  | Fixed | Roof
NJADRE1555392545 | Administratively Determined Incentive Program | WEST CALDWELL | 7006 | 9 | 18.1 | Residential | Behind the Meter | Yes | Net Metered Residential | Freedom Forever New Jersey LLC |  | PSE&G | Accepted | 2023-12-14 | 2024-01-17 | 2025-01-17 | Inverters | Solar Edge | SE7600H-USRGM | 7600 |  | 2 |  |  | 0.99 |  | Outdoor
NJADRE1555392545 | Administratively Determined Incentive Program | WEST CALDWELL | 7006 | 9 | 18.1 | Residential | Behind the Meter | Yes | Net Metered Residential | Freedom Forever New Jersey LLC |  | PSE&G | Accepted | 2023-12-14 | 2024-01-17 | 2025-01-17 | Solar Panels | JInko Solar | JKM385M-6RL3-B |  | 0.385 | 30 | 310 | 20 |  | Fixed | Roof
NJADRE1555392545 | Administratively Determined Incentive Program | WEST CALDWELL | 7006 | 9 | 18.1 | Residential | Behind the Meter | Yes | Net Metered Residential | Freedom Forever New Jersey LLC |  | PSE&G | Accepted | 2023-12-14 | 2024-01-17 | 2025-01-17 | Solar Panels | Jinko Solar | JKM385M-6RL3-B |  | 0.385 | 15 | 130 | 24 |  | Fixed | Roof
NJADRE1555392545 | Administratively Determined Incentive Program | WEST CALDWELL | 7006 | 9 | 18.1 | Residential | Behind the Meter | Yes | Net Metered Residential | Freedom Forever New Jersey LLC |  | PSE&G | Accepted | 2023-12-14 | 2024-01-17 | 2025-01-17 | Solar Panels | Jinko Solar | JKM385M-6RL3-B |  | 0.385 | 2 | 130 | 20 |  | Fixed | Roof
NJADRE1555392692 | Administratively Determined Incentive Program | MONROE | 8094 | 15 | 12.96 | Residential | Behind the Meter | No | Net Metered Residential | Tesla Energy Operations Inc |  | AC Electric | Accepted | 2023-12-14 | 2024-01-25 | 2025-01-25 | Solar Panels | Hanwha | Q.PEAK DUO BLK ML-G10+/TS 405 |  | 0.405 | 22 | 181 | 27 |  | Fixed | Roof
NJADRE1555392692 | Administratively Determined Incentive Program | MONROE | 8094 | 15 | 12.96 | Residential | Behind the Meter | No | Net Metered Residential | Tesla Energy Operations Inc |  | AC Electric | Accepted | 2023-12-14 | 2024-01-25 | 2025-01-25 | Solar Panels | Hanwha | Q.PEAK DUO BLK ML-G10+/TS 405 |  | 0.405 | 10 | 1 | 26 |  | Fixed | Roof
NJADRE1555392692 | Administratively Determined Incentive Program | MONROE | 8094 | 15 | 12.96 | Residential | Behind the Meter | No | Net Metered Residential | Tesla Energy Operations Inc |  | AC Electric | Accepted | 2023-12-14 | 2024-01-25 | 2025-01-25 | Inverters | Tesla | 1707000-25-G | 11500 |  | 2 |  |  | 0.97 |  | Outdoor
NJADRE1555392692 | Administratively Determined Incentive Program | MONROE | 8094 | 15 | 12.96 | Residential | Behind the Meter | No | Net Metered Residential | Tesla Energy Operations Inc |  | AC Electric | Accepted | 2023-12-14 | 2024-01-25 | 2025-01-25 | Electric Storage Battery | Tesla | Powewall3 |  |  | 2 |  |  |  | Lithium Ion |  | OUTSIDE
NJADRE1555392695 | Administratively Determined Incentive Program | FLEMINGTON | 8822 | 4 | 3.24 | Residential | Behind the Meter | Yes | Net Metered Residential | Sunrun Installation Services, Inc. |  | JCP&L | Accepted | 2023-12-14 | 2024-01-17 | 2025-01-17 | Inverters | SOLAREDGE TECHNOLOGIES | SE3800H-USMN | 3800 |  | 1 |  |  | 0.99 |  | Indoor | Next To Meter
NJADRE1555392695 | Administratively Determined Incentive Program | FLEMINGTON | 8822 | 4 | 3.24 | Residential | Behind the Meter | Yes | Net Metered Residential | Sunrun Installation Services, Inc. |  | JCP&L | Accepted | 2023-12-14 | 2024-01-17 | 2025-01-17 | Solar Panels | HANWHA Q-CELLS | Q.PEAK DUO BLK ML-G10+ 405 |  | 0.405 | 4 | 320 | 41 |  | Fixed | Roof
NJADRE1555392695 | Administratively Determined Incentive Program | FLEMINGTON | 8822 | 4 | 3.24 | Residential | Behind the Meter | Yes | Net Metered Residential | Sunrun Installation Services, Inc. |  | JCP&L | Accepted | 2023-12-14 | 2024-01-17 | 2025-01-17 | Solar Panels | HANWHA Q-CELLS | Q.PEAK DUO BLK ML-G10+ 405 |  | 0.405 | 4 | 140 | 39 |  | Fixed | Roof
NJADRE1555392705 | Administratively Determined Incentive Program | FAIRFIELD | 7004 | 9 | 14.63 | Residential | Behind the Meter | Yes | Net Metered Residential | Freedom Forever New Jersey LLC |  | PSE&G | Accepted | 2023-12-14 | 2024-01-17 | 2025-01-17 | Inverters | Solar Edge | SE11400H-USRGM | 11400 |  | 1 |  |  | 0.99 |  | Outdoor
NJADRE1555392705 | Administratively Determined Incentive Program | FAIRFIELD | 7004 | 9 | 14.63 | Residential | Behind the Meter | Yes | Net Metered Residential | Freedom Forever New Jersey LLC |  | PSE&G | Accepted | 2023-12-14 | 2024-01-17 | 2025-01-17 | Solar Panels | JInko Solar | JKM385M-6RL3-B |  | 0.385 | 25 | 138 | 35 |  | Fixed | Roof
NJADRE1555392705 | Administratively Determined Incentive Program | FAIRFIELD | 7004 | 9 | 14.63 | Residential | Behind the Meter | Yes | Net Metered Residential | Freedom Forever New Jersey LLC |  | PSE&G | Accepted | 2023-12-14 | 2024-01-17 | 2025-01-17 | Solar Panels | Jinko Solar | JKM385M-6RL3-B |  | 0.385 | 6 | 318 | 15 |  | Fixed | Roof
NJADRE1555392705 | Administratively Determined Incentive Program | FAIRFIELD | 7004 | 9 | 14.63 | Residential | Behind the Meter | Yes | Net Metered Residential | Freedom Forever New Jersey LLC |  | PSE&G | Accepted | 2023-12-14 | 2024-01-17 | 2025-01-17 | Solar Panels | Jinko Slar | JKM385M-6RL3-B |  | 0.385 | 7 | 318 | 35 |  | Fixed | Roof
NJADRE1555392713 | Administratively Determined Incentive Program | CLIFTON | 7011 | 6 | 10.4 | Residential | Behind the Meter | Yes | Net Metered Residential | Pro Custom Solar dba Momentum Solar |  | PSE&G | Accepted | 2023-12-14 | 2024-01-17 | 2025-01-17 | Solar Panels | Â Q. PEAK DUO BLK-G10+400 | hanwha |  | 0.4 | 14 | 167 | 41 |  | Fixed | Roof
NJADRE1555392713 | Administratively Determined Incentive Program | CLIFTON | 7011 | 6 | 10.4 | Residential | Behind the Meter | Yes | Net Metered Residential | Pro Custom Solar dba Momentum Solar |  | PSE&G | Accepted | 2023-12-14 | 2024-01-17 | 2025-01-17 | Solar Panels | Â Q. PEAK DUO BLK-G10+400 | hanwha |  | 0.4 | 12 | 347 | 42 |  | Fixed | Roof
NJADRE1555392713 | Administratively Determined Incentive Program | CLIFTON | 7011 | 6 | 10.4 | Residential | Behind the Meter | Yes | Net Metered Residential | Pro Custom Solar dba Momentum Solar |  | PSE&G | Accepted | 2023-12-14 | 2024-01-17 | 2025-01-17 | Inverters | IQ8PLUS-72-2-US | enphase | 290 |  | 26 |  |  | 0.97 |  | Outdoor
NJADRE1555392772 | Administratively Determined Incentive Program | KEARNY | 7032 | 8 | 4.8 | Residential | Behind the Meter | Yes | Net Metered Residential | Pro Custom Solar dba Momentum Solar |  | PSE&G | Accepted | 2023-12-14 | 2024-01-17 | 2025-01-17 | Solar Panels | Â Q. PEAK DUO BLK-G10+400 | HANWHA |  | 0.4 | 12 | 304 | 4 |  | Fixed | Roof
NJADRE1555392772 | Administratively Determined Incentive Program | KEARNY | 7032 | 8 | 4.8 | Residential | Behind the Meter | Yes | Net Metered Residential | Pro Custom Solar dba Momentum Solar |  | PSE&G | Accepted | 2023-12-14 | 2024-01-17 | 2025-01-17 | Inverters | IQ8PLUS-72-2-US | ENPHASE | 290 |  | 12 |  |  | 0.97 |  | Outdoor
NJADRE1555392780 | Administratively Determined Incentive Program | Hamilton | 8619 | 12 | 7.29 | Residential | Behind the Meter | No | Net Metered Residential | Green Power Energy |  | PSE&G | Accepted | 2023-12-29 | 2024-01-29 | 2025-01-29 | Inverters | Enphase Energy | IQ8PLUS-72-2-US [240V] | 290 |  | 18 |  |  | 0.975 |  | Outside | Roof
NJADRE1555392780 | Administratively Determined Incentive Program | Hamilton | 8619 | 12 | 7.29 | Residential | Behind the Meter | No | Net Metered Residential | Green Power Energy |  | PSE&G | Accepted | 2023-12-29 | 2024-01-29 | 2025-01-29 | Solar Panels | Hanwha Q-Cells | Q.PEAK DUO BLK ML-G10+ 405 |  | 0.405 | 8 | 269 | 27 |  | Fixed | Roof
NJADRE1555392780 | Administratively Determined Incentive Program | Hamilton | 8619 | 12 | 7.29 | Residential | Behind the Meter | No | Net Metered Residential | Green Power Energy |  | PSE&G | Accepted | 2023-12-29 | 2024-01-29 | 2025-01-29 | Solar Panels | Hanwha Q-Cells | Q.PEAK DUO BLK ML-G10+ 405 |  | 0.405 | 10 | 269 | 27 |  | Fixed | Roof
NJADRE1555392792 | Administratively Determined Incentive Program | BEACHWOOD | 8722 | 18 | 7.6 | Residential | Behind the Meter | Yes | Net Metered Residential | Pro Custom Solar dba Momentum Solar |  | JCP&L | Accepted | 2023-12-14 | 2024-01-17 | 2025-01-17 | Solar Panels | Â Q. PEAK DUO BLK-G10+400 | hanwha |  | 0.4 | 19 | 125 | 18 |  | Fixed | Roof
NJADRE1555392792 | Administratively Determined Incentive Program | BEACHWOOD | 8722 | 18 | 7.6 | Residential | Behind the Meter | Yes | Net Metered Residential | Pro Custom Solar dba Momentum Solar |  | JCP&L | Accepted | 2023-12-14 | 2024-01-17 | 2025-01-17 | Inverters | IQ8PLUS-72-2-US | enphase | 290 |  | 19 |  |  | 0.97 |  | Outdoor
NJADRE1555392820 | Administratively Determined Incentive Program | RICHLAND | 8350 | 19 | 7.11 | Residential | Behind the Meter | No | Net Metered Residential | Bright Planet Solar |  | AC Electric | Accepted | 2023-12-14 | 2024-01-29 | 2025-01-29 | Inverters | Solar edge | SE5000H-USRGM | 5000 |  | 1 |  |  | 0.98 |  | Outdoor | OUTSIDE
NJADRE1555392820 | Administratively Determined Incentive Program | RICHLAND | 8350 | 19 | 7.11 | Residential | Behind the Meter | No | Net Metered Residential | Bright Planet Solar |  | AC Electric | Accepted | 2023-12-14 | 2024-01-29 | 2025-01-29 | Solar Panels | Canadian Solar | CS3N-395MS |  | 0.395 | 13 | 22 | 18 |  | Fixed | Roof
NJADRE1555392820 | Administratively Determined Incentive Program | RICHLAND | 8350 | 19 | 7.11 | Residential | Behind the Meter | No | Net Metered Residential | Bright Planet Solar |  | AC Electric | Accepted | 2023-12-14 | 2024-01-29 | 2025-01-29 | Solar Panels | Canadian Solar | CS3N-395MS |  | 0.395 | 5 | 202 | 18 |  | Fixed | Roof
NJADRE1555392824 | Administratively Determined Incentive Program | NORTH ARLINGTON | 7031 | 7 | 4.62 | Residential | Behind the Meter | Yes | Net Metered Residential | Freedom Forever New Jersey LLC |  | PSE&G | Accepted | 2023-12-14 | 2024-01-18 | 2025-01-18 | Inverters | Solar Edge | SE3800H-USRGM | 3800 |  | 1 |  |  | 0.99 |  | Outdoor
NJADRE1555392824 | Administratively Determined Incentive Program | NORTH ARLINGTON | 7031 | 7 | 4.62 | Residential | Behind the Meter | Yes | Net Metered Residential | Freedom Forever New Jersey LLC |  | PSE&G | Accepted | 2023-12-14 | 2024-01-18 | 2025-01-18 | Solar Panels | Jinko Solar | JKM385M-6RL3-B |  | 0.385 | 8 | 127 | 27 |  | Fixed | Roof
NJADRE1555392824 | Administratively Determined Incentive Program | NORTH ARLINGTON | 7031 | 7 | 4.62 | Residential | Behind the Meter | Yes | Net Metered Residential | Freedom Forever New Jersey LLC |  | PSE&G | Accepted | 2023-12-14 | 2024-01-18 | 2025-01-18 | Solar Panels | Jinko Solar | JKM385M-6RL3-B |  | 0.385 | 4 | 307 | 27 |  | Fixed | Roof
NJADRE1555392883 | Administratively Determined Incentive Program | WOODBRIDGE TOWNSHIP | 7064 | 11 | 8.91 | Residential | Behind the Meter | Yes | Net Metered Residential | Sunrun Installation Services, Inc. |  | PSE&G | Accepted | 2023-12-14 | 2024-01-18 | 2025-01-18 | Inverters | SolarEdge Technologies | SE6000H-USSN | 6000 |  | 1 |  |  | 0.99 |  | Outdoor | next to meter
NJADRE1555392883 | Administratively Determined Incentive Program | WOODBRIDGE TOWNSHIP | 7064 | 11 | 8.91 | Residential | Behind the Meter | Yes | Net Metered Residential | Sunrun Installation Services, Inc. |  | PSE&G | Accepted | 2023-12-14 | 2024-01-18 | 2025-01-18 | Solar Panels | Q.PEAK DUO BLK ML-G10+ 405 | Hanwha Q Cells |  | 0.405 | 10 | 93 | 28 |  | Fixed | Roof
NJADRE1555392883 | Administratively Determined Incentive Program | WOODBRIDGE TOWNSHIP | 7064 | 11 | 8.91 | Residential | Behind the Meter | Yes | Net Metered Residential | Sunrun Installation Services, Inc. |  | PSE&G | Accepted | 2023-12-14 | 2024-01-18 | 2025-01-18 | Solar Panels | Hanwha Q Cells | Q.PEAK DUO BLK ML-G10+ 405 |  | 0.405 | 12 | 274 | 28 |  | Fixed | Roof
NJADRE1555401183 | Administratively Determined Incentive Program | EAST ORANGE | 7018 | 9 | 4.4 | Residential | Behind the Meter | Yes | Net Metered Residential | Suntuity Solar LLC |  | PSE&G | Accepted | 2023-12-15 | 2024-01-17 | 2025-01-17 | Inverters | ENPHASE | IQ8PLUS-72-2-US | 290 |  | 11 |  |  | 0.97 |  | Outdoor | Behind the PV modules
NJADRE1555401183 | Administratively Determined Incentive Program | EAST ORANGE | 7018 | 9 | 4.4 | Residential | Behind the Meter | Yes | Net Metered Residential | Suntuity Solar LLC |  | PSE&G | Accepted | 2023-12-15 | 2024-01-17 | 2025-01-17 | Solar Panels | CANADIAN SOLAR | CS6R-400MS-HL |  | 0.4 | 4 | 114 | 14 |  | Fixed | Roof
NJADRE1555401183 | Administratively Determined Incentive Program | EAST ORANGE | 7018 | 9 | 4.4 | Residential | Behind the Meter | Yes | Net Metered Residential | Suntuity Solar LLC |  | PSE&G | Accepted | 2023-12-15 | 2024-01-17 | 2025-01-17 | Solar Panels | CANADIAN SOLAR | CS6R-400MS-HL |  | 0.4 | 4 | 294 | 14 |  | Fixed | Roof
NJADRE1555401183 | Administratively Determined Incentive Program | EAST ORANGE | 7018 | 9 | 4.4 | Residential | Behind the Meter | Yes | Net Metered Residential | Suntuity Solar LLC |  | PSE&G | Accepted | 2023-12-15 | 2024-01-17 | 2025-01-17 | Solar Panels | CANADIAN SOLAR | CS6R-400MS-HL |  | 0.4 | 3 | 114 | 39 |  | Fixed | Roof
NJADRE1555401192 | Administratively Determined Incentive Program | WILLINGBORO TWP | 8046 | 13 | 9.72 | Residential | Behind the Meter | Yes | Net Metered Residential | Sunrun Installation Services, Inc. |  | PSE&G | Accepted | 2023-12-15 | 2024-01-17 | 2025-01-17 | Inverters | SOLAREDGE TECHNOLOGIES | SE7600H-USSN | 7600 |  | 1 |  |  | 0.992 |  | Outdoor | next to meter
NJADRE1555401192 | Administratively Determined Incentive Program | WILLINGBORO TWP | 8046 | 13 | 9.72 | Residential | Behind the Meter | Yes | Net Metered Residential | Sunrun Installation Services, Inc. |  | PSE&G | Accepted | 2023-12-15 | 2024-01-17 | 2025-01-17 | Solar Panels | HANWHA Q-CELLS | Q.PEAK DUO BLK ML-G10+ 405 |  | 0.405 | 10 | 293 | 26 |  | Fixed | Roof
NJADRE1555401192 | Administratively Determined Incentive Program | WILLINGBORO TWP | 8046 | 13 | 9.72 | Residential | Behind the Meter | Yes | Net Metered Residential | Sunrun Installation Services, Inc. |  | PSE&G | Accepted | 2023-12-15 | 2024-01-17 | 2025-01-17 | Solar Panels | HANWHA Q-CELLS | Q.PEAK DUO BLK ML-G10+ 405 |  | 0.405 | 14 | 113 | 26 |  | Fixed | Roof
NJADRE1555401193 | Administratively Determined Incentive Program | BRIDGETON | 8302 | 20 | 13.37 | Residential | Behind the Meter | Yes | Net Metered Residential | SunnyMac LLC |  | AC Electric | Accepted | 2023-12-15 | 2024-01-19 | 2025-01-19 | Solar Panels | Q.PEAK DUO BLK ML-G10+ 405 | HANWHA |  | 0.405 | 20 | 84 | 21 |  | Fixed | Roof
NJADRE1555401193 | Administratively Determined Incentive Program | BRIDGETON | 8302 | 20 | 13.37 | Residential | Behind the Meter | Yes | Net Metered Residential | SunnyMac LLC |  | AC Electric | Accepted | 2023-12-15 | 2024-01-19 | 2025-01-19 | Solar Panels | Q.PEAK DUO BLK ML-G10+ 405 | HANWHA |  | 0.405 | 13 | 264 | 21 |  | Fixed | Roof
NJADRE1555401193 | Administratively Determined Incentive Program | BRIDGETON | 8302 | 20 | 13.37 | Residential | Behind the Meter | Yes | Net Metered Residential | SunnyMac LLC |  | AC Electric | Accepted | 2023-12-15 | 2024-01-19 | 2025-01-19 | Inverters | SE10000H-US | SOLAREDGE | 10000 |  | 1 |  |  | 0.1 |  | Outdoor | next to meter
NJADRE1555401199 | Administratively Determined Incentive Program | PENNSVILLE | 8070 | 16 | 14.18 | Residential | Behind the Meter | Yes | Net Metered Residential | Sunny Mac LLC |  | AC Electric | Accepted | 2023-12-15 | 2024-01-17 | 2025-01-17 | Solar Panels | Q.PEAK DUO BLK ML-G10+ 405 | HANWHA |  | 0.405 | 6 | 231 | 20 |  | Fixed | Roof
NJADRE1555401199 | Administratively Determined Incentive Program | PENNSVILLE | 8070 | 16 | 14.18 | Residential | Behind the Meter | Yes | Net Metered Residential | Sunny Mac LLC |  | AC Electric | Accepted | 2023-12-15 | 2024-01-17 | 2025-01-17 | Solar Panels | Q.PEAK DUO BLK ML-G10+ 405 | HANWHA |  | 0.405 | 6 | 51 | 20 |  | Fixed | Roof
NJADRE1555401199 | Administratively Determined Incentive Program | PENNSVILLE | 8070 | 16 | 14.18 | Residential | Behind the Meter | Yes | Net Metered Residential | Sunny Mac LLC |  | AC Electric | Accepted | 2023-12-15 | 2024-01-17 | 2025-01-17 | Solar Panels | Q.PEAK DUO BLK ML-G10+ 405 | HANWHA |  | 0.405 | 9 | 128 | 19 |  | Fixed | Roof
NJADRE1555401199 | Administratively Determined Incentive Program | PENNSVILLE | 8070 | 16 | 14.18 | Residential | Behind the Meter | Yes | Net Metered Residential | Sunny Mac LLC |  | AC Electric | Accepted | 2023-12-15 | 2024-01-17 | 2025-01-17 | Solar Panels | Q.PEAK DUO BLK ML-G10+ 405 | HANWHA |  | 0.405 | 5 | 218 | 7 |  | Fixed | Roof
NJADRE1555401199 | Administratively Determined Incentive Program | PENNSVILLE | 8070 | 16 | 14.18 | Residential | Behind the Meter | Yes | Net Metered Residential | Sunny Mac LLC |  | AC Electric | Accepted | 2023-12-15 | 2024-01-17 | 2025-01-17 | Solar Panels | Q.PEAK DUO BLK ML-G10+ 405 | HANWHA |  | 0.405 | 9 | 308 | 19 |  | Fixed | Roof
NJADRE1555401199 | Administratively Determined Incentive Program | PENNSVILLE | 8070 | 16 | 14.18 | Residential | Behind the Meter | Yes | Net Metered Residential | Sunny Mac LLC |  | AC Electric | Accepted | 2023-12-15 | 2024-01-17 | 2025-01-17 | Inverters | SE3800H-US | SOLAREDGE | 3800 |  | 1 |  |  | 0.1 |  | Outdoor | next to meter
NJADRE1555401199 | Administratively Determined Incentive Program | PENNSVILLE | 8070 | 16 | 14.18 | Residential | Behind the Meter | Yes | Net Metered Residential | Sunny Mac LLC |  | AC Electric | Accepted | 2023-12-15 | 2024-01-17 | 2025-01-17 | Inverters | SE7600H-US | SOLAREDGE | 7600 |  | 1 |  |  | 0.1 |  | Outdoor | next to meter
NJADRE1555401221 | Administratively Determined Incentive Program | WOODSTOWN | 8098 | 16 | 9.43 | Residential | Behind the Meter | No | Net Metered Residential | Sun Up Zero Down LLC |  | AC Electric | Accepted | 2023-12-15 | 2024-01-18 | 2025-01-18 | Inverters | Enphase | IQ8PLUS-72-2-US | 290 |  | 23 |  |  | 0.976 |  | Outdoor
NJADRE1555401221 | Administratively Determined Incentive Program | WOODSTOWN | 8098 | 16 | 9.43 | Residential | Behind the Meter | No | Net Metered Residential | Sun Up Zero Down LLC |  | AC Electric | Accepted | 2023-12-15 | 2024-01-18 | 2025-01-18 | Meters | Enphase | TBD |  |  | 1 |  |  |  | Yes
NJADRE1555401221 | Administratively Determined Incentive Program | WOODSTOWN | 8098 | 16 | 9.43 | Residential | Behind the Meter | No | Net Metered Residential | Sun Up Zero Down LLC |  | AC Electric | Accepted | 2023-12-15 | 2024-01-18 | 2025-01-18 | Solar Panels | Trina | TSM-410-NE09RC.05 Vertex S+ |  | 0.41 | 23 | 182 | 34 |  | Fixed | Roof
NJADRE1555401233 | Administratively Determined Incentive Program | TEANECK TWP | 7666 | 7 | 10.67 | Residential | Behind the Meter | Yes | Net Metered Residential | Sunrun Installation Services, Inc. |  | PSE&G | Accepted | 2023-12-15 | 2024-01-17 | 2025-01-17 | Inverters | SOLAREDGE TECHNOLOGIES | SE7600H-USSN | 7600 |  | 1 |  |  | 0.99 |  | Outdoor | next to meter
NJADRE1555401233 | Administratively Determined Incentive Program | TEANECK TWP | 7666 | 7 | 10.67 | Residential | Behind the Meter | Yes | Net Metered Residential | Sunrun Installation Services, Inc. |  | PSE&G | Accepted | 2023-12-15 | 2024-01-17 | 2025-01-17 | Solar Panels | TRINA SOLAR | TSM-395DE09C.07 |  | 0.395 | 18 | 24 | 37 |  | Fixed | Roof
NJADRE1555401233 | Administratively Determined Incentive Program | TEANECK TWP | 7666 | 7 | 10.67 | Residential | Behind the Meter | Yes | Net Metered Residential | Sunrun Installation Services, Inc. |  | PSE&G | Accepted | 2023-12-15 | 2024-01-17 | 2025-01-17 | Solar Panels | TRINA SOLAR | TSM-395DE09C.07 |  | 0.395 | 9 | 204 | 37 |  | Fixed | Roof
NJADRE1555401257 | Administratively Determined Incentive Program | Township of Washington | 7676 | 7 | 6.89 | Residential | Behind the Meter | Yes | Net Metered Residential | Trinity Solar |  | PSE&G | Accepted | 2023-12-15 | 2024-01-17 | 2025-01-17 | Solar Panels | Hanwha | Q.PEAK DUO BLK ML-G10+ 405 |  | 0.405 | 9 | 203 | 30 |  | Fixed | Roof
NJADRE1555401257 | Administratively Determined Incentive Program | Township of Washington | 7676 | 7 | 6.89 | Residential | Behind the Meter | Yes | Net Metered Residential | Trinity Solar |  | PSE&G | Accepted | 2023-12-15 | 2024-01-17 | 2025-01-17 | Solar Panels | Hanwha | Q.PEAK DUO BLK ML-G10+ 405 |  | 0.405 | 8 | 203 | 30 |  | Fixed | Roof
NJADRE1555401257 | Administratively Determined Incentive Program | Township of Washington | 7676 | 7 | 6.89 | Residential | Behind the Meter | Yes | Net Metered Residential | Trinity Solar |  | PSE&G | Accepted | 2023-12-15 | 2024-01-17 | 2025-01-17 | Inverters | Solar Edge | SE6000H-US | 6000 |  | 1 |  |  | 0.97 |  | Outside
NJADRE1555401270 | Administratively Determined Incentive Program | LITTLE EGG HARBOR TWP | 8087 | 18 | 18.04 | Residential | Behind the Meter | No | Net Metered Residential | Sun Up Zero Down |  | AC Electric | Accepted | 2023-12-15 | 2024-01-17 | 2025-01-17 | Inverters | Enphase | IQ8PLUS-72-2-US | 290 |  | 44 |  |  | 0.976 |  | Outdoor
NJADRE1555401270 | Administratively Determined Incentive Program | LITTLE EGG HARBOR TWP | 8087 | 18 | 18.04 | Residential | Behind the Meter | No | Net Metered Residential | Sun Up Zero Down |  | AC Electric | Accepted | 2023-12-15 | 2024-01-17 | 2025-01-17 | Meters | Enphase | TBD |  |  | 1 |  |  |  | Yes
NJADRE1555401270 | Administratively Determined Incentive Program | LITTLE EGG HARBOR TWP | 8087 | 18 | 18.04 | Residential | Behind the Meter | No | Net Metered Residential | Sun Up Zero Down |  | AC Electric | Accepted | 2023-12-15 | 2024-01-17 | 2025-01-17 | Solar Panels | Trina | TSM-410-NE09RC.05 Vertex S+ |  | 0.41 | 44 | 90 | 18 |  | Fixed | Roof
NJADRE1555401280 | Administratively Determined Incentive Program | BRIDGEWATER | 8807 | 5 | 13.37 | Residential | Behind the Meter | No | Net Metered Residential | Maier Solar Engineering dba Solar Me |  | PSE&G | Accepted | 2023-12-15 | 2024-01-18 | 2025-01-18 | Inverters | Enphase | IQ8+ | 290 |  | 33 |  |  | 0.96 |  | Outdoor | Next to meter
NJADRE1555401280 | Administratively Determined Incentive Program | BRIDGEWATER | 8807 | 5 | 13.37 | Residential | Behind the Meter | No | Net Metered Residential | Maier Solar Engineering dba Solar Me |  | PSE&G | Accepted | 2023-12-15 | 2024-01-18 | 2025-01-18 | Solar Panels | Hanwha | Q. PEAK ML-G10+405W |  | 0.405 | 6 | 84 | 34 |  | Fixed | Roof
NJADRE1555401280 | Administratively Determined Incentive Program | BRIDGEWATER | 8807 | 5 | 13.37 | Residential | Behind the Meter | No | Net Metered Residential | Maier Solar Engineering dba Solar Me |  | PSE&G | Accepted | 2023-12-15 | 2024-01-18 | 2025-01-18 | Solar Panels | Hanwha | Q. PEAK ML-G10+405W |  | 0.405 | 13 | 264 | 34 |  | Fixed | Roof
NJADRE1555401280 | Administratively Determined Incentive Program | BRIDGEWATER | 8807 | 5 | 13.37 | Residential | Behind the Meter | No | Net Metered Residential | Maier Solar Engineering dba Solar Me |  | PSE&G | Accepted | 2023-12-15 | 2024-01-18 | 2025-01-18 | Solar Panels | Hanwha | Q. PEAK ML-G10+405W |  | 0.405 | 10 | 84 | 13 |  | Fixed | Roof
NJADRE1555401280 | Administratively Determined Incentive Program | BRIDGEWATER | 8807 | 5 | 13.37 | Residential | Behind the Meter | No | Net Metered Residential | Maier Solar Engineering dba Solar Me |  | PSE&G | Accepted | 2023-12-15 | 2024-01-18 | 2025-01-18 | Solar Panels | Hanwa | Q. PEAK ML-G10+405W |  | 0.405 | 4 | 174 | 40 |  | Fixed | Roof
NJADRE1555401291 | Administratively Determined Incentive Program | PRINCETON JUNCTION | 8550 | 12 | 11.72 | Residential | Behind the Meter | No | Net Metered Residential | Solar Energy World |  | PSE&G | Accepted | 2023-12-15 | 2024-01-17 | 2025-01-17 | Inverters | Enphase Energy | IQ8-60-2-US | 240 |  | 33 |  |  | 0.97 |  | Outdoor
NJADRE1555401291 | Administratively Determined Incentive Program | PRINCETON JUNCTION | 8550 | 12 | 11.72 | Residential | Behind the Meter | No | Net Metered Residential | Solar Energy World |  | PSE&G | Accepted | 2023-12-15 | 2024-01-17 | 2025-01-17 | Solar Panels | Longi Green Energy | LR4-60HB-355M |  | 0.355 | 6 | 93 | 16 |  | Fixed | Roof
NJADRE1555401291 | Administratively Determined Incentive Program | PRINCETON JUNCTION | 8550 | 12 | 11.72 | Residential | Behind the Meter | No | Net Metered Residential | Solar Energy World |  | PSE&G | Accepted | 2023-12-15 | 2024-01-17 | 2025-01-17 | Solar Panels | Longi Green Energy | LR4-60HPB-355M |  | 0.355 | 4 | 93 | 15 |  | Fixed | Roof
NJADRE1555401291 | Administratively Determined Incentive Program | PRINCETON JUNCTION | 8550 | 12 | 11.72 | Residential | Behind the Meter | No | Net Metered Residential | Solar Energy World |  | PSE&G | Accepted | 2023-12-15 | 2024-01-17 | 2025-01-17 | Solar Panels | Longi Green Energy | LR4-60HPB-355M |  | 0.355 | 9 | 93 | 35 |  | Fixed | Roof
NJADRE1555401291 | Administratively Determined Incentive Program | PRINCETON JUNCTION | 8550 | 12 | 11.72 | Residential | Behind the Meter | No | Net Metered Residential | Solar Energy World |  | PSE&G | Accepted | 2023-12-15 | 2024-01-17 | 2025-01-17 | Solar Panels | Longi Green Energy | LR4-60HPB-355M |  | 0.355 | 6 | 273 | 29 |  | Fixed | Roof
NJADRE1555401291 | Administratively Determined Incentive Program | PRINCETON JUNCTION | 8550 | 12 | 11.72 | Residential | Behind the Meter | No | Net Metered Residential | Solar Energy World |  | PSE&G | Accepted | 2023-12-15 | 2024-01-17 | 2025-01-17 | Solar Panels | Longi Green Energy | LR4-60HPB-355M |  | 0.355 | 8 | 274 | 11 |  | Fixed | Roof
NJADRE1555401301 | Administratively Determined Incentive Program | MANVILLE | 8835 | 5 | 8.51 | Residential | Behind the Meter | Yes | Net Metered Residential | Sunrun Installation Services, Inc. |  | PSE&G | Accepted | 2023-12-15 | 2024-01-19 | 2025-01-19 | Inverters | SOLAREDGE TECHNOLOGIES | SE6000H-USSN | 6000 |  | 1 |  |  | 0.992 |  | Outdoor | next to meter
NJADRE1555401301 | Administratively Determined Incentive Program | MANVILLE | 8835 | 5 | 8.51 | Residential | Behind the Meter | Yes | Net Metered Residential | Sunrun Installation Services, Inc. |  | PSE&G | Accepted | 2023-12-15 | 2024-01-19 | 2025-01-19 | Solar Panels | HANWHA Q-CELLS | Q.PEAK DUO BLK ML-G10+ 405 |  | 0.405 | 3 | 23 | 23 |  | Fixed | Roof
NJADRE1555401301 | Administratively Determined Incentive Program | MANVILLE | 8835 | 5 | 8.51 | Residential | Behind the Meter | Yes | Net Metered Residential | Sunrun Installation Services, Inc. |  | PSE&G | Accepted | 2023-12-15 | 2024-01-19 | 2025-01-19 | Solar Panels | HANWHA Q-CELLS | Q.PEAK DUO BLK ML-G10+ 405 |  | 0.405 | 18 | 203 | 23 |  | Fixed | Roof
NJADRE1555401339 | Administratively Determined Incentive Program | HASBROUCK HEIGHTS | 7604 | 7 | 10.8 | Residential | Behind the Meter | Yes | Net Metered Residential | Pro Custom Solar dba Momentum Solar |  | PSE&G | Accepted | 2023-12-15 | 2024-01-17 | 2025-01-17 | Solar Panels | Â Q. PEAK DUO BLK-G10+400 | hanwha |  | 0.4 | 12 | 128 | 39 |  | Fixed | Roof
NJADRE1555401339 | Administratively Determined Incentive Program | HASBROUCK HEIGHTS | 7604 | 7 | 10.8 | Residential | Behind the Meter | Yes | Net Metered Residential | Pro Custom Solar dba Momentum Solar |  | PSE&G | Accepted | 2023-12-15 | 2024-01-17 | 2025-01-17 | Solar Panels | Â Q. PEAK DUO BLK-G10+400 | hanwha |  | 0.4 | 15 | 308 | 39 |  | Fixed | Roof
NJADRE1555401339 | Administratively Determined Incentive Program | HASBROUCK HEIGHTS | 7604 | 7 | 10.8 | Residential | Behind the Meter | Yes | Net Metered Residential | Pro Custom Solar dba Momentum Solar |  | PSE&G | Accepted | 2023-12-15 | 2024-01-17 | 2025-01-17 | Inverters | IQ8PLUS-72-2-US | enphase | 290 |  | 27 |  |  | 0.97 |  | Outdoor
NJADRE1555401356 | Administratively Determined Incentive Program | ROSELLE | 7203 | 10 | 6.48 | Residential | Behind the Meter | Yes | Net Metered Residential | Sunrun Installation Services, Inc. |  | PSE&G | Accepted | 2023-12-15 | 2024-01-18 | 2025-01-18 | Inverters | SOLAREDGE TECHNOLOGIES | SE6000H-USSN | 6000 |  | 1 |  |  | 0.992 |  | Outdoor | next to meter
NJADRE1555401356 | Administratively Determined Incentive Program | ROSELLE | 7203 | 10 | 6.48 | Residential | Behind the Meter | Yes | Net Metered Residential | Sunrun Installation Services, Inc. |  | PSE&G | Accepted | 2023-12-15 | 2024-01-18 | 2025-01-18 | Solar Panels | HANWHA Q-CELLS | Q.PEAK DUO BLK ML-G10+ 405 |  | 0.405 | 4 | 315 | 18 |  | Fixed | Roof
NJADRE1555401356 | Administratively Determined Incentive Program | ROSELLE | 7203 | 10 | 6.48 | Residential | Behind the Meter | Yes | Net Metered Residential | Sunrun Installation Services, Inc. |  | PSE&G | Accepted | 2023-12-15 | 2024-01-18 | 2025-01-18 | Solar Panels | HANWHA Q-CELLS | Q.PEAK DUO BLK ML-G10+ 405 |  | 0.405 | 12 | 135 | 19 |  | Fixed | Roof
NJADRE1555401367 | Administratively Determined Incentive Program | SOMERSET | 8873 | 5 | 9.59 | Residential | Behind the Meter | No | Net Metered Residential | Solar Energy World |  | PSE&G | Accepted | 2023-12-15 | 2024-01-17 | 2025-01-17 | Inverters | Enphase Energy | IQ8-60-2-US | 240 |  | 27 |  |  | 0.97 |  | Outdoor
NJADRE1555401367 | Administratively Determined Incentive Program | SOMERSET | 8873 | 5 | 9.59 | Residential | Behind the Meter | No | Net Metered Residential | Solar Energy World |  | PSE&G | Accepted | 2023-12-15 | 2024-01-17 | 2025-01-17 | Solar Panels | Longi Green Energy | LR4-60HPB-355M |  | 0.355 | 9 | 316 | 20 |  | Fixed | Roof
NJADRE1555401367 | Administratively Determined Incentive Program | SOMERSET | 8873 | 5 | 9.59 | Residential | Behind the Meter | No | Net Metered Residential | Solar Energy World |  | PSE&G | Accepted | 2023-12-15 | 2024-01-17 | 2025-01-17 | Solar Panels | Longi Green Energy | LR4-60HPB-355M |  | 0.355 | 3 | 136 | 20 |  | Fixed | Roof
NJADRE1555401367 | Administratively Determined Incentive Program | SOMERSET | 8873 | 5 | 9.59 | Residential | Behind the Meter | No | Net Metered Residential | Solar Energy World |  | PSE&G | Accepted | 2023-12-15 | 2024-01-17 | 2025-01-17 | Solar Panels | Longi Green Energy | LR4-60HPB-355M |  | 0.355 | 3 | 46 | 19 |  | Fixed | Roof
NJADRE1555401367 | Administratively Determined Incentive Program | SOMERSET | 8873 | 5 | 9.59 | Residential | Behind the Meter | No | Net Metered Residential | Solar Energy World |  | PSE&G | Accepted | 2023-12-15 | 2024-01-17 | 2025-01-17 | Solar Panels | Longi Green Energy | LR4-60HPB-355M |  | 0.355 | 12 | 226 | 20 |  | Fixed | Roof
NJADRE1555401380 | Administratively Determined Incentive Program | RIVER EDGE | 7661 | 7 | 11.89 | Residential | Behind the Meter | Yes | Net Metered Residential | Infinity Solar Systems |  | PSE&G | Accepted | 2023-12-15 | 2024-01-18 | 2025-01-18 | Inverters | Enphase | IQ8Plus-72-2-US | 290 |  | 29 |  |  | 0.97 |  | Outdoor
NJADRE1555401380 | Administratively Determined Incentive Program | RIVER EDGE | 7661 | 7 | 11.89 | Residential | Behind the Meter | Yes | Net Metered Residential | Infinity Solar Systems |  | PSE&G | Accepted | 2023-12-15 | 2024-01-18 | 2025-01-18 | Solar Panels | SEG Solar | SEG-410-BMD-HV |  | 0.41 | 7 | 194 | 24 |  | Fixed | Roof
NJADRE1555401380 | Administratively Determined Incentive Program | RIVER EDGE | 7661 | 7 | 11.89 | Residential | Behind the Meter | Yes | Net Metered Residential | Infinity Solar Systems |  | PSE&G | Accepted | 2023-12-15 | 2024-01-18 | 2025-01-18 | Solar Panels | SEG Solar | SEG-410-BMD-HV |  | 0.41 | 15 | 14 | 5 |  | Fixed | Roof
NJADRE1555401380 | Administratively Determined Incentive Program | RIVER EDGE | 7661 | 7 | 11.89 | Residential | Behind the Meter | Yes | Net Metered Residential | Infinity Solar Systems |  | PSE&G | Accepted | 2023-12-15 | 2024-01-18 | 2025-01-18 | Solar Panels | SEG Solar | SEG-410-BMD-HV |  | 0.41 | 7 | 14 | 24 |  | Fixed | Roof
NJADRE1555401381 | Administratively Determined Incentive Program | PENNSVILLE | 8070 | 16 | 6.48 | Residential | Behind the Meter | Yes | Net Metered Residential | Sunrun Installation Services, Inc. |  | AC Electric | Accepted | 2023-12-15 | 2024-01-17 | 2025-01-17 | Inverters | Delta Electronics | E6-TL-US | 5760 |  | 1 |  |  | 0.975 |  | Outdoor | next to meter
NJADRE1555401381 | Administratively Determined Incentive Program | PENNSVILLE | 8070 | 16 | 6.48 | Residential | Behind the Meter | Yes | Net Metered Residential | Sunrun Installation Services, Inc. |  | AC Electric | Accepted | 2023-12-15 | 2024-01-17 | 2025-01-17 | Solar Panels | HANWHA Q-CELLS | Q.PEAK DUO BLK ML-G10+ 405 |  | 0.405 | 16 | 213 | 20 |  | Fixed | Roof
NJADRE1555401398 | Administratively Determined Incentive Program | SOMERSET | 8873 | 5 | 3.16 | Residential | Behind the Meter | Yes | Net Metered Residential | Solar Mite Solutions |  | PSE&G | Accepted | 2023-12-15 | 2024-01-17 | 2025-01-17 | Inverters | Enphase | IQ8PLUS-72-2 | 290 |  | 8 |  |  | 0.98 |  | Outdoor
NJADRE1555401398 | Administratively Determined Incentive Program | SOMERSET | 8873 | 5 | 3.16 | Residential | Behind the Meter | Yes | Net Metered Residential | Solar Mite Solutions |  | PSE&G | Accepted | 2023-12-15 | 2024-01-17 | 2025-01-17 | Solar Panels | Canadian Solar | CS6R |  | 0.395 | 4 | 57 | 30 |  | Fixed | Roof | Array 1
NJADRE1555401398 | Administratively Determined Incentive Program | SOMERSET | 8873 | 5 | 3.16 | Residential | Behind the Meter | Yes | Net Metered Residential | Solar Mite Solutions |  | PSE&G | Accepted | 2023-12-15 | 2024-01-17 | 2025-01-17 | Solar Panels | Canadian Solar | CS6R |  | 0.395 | 3 | 237 | 30 |  | Fixed | Roof | Array 2
NJADRE1555401398 | Administratively Determined Incentive Program | SOMERSET | 8873 | 5 | 3.16 | Residential | Behind the Meter | Yes | Net Metered Residential | Solar Mite Solutions |  | PSE&G | Accepted | 2023-12-15 | 2024-01-17 | 2025-01-17 | Solar Panels | Canadian Solar | CS6R |  | 0.395 | 1 | 237 | 30 |  | Fixed | Roof | Array 3
NJADRE1555401449 | Administratively Determined Incentive Program | LEONIA | 7605 | 7 | 13.77 | Residential | Behind the Meter | No | Net Metered Residential | Maier Solar Engineering dba Solar Me |  | PSE&G | Accepted | 2023-12-15 | 2024-01-17 | 2025-01-17 | Inverters | Enphase | IQ8+ | 290 |  | 34 |  |  | 0.96 |  | Outdoor
NJADRE1555401449 | Administratively Determined Incentive Program | LEONIA | 7605 | 7 | 13.77 | Residential | Behind the Meter | No | Net Metered Residential | Maier Solar Engineering dba Solar Me |  | PSE&G | Accepted | 2023-12-15 | 2024-01-17 | 2025-01-17 | Solar Panels | Hanwha | Q.PEAK ML-G10+405W |  | 0.405 | 8 | 96 | 30 |  | Fixed | Roof
NJADRE1555401449 | Administratively Determined Incentive Program | LEONIA | 7605 | 7 | 13.77 | Residential | Behind the Meter | No | Net Metered Residential | Maier Solar Engineering dba Solar Me |  | PSE&G | Accepted | 2023-12-15 | 2024-01-17 | 2025-01-17 | Solar Panels | Hanwha | Q.PEAK ML-G10+405W |  | 0.405 | 4 | 186 | 45 |  | Fixed | Roof
NJADRE1555401449 | Administratively Determined Incentive Program | LEONIA | 7605 | 7 | 13.77 | Residential | Behind the Meter | No | Net Metered Residential | Maier Solar Engineering dba Solar Me |  | PSE&G | Accepted | 2023-12-15 | 2024-01-17 | 2025-01-17 | Solar Panels | Hanwha | Q.PEAK ML-G10+405W |  | 0.405 | 4 | 186 | 45 |  | Fixed | Roof
NJADRE1555401449 | Administratively Determined Incentive Program | LEONIA | 7605 | 7 | 13.77 | Residential | Behind the Meter | No | Net Metered Residential | Maier Solar Engineering dba Solar Me |  | PSE&G | Accepted | 2023-12-15 | 2024-01-17 | 2025-01-17 | Solar Panels | Hanwha | Q.PEAK ML-G10+405W |  | 0.405 | 12 | 276 | 30 |  | Fixed | Roof
NJADRE1555401449 | Administratively Determined Incentive Program | LEONIA | 7605 | 7 | 13.77 | Residential | Behind the Meter | No | Net Metered Residential | Maier Solar Engineering dba Solar Me |  | PSE&G | Accepted | 2023-12-15 | 2024-01-17 | 2025-01-17 | Solar Panels | Hanwha | Q.PEAK ML-G10+405W |  | 0.405 | 4 | 276 | 27 |  | Fixed | Roof
NJADRE1555401449 | Administratively Determined Incentive Program | LEONIA | 7605 | 7 | 13.77 | Residential | Behind the Meter | No | Net Metered Residential | Maier Solar Engineering dba Solar Me |  | PSE&G | Accepted | 2023-12-15 | 2024-01-17 | 2025-01-17 | Solar Panels | Hanwha | Q.PEAK ML-G10+405W |  | 0.405 | 2 | 276 | 30 |  | Fixed | Roof
NJADRE1555401474 | Administratively Determined Incentive Program | PLEASANTVILLE | 8232 | 19 | 8.91 | Residential | Behind the Meter | Yes | Net Metered Residential | Trinity Solar Inc |  | AC Electric | Accepted | 2023-12-15 | 2024-01-18 | 2025-01-18 | Inverters | Solar Edge | SE7600H-US | 7600 |  | 1 |  |  | 0.97 |  | Outdoor
NJADRE1555401474 | Administratively Determined Incentive Program | PLEASANTVILLE | 8232 | 19 | 8.91 | Residential | Behind the Meter | Yes | Net Metered Residential | Trinity Solar Inc |  | AC Electric | Accepted | 2023-12-15 | 2024-01-18 | 2025-01-18 | Solar Panels | HANWHA | Q.PEAK DUO BLK ML-G10+ 405 |  | 0.405 | 3 | 43 | 34 |  | Fixed | Roof
NJADRE1555401474 | Administratively Determined Incentive Program | PLEASANTVILLE | 8232 | 19 | 8.91 | Residential | Behind the Meter | Yes | Net Metered Residential | Trinity Solar Inc |  | AC Electric | Accepted | 2023-12-15 | 2024-01-18 | 2025-01-18 | Solar Panels | HANWHA | Q.PEAK DUO BLK ML-G10+ 405 |  | 0.405 | 19 | 223 | 34 |  | Fixed | Roof
NJADRE1555401566 | Administratively Determined Incentive Program | BERLIN | 8009 | 14 | 5.67 | Residential | Behind the Meter | Yes | Net Metered Residential | Sunrun Installation Services, Inc. |  | AC Electric | Accepted | 2023-12-15 | 2024-02-06 | 2025-02-06 | Inverters | SOLAREDGE TECHNOLOGIES | SE3800H-USMN | 3800 |  | 1 |  |  | 0.992 |  | Outdoor | next to meter
NJADRE1555401566 | Administratively Determined Incentive Program | BERLIN | 8009 | 14 | 5.67 | Residential | Behind the Meter | Yes | Net Metered Residential | Sunrun Installation Services, Inc. |  | AC Electric | Accepted | 2023-12-15 | 2024-02-06 | 2025-02-06 | Solar Panels | HANWHA Q-CELLS | Q.PEAK DUO BLK ML-G10+ 405 |  | 0.405 | 14 | 178 | 21 |  | Fixed | Roof
NJADRE1555401772 | Administratively Determined Incentive Program | EWING TWP | 8628 | 12 | 5.67 | Residential | Behind the Meter | Yes | Net Metered Residential | Sunrun Installation Services, Inc. |  | PSE&G | Accepted | 2023-12-15 | 2024-01-17 | 2025-01-17 | Inverters | SOLAREDGE TECHNOLOGIES | SE3800H-USMN | 3800 |  | 1 |  |  | 0.99 |  | Outdoor | next to meter
NJADRE1555401772 | Administratively Determined Incentive Program | EWING TWP | 8628 | 12 | 5.67 | Residential | Behind the Meter | Yes | Net Metered Residential | Sunrun Installation Services, Inc. |  | PSE&G | Accepted | 2023-12-15 | 2024-01-17 | 2025-01-17 | Solar Panels | Hanwha Q Cells | Q.PEAK DUO BLK ML-G10+ 405 |  | 0.405 | 14 | 169 | 22 |  | Fixed | Roof
NJADRE1555401793 | Administratively Determined Incentive Program | BELLMAWR | 8031 | 14 | 5.27 | Residential | Behind the Meter | Yes | Net Metered Residential | SunnyMac LLC |  | PSE&G | Accepted | 2023-12-18 | 2024-01-18 | 2025-01-18 | Solar Panels | Q.PEAK DUO BLK ML-G10+ 405 | HANWHA |  | 0.405 | 5 | 148 | 45 |  | Fixed | Roof
NJADRE1555401793 | Administratively Determined Incentive Program | BELLMAWR | 8031 | 14 | 5.27 | Residential | Behind the Meter | Yes | Net Metered Residential | SunnyMac LLC |  | PSE&G | Accepted | 2023-12-18 | 2024-01-18 | 2025-01-18 | Solar Panels | Q.PEAK DUO BLK ML-G10+ 405 | HANWHA |  | 0.405 | 8 | 148 | 6 |  | Fixed | Roof
NJADRE1555401793 | Administratively Determined Incentive Program | BELLMAWR | 8031 | 14 | 5.27 | Residential | Behind the Meter | Yes | Net Metered Residential | SunnyMac LLC |  | PSE&G | Accepted | 2023-12-18 | 2024-01-18 | 2025-01-18 | Inverters | SE5000H-US | SOLAREDGE | 5000 |  | 1 |  |  | 0.1 |  | Outdoor | next to meter
NJADRE1555401816 | Administratively Determined Incentive Program | WOODBURY | 8096 | 15 | 8.3 | Residential | Behind the Meter | Yes | Net Metered Residential | Big Wave Roofing and Solar LLC |  | PSE&G | Accepted | 2023-12-15 | 2024-01-17 | 2025-01-17 | Inverters | Enphase Energy Inc | IQ7PLUS-72-2-US | 290 |  | 21 |  |  | 0.98 |  | Outside
NJADRE1555401816 | Administratively Determined Incentive Program | WOODBURY | 8096 | 15 | 8.3 | Residential | Behind the Meter | Yes | Net Metered Residential | Big Wave Roofing and Solar LLC |  | PSE&G | Accepted | 2023-12-15 | 2024-01-17 | 2025-01-17 | Solar Panels | Qcells | Q.PEAK DUO BLK ML-G10+ 395 |  | 0.395 | 7 | 70 | 20 |  | Fixed | Roof
NJADRE1555401816 | Administratively Determined Incentive Program | WOODBURY | 8096 | 15 | 8.3 | Residential | Behind the Meter | Yes | Net Metered Residential | Big Wave Roofing and Solar LLC |  | PSE&G | Accepted | 2023-12-15 | 2024-01-17 | 2025-01-17 | Solar Panels | Qcells | Q.PEAK DUO BLK ML-G10+ 395 |  | 0.395 | 14 | 250 | 20 |  | Fixed | Roof
NJADRE1555401831 | Administratively Determined Incentive Program | HAMILTON TOWNSHIP | 8610 | 12 | 5.67 | Residential | Behind the Meter | Yes | Net Metered Residential | SunnyMac LLC |  | PSE&G | Accepted | 2023-12-15 | 2024-01-17 | 2025-01-17 | Solar Panels | Q.PEAK DUO BLK ML-G10+ 405 | HANWHA |  | 0.405 | 4 | 112 | 14 |  | Fixed | Roof
NJADRE1555401831 | Administratively Determined Incentive Program | HAMILTON TOWNSHIP | 8610 | 12 | 5.67 | Residential | Behind the Meter | Yes | Net Metered Residential | SunnyMac LLC |  | PSE&G | Accepted | 2023-12-15 | 2024-01-17 | 2025-01-17 | Solar Panels | Q.PEAK DUO BLK ML-G10+ 405 | HANWHA |  | 0.405 | 10 | 292 | 16 |  | Fixed | Roof
NJADRE1555401831 | Administratively Determined Incentive Program | HAMILTON TOWNSHIP | 8610 | 12 | 5.67 | Residential | Behind the Meter | Yes | Net Metered Residential | SunnyMac LLC |  | PSE&G | Accepted | 2023-12-15 | 2024-01-17 | 2025-01-17 | Inverters | IQ8PLUS-72-2-US | ENPHASE | 290 |  | 14 |  |  | 0.1 |  | Outdoor | next to meter
NJADRE1555401863 | Administratively Determined Incentive Program | JACKSON | 8527 | 18 | 8.51 | Residential | Behind the Meter | Yes | Net Metered Residential | SunnyMac LLC |  | JCP&L | Accepted | 2023-12-15 | 2024-01-18 | 2025-01-18 | Solar Panels | Q.PEAK DUO BLK ML-G10+ 405 | HANWHA |  | 0.405 | 18 | 105 | 22 |  | Fixed | Roof
NJADRE1555401863 | Administratively Determined Incentive Program | JACKSON | 8527 | 18 | 8.51 | Residential | Behind the Meter | Yes | Net Metered Residential | SunnyMac LLC |  | JCP&L | Accepted | 2023-12-15 | 2024-01-18 | 2025-01-18 | Solar Panels | Q.PEAK DUO BLK ML-G10+ 405 | HANWHA |  | 0.405 | 3 | 285 | 22 |  | Fixed | Roof
NJADRE1555401863 | Administratively Determined Incentive Program | JACKSON | 8527 | 18 | 8.51 | Residential | Behind the Meter | Yes | Net Metered Residential | SunnyMac LLC |  | JCP&L | Accepted | 2023-12-15 | 2024-01-18 | 2025-01-18 | Inverters | SE7600H-US | SOLAREDGE | 7600 |  | 1 |  |  | 0.1 |  | Outdoor | next to meter
NJADRE1555401863 | Administratively Determined Incentive Program | JACKSON | 8527 | 18 | 8.51 | Residential | Behind the Meter | Yes | Net Metered Residential | SunnyMac LLC |  | JCP&L | Accepted | 2023-12-15 | 2024-01-18 | 2025-01-18 | Meters | SE-RGMTR-1D-240C-B | Solaredge |  |  | 1 |  |  |  | Yes | Outdoor
NJADRE1555401892 | Administratively Determined Incentive Program | LINDENWOLD | 8021 | 14 | 10.53 | Residential | Behind the Meter | No | Net Metered Residential | Powur, PBC |  | AC Electric | Accepted | 2023-12-15 | 2024-01-17 | 2025-01-17 | Solar Panels | Hanwha | Q CELLS Q.PEAK DUOBLK ML-G10+ (405W) |  | 0.405 | 6 | 333 | 26 |  | Fixed | Roof
NJADRE1555401892 | Administratively Determined Incentive Program | LINDENWOLD | 8021 | 14 | 10.53 | Residential | Behind the Meter | No | Net Metered Residential | Powur, PBC |  | AC Electric | Accepted | 2023-12-15 | 2024-01-17 | 2025-01-17 | Solar Panels | Hanwha | Q CELLS Q.PEAK DUOBLK ML-G10+ (405W) |  | 0.405 | 4 | 333 | 26 |  | Fixed | Roof
NJADRE1555401892 | Administratively Determined Incentive Program | LINDENWOLD | 8021 | 14 | 10.53 | Residential | Behind the Meter | No | Net Metered Residential | Powur, PBC |  | AC Electric | Accepted | 2023-12-15 | 2024-01-17 | 2025-01-17 | Solar Panels | Hanwha | Q CELLS Q.PEAK DUOBLK ML-G10+ (405W) |  | 0.405 | 16 | 153 | 26 |  | Fixed | Roof
NJADRE1555401892 | Administratively Determined Incentive Program | LINDENWOLD | 8021 | 14 | 10.53 | Residential | Behind the Meter | No | Net Metered Residential | Powur, PBC |  | AC Electric | Accepted | 2023-12-15 | 2024-01-17 | 2025-01-17 | Inverters | Enphase | IQ8PLUS-72-2-US | 290 |  | 26 |  |  | 0.99 |  | Outside
NJADRE1555401897 | Administratively Determined Incentive Program | DENVILLE | 7834 | 3 | 4.86 | Residential | Behind the Meter | Yes | Net Metered Residential | Trinity Solar |  | JCP&L | Accepted | 2023-12-15 | 2024-01-17 | 2025-01-17 | Inverters | Solar Edge | SE3800H-US | 3800 |  | 1 |  |  | 0.97 |  | Outside
NJADRE1555401897 | Administratively Determined Incentive Program | DENVILLE | 7834 | 3 | 4.86 | Residential | Behind the Meter | Yes | Net Metered Residential | Trinity Solar |  | JCP&L | Accepted | 2023-12-15 | 2024-01-17 | 2025-01-17 | Solar Panels | Hanwha | Q.PEAK DUO BLK ML-G10+405 |  | 0.405 | 8 | 251 | 30 |  | Fixed | Roof
NJADRE1555401897 | Administratively Determined Incentive Program | DENVILLE | 7834 | 3 | 4.86 | Residential | Behind the Meter | Yes | Net Metered Residential | Trinity Solar |  | JCP&L | Accepted | 2023-12-15 | 2024-01-17 | 2025-01-17 | Solar Panels | Hanwha | Q.PEAK DUO BLK ML-G10+405 |  | 0.405 | 4 | 161 | 37 |  | Fixed | Roof
NJADRE1555401898 | Administratively Determined Incentive Program | LINDEN | 7036 | 10 | 6.89 | Residential | Behind the Meter | No | Net Metered Residential | Sunrun Installation Services, Inc. |  | PSE&G | Accepted | 2023-12-15 | 2024-01-18 | 2025-01-18 | Inverters | SolarEdge Technologies | SE6000H-USSN | 6000 |  | 1 |  |  | 0.99 |  | Outdoor | Next to meter
NJADRE1555401898 | Administratively Determined Incentive Program | LINDEN | 7036 | 10 | 6.89 | Residential | Behind the Meter | No | Net Metered Residential | Sunrun Installation Services, Inc. |  | PSE&G | Accepted | 2023-12-15 | 2024-01-18 | 2025-01-18 | Solar Panels | Hanwha Q Cells | Q.PEAK DUO BLK ML-G10+ 405 |  | 0.405 | 17 | 217 | 22 |  | Fixed | Roof
NJADRE1555401904 | Administratively Determined Incentive Program | LIVINGSTON | 7039 | 9 | 10.13 | Residential | Behind the Meter | Yes | Net Metered Residential | Trinity Solar |  | PSE&G | Accepted | 2023-12-15 | 2024-01-17 | 2025-01-17 | Inverters | Solar Edge | SE7600H-US | 7600 |  | 1 |  |  | 0.97 |  | Outdoor
NJADRE1555401904 | Administratively Determined Incentive Program | LIVINGSTON | 7039 | 9 | 10.13 | Residential | Behind the Meter | Yes | Net Metered Residential | Trinity Solar |  | PSE&G | Accepted | 2023-12-15 | 2024-01-17 | 2025-01-17 | Solar Panels | HANWHA | Q.PEAK DUO BLK ML-G10+ 405) |  | 0.405 | 10 | 293 | 23 |  | Fixed | Roof
NJADRE1555401904 | Administratively Determined Incentive Program | LIVINGSTON | 7039 | 9 | 10.13 | Residential | Behind the Meter | Yes | Net Metered Residential | Trinity Solar |  | PSE&G | Accepted | 2023-12-15 | 2024-01-17 | 2025-01-17 | Solar Panels | HANWHA | (Q.PEAK DUO BLK ML-G10+ 405) |  | 0.405 | 7 | 23 | 23 |  | Fixed | Roof
NJADRE1555401904 | Administratively Determined Incentive Program | LIVINGSTON | 7039 | 9 | 10.13 | Residential | Behind the Meter | Yes | Net Metered Residential | Trinity Solar |  | PSE&G | Accepted | 2023-12-15 | 2024-01-17 | 2025-01-17 | Solar Panels | HANWHA | (Q.PEAK DUO BLK ML-G10+ 405) |  | 0.405 | 4 | 113 | 23 |  | Fixed | Roof
NJADRE1555401904 | Administratively Determined Incentive Program | LIVINGSTON | 7039 | 9 | 10.13 | Residential | Behind the Meter | Yes | Net Metered Residential | Trinity Solar |  | PSE&G | Accepted | 2023-12-15 | 2024-01-17 | 2025-01-17 | Solar Panels | HANWHA | (Q.PEAK DUO BLK ML-G10+ 405) |  | 0.405 | 4 | 293 | 23 |  | Fixed | Roof
NJADRE1555401910 | Administratively Determined Incentive Program | BAYONNE | 7002 | 8 | 3.85 | Residential | Behind the Meter | Yes | Net Metered Residential | Freedom Forever New Jersey LLC |  | PSE&G | Accepted | 2023-12-15 | 2024-01-17 | 2025-01-17 | Solar Panels | Jinko Solar | JKM385M-6RL3-B |  | 0.385 | 6 | 302 | 40 |  | Fixed | Roof
NJADRE1555401910 | Administratively Determined Incentive Program | BAYONNE | 7002 | 8 | 3.85 | Residential | Behind the Meter | Yes | Net Metered Residential | Freedom Forever New Jersey LLC |  | PSE&G | Accepted | 2023-12-15 | 2024-01-17 | 2025-01-17 | Solar Panels | Jinko Solar | JKM385M-6RL3-B |  | 0.385 | 4 | 122 | 40 |  | Fixed | Roof
NJADRE1555401910 | Administratively Determined Incentive Program | BAYONNE | 7002 | 8 | 3.85 | Residential | Behind the Meter | Yes | Net Metered Residential | Freedom Forever New Jersey LLC |  | PSE&G | Accepted | 2023-12-15 | 2024-01-17 | 2025-01-17 | Inverters | Solar Edge | SE3800H-USRGM | 3800 |  | 1 |  |  | 0.99 |  | Outdoor
NJADRE1555401919 | Administratively Determined Incentive Program | EDISON | 8820 | 11 | 19.85 | Residential | Behind the Meter | Yes | Net Metered Residential | Powur, PBC |  | PSE&G | Accepted | 2023-12-18 | 2024-01-23 | 2025-01-23 | Solar Panels | Rec Solar | REC405AA PURE (405W) |  | 0.405 | 24 | 180 | 25 |  | Fixed | Roof
NJADRE1555401919 | Administratively Determined Incentive Program | EDISON | 8820 | 11 | 19.85 | Residential | Behind the Meter | Yes | Net Metered Residential | Powur, PBC |  | PSE&G | Accepted | 2023-12-18 | 2024-01-23 | 2025-01-23 | Solar Panels | Rec Solar | REC405AA PURE (405W) |  | 0.405 | 25 | 180 | 25 |  | Fixed | Roof
NJADRE1555401919 | Administratively Determined Incentive Program | EDISON | 8820 | 11 | 19.85 | Residential | Behind the Meter | Yes | Net Metered Residential | Powur, PBC |  | PSE&G | Accepted | 2023-12-18 | 2024-01-23 | 2025-01-23 | Inverters | Solaredge | SE7600H-US RGM | 7600 |  | 2 |  |  | 0.99 |  | Outside
NJADRE1555401922 | Administratively Determined Incentive Program | TOMS RIVER | 8757 | 18 | 3.24 | Residential | Behind the Meter | Yes | Net Metered Residential | Pro Custom Solar dba Momentum Solar |  | JCP&L | Accepted | 2023-12-15 | 2024-01-17 | 2025-01-17 | Solar Panels | Â Q. PEAK DUO BLK-G10+405 | hawnha |  | 0.405 | 8 | 251 | 19 |  | Fixed | Roof
NJADRE1555401922 | Administratively Determined Incentive Program | TOMS RIVER | 8757 | 18 | 3.24 | Residential | Behind the Meter | Yes | Net Metered Residential | Pro Custom Solar dba Momentum Solar |  | JCP&L | Accepted | 2023-12-15 | 2024-01-17 | 2025-01-17 | Inverters | IQ8PLUS-72-2-US | enphase | 290 |  | 8 |  |  | 0.97 |  | Outdoor
NJADRE1555401925 | Administratively Determined Incentive Program | PERTH AMBOY | 8861 | 11 | 12.15 | Residential | Behind the Meter | Yes | Net Metered Residential | Sunny Mac LLC |  | PSE&G | Accepted | 2023-12-18 | 2024-01-18 | 2025-01-18 | Solar Panels | Q.PEAK DUO BLK ML-G10+ 405 | HANWHA |  | 0.405 | 26 | 276 | 14 |  | Fixed | Roof
NJADRE1555401925 | Administratively Determined Incentive Program | PERTH AMBOY | 8861 | 11 | 12.15 | Residential | Behind the Meter | Yes | Net Metered Residential | Sunny Mac LLC |  | PSE&G | Accepted | 2023-12-18 | 2024-01-18 | 2025-01-18 | Solar Panels | Q.PEAK DUO BLK ML-G10+ 405 | HANWHA |  | 0.405 | 4 | 96 | 14 |  | Fixed | Roof
NJADRE1555401925 | Administratively Determined Incentive Program | PERTH AMBOY | 8861 | 11 | 12.15 | Residential | Behind the Meter | Yes | Net Metered Residential | Sunny Mac LLC |  | PSE&G | Accepted | 2023-12-18 | 2024-01-18 | 2025-01-18 | Inverters | SE10000H-US | SOLAREDGE | 10000 |  | 1 |  |  | 0.1 |  | Outdoor | next to m eter
NJADRE1555401933 | Administratively Determined Incentive Program | SPRINGFIELD | 7081 | 10 | 7.2 | Residential | Behind the Meter | Yes | Net Metered Residential | SunPower Corporation |  | JCP&L | Accepted | 2023-12-15 | 2024-01-18 | 2025-01-18 | Solar Panels | WAAREE ENERGIES LIMITED | WSMDI-400 |  | 0.4 | 10 | 127 | 24 |  | Fixed | Roof
NJADRE1555401933 | Administratively Determined Incentive Program | SPRINGFIELD | 7081 | 10 | 7.2 | Residential | Behind the Meter | Yes | Net Metered Residential | SunPower Corporation |  | JCP&L | Accepted | 2023-12-15 | 2024-01-18 | 2025-01-18 | Solar Panels | WAAREE ENERGIES LIMITED | WSMDI-400 |  | 0.4 | 8 | 307 | 24 |  | Fixed | Roof
NJADRE1555401933 | Administratively Determined Incentive Program | SPRINGFIELD | 7081 | 10 | 7.2 | Residential | Behind the Meter | Yes | Net Metered Residential | SunPower Corporation |  | JCP&L | Accepted | 2023-12-15 | 2024-01-18 | 2025-01-18 | Inverters | Enphase | IQ7HS-66-M-US | 384 |  | 18 |  |  | 0.97 |  | Other | Under Each Panel
NJADRE1555401940 | Administratively Determined Incentive Program | WYCKOFF | 7481 | 7 | 3.86 | Residential | Behind the Meter | No | Net Metered Residential | GAF Energy |  | Orange Rockland Electric | Accepted | 2023-12-15 | 2024-01-18 | 2025-01-18 | Inverters | Delta | M4-TL-US | 4000 |  | 1 |  |  | 0.975 |  | Outdoor
NJADRE1555401940 | Administratively Determined Incentive Program | WYCKOFF | 7481 | 7 | 3.86 | Residential | Behind the Meter | No | Net Metered Residential | GAF Energy |  | Orange Rockland Electric | Accepted | 2023-12-15 | 2024-01-18 | 2025-01-18 | Solar Panels | GAF Energy | TLS-1 |  | 0.046 | 84 | 97 | 18 |  | Fixed | Roof
NJADRE1555401952 | Administratively Determined Incentive Program | BELLE MEAD | 8502 | 5 | 4.86 | Residential | Behind the Meter | No | Net Metered Residential | Tesla Energy Operations Inc |  | PSE&G | Accepted | 2023-12-15 | 2024-01-30 | 2025-01-30 | Solar Panels | Hanwha | Q.PEAK DUO BLK ML-G10+/TS 405 |  | 0.405 | 12 | 228 | 34 |  | Fixed | Roof
NJADRE1555401952 | Administratively Determined Incentive Program | BELLE MEAD | 8502 | 5 | 4.86 | Residential | Behind the Meter | No | Net Metered Residential | Tesla Energy Operations Inc |  | PSE&G | Accepted | 2023-12-15 | 2024-01-30 | 2025-01-30 | Inverters | Tesla | 1538000-45-A | 3800 |  | 1 |  |  | 0.986 |  | Outdoor
NJADRE1555401955 | Administratively Determined Incentive Program | VINELAND | 8361 | 20 | 4.86 | Residential | Behind the Meter | Yes | Net Metered Residential | Sunrun Installation Services, Inc. |  | Vineland Muni Electric | Accepted | 2023-12-15 | 2024-01-18 | 2025-01-18 | Inverters | Delta Electronics | E4-TL-US | 4000 |  | 1 |  |  | 0.975 |  | Outdoor | next to meter
NJADRE1555401955 | Administratively Determined Incentive Program | VINELAND | 8361 | 20 | 4.86 | Residential | Behind the Meter | Yes | Net Metered Residential | Sunrun Installation Services, Inc. |  | Vineland Muni Electric | Accepted | 2023-12-15 | 2024-01-18 | 2025-01-18 | Solar Panels | Hanwha Q Cells | Q.PEAK DUO BLK ML-G10+ 405 |  | 0.405 | 5 | 95 | 30 |  | Fixed | Roof
NJADRE1555401955 | Administratively Determined Incentive Program | VINELAND | 8361 | 20 | 4.86 | Residential | Behind the Meter | Yes | Net Metered Residential | Sunrun Installation Services, Inc. |  | Vineland Muni Electric | Accepted | 2023-12-15 | 2024-01-18 | 2025-01-18 | Solar Panels | Hanwha Q Cells | Q.PEAK DUO BLK ML-G10+ 405 |  | 0.405 | 7 | 185 | 36 |  | Fixed | Roof
NJADRE1555401960 | Administratively Determined Incentive Program | BRIDGETON | 8302 | 20 | 10.01 | Residential | Behind the Meter | Yes | Net Metered Residential | RCL Enterprises Inc. |  | AC Electric | Accepted | 2023-12-15 | 2024-01-23 | 2025-01-23 | Inverters | Enphase | IQ8plus | 290 |  | 26 |  |  | 0.97 |  | Outdoor
NJADRE1555401960 | Administratively Determined Incentive Program | BRIDGETON | 8302 | 20 | 10.01 | Residential | Behind the Meter | Yes | Net Metered Residential | RCL Enterprises Inc. |  | AC Electric | Accepted | 2023-12-15 | 2024-01-23 | 2025-01-23 | Solar Panels | JA Solar | JAM54S31 |  | 0.385 | 20 | 173 | 36 |  | Fixed | Roof
NJADRE1555401960 | Administratively Determined Incentive Program | BRIDGETON | 8302 | 20 | 10.01 | Residential | Behind the Meter | Yes | Net Metered Residential | RCL Enterprises Inc. |  | AC Electric | Accepted | 2023-12-15 | 2024-01-23 | 2025-01-23 | Solar Panels | JA Solar | JAM54S31 |  | 0.385 | 6 | 263 | 36 |  | Fixed | Roof
NJADRE1555401975 | Administratively Determined Incentive Program | BLOOMFIELD | 7003 | 9 | 4.86 | Residential | Behind the Meter | Yes | Net Metered Residential | Sunrun Installation Services, Inc. |  | PSE&G | Accepted | 2023-12-15 | 2024-01-18 | 2025-01-18 | Inverters | SOLAREDGE TECHNOLOGIES | SE3800H-USS3 | 3800 |  | 1 |  |  | 0.992 |  | Outdoor | next to meter
NJADRE1555401975 | Administratively Determined Incentive Program | BLOOMFIELD | 7003 | 9 | 4.86 | Residential | Behind the Meter | Yes | Net Metered Residential | Sunrun Installation Services, Inc. |  | PSE&G | Accepted | 2023-12-15 | 2024-01-18 | 2025-01-18 | Solar Panels | HANWHA Q-CELLS | Q.PEAK DUO BLK ML-G10+ 405 |  | 0.405 | 4 | 105 | 19 |  | Fixed | Roof
NJADRE1555401975 | Administratively Determined Incentive Program | BLOOMFIELD | 7003 | 9 | 4.86 | Residential | Behind the Meter | Yes | Net Metered Residential | Sunrun Installation Services, Inc. |  | PSE&G | Accepted | 2023-12-15 | 2024-01-18 | 2025-01-18 | Solar Panels | HANWHA Q-CELLS | Q.PEAK DUO BLK ML-G10+ 405 |  | 0.405 | 8 | 285 | 18 |  | Fixed | Roof
NJADRE1555402037 | Administratively Determined Incentive Program | ATLANTIC CITY | 8401 | 19 | 6.48 | Residential | Behind the Meter | No | Net Metered Residential | Tesla Energy Operations Inc |  | AC Electric | Accepted | 2023-12-15 | 2024-01-19 | 2025-01-19 | Inverters | Tesla Inc | 1538000-45-A | 5700 |  | 1 |  |  | 0.98 |  | Outside
NJADRE1555402037 | Administratively Determined Incentive Program | ATLANTIC CITY | 8401 | 19 | 6.48 | Residential | Behind the Meter | No | Net Metered Residential | Tesla Energy Operations Inc |  | AC Electric | Accepted | 2023-12-15 | 2024-01-19 | 2025-01-19 | Solar Panels | Hanwha | Q.PEAK DUO BLK ML-G10+/TS 405 |  | 0.405 | 9 | 63 | 34 |  | Fixed | Roof
NJADRE1555402037 | Administratively Determined Incentive Program | ATLANTIC CITY | 8401 | 19 | 6.48 | Residential | Behind the Meter | No | Net Metered Residential | Tesla Energy Operations Inc |  | AC Electric | Accepted | 2023-12-15 | 2024-01-19 | 2025-01-19 | Solar Panels | Hanwha | Q.PEAK DUO BLK ML-G10+/TS 405 |  | 0.405 | 4 | 243 | 34 |  | Fixed | Roof
NJADRE1555402037 | Administratively Determined Incentive Program | ATLANTIC CITY | 8401 | 19 | 6.48 | Residential | Behind the Meter | No | Net Metered Residential | Tesla Energy Operations Inc |  | AC Electric | Accepted | 2023-12-15 | 2024-01-19 | 2025-01-19 | Solar Panels | Hanwha | Q.PEAK DUO BLK ML-G10+/TS 405 |  | 0.405 | 3 | 243 | 34 |  | Fixed | Roof
NJADRE1555402049 | Administratively Determined Incentive Program | HILLSBOROUGH | 8844 | 5 | 2.03 | Residential | Behind the Meter | No | Net Metered Residential | Trinity Solar Inc. |  | PSE&G | Accepted | 2023-12-15 | 2024-01-22 | 2025-01-22 | Solar Panels | Hanwha | Q.PEAK DUO BLK ML-G10+ 405 |  | 0.405 | 3 | 15 | 23 |  | Fixed | Roof
NJADRE1555402049 | Administratively Determined Incentive Program | HILLSBOROUGH | 8844 | 5 | 2.03 | Residential | Behind the Meter | No | Net Metered Residential | Trinity Solar Inc. |  | PSE&G | Accepted | 2023-12-15 | 2024-01-22 | 2025-01-22 | Solar Panels | Hanwha | Q.PEAK DUO BLK ML-G10+ 405 |  | 0.405 | 2 | 195 | 23 |  | Fixed | Roof
NJADRE1555402049 | Administratively Determined Incentive Program | HILLSBOROUGH | 8844 | 5 | 2.03 | Residential | Behind the Meter | No | Net Metered Residential | Trinity Solar Inc. |  | PSE&G | Accepted | 2023-12-15 | 2024-01-22 | 2025-01-22 | Inverters | Enphase | (IQ8PLUS-72-2-US | 290 |  | 5 |  |  | 0.97 |  | Outside
NJADRE1555402079 | Administratively Determined Incentive Program | WEST WINDSOR | 8550 | 12 | 13.77 | Residential | Behind the Meter | No | Net Metered Residential | Tesla Energy Operations Inc |  | PSE&G | Accepted | 2023-12-15 | 2024-01-29 | 2025-01-29 | Solar Panels | Hanwha | Q.PEAK DUO BLK ML-G10+/TS 405 |  | 0.405 | 17 | 76 | 30 |  | Fixed | Roof
NJADRE1555402079 | Administratively Determined Incentive Program | WEST WINDSOR | 8550 | 12 | 13.77 | Residential | Behind the Meter | No | Net Metered Residential | Tesla Energy Operations Inc |  | PSE&G | Accepted | 2023-12-15 | 2024-01-29 | 2025-01-29 | Solar Panels | Hanwha | Q.PEAK DUO BLK ML-G10+/TS 405 |  | 0.405 | 17 | 256 | 30 |  | Fixed | Roof
NJADRE1555402079 | Administratively Determined Incentive Program | WEST WINDSOR | 8550 | 12 | 13.77 | Residential | Behind the Meter | No | Net Metered Residential | Tesla Energy Operations Inc |  | PSE&G | Accepted | 2023-12-15 | 2024-01-29 | 2025-01-29 | Inverters | Tesla | 1538000-45-A | 7600 |  | 2 |  |  | 0.986 |  | Outdoor
NJADRE1555402095 | Administratively Determined Incentive Program | LAWRENCE TWP MER | 8648 | 12 | 4.46 | Residential | Behind the Meter | Yes | Net Metered Residential | Sunrun Installation Services, Inc. |  | PSE&G | Accepted | 2023-12-15 | 2024-01-18 | 2025-01-18 | Inverters | SOLAREDGE TECHNOLOGIES | SE3800H-USMN | 3800 |  | 1 |  |  | 0.992 |  | Outdoor | next to meter
NJADRE1555402095 | Administratively Determined Incentive Program | LAWRENCE TWP MER | 8648 | 12 | 4.46 | Residential | Behind the Meter | Yes | Net Metered Residential | Sunrun Installation Services, Inc. |  | PSE&G | Accepted | 2023-12-15 | 2024-01-18 | 2025-01-18 | Solar Panels | HANWHA Q-CELLS | Q.PEAK DUO BLK ML-G10+ 405 |  | 0.405 | 11 | 147 | 29 |  | Fixed | Roof
NJADRE1555402111 | Administratively Determined Incentive Program | OLD BRIDGE | 8857 | 11 | 10.94 | Residential | Behind the Meter | No | Net Metered Residential | Tesla Energy Operations Inc |  | JCP&L | Accepted | 2023-12-15 | 2024-01-19 | 2025-01-19 | Solar Panels | Hanwha | Q.PEAK DUO BLK ML-G10+/TS 405 |  | 0.405 | 6 | 138 | 28 |  | Fixed | Roof
NJADRE1555402111 | Administratively Determined Incentive Program | OLD BRIDGE | 8857 | 11 | 10.94 | Residential | Behind the Meter | No | Net Metered Residential | Tesla Energy Operations Inc |  | JCP&L | Accepted | 2023-12-15 | 2024-01-19 | 2025-01-19 | Solar Panels | Hanwha | Q.PEAK DUO BLK ML-G10+/TS 405 |  | 0.405 | 11 | 228 | 28 |  | Fixed | Roof
NJADRE1555402111 | Administratively Determined Incentive Program | OLD BRIDGE | 8857 | 11 | 10.94 | Residential | Behind the Meter | No | Net Metered Residential | Tesla Energy Operations Inc |  | JCP&L | Accepted | 2023-12-15 | 2024-01-19 | 2025-01-19 | Solar Panels | Hanwha | Q.PEAK DUO BLK ML-G10+/TS 405 |  | 0.405 | 10 | 48 | 28 |  | Fixed | Roof
NJADRE1555402111 | Administratively Determined Incentive Program | OLD BRIDGE | 8857 | 11 | 10.94 | Residential | Behind the Meter | No | Net Metered Residential | Tesla Energy Operations Inc |  | JCP&L | Accepted | 2023-12-15 | 2024-01-19 | 2025-01-19 | Inverters | Tesla Inc | 1538000-60-A | 5700 |  | 1 |  |  | 0.98 |  | Outside
NJADRE1555402111 | Administratively Determined Incentive Program | OLD BRIDGE | 8857 | 11 | 10.94 | Residential | Behind the Meter | No | Net Metered Residential | Tesla Energy Operations Inc |  | JCP&L | Accepted | 2023-12-15 | 2024-01-19 | 2025-01-19 | Inverters | Tesla Inc | 1538000-38-A | 3800 |  | 1 |  |  | 0.98 |  | Outside
NJADRE1555406681 | Administratively Determined Incentive Program | SOMERSET | 8873 | 5 | 5.53 | Residential | Behind the Meter | Yes | Net Metered Residential | Solar Mite Solutions |  | PSE&G | Accepted | 2023-12-15 | 2024-01-18 | 2025-01-18 | Inverters | Enphase | IQ8PLUS-72-2 | 290 |  | 14 |  |  | 0.98 |  | Outdoor
NJADRE1555406681 | Administratively Determined Incentive Program | SOMERSET | 8873 | 5 | 5.53 | Residential | Behind the Meter | Yes | Net Metered Residential | Solar Mite Solutions |  | PSE&G | Accepted | 2023-12-15 | 2024-01-18 | 2025-01-18 | Solar Panels | Canadian Solar | CS6R |  | 0.395 | 14 | 141 | 23 |  | Fixed | Roof | Array 1
NJADRE1555415786 | Administratively Determined Incentive Program | WESTAMPTON | 8060 | 13 | 8.05 | Residential | Behind the Meter | Yes | Net Metered Residential | GenSun Solar |  | PSE&G | Accepted | 2023-12-19 | 2024-01-22 | 2025-01-22 | Inverters | Solar Edge | SE7600H-US | 240 |  | 1 |  |  | 0.9 |  | Outdoor
NJADRE1555415786 | Administratively Determined Incentive Program | WESTAMPTON | 8060 | 13 | 8.05 | Residential | Behind the Meter | Yes | Net Metered Residential | GenSun Solar |  | PSE&G | Accepted | 2023-12-19 | 2024-01-22 | 2025-01-22 | Meters | Solar Edge | SE7600H-US |  |  | 1 |  |  |  | Yes
NJADRE1555415786 | Administratively Determined Incentive Program | WESTAMPTON | 8060 | 13 | 8.05 | Residential | Behind the Meter | Yes | Net Metered Residential | GenSun Solar |  | PSE&G | Accepted | 2023-12-19 | 2024-01-22 | 2025-01-22 | Solar Panels | LONGI | LR4-60HPB 350W |  | 0.35 | 23 | 29 | 26 |  | Fixed | Roof
NJADRE1555415788 | Administratively Determined Incentive Program | WILLINGBORO | 8046 | 13 | 10.15 | Residential | Behind the Meter | Yes | Net Metered Residential | GenSun Solar |  | PSE&G | Accepted | 2023-12-19 | 2024-01-22 | 2025-01-22 | Inverters | SolarEdge | SE10000H-US | 240 |  | 1 |  |  | 0.9 |  | Outdoor
NJADRE1555415788 | Administratively Determined Incentive Program | WILLINGBORO | 8046 | 13 | 10.15 | Residential | Behind the Meter | Yes | Net Metered Residential | GenSun Solar |  | PSE&G | Accepted | 2023-12-19 | 2024-01-22 | 2025-01-22 | Meters | SoalrEdge | SE10000H-US |  |  | 1 |  |  |  | Yes
NJADRE1555415788 | Administratively Determined Incentive Program | WILLINGBORO | 8046 | 13 | 10.15 | Residential | Behind the Meter | Yes | Net Metered Residential | GenSun Solar |  | PSE&G | Accepted | 2023-12-19 | 2024-01-22 | 2025-01-22 | Solar Panels | LONGI | LR4-60HPB 350W |  | 0.35 | 29 | 150 | 18 |  | Fixed | Roof
NJADRE1555417585 | Administratively Determined Incentive Program | BRIGANTINE | 8203 | 19 | 9.09 | Residential | Behind the Meter | No | Net Metered Residential | Solar Mite Solutions |  | AC Electric | Accepted | 2023-12-18 | 2024-01-19 | 2025-01-19 | Inverters | Enphase | IQ8PLUS-72-2 | 290 |  | 23 |  |  | 0.98 |  | Outdoor
NJADRE1555417585 | Administratively Determined Incentive Program | BRIGANTINE | 8203 | 19 | 9.09 | Residential | Behind the Meter | No | Net Metered Residential | Solar Mite Solutions |  | AC Electric | Accepted | 2023-12-18 | 2024-01-19 | 2025-01-19 | Solar Panels | Canadian Solar | CS6R |  | 0.395 | 6 | 146 | 23 |  | Fixed | Roof | Array 1
NJADRE1555417585 | Administratively Determined Incentive Program | BRIGANTINE | 8203 | 19 | 9.09 | Residential | Behind the Meter | No | Net Metered Residential | Solar Mite Solutions |  | AC Electric | Accepted | 2023-12-18 | 2024-01-19 | 2025-01-19 | Solar Panels | Canadian Solar | CS6R |  | 0.395 | 13 | 236 | 23 |  | Fixed | Roof | Array 2
NJADRE1555417585 | Administratively Determined Incentive Program | BRIGANTINE | 8203 | 19 | 9.09 | Residential | Behind the Meter | No | Net Metered Residential | Solar Mite Solutions |  | AC Electric | Accepted | 2023-12-18 | 2024-01-19 | 2025-01-19 | Solar Panels | Canadian Solar | CS6R |  | 0.395 | 4 | 56 | 23 |  | Fixed | Roof | Array 3
NJADRE1555417827 | Administratively Determined Incentive Program | TRENTON | 8628 | 12 | 8 | Residential | Behind the Meter | No | Net Metered Residential | Seapoint Solar Energy LLC |  | PSE&G | Accepted | 2023-12-18 | 2024-01-18 | 2025-01-18 | Inverters | ENPHASE | IQ8PLUS-72-2-US | 290 |  | 20 |  |  | 0.97 |  | Outdoor
NJADRE1555417827 | Administratively Determined Incentive Program | TRENTON | 8628 | 12 | 8 | Residential | Behind the Meter | No | Net Metered Residential | Seapoint Solar Energy LLC |  | PSE&G | Accepted | 2023-12-18 | 2024-01-18 | 2025-01-18 | Solar Panels | CANADIAN SOLAR | CS6R-400MS-HL |  | 0.4 | 20 | 155 | 20 |  | Fixed | Roof
NJADRE1555417875 | Administratively Determined Incentive Program | PLAINFIELD | 7063 | 10 | 6 | Residential | Behind the Meter | No | Net Metered Residential | Solar Mite Solutions |  | PSE&G | Accepted | 2023-12-17 | 2024-01-18 | 2025-01-18 | Inverters | Enphase | IQ8PLUS-72-2 | 290 |  | 15 |  |  | 0.98 |  | Outdoor
NJADRE1555417875 | Administratively Determined Incentive Program | PLAINFIELD | 7063 | 10 | 6 | Residential | Behind the Meter | No | Net Metered Residential | Solar Mite Solutions |  | PSE&G | Accepted | 2023-12-17 | 2024-01-18 | 2025-01-18 | Solar Panels | Canadian Solar | CS6R |  | 0.4 | 10 | 140 | 40 |  | Fixed | Roof | Array 1
NJADRE1555417875 | Administratively Determined Incentive Program | PLAINFIELD | 7063 | 10 | 6 | Residential | Behind the Meter | No | Net Metered Residential | Solar Mite Solutions |  | PSE&G | Accepted | 2023-12-17 | 2024-01-18 | 2025-01-18 | Solar Panels | Canadian Solar | CS6R |  | 0.4 | 5 | 140 | 12 |  | Fixed | Roof | Array 2
NJADRE1555418572 | Administratively Determined Incentive Program | UNION | 7083 | 10 | 3.65 | Residential | Behind the Meter | Yes | Net Metered Residential | Sunrun Installation Services, Inc. |  | PSE&G | Accepted | 2023-12-18 | 2024-01-04 | 2025-01-04 | Inverters | SOLAREDGE TECHNOLOGIES | SE3800H-USMN | 3800 |  | 1 |  |  | 0.992 |  | Outdoor | next to meter
NJADRE1555418572 | Administratively Determined Incentive Program | UNION | 7083 | 10 | 3.65 | Residential | Behind the Meter | Yes | Net Metered Residential | Sunrun Installation Services, Inc. |  | PSE&G | Accepted | 2023-12-18 | 2024-01-04 | 2025-01-04 | Solar Panels | HANWHA Q-CELLS | Q.PEAK DUO BLK ML-G10+ 405 |  | 0.405 | 3 | 154 | 21 |  | Fixed | Roof
NJADRE1555418572 | Administratively Determined Incentive Program | UNION | 7083 | 10 | 3.65 | Residential | Behind the Meter | Yes | Net Metered Residential | Sunrun Installation Services, Inc. |  | PSE&G | Accepted | 2023-12-18 | 2024-01-04 | 2025-01-04 | Solar Panels | HANWHA Q-CELLS | Q.PEAK DUO BLK ML-G10+ 405 |  | 0.405 | 6 | 243 | 22 |  | Fixed | Roof
NJADRE1555418574 | Administratively Determined Incentive Program | ALLENTOWN | 8501 | 17 | 8.91 | Residential | Behind the Meter | Yes | Net Metered Residential | SunnyMac LLC |  | PSE&G | Accepted | 2023-12-18 | 2024-01-18 | 2025-01-18 | Solar Panels | Q.PEAK DUO BLK ML-G10+ 405 | HANWHA |  | 0.405 | 18 | 219 | 26 |  | Fixed | Roof
NJADRE1555418574 | Administratively Determined Incentive Program | ALLENTOWN | 8501 | 17 | 8.91 | Residential | Behind the Meter | Yes | Net Metered Residential | SunnyMac LLC |  | PSE&G | Accepted | 2023-12-18 | 2024-01-18 | 2025-01-18 | Solar Panels | Q.PEAK DUO BLK ML-G10+ 405 | HANWHA |  | 0.405 | 4 | 219 | 26 |  | Fixed | Roof
NJADRE1555418574 | Administratively Determined Incentive Program | ALLENTOWN | 8501 | 17 | 8.91 | Residential | Behind the Meter | Yes | Net Metered Residential | SunnyMac LLC |  | PSE&G | Accepted | 2023-12-18 | 2024-01-18 | 2025-01-18 | Inverters | SE7600H-US | SOLAREDGE | 7600 |  | 1 |  |  | 0.1 |  | Outdoor | next to meter
NJADRE1555418581 | Administratively Determined Incentive Program | EGG HARBOR CITY | 8215 | 19 | 6.48 | Residential | Behind the Meter | Yes | Net Metered Residential | Big Wave Roofing and Solar LLC |  | AC Electric | Accepted | 2023-12-18 | 2024-01-22 | 2025-01-22 | Inverters | Enphase Energy Inc | IQ7PLUS-72-2-US | 290 |  | 16 |  |  | 0.98 |  | Outside
NJADRE1555418581 | Administratively Determined Incentive Program | EGG HARBOR CITY | 8215 | 19 | 6.48 | Residential | Behind the Meter | Yes | Net Metered Residential | Big Wave Roofing and Solar LLC |  | AC Electric | Accepted | 2023-12-18 | 2024-01-22 | 2025-01-22 | Solar Panels | Qcells | Q.PEAK DUO BLK ML-G10+ 405 |  | 0.405 | 8 | 42 | 35 |  | Fixed | Roof
NJADRE1555418581 | Administratively Determined Incentive Program | EGG HARBOR CITY | 8215 | 19 | 6.48 | Residential | Behind the Meter | Yes | Net Metered Residential | Big Wave Roofing and Solar LLC |  | AC Electric | Accepted | 2023-12-18 | 2024-01-22 | 2025-01-22 | Solar Panels | Qcells | Q.PEAK DUO BLK ML-G10+ 405 |  | 0.405 | 4 | 222 | 35 |  | Fixed | Roof
NJADRE1555418581 | Administratively Determined Incentive Program | EGG HARBOR CITY | 8215 | 19 | 6.48 | Residential | Behind the Meter | Yes | Net Metered Residential | Big Wave Roofing and Solar LLC |  | AC Electric | Accepted | 2023-12-18 | 2024-01-22 | 2025-01-22 | Solar Panels | Qcells | Q.PEAK DUO BLK ML-G10+ 405 |  | 0.405 | 4 | 222 | 35 |  | Fixed | Roof
NJADRE1555418590 | Administratively Determined Incentive Program | FAIRFIELD TWP ESS | 7004 | 9 | 6.89 | Residential | Behind the Meter | No | Net Metered Residential | Tesla Energy Operations Inc |  | PSE&G | Accepted | 2023-12-18 | 2024-01-23 | 2025-01-23 | Inverters | Tesla | 1707000-20-G | 11500 |  | 2 |  |  | 0.97 |  | Outside
NJADRE1555418590 | Administratively Determined Incentive Program | FAIRFIELD TWP ESS | 7004 | 9 | 6.89 | Residential | Behind the Meter | No | Net Metered Residential | Tesla Energy Operations Inc |  | PSE&G | Accepted | 2023-12-18 | 2024-01-23 | 2025-01-23 | Solar Panels | Hanwha | Q.PEAK DUO BLK ML-G10+/TS 405 |  | 0.405 | 17 | 121 | 28 |  | Fixed | Roof
NJADRE1555418590 | Administratively Determined Incentive Program | FAIRFIELD TWP ESS | 7004 | 9 | 6.89 | Residential | Behind the Meter | No | Net Metered Residential | Tesla Energy Operations Inc |  | PSE&G | Accepted | 2023-12-18 | 2024-01-23 | 2025-01-23 | Electric Storage Battery | Tesla | Powerwall 3 |  |  | 2 |  |  |  | Lithium Ion |  | Outside
NJADRE1555418605 | Administratively Determined Incentive Program | HILLSIDE | 7205 | 10 | 4.46 | Residential | Behind the Meter | Yes | Net Metered Residential | SunnyMac LLC |  | PSE&G | Accepted | 2023-12-18 | 2024-01-18 | 2025-01-18 | Solar Panels | Q.PEAK DUO BLK ML-G10+ 405 | HANWHA |  | 0.405 | 4 | 127 | 34 |  | Fixed | Roof
NJADRE1555418605 | Administratively Determined Incentive Program | HILLSIDE | 7205 | 10 | 4.46 | Residential | Behind the Meter | Yes | Net Metered Residential | SunnyMac LLC |  | PSE&G | Accepted | 2023-12-18 | 2024-01-18 | 2025-01-18 | Solar Panels | Q.PEAK DUO BLK ML-G10+ 405 | HANWHA |  | 0.405 | 3 | 127 | 23 |  | Fixed | Roof
NJADRE1555418605 | Administratively Determined Incentive Program | HILLSIDE | 7205 | 10 | 4.46 | Residential | Behind the Meter | Yes | Net Metered Residential | SunnyMac LLC |  | PSE&G | Accepted | 2023-12-18 | 2024-01-18 | 2025-01-18 | Solar Panels | Q.PEAK DUO BLK ML-G10+ 405 | HANWHA |  | 0.405 | 4 | 307 | 34 |  | Fixed | Roof
NJADRE1555418605 | Administratively Determined Incentive Program | HILLSIDE | 7205 | 10 | 4.46 | Residential | Behind the Meter | Yes | Net Metered Residential | SunnyMac LLC |  | PSE&G | Accepted | 2023-12-18 | 2024-01-18 | 2025-01-18 | Inverters | SE3000H-US | SOLAREDGE | 3000 |  | 1 |  |  | 0.1 |  | Outdoor | next to meter
NJADRE1555418607 | Administratively Determined Incentive Program | SEA ISLE CITY | 8243 | 21 | 5.27 | Residential | Behind the Meter | Yes | Net Metered Residential | Trinity Solar |  | AC Electric | Accepted | 2023-12-21 | 2024-01-23 | 2025-01-23 | Inverters | Solar Edge | SE5000H-US000BEi4 | 5000 |  | 1 |  |  | 0.97 |  | Outdoor
NJADRE1555418607 | Administratively Determined Incentive Program | SEA ISLE CITY | 8243 | 21 | 5.27 | Residential | Behind the Meter | Yes | Net Metered Residential | Trinity Solar |  | AC Electric | Accepted | 2023-12-21 | 2024-01-23 | 2025-01-23 | Solar Panels | HANWHA | Q.PEAK DUO BLK ML-G10+ 405 |  | 0.405 | 13 | 111 | 18 |  | Fixed | Roof
NJADRE1555418610 | Administratively Determined Incentive Program | ENGLEWOOD | 7631 | 7 | 4.86 | Residential | Behind the Meter | No | Net Metered Residential | Big Wave Roofing and Solar LLC |  | PSE&G | Accepted | 2023-12-18 | 2024-01-24 | 2025-01-24 | Inverters | Enphase Energy Inc | IQ7A-72-2-US | 290 |  | 12 |  |  | 0.98 |  | Outside
NJADRE1555418610 | Administratively Determined Incentive Program | ENGLEWOOD | 7631 | 7 | 4.86 | Residential | Behind the Meter | No | Net Metered Residential | Big Wave Roofing and Solar LLC |  | PSE&G | Accepted | 2023-12-18 | 2024-01-24 | 2025-01-24 | Solar Panels | Qcells | Q.PEAK DUO BLK ML-G10+ 405 |  | 0.405 | 6 | 37 | 26 |  | Fixed | Roof
NJADRE1555418610 | Administratively Determined Incentive Program | ENGLEWOOD | 7631 | 7 | 4.86 | Residential | Behind the Meter | No | Net Metered Residential | Big Wave Roofing and Solar LLC |  | PSE&G | Accepted | 2023-12-18 | 2024-01-24 | 2025-01-24 | Solar Panels | Qcells | Q.PEAK DUO BLK ML-G10+ 405 |  | 0.405 | 3 | 37 | 37 |  | Fixed | Roof
NJADRE1555418610 | Administratively Determined Incentive Program | ENGLEWOOD | 7631 | 7 | 4.86 | Residential | Behind the Meter | No | Net Metered Residential | Big Wave Roofing and Solar LLC |  | PSE&G | Accepted | 2023-12-18 | 2024-01-24 | 2025-01-24 | Solar Panels | Qcells | Q.PEAK DUO BLK ML-G10+ 405 |  | 0.405 | 3 | 37 | 26 |  | Fixed | Roof
NJADRE1555418654 | Administratively Determined Incentive Program | LAKEWOOD | 8701 | 18 | 10.27 | Residential | Behind the Meter | No | Net Metered Residential | Powerlutions |  | JCP&L | Accepted | 2023-12-18 | 2024-01-18 | 2025-01-18 | Solar Panels | Trina | TSM-DE09C.07 |  | 0.395 | 9 | 277 | 30 |  | Fixed | Roof
NJADRE1555418654 | Administratively Determined Incentive Program | LAKEWOOD | 8701 | 18 | 10.27 | Residential | Behind the Meter | No | Net Metered Residential | Powerlutions |  | JCP&L | Accepted | 2023-12-18 | 2024-01-18 | 2025-01-18 | Solar Panels | Trina | TSM-DE09C.07 |  | 0.395 | 5 | 187 | 33 |  | Fixed | Roof
NJADRE1555418654 | Administratively Determined Incentive Program | LAKEWOOD | 8701 | 18 | 10.27 | Residential | Behind the Meter | No | Net Metered Residential | Powerlutions |  | JCP&L | Accepted | 2023-12-18 | 2024-01-18 | 2025-01-18 | Solar Panels | Trina | TSM-DE09C.07 |  | 0.395 | 12 | 97 | 30 |  | Fixed | Roof
NJADRE1555418654 | Administratively Determined Incentive Program | LAKEWOOD | 8701 | 18 | 10.27 | Residential | Behind the Meter | No | Net Metered Residential | Powerlutions |  | JCP&L | Accepted | 2023-12-18 | 2024-01-18 | 2025-01-18 | Inverters | ENPHASE | IQ7PLUS-72-2-US | 290 |  | 26 |  |  | 0.98 |  | Outdoor
NJADRE1555418659 | Administratively Determined Incentive Program | PATERSON | 7513 | 6 | 10.53 | Residential | Behind the Meter | Yes | Net Metered Residential | SunnyMac LLC |  | PSE&G | Accepted | 2023-12-18 | 2024-01-18 | 2025-01-18 | Solar Panels | Q.PEAK DUO BLK ML-G10+ 405 | HANWHA |  | 0.405 | 12 | 99 | 12 |  | Fixed | Roof
NJADRE1555418659 | Administratively Determined Incentive Program | PATERSON | 7513 | 6 | 10.53 | Residential | Behind the Meter | Yes | Net Metered Residential | SunnyMac LLC |  | PSE&G | Accepted | 2023-12-18 | 2024-01-18 | 2025-01-18 | Solar Panels | Q.PEAK DUO BLK ML-G10+ 405 | HANWHA |  | 0.405 | 14 | 279 | 11 |  | Fixed | Roof
NJADRE1555418659 | Administratively Determined Incentive Program | PATERSON | 7513 | 6 | 10.53 | Residential | Behind the Meter | Yes | Net Metered Residential | SunnyMac LLC |  | PSE&G | Accepted | 2023-12-18 | 2024-01-18 | 2025-01-18 | Inverters | SE7600H-US | SOLAREDGE | 7600 |  | 1 |  |  | 0.1 |  | Outdoor | next to meter
NJADRE1555418679 | Administratively Determined Incentive Program | WILLINGBORO | 8046 | 13 | 6.4 | Residential | Behind the Meter | No | Net Metered Residential | Power Energy Solutions |  | PSE&G | Accepted | 2023-12-26 | 2024-01-25 | 2025-01-25 | Inverters | SE5000H-US | SOLAREDGE | 5000 |  | 1 |  |  | 0.99 |  | Outside | ROOFTOP
NJADRE1555418679 | Administratively Determined Incentive Program | WILLINGBORO | 8046 | 13 | 6.4 | Residential | Behind the Meter | No | Net Metered Residential | Power Energy Solutions |  | PSE&G | Accepted | 2023-12-26 | 2024-01-25 | 2025-01-25 | Solar Panels | CS6R-400MS-HL HIKU6 BLACK MONO | CANNDAIN SOLAR |  | 0.4 | 11 | 182 | 21 |  | Fixed | Roof | ROOFTOP
NJADRE1555418679 | Administratively Determined Incentive Program | WILLINGBORO | 8046 | 13 | 6.4 | Residential | Behind the Meter | No | Net Metered Residential | Power Energy Solutions |  | PSE&G | Accepted | 2023-12-26 | 2024-01-25 | 2025-01-25 | Solar Panels | CS6R-400MS-HL HIKU6 BLACK MONO | CANNDAIN SOLAR |  | 0.4 | 5 | 92 | 20 |  | Fixed | Roof | ROOFTOT
NJADRE1555418700 | Administratively Determined Incentive Program | MARGATE CITY | 8402 | 19 | 11.75 | Residential | Behind the Meter | Yes | Net Metered Residential | Trinity Solar |  | AC Electric | Accepted | 2023-12-18 | 2024-01-18 | 2025-01-18 | Inverters | Solar Edge | SE10000H-US | 10000 |  | 1 |  |  | 0.97 |  | Outdoor
NJADRE1555418700 | Administratively Determined Incentive Program | MARGATE CITY | 8402 | 19 | 11.75 | Residential | Behind the Meter | Yes | Net Metered Residential | Trinity Solar |  | AC Electric | Accepted | 2023-12-18 | 2024-01-18 | 2025-01-18 | Solar Panels | HANWHA | (Q.PEAK DUO BLK ML-G10+ 405) |  | 0.405 | 16 | 54 | 23 |  | Fixed | Roof
NJADRE1555418700 | Administratively Determined Incentive Program | MARGATE CITY | 8402 | 19 | 11.75 | Residential | Behind the Meter | Yes | Net Metered Residential | Trinity Solar |  | AC Electric | Accepted | 2023-12-18 | 2024-01-18 | 2025-01-18 | Solar Panels | HANWHA | (Q.PEAK DUO BLK ML-G10+ 405) |  | 0.405 | 13 | 234 | 23 |  | Fixed | Roof
NJADRE1555418709 | Administratively Determined Incentive Program | GLASSBORO | 8028 | 15 | 10.13 | Residential | Behind the Meter | Yes | Net Metered Residential | Sunrun Installation Services, Inc. |  | AC Electric | Accepted | 2023-12-18 | 2024-01-18 | 2025-01-18 | Inverters | Delta Electronics | E10-TL-US | 10000 |  | 1 |  |  | 0.975 |  | Outdoor | next to meter
NJADRE1555418709 | Administratively Determined Incentive Program | GLASSBORO | 8028 | 15 | 10.13 | Residential | Behind the Meter | Yes | Net Metered Residential | Sunrun Installation Services, Inc. |  | AC Electric | Accepted | 2023-12-18 | 2024-01-18 | 2025-01-18 | Solar Panels | Hanwha Q Cells | Q.PEAK DUO BLK ML-G10+ 405 |  | 0.405 | 11 | 249 | 44 |  | Fixed | Roof
NJADRE1555418709 | Administratively Determined Incentive Program | GLASSBORO | 8028 | 15 | 10.13 | Residential | Behind the Meter | Yes | Net Metered Residential | Sunrun Installation Services, Inc. |  | AC Electric | Accepted | 2023-12-18 | 2024-01-18 | 2025-01-18 | Solar Panels | Hanwha Q Cells | Q.PEAK DUO BLK ML-G10+ 405 |  | 0.405 | 14 | 159 | 39 |  | Fixed | Roof
NJADRE1555418742 | Administratively Determined Incentive Program | PLAINFIELD | 7062 | 10 | 6.89 | Residential | Behind the Meter | Yes | Net Metered Residential | Sunrun Installation Services, Inc. |  | PSE&G | Accepted | 2023-12-18 | 2024-01-18 | 2025-01-18 | Inverters | SOLAREDGE TECHNOLOGIES | SE6000H-USSN | 6000 |  | 1 |  |  | 0.99 |  | Outdoor | next to meter
NJADRE1555418742 | Administratively Determined Incentive Program | PLAINFIELD | 7062 | 10 | 6.89 | Residential | Behind the Meter | Yes | Net Metered Residential | Sunrun Installation Services, Inc. |  | PSE&G | Accepted | 2023-12-18 | 2024-01-18 | 2025-01-18 | Solar Panels | Hanwha Q Cells | Q.PEAK DUO BLK ML-G10+ 405 |  | 0.405 | 9 | 48 | 14 |  | Fixed | Roof
NJADRE1555418742 | Administratively Determined Incentive Program | PLAINFIELD | 7062 | 10 | 6.89 | Residential | Behind the Meter | Yes | Net Metered Residential | Sunrun Installation Services, Inc. |  | PSE&G | Accepted | 2023-12-18 | 2024-01-18 | 2025-01-18 | Solar Panels | Hanwha Q Cells | Q.PEAK DUO BLK ML-G10+ 405 |  | 0.405 | 8 | 228 | 14 |  | Fixed | Roof
NJADRE1555418760 | Administratively Determined Incentive Program | FORDS | 8863 | 11 | 8.51 | Residential | Behind the Meter | Yes | Net Metered Residential | Trinity Solar |  | PSE&G | Accepted | 2023-12-18 | 2024-01-18 | 2025-01-18 | Inverters | Solar Edge | SE7600H-US | 7600 |  | 1 |  |  | 0.97 |  | Outdoor
NJADRE1555418760 | Administratively Determined Incentive Program | FORDS | 8863 | 11 | 8.51 | Residential | Behind the Meter | Yes | Net Metered Residential | Trinity Solar |  | PSE&G | Accepted | 2023-12-18 | 2024-01-18 | 2025-01-18 | Solar Panels | HANWHA | (Q.PEAK DUO BLK ML-G10+ 405) |  | 0.405 | 21 | 262 | 14 |  | Fixed | Roof
NJADRE1555418772 | Administratively Determined Incentive Program | EDISON | 8820 | 11 | 8.51 | Residential | Behind the Meter | No | Net Metered Residential | Tesla Energy Operations Inc |  | PSE&G | Accepted | 2023-12-18 | 2024-01-24 | 2025-01-24 | Solar Panels | Hanwha | Q.PEAK DUO BLK ML-G10+/TS 405 |  | 0.405 | 16 | 254 | 22 |  | Fixed | Roof
NJADRE1555418772 | Administratively Determined Incentive Program | EDISON | 8820 | 11 | 8.51 | Residential | Behind the Meter | No | Net Metered Residential | Tesla Energy Operations Inc |  | PSE&G | Accepted | 2023-12-18 | 2024-01-24 | 2025-01-24 | Solar Panels | Hanwha | Q.PEAK DUO BLK ML-G10+/TS 405 |  | 0.405 | 5 | 74 | 20 |  | Fixed | Roof
NJADRE1555418772 | Administratively Determined Incentive Program | EDISON | 8820 | 11 | 8.51 | Residential | Behind the Meter | No | Net Metered Residential | Tesla Energy Operations Inc |  | PSE&G | Accepted | 2023-12-18 | 2024-01-24 | 2025-01-24 | Inverters | Tesla | 1538000-45-A | 7600 |  | 1 |  |  | 0.986 |  | Outdoor
NJADRE1555418774 | Administratively Determined Incentive Program | KENILWORTH | 7033 | 10 | 6.16 | Residential | Behind the Meter | Yes | Net Metered Residential | Freedom Forever New Jersey LLC |  | PSE&G | Accepted | 2023-12-18 | 2024-01-18 | 2025-01-18 | Solar Panels | Jinko Solar | JKM385M-6RL3-B |  | 0.385 | 8 | 81 | 35 |  | Fixed | Roof
NJADRE1555418774 | Administratively Determined Incentive Program | KENILWORTH | 7033 | 10 | 6.16 | Residential | Behind the Meter | Yes | Net Metered Residential | Freedom Forever New Jersey LLC |  | PSE&G | Accepted | 2023-12-18 | 2024-01-18 | 2025-01-18 | Solar Panels | Jinko Solar | JKM385M-6RL3-B |  | 0.385 | 8 | 261 | 35 |  | Fixed | Roof
NJADRE1555418774 | Administratively Determined Incentive Program | KENILWORTH | 7033 | 10 | 6.16 | Residential | Behind the Meter | Yes | Net Metered Residential | Freedom Forever New Jersey LLC |  | PSE&G | Accepted | 2023-12-18 | 2024-01-18 | 2025-01-18 | Inverters | Solar Edge | SE5000H-USRGM | 5000 |  | 1 |  |  | 0.99 |  | Outdoor
NJADRE1555418803 | Administratively Determined Incentive Program | CLAYTON | 8312 | 15 | 13.2 | Residential | Behind the Meter | No | Net Metered Residential | Power Energy Solutions |  | AC Electric | Accepted | 2023-12-26 | 2024-01-25 | 2025-01-25 | Inverters | SE10000H-US | SOLAREDGE | 10000 |  | 1 |  |  | 0.99 |  | Outdoor | ROOFTOP
NJADRE1555418803 | Administratively Determined Incentive Program | CLAYTON | 8312 | 15 | 13.2 | Residential | Behind the Meter | No | Net Metered Residential | Power Energy Solutions |  | AC Electric | Accepted | 2023-12-26 | 2024-01-25 | 2025-01-25 | Solar Panels | CS6R-400MS-HL HIKU6 BLACK MONO | CANNDAIN SOLAR |  | 0.4 | 20 | 79 | 9 |  | Fixed | Roof | ROOFTOP
NJADRE1555418803 | Administratively Determined Incentive Program | CLAYTON | 8312 | 15 | 13.2 | Residential | Behind the Meter | No | Net Metered Residential | Power Energy Solutions |  | AC Electric | Accepted | 2023-12-26 | 2024-01-25 | 2025-01-25 | Solar Panels | CS6R-400MS-HL HIKU6 BLACK MONO | CANNDAIN SOLAR |  | 0.4 | 13 | 259 | 35 |  | Fixed | Roof | ROOFTOP
NJADRE1555420210 | Administratively Determined Incentive Program | IRVINGTON | 7111 | 9 | 6.48 | Residential | Behind the Meter | Yes | Net Metered Residential | Big Wave Roofing and Solar LLC |  | PSE&G | Accepted | 2023-12-18 | 2024-01-18 | 2025-01-18 | Inverters | Enphase Energy Inc | IQ7PLUS-72-2-US | 290 |  | 16 |  |  | 0.98 |  | Outside
NJADRE1555420210 | Administratively Determined Incentive Program | IRVINGTON | 7111 | 9 | 6.48 | Residential | Behind the Meter | Yes | Net Metered Residential | Big Wave Roofing and Solar LLC |  | PSE&G | Accepted | 2023-12-18 | 2024-01-18 | 2025-01-18 | Solar Panels | Qcells | Q.PEAK DUO BLK ML-G10+ 405 |  | 0.405 | 11 | 306 | 9 |  | Fixed | Roof
NJADRE1555420210 | Administratively Determined Incentive Program | IRVINGTON | 7111 | 9 | 6.48 | Residential | Behind the Meter | Yes | Net Metered Residential | Big Wave Roofing and Solar LLC |  | PSE&G | Accepted | 2023-12-18 | 2024-01-18 | 2025-01-18 | Solar Panels | Qcells | Q.PEAK DUO BLK ML-G10+ 405 |  | 0.405 | 3 | 216 | 21 |  | Fixed | Roof
NJADRE1555420210 | Administratively Determined Incentive Program | IRVINGTON | 7111 | 9 | 6.48 | Residential | Behind the Meter | Yes | Net Metered Residential | Big Wave Roofing and Solar LLC |  | PSE&G | Accepted | 2023-12-18 | 2024-01-18 | 2025-01-18 | Solar Panels | Qcells | Q.PEAK DUO BLK ML-G10+ 405 |  | 0.405 | 2 | 36 | 21 |  | Fixed | Roof
NJADRE1555420234 | Administratively Determined Incentive Program | ERIAL | 8081 | 14 | 3.24 | Residential | Behind the Meter | Yes | Net Metered Residential | Sunrun Installation Services, Inc. |  | AC Electric | Accepted | 2023-12-18 | 2024-01-19 | 2025-01-19 | Inverters | SOLAREDGE TECHNOLOGIES | SE3800H-USMN | 3800 |  | 1 |  |  | 0.99 |  | Outdoor | next to meter
NJADRE1555420234 | Administratively Determined Incentive Program | ERIAL | 8081 | 14 | 3.24 | Residential | Behind the Meter | Yes | Net Metered Residential | Sunrun Installation Services, Inc. |  | AC Electric | Accepted | 2023-12-18 | 2024-01-19 | 2025-01-19 | Solar Panels | Hanwha Q Cells | Q.PEAK DUO BLK ML-G10+ 405 |  | 0.405 | 8 | 169 | 30 |  | Fixed | Roof
NJADRE1555420250 | Administratively Determined Incentive Program | WENONAH | 8090 | 15 | 14.8 | Residential | Behind the Meter | No | Net Metered Residential | Power Energy Solutions |  | AC Electric | Accepted | 2023-12-26 | 2024-01-30 | 2025-01-30 | Inverters | SE10000H-US | SOLAREDGE | 10000 |  | 1 |  |  | 0.99 |  | Outside | ROOFTOP
NJADRE1555420250 | Administratively Determined Incentive Program | WENONAH | 8090 | 15 | 14.8 | Residential | Behind the Meter | No | Net Metered Residential | Power Energy Solutions |  | AC Electric | Accepted | 2023-12-26 | 2024-01-30 | 2025-01-30 | Solar Panels | CS6R-400MS-HL HIKU6 BLACK MONO | CANNDAIN SOLAR |  | 0.4 | 13 | 92 | 28 |  | Fixed | Roof | ROOFTOP
NJADRE1555420250 | Administratively Determined Incentive Program | WENONAH | 8090 | 15 | 14.8 | Residential | Behind the Meter | No | Net Metered Residential | Power Energy Solutions |  | AC Electric | Accepted | 2023-12-26 | 2024-01-30 | 2025-01-30 | Solar Panels | CS6R-400MS-HL HIKU6 BLACK MONO | CANNDAIN SOLAR |  | 0.4 | 8 | 92 | 13 |  | Fixed | Roof | ROOFTOP
NJADRE1555420250 | Administratively Determined Incentive Program | WENONAH | 8090 | 15 | 14.8 | Residential | Behind the Meter | No | Net Metered Residential | Power Energy Solutions |  | AC Electric | Accepted | 2023-12-26 | 2024-01-30 | 2025-01-30 | Solar Panels | CS6R-400MS-HL HIKU6 BLACK MONO | CANNDAIN SOLAR |  | 0.4 | 16 | 272 | 28 |  | Fixed | Roof | ROOFTOP
NJADRE1555420260 | Administratively Determined Incentive Program | LIVINGSTON | 7039 | 9 | 9.2 | Residential | Behind the Meter | Yes | Net Metered Residential | SunPower Corporation, Systems |  | PSE&G | Accepted | 2023-12-18 | 2024-01-18 | 2025-01-18 | Solar Panels | WAAREE ENERGIES LIMITED | WSMDI-400 |  | 0.4 | 5 | 172 | 22 |  | Fixed | Roof
NJADRE1555420260 | Administratively Determined Incentive Program | LIVINGSTON | 7039 | 9 | 9.2 | Residential | Behind the Meter | Yes | Net Metered Residential | SunPower Corporation, Systems |  | PSE&G | Accepted | 2023-12-18 | 2024-01-18 | 2025-01-18 | Solar Panels | WAAREE ENERGIES LIMITED | WSMDI-400 |  | 0.4 | 18 | 172 | 22 |  | Fixed | Roof
NJADRE1555420260 | Administratively Determined Incentive Program | LIVINGSTON | 7039 | 9 | 9.2 | Residential | Behind the Meter | Yes | Net Metered Residential | SunPower Corporation, Systems |  | PSE&G | Accepted | 2023-12-18 | 2024-01-18 | 2025-01-18 | Inverters | Enphase | IQ7HS-66-M-US | 384 |  | 23 |  |  | 0.97 |  | Other | Under Each Panel
NJADRE1555420268 | Administratively Determined Incentive Program | MANTUA | 8051 | 15 | 3.65 | Residential | Behind the Meter | Yes | Net Metered Residential | Sunrun Installation Services, Inc. |  | AC Electric | Accepted | 2023-12-18 | 2024-01-18 | 2025-01-18 | Inverters | SOLAREDGE TECHNOLOGIES | SE3800H-USMN | 3800 |  | 1 |  |  | 0.99 |  | Outdoor | Next to Meter
NJADRE1555420268 | Administratively Determined Incentive Program | MANTUA | 8051 | 15 | 3.65 | Residential | Behind the Meter | Yes | Net Metered Residential | Sunrun Installation Services, Inc. |  | AC Electric | Accepted | 2023-12-18 | 2024-01-18 | 2025-01-18 | Solar Panels | HANWHA Q-CELLS | Q.PEAK DUO BLK ML-G10+ 405 |  | 0.405 | 9 | 259 | 27 |  | Fixed | Roof
NJADRE1555420310 | Administratively Determined Incentive Program | BELLEVILLE | 7109 | 9 | 6.32 | Residential | Behind the Meter | Yes | Net Metered Residential | Sunrun Installation Services, Inc. |  | PSE&G | Accepted | 2023-12-18 | 2024-01-18 | 2025-01-18 | Electric Storage Battery | Tesla | Powerwall |  |  | 1 |  |  |  | Lithium Ion |  | Inside
NJADRE1555420310 | Administratively Determined Incentive Program | BELLEVILLE | 7109 | 9 | 6.32 | Residential | Behind the Meter | Yes | Net Metered Residential | Sunrun Installation Services, Inc. |  | PSE&G | Accepted | 2023-12-18 | 2024-01-18 | 2025-01-18 | Inverters | SOLAREDGE TECHNOLOGIES | SE6000H-USSN | 6000 |  | 1 |  |  | 0.99 |  | Outdoor | next to meter
NJADRE1555420310 | Administratively Determined Incentive Program | BELLEVILLE | 7109 | 9 | 6.32 | Residential | Behind the Meter | Yes | Net Metered Residential | Sunrun Installation Services, Inc. |  | PSE&G | Accepted | 2023-12-18 | 2024-01-18 | 2025-01-18 | Solar Panels | TRINA SOLAR | TSM-395DE09C.07 |  | 0.395 | 16 | 201 | 40 |  | Fixed | Roof
NJADRE1555420313 | Administratively Determined Incentive Program | SOUTH EGG HARBOR | 8215 | 19 | 9.32 | Residential | Behind the Meter | Yes | Net Metered Residential | EMT Renewables |  | AC Electric | Accepted | 2023-12-18 | 2024-01-18 | 2025-01-18 | Inverters | ENPHASE | IQ8+ | 290 |  | 23 |  |  | 0.98 |  | Other | UNDER EACH PANEL
NJADRE1555420313 | Administratively Determined Incentive Program | SOUTH EGG HARBOR | 8215 | 19 | 9.32 | Residential | Behind the Meter | Yes | Net Metered Residential | EMT Renewables |  | AC Electric | Accepted | 2023-12-18 | 2024-01-18 | 2025-01-18 | Solar Panels | Q CELLS | Q PEAK DUO BLK |  | 0.405 | 23 | 222 | 23 |  | Fixed | Roof
NJADRE1555420340 | Administratively Determined Incentive Program | BERLIN | 8009 | 14 | 8.91 | Residential | Behind the Meter | No | Net Metered Residential | Tesla Energy Operations Inc |  | AC Electric | Accepted | 2023-12-18 | 2024-01-29 | 2025-01-29 | Solar Panels | Hanwha | Q.PEAK DUO BLK ML-G10+/TS 405 |  | 0.405 | 12 | 313 | 15 |  | Fixed | Roof
NJADRE1555420340 | Administratively Determined Incentive Program | BERLIN | 8009 | 14 | 8.91 | Residential | Behind the Meter | No | Net Metered Residential | Tesla Energy Operations Inc |  | AC Electric | Accepted | 2023-12-18 | 2024-01-29 | 2025-01-29 | Solar Panels | Hanwha | Q.PEAK DUO BLK ML-G10+/TS 405 |  | 0.405 | 10 | 132 | 33 |  | Fixed | Roof
NJADRE1555420340 | Administratively Determined Incentive Program | BERLIN | 8009 | 14 | 8.91 | Residential | Behind the Meter | No | Net Metered Residential | Tesla Energy Operations Inc |  | AC Electric | Accepted | 2023-12-18 | 2024-01-29 | 2025-01-29 | Inverters | Tesla | 1707000-25-G | 11500 |  | 1 |  |  | 0.97 |  | Outdoor
NJADRE1555420340 | Administratively Determined Incentive Program | BERLIN | 8009 | 14 | 8.91 | Residential | Behind the Meter | No | Net Metered Residential | Tesla Energy Operations Inc |  | AC Electric | Accepted | 2023-12-18 | 2024-01-29 | 2025-01-29 | Electric Storage Battery | Tesla | Powerwall 3 |  |  | 1 |  |  |  | Lithium Ion |  | OUTSIDE
NJADRE1555420349 | Administratively Determined Incentive Program | EGG HARBOR CITY | 8215 | 19 | 17.82 | Residential | Behind the Meter | Yes | Net Metered Residential | Powur, PBC |  | AC Electric | Accepted | 2023-12-18 | 2024-01-18 | 2025-01-18 | Solar Panels | Hanwha | Q.PEAK DUO BLK ML-G10+ 405W |  | 0.405 | 9 | 358 | 27 |  | Fixed | Roof
NJADRE1555420349 | Administratively Determined Incentive Program | EGG HARBOR CITY | 8215 | 19 | 17.82 | Residential | Behind the Meter | Yes | Net Metered Residential | Powur, PBC |  | AC Electric | Accepted | 2023-12-18 | 2024-01-18 | 2025-01-18 | Solar Panels | Hanwha | Q.PEAK DUO BLK ML-G10+ 405W |  | 0.405 | 17 | 178 | 27 |  | Fixed | Roof
NJADRE1555420349 | Administratively Determined Incentive Program | EGG HARBOR CITY | 8215 | 19 | 17.82 | Residential | Behind the Meter | Yes | Net Metered Residential | Powur, PBC |  | AC Electric | Accepted | 2023-12-18 | 2024-01-18 | 2025-01-18 | Solar Panels | Hanwha | Q.PEAK DUO BLK ML-G10+ 405W |  | 0.405 | 10 | 178 | 10 |  | Fixed | Roof
NJADRE1555420349 | Administratively Determined Incentive Program | EGG HARBOR CITY | 8215 | 19 | 17.82 | Residential | Behind the Meter | Yes | Net Metered Residential | Powur, PBC |  | AC Electric | Accepted | 2023-12-18 | 2024-01-18 | 2025-01-18 | Solar Panels | Hanwha | Q.PEAK DUO BLK ML-G10+ 405W |  | 0.405 | 4 | 268 | 43 |  | Fixed | Roof
NJADRE1555420349 | Administratively Determined Incentive Program | EGG HARBOR CITY | 8215 | 19 | 17.82 | Residential | Behind the Meter | Yes | Net Metered Residential | Powur, PBC |  | AC Electric | Accepted | 2023-12-18 | 2024-01-18 | 2025-01-18 | Solar Panels | Hanwha | Q.PEAK DUO BLK ML-G10+ 405W |  | 0.405 | 4 | 88 | 43 |  | Fixed | Roof
NJADRE1555420349 | Administratively Determined Incentive Program | EGG HARBOR CITY | 8215 | 19 | 17.82 | Residential | Behind the Meter | Yes | Net Metered Residential | Powur, PBC |  | AC Electric | Accepted | 2023-12-18 | 2024-01-18 | 2025-01-18 | Inverters | Enphase | IQ8PLUS-72-2-US | 290 |  | 44 |  |  | 0.99 |  | Outside
NJADRE1555420374 | Administratively Determined Incentive Program | SCOTCH PLAINS | 7076 | 10 | 6.08 | Residential | Behind the Meter | Yes | Net Metered Residential | Sunny Mac LLC |  | PSE&G | Accepted | 2023-12-18 | 2024-01-18 | 2025-01-18 | Solar Panels | Q.PEAK DUO BLK ML-G10+ 405 | HANWHA |  | 0.405 | 15 | 219 | 24 |  | Fixed | Roof
NJADRE1555420374 | Administratively Determined Incentive Program | SCOTCH PLAINS | 7076 | 10 | 6.08 | Residential | Behind the Meter | Yes | Net Metered Residential | Sunny Mac LLC |  | PSE&G | Accepted | 2023-12-18 | 2024-01-18 | 2025-01-18 | Inverters | SE5000H-US | SOLAREDGE | 5000 |  | 1 |  |  | 0.1 |  | Outdoor | next to meter
NJADRE1555420390 | Administratively Determined Incentive Program | SADDLE RIVER | 7458 | 7 | 21.87 | Residential | Behind the Meter | No | Net Metered Residential | Sunwise Energy LLC |  | Orange Rockland Electric | Accepted | 2023-12-18 | 2024-01-22 | 2025-01-22 | Solar Panels | HANWHA Q CELLS | Q.PEAK DUO BLK ML-G10+ |  | 0.405 | 28 | 302 | 23 |  | Fixed | Roof
NJADRE1555420390 | Administratively Determined Incentive Program | SADDLE RIVER | 7458 | 7 | 21.87 | Residential | Behind the Meter | No | Net Metered Residential | Sunwise Energy LLC |  | Orange Rockland Electric | Accepted | 2023-12-18 | 2024-01-22 | 2025-01-22 | Solar Panels | HANWHA Q CELLS | Q.PEAK DUO BLK ML-G10+ |  | 0.405 | 18 | 122 | 28 |  | Fixed | Roof
NJADRE1555420390 | Administratively Determined Incentive Program | SADDLE RIVER | 7458 | 7 | 21.87 | Residential | Behind the Meter | No | Net Metered Residential | Sunwise Energy LLC |  | Orange Rockland Electric | Accepted | 2023-12-18 | 2024-01-22 | 2025-01-22 | Solar Panels | HANWHA Q CELLS | Q.PEAK DUO BLK ML-G10+ |  | 0.405 | 3 | 212 | 27 |  | Fixed | Roof
NJADRE1555420390 | Administratively Determined Incentive Program | SADDLE RIVER | 7458 | 7 | 21.87 | Residential | Behind the Meter | No | Net Metered Residential | Sunwise Energy LLC |  | Orange Rockland Electric | Accepted | 2023-12-18 | 2024-01-22 | 2025-01-22 | Solar Panels | HANWHA Q CELLS | Q.PEAK DUO BLK ML-G10+ |  | 0.405 | 5 | 212 | 27 |  | Fixed | Roof
NJADRE1555420390 | Administratively Determined Incentive Program | SADDLE RIVER | 7458 | 7 | 21.87 | Residential | Behind the Meter | No | Net Metered Residential | Sunwise Energy LLC |  | Orange Rockland Electric | Accepted | 2023-12-18 | 2024-01-22 | 2025-01-22 | Inverters | ENPHASE ENERGY | IQ8A-72-2-US | 349 |  | 54 |  |  | 0.977 |  | Outside
NJADRE1555420391 | Administratively Determined Incentive Program | NEWARK | 7108 | 9 | 4.86 | Residential | Behind the Meter | Yes | Net Metered Residential | Big Wave Roofing and Solar LLC |  | PSE&G | Accepted | 2023-12-18 | 2024-01-18 | 2025-01-18 | Inverters | Enphase Energy Inc | IQ7PLUS-72-2-US | 290 |  | 12 |  |  | 0.98 |  | Outside
NJADRE1555420391 | Administratively Determined Incentive Program | NEWARK | 7108 | 9 | 4.86 | Residential | Behind the Meter | Yes | Net Metered Residential | Big Wave Roofing and Solar LLC |  | PSE&G | Accepted | 2023-12-18 | 2024-01-18 | 2025-01-18 | Solar Panels | Qcells | Q.PEAK DUO BLK ML-G10+ 405 |  | 0.405 | 10 | 286 | 20 |  | Fixed | Roof
NJADRE1555420391 | Administratively Determined Incentive Program | NEWARK | 7108 | 9 | 4.86 | Residential | Behind the Meter | Yes | Net Metered Residential | Big Wave Roofing and Solar LLC |  | PSE&G | Accepted | 2023-12-18 | 2024-01-18 | 2025-01-18 | Solar Panels | Qcells | Q.PEAK DUO BLK ML-G10+ 405 |  | 0.405 | 2 | 196 | 25 |  | Fixed | Roof
NJADRE1555420410 | Administratively Determined Incentive Program | Parsippany | 7054 | 3 | 11.75 | Residential | Behind the Meter | No | Net Metered Residential | Tesla Energy Operations Inc |  | JCP&L | Accepted | 2023-12-18 | 2024-01-18 | 2025-01-18 | Solar Panels | Tesla | Q.PEAK DUO BLK ML-G10+/TS 405 |  | 0.405 | 12 | 180 | 40 |  | Fixed | Roof
NJADRE1555420410 | Administratively Determined Incentive Program | Parsippany | 7054 | 3 | 11.75 | Residential | Behind the Meter | No | Net Metered Residential | Tesla Energy Operations Inc |  | JCP&L | Accepted | 2023-12-18 | 2024-01-18 | 2025-01-18 | Solar Panels | Tesla | Q.PEAK DUO BLK ML-G10+/TS 405 |  | 0.405 | 15 | 271 | 40 |  | Fixed | Roof
NJADRE1555420410 | Administratively Determined Incentive Program | Parsippany | 7054 | 3 | 11.75 | Residential | Behind the Meter | No | Net Metered Residential | Tesla Energy Operations Inc |  | JCP&L | Accepted | 2023-12-18 | 2024-01-18 | 2025-01-18 | Solar Panels | Hanwha | Q.PEAK DUO BLK ML-G10+/TS 405 |  | 0.405 | 2 | 91 | 40 |  | Fixed | Roof
NJADRE1555420410 | Administratively Determined Incentive Program | Parsippany | 7054 | 3 | 11.75 | Residential | Behind the Meter | No | Net Metered Residential | Tesla Energy Operations Inc |  | JCP&L | Accepted | 2023-12-18 | 2024-01-18 | 2025-01-18 | Inverters | Tesla | 1538000-45-A | 7600 |  | 1 |  |  | 0.986 |  | Outdoor
NJADRE1555420410 | Administratively Determined Incentive Program | Parsippany | 7054 | 3 | 11.75 | Residential | Behind the Meter | No | Net Metered Residential | Tesla Energy Operations Inc |  | JCP&L | Accepted | 2023-12-18 | 2024-01-18 | 2025-01-18 | Inverters | Tesla | 1538000-45-A | 3800 |  | 1 |  |  | 0.986 |  | Outdoor
NJADRE1555420420 | Administratively Determined Incentive Program | NEWARK | 7106 | 9 | 9.32 | Residential | Behind the Meter | No | Net Metered Residential | Big Wave Roofing and Solar LLC |  | PSE&G | Accepted | 2023-12-18 | 2024-01-18 | 2025-01-18 | Inverters | Enphase Energy Inc | IQ7PLUS-72-2-US | 290 |  | 23 |  |  | 0.98 |  | Outside
NJADRE1555420420 | Administratively Determined Incentive Program | NEWARK | 7106 | 9 | 9.32 | Residential | Behind the Meter | No | Net Metered Residential | Big Wave Roofing and Solar LLC |  | PSE&G | Accepted | 2023-12-18 | 2024-01-18 | 2025-01-18 | Solar Panels | Qcells | Q.PEAK DUO BLK ML-G10+ 405 |  | 0.405 | 8 | 22 | 35 |  | Fixed | Roof
NJADRE1555420420 | Administratively Determined Incentive Program | NEWARK | 7106 | 9 | 9.32 | Residential | Behind the Meter | No | Net Metered Residential | Big Wave Roofing and Solar LLC |  | PSE&G | Accepted | 2023-12-18 | 2024-01-18 | 2025-01-18 | Solar Panels | Qcells | Q.PEAK DUO BLK ML-G10+ 405 |  | 0.405 | 8 | 202 | 35 |  | Fixed | Roof
NJADRE1555420420 | Administratively Determined Incentive Program | NEWARK | 7106 | 9 | 9.32 | Residential | Behind the Meter | No | Net Metered Residential | Big Wave Roofing and Solar LLC |  | PSE&G | Accepted | 2023-12-18 | 2024-01-18 | 2025-01-18 | Solar Panels | Qcells | Q.PEAK DUO BLK ML-G10+ 405 |  | 0.405 | 4 | 202 | 38 |  | Fixed | Roof
NJADRE1555420420 | Administratively Determined Incentive Program | NEWARK | 7106 | 9 | 9.32 | Residential | Behind the Meter | No | Net Metered Residential | Big Wave Roofing and Solar LLC |  | PSE&G | Accepted | 2023-12-18 | 2024-01-18 | 2025-01-18 | Solar Panels | Qcells | Q.PEAK DUO BLK ML-G10+ 405 |  | 0.405 | 3 | 22 | 38 |  | Fixed | Roof
NJADRE1555420423 | Administratively Determined Incentive Program | NORTH BRUNSWICK | 8902 | 11 | 25.11 | Residential | Behind the Meter | Yes | Net Metered Residential | SunnyMac LLC |  | PSE&G | Accepted | 2023-12-18 | 2024-01-19 | 2025-01-19 | Solar Panels | Q.PEAK DUO BLK ML-G10+ 405 | HANWHA |  | 0.405 | 31 | 218 | 21 |  | Fixed | Roof
NJADRE1555420423 | Administratively Determined Incentive Program | NORTH BRUNSWICK | 8902 | 11 | 25.11 | Residential | Behind the Meter | Yes | Net Metered Residential | SunnyMac LLC |  | PSE&G | Accepted | 2023-12-18 | 2024-01-19 | 2025-01-19 | Solar Panels | Q.PEAK DUO BLK ML-G10+ 405 | HANWHA |  | 0.405 | 21 | 38 | 21 |  | Fixed | Roof
NJADRE1555420423 | Administratively Determined Incentive Program | NORTH BRUNSWICK | 8902 | 11 | 25.11 | Residential | Behind the Meter | Yes | Net Metered Residential | SunnyMac LLC |  | PSE&G | Accepted | 2023-12-18 | 2024-01-19 | 2025-01-19 | Solar Panels | Q.PEAK DUO BLK ML-G10+ 405 | HANWHA |  | 0.405 | 10 | 128 | 21 |  | Fixed | Roof
NJADRE1555420423 | Administratively Determined Incentive Program | NORTH BRUNSWICK | 8902 | 11 | 25.11 | Residential | Behind the Meter | Yes | Net Metered Residential | SunnyMac LLC |  | PSE&G | Accepted | 2023-12-18 | 2024-01-19 | 2025-01-19 | Inverters | SE10000H-US | SOLAREDGE | 10000 |  | 2 |  |  | 0.1 |  | Outdoor | next to meter
NJADRE1555420439 | Administratively Determined Incentive Program | PENNS GROVE | 8069 | 16 | 7.6 | Residential | Behind the Meter | No | Net Metered Residential | Power Energy Solutions |  | AC Electric | Accepted | 2023-12-19 | 2024-01-19 | 2025-01-19 | Inverters | SE5000H-US | SOLAREDGE | 5000 |  | 1 |  |  | 0.99 |  | Outside | ROOFTOP
NJADRE1555420439 | Administratively Determined Incentive Program | PENNS GROVE | 8069 | 16 | 7.6 | Residential | Behind the Meter | No | Net Metered Residential | Power Energy Solutions |  | AC Electric | Accepted | 2023-12-19 | 2024-01-19 | 2025-01-19 | Solar Panels | CS6R-400MS-HL HIKU6 BLACK MONO | CANNDAIN SOLAR |  | 0.4 | 13 | 209 | 27 |  | Fixed | Roof | ROOFTOP
NJADRE1555420439 | Administratively Determined Incentive Program | PENNS GROVE | 8069 | 16 | 7.6 | Residential | Behind the Meter | No | Net Metered Residential | Power Energy Solutions |  | AC Electric | Accepted | 2023-12-19 | 2024-01-19 | 2025-01-19 | Solar Panels | CS6R-400MS-HL HIKU6 BLACK MONO | CANNDAIN SOLAR |  | 0.4 | 6 | 29 | 27 |  | Fixed | Roof | ROOFTOP
NJADRE1555420442 | Administratively Determined Incentive Program | NEWARK | 7112 | 9 | 3.2 | Residential | Behind the Meter | No | Net Metered Residential | Powerlutions |  | PSE&G | Accepted | 2023-12-21 | 2024-01-24 | 2025-01-24 | Solar Panels | Silfab | SIL-400 HC+ |  | 0.4 | 5 | 35 | 17 |  | Fixed | Roof
NJADRE1555420442 | Administratively Determined Incentive Program | NEWARK | 7112 | 9 | 3.2 | Residential | Behind the Meter | No | Net Metered Residential | Powerlutions |  | PSE&G | Accepted | 2023-12-21 | 2024-01-24 | 2025-01-24 | Solar Panels | Silfab | SIL-400 HC+ |  | 0.4 | 3 | 35 | 37 |  | Fixed | Roof
NJADRE1555420442 | Administratively Determined Incentive Program | NEWARK | 7112 | 9 | 3.2 | Residential | Behind the Meter | No | Net Metered Residential | Powerlutions |  | PSE&G | Accepted | 2023-12-21 | 2024-01-24 | 2025-01-24 | Inverters | Enphase | IQ7PLUS-72-2-US | 290 |  | 8 |  |  | 0.98 |  | Outdoor
NJADRE1555420442 | Administratively Determined Incentive Program | NEWARK | 7112 | 9 | 3.2 | Residential | Behind the Meter | No | Net Metered Residential | Powerlutions |  | PSE&G | Accepted | 2023-12-21 | 2024-01-24 | 2025-01-24 | Electric Storage Battery | Powerwall II | Tesla |  |  | 3 |  |  |  | Lithium Ion |  | outside
NJADRE1555422364 | Administratively Determined Incentive Program | STOCKTON | 8559 | 4 | 6.08 | Residential | Behind the Meter | No | Net Metered Residential | Green Power Energy |  | JCP&L | Accepted | 2023-12-18 | 2024-01-19 | 2025-01-19 | Inverters | Enphase Energy | IQ8PLUS-72-2-US [240V] | 290 |  | 15 |  |  | 0.975 |  | Outside | Roof
NJADRE1555422364 | Administratively Determined Incentive Program | STOCKTON | 8559 | 4 | 6.08 | Residential | Behind the Meter | No | Net Metered Residential | Green Power Energy |  | JCP&L | Accepted | 2023-12-18 | 2024-01-19 | 2025-01-19 | Solar Panels | Hanwha Q-Cells | Q.PEAK DUO BLK ML-G10+ 405 |  | 0.405 | 6 | 164 | 40 |  | Fixed | Roof
NJADRE1555422364 | Administratively Determined Incentive Program | STOCKTON | 8559 | 4 | 6.08 | Residential | Behind the Meter | No | Net Metered Residential | Green Power Energy |  | JCP&L | Accepted | 2023-12-18 | 2024-01-19 | 2025-01-19 | Solar Panels | Hanwha Q-Cells | Q.PEAK DUO BLK ML-G10+ 405 |  | 0.405 | 9 | 164 | 40 |  | Fixed | Roof
NJADRE1555423882 | Administratively Determined Incentive Program | LINDEN | 7036 | 10 | 4.86 | Residential | Behind the Meter | No | Net Metered Residential | EMT Renewables |  | PSE&G | Accepted | 2023-12-18 | 2024-01-19 | 2025-01-19 | Inverters | ENPHASE | IQ8+ | 290 |  | 12 |  |  | 0.98 |  | Other | UNDER EACH PANEL
NJADRE1555423882 | Administratively Determined Incentive Program | LINDEN | 7036 | 10 | 4.86 | Residential | Behind the Meter | No | Net Metered Residential | EMT Renewables |  | PSE&G | Accepted | 2023-12-18 | 2024-01-19 | 2025-01-19 | Solar Panels | Q CELLS | Q PEAK DUO BLK |  | 0.405 | 5 | 135 | 30 |  | Fixed | Roof
NJADRE1555423882 | Administratively Determined Incentive Program | LINDEN | 7036 | 10 | 4.86 | Residential | Behind the Meter | No | Net Metered Residential | EMT Renewables |  | PSE&G | Accepted | 2023-12-18 | 2024-01-19 | 2025-01-19 | Solar Panels | Q CELLS | Q PEAK DUO BLK |  | 0.405 | 7 | 45 | 34 |  | Fixed | Roof
NJADRE1555424026 | Administratively Determined Incentive Program | COLUMBUS | 8022 | 13 | 14.8 | Residential | Behind the Meter | Yes | Net Metered Residential | Seabright Solar |  | PSE&G | Accepted | 2024-01-18 | 2024-02-09 | 2025-02-09 | Solar Panels | Sunpower | SPR-U-400 |  | 0.4 | 18 | 284 | 30 |  | Fixed | Roof
NJADRE1555424026 | Administratively Determined Incentive Program | COLUMBUS | 8022 | 13 | 14.8 | Residential | Behind the Meter | Yes | Net Metered Residential | Seabright Solar |  | PSE&G | Accepted | 2024-01-18 | 2024-02-09 | 2025-02-09 | Solar Panels | Sunpower | SPR-U-400 |  | 0.4 | 14 | 104 | 30 |  | Fixed | Roof
NJADRE1555424026 | Administratively Determined Incentive Program | COLUMBUS | 8022 | 13 | 14.8 | Residential | Behind the Meter | Yes | Net Metered Residential | Seabright Solar |  | PSE&G | Accepted | 2024-01-18 | 2024-02-09 | 2025-02-09 | Solar Panels | Sunpower | SPR-U-400 |  | 0.4 | 5 | 104 | 33 |  | Fixed | Roof
NJADRE1555424026 | Administratively Determined Incentive Program | COLUMBUS | 8022 | 13 | 14.8 | Residential | Behind the Meter | Yes | Net Metered Residential | Seabright Solar |  | PSE&G | Accepted | 2024-01-18 | 2024-02-09 | 2025-02-09 | Inverters | Enphase | IQ 7HS | 384 |  | 37 |  |  | 0.99 |  | Outside
NJADRE1555424066 | Administratively Determined Incentive Program | JERSEY CITY | 7305 | 8 | 6 | Residential | Behind the Meter | Yes | Net Metered Residential | Momentum Solar Energy Services |  | PSE&G | Accepted | 2023-12-18 | 2024-01-18 | 2025-01-18 | Inverters | IQ8PLUS-72-2-US | ENPHASE | 290 |  | 15 |  |  | 0.97 |  | Other
NJADRE1555424066 | Administratively Determined Incentive Program | JERSEY CITY | 7305 | 8 | 6 | Residential | Behind the Meter | Yes | Net Metered Residential | Momentum Solar Energy Services |  | PSE&G | Accepted | 2023-12-18 | 2024-01-18 | 2025-01-18 | Solar Panels | Q. PEAK DUO BLK-G10+400 | HANWHA |  | 0.4 | 13 | 218 | 4 |  | Fixed | Roof
NJADRE1555424066 | Administratively Determined Incentive Program | JERSEY CITY | 7305 | 8 | 6 | Residential | Behind the Meter | Yes | Net Metered Residential | Momentum Solar Energy Services |  | PSE&G | Accepted | 2023-12-18 | 2024-01-18 | 2025-01-18 | Solar Panels | Q. PEAK DUO BLK-G10+400 | HANWHA |  | 0.4 | 2 | 219 | 5 |  | Fixed | Roof
NJADRE1555424067 | Administratively Determined Incentive Program | BRANCHVILLE | 7826 | 1 | 13.77 | Residential | Behind the Meter | Yes | Net Metered Residential | Sunrun Installation Services, Inc. |  | JCP&L | Accepted | 2023-12-18 | 2024-01-18 | 2025-01-18 | Inverters | SOLAREDGE TECHNOLOGIES | SE10000H-USSN | 10000 |  | 1 |  |  | 0.99 |  | Outdoor | Next To Mter
NJADRE1555424067 | Administratively Determined Incentive Program | BRANCHVILLE | 7826 | 1 | 13.77 | Residential | Behind the Meter | Yes | Net Metered Residential | Sunrun Installation Services, Inc. |  | JCP&L | Accepted | 2023-12-18 | 2024-01-18 | 2025-01-18 | Solar Panels | HANWHA Q-CELLS | Q.PEAK DUO BLK ML-G10+ 405 |  | 0.405 | 21 | 80 | 22 |  | Fixed | Roof
NJADRE1555424067 | Administratively Determined Incentive Program | BRANCHVILLE | 7826 | 1 | 13.77 | Residential | Behind the Meter | Yes | Net Metered Residential | Sunrun Installation Services, Inc. |  | JCP&L | Accepted | 2023-12-18 | 2024-01-18 | 2025-01-18 | Solar Panels | HANWHA Q-CELLS | Q.PEAK DUO BLK ML-G10+ 405 |  | 0.405 | 13 | 260 | 25 |  | Fixed | Roof
NJADRE1555424071 | Administratively Determined Incentive Program | PISCATAWAY | 8854 | 11 | 11.34 | Residential | Behind the Meter | No | Net Metered Residential | Tesla Energy Operations Inc |  | PSE&G | Accepted | 2023-12-18 | 2024-01-18 | 2025-01-18 | Solar Panels | Hanwha | Q.PEAK DUO BLK ML-G10+/TS 405 |  | 0.405 | 8 | 43 | 23 |  | Fixed | Roof
NJADRE1555424071 | Administratively Determined Incentive Program | PISCATAWAY | 8854 | 11 | 11.34 | Residential | Behind the Meter | No | Net Metered Residential | Tesla Energy Operations Inc |  | PSE&G | Accepted | 2023-12-18 | 2024-01-18 | 2025-01-18 | Solar Panels | Hanwha | Q.PEAK DUO BLK ML-G10+/TS 405 |  | 0.405 | 15 | 223 | 23 |  | Fixed | Roof
NJADRE1555424071 | Administratively Determined Incentive Program | PISCATAWAY | 8854 | 11 | 11.34 | Residential | Behind the Meter | No | Net Metered Residential | Tesla Energy Operations Inc |  | PSE&G | Accepted | 2023-12-18 | 2024-01-18 | 2025-01-18 | Solar Panels | Hanwha | Q.PEAK DUO BLK ML-G10+/TS 405 |  | 0.405 | 3 | 222 | 23 |  | Fixed | Roof
NJADRE1555424071 | Administratively Determined Incentive Program | PISCATAWAY | 8854 | 11 | 11.34 | Residential | Behind the Meter | No | Net Metered Residential | Tesla Energy Operations Inc |  | PSE&G | Accepted | 2023-12-18 | 2024-01-18 | 2025-01-18 | Solar Panels | Hanwha | Q.PEAK DUO BLK ML-G10+/TS 405 |  | 0.405 | 2 | 23 | 44 |  | Fixed | Roof
NJADRE1555424071 | Administratively Determined Incentive Program | PISCATAWAY | 8854 | 11 | 11.34 | Residential | Behind the Meter | No | Net Metered Residential | Tesla Energy Operations Inc |  | PSE&G | Accepted | 2023-12-18 | 2024-01-18 | 2025-01-18 | Inverters | Tesla | 1538000-45-A | 5000 |  | 2 |  |  | 0.986 |  | Outdoor
NJADRE1555424092 | Administratively Determined Incentive Program | MANAHAWKIN | 8050 | 18 | 5.28 | Residential | Behind the Meter | No | Net Metered Residential | Seabright Solar |  | AC Electric | Accepted | 2023-12-18 | 2024-01-18 | 2025-01-18 | Solar Panels | Sunpower | SPR-M-440 |  | 0.44 | 7 | 213 | 32 |  | Double Axis | Roof
NJADRE1555424092 | Administratively Determined Incentive Program | MANAHAWKIN | 8050 | 18 | 5.28 | Residential | Behind the Meter | No | Net Metered Residential | Seabright Solar |  | AC Electric | Accepted | 2023-12-18 | 2024-01-18 | 2025-01-18 | Solar Panels | Sunpower | SPR-M-440 |  | 0.44 | 5 | 213 | 32 |  | Fixed | Roof
NJADRE1555424092 | Administratively Determined Incentive Program | MANAHAWKIN | 8050 | 18 | 5.28 | Residential | Behind the Meter | No | Net Metered Residential | Seabright Solar |  | AC Electric | Accepted | 2023-12-18 | 2024-01-18 | 2025-01-18 | Inverters | Enphasr | IQ 7HS | 384 |  | 12 |  |  | 0.99 |  | Outside | Roof
NJADRE1555424092 | Administratively Determined Incentive Program | MANAHAWKIN | 8050 | 18 | 5.28 | Residential | Behind the Meter | No | Net Metered Residential | Seabright Solar |  | AC Electric | Accepted | 2023-12-18 | 2024-01-18 | 2025-01-18 | Meters | Sunpower | PVS 6 |  |  | 1 |  |  |  | Yes | Outdoor
NJADRE1555424100 | Administratively Determined Incentive Program | BRICK | 8724 | 18 | 8.51 | Residential | Behind the Meter | Yes | Net Metered Residential | EMT Renewables LLC |  | JCP&L | Accepted | 2023-12-18 | 2024-01-19 | 2025-01-19 | Inverters | ENPHASE | IQ8+ | 290 |  | 21 |  |  | 0.98 |  | Other | UNDER EACH PANEL
NJADRE1555424100 | Administratively Determined Incentive Program | BRICK | 8724 | 18 | 8.51 | Residential | Behind the Meter | Yes | Net Metered Residential | EMT Renewables LLC |  | JCP&L | Accepted | 2023-12-18 | 2024-01-19 | 2025-01-19 | Solar Panels | Q CELLS | Q PEAK DUO BLK |  | 0.405 | 10 | 139 | 6 |  | Fixed | Roof
NJADRE1555424100 | Administratively Determined Incentive Program | BRICK | 8724 | 18 | 8.51 | Residential | Behind the Meter | Yes | Net Metered Residential | EMT Renewables LLC |  | JCP&L | Accepted | 2023-12-18 | 2024-01-19 | 2025-01-19 | Solar Panels | Q CELLS | Q PEAK DUO BLK |  | 0.405 | 7 | 319 | 36 |  | Fixed | Roof
NJADRE1555424100 | Administratively Determined Incentive Program | BRICK | 8724 | 18 | 8.51 | Residential | Behind the Meter | Yes | Net Metered Residential | EMT Renewables LLC |  | JCP&L | Accepted | 2023-12-18 | 2024-01-19 | 2025-01-19 | Solar Panels | Q CELLS | Q PEAK DUO BLK |  | 0.405 | 4 | 139 | 15 |  | Fixed | Roof
NJADRE1555424152 | Administratively Determined Incentive Program | HILLSIDE | 7205 | 10 | 10.13 | Residential | Behind the Meter | No | Net Metered Residential | EMT Renewables |  | PSE&G | Accepted | 2023-12-18 | 2024-01-18 | 2025-01-18 | Inverters | ENPHASE | IQ8+ | 290 |  | 25 |  |  | 0.98 |  | Other | UNDER EACH PANEL
NJADRE1555424152 | Administratively Determined Incentive Program | HILLSIDE | 7205 | 10 | 10.13 | Residential | Behind the Meter | No | Net Metered Residential | EMT Renewables |  | PSE&G | Accepted | 2023-12-18 | 2024-01-18 | 2025-01-18 | Solar Panels | Q CELLS | Q PEAK DUO BLK |  | 0.405 | 11 | 128 | 30 |  | Fixed | Roof
NJADRE1555424152 | Administratively Determined Incentive Program | HILLSIDE | 7205 | 10 | 10.13 | Residential | Behind the Meter | No | Net Metered Residential | EMT Renewables |  | PSE&G | Accepted | 2023-12-18 | 2024-01-18 | 2025-01-18 | Solar Panels | Q CELLS | Q PEAK DUO BLK |  | 0.405 | 4 | 308 | 30 |  | Fixed | Roof
NJADRE1555424152 | Administratively Determined Incentive Program | HILLSIDE | 7205 | 10 | 10.13 | Residential | Behind the Meter | No | Net Metered Residential | EMT Renewables |  | PSE&G | Accepted | 2023-12-18 | 2024-01-18 | 2025-01-18 | Solar Panels | Q CELLS | Q PEAK DUO BLK |  | 0.405 | 5 | 217 | 30 |  | Fixed | Roof
NJADRE1555424152 | Administratively Determined Incentive Program | HILLSIDE | 7205 | 10 | 10.13 | Residential | Behind the Meter | No | Net Metered Residential | EMT Renewables |  | PSE&G | Accepted | 2023-12-18 | 2024-01-18 | 2025-01-18 | Solar Panels | Q CELLS | Q PEAK DUO BLK |  | 0.405 | 5 | 37 | 30 |  | Fixed | Roof
NJADRE1555424189 | Administratively Determined Incentive Program | LODI | 7644 | 7 | 8.1 | Residential | Behind the Meter | Yes | Net Metered Residential | EMT Renewables |  | PSE&G | Accepted | 2023-12-18 | 2024-01-18 | 2025-01-18 | Inverters | ENPHASE | IQ8+ | 290 |  | 20 |  |  | 0.98 |  | Other | UNDER EACH PANEL
NJADRE1555424189 | Administratively Determined Incentive Program | LODI | 7644 | 7 | 8.1 | Residential | Behind the Meter | Yes | Net Metered Residential | EMT Renewables |  | PSE&G | Accepted | 2023-12-18 | 2024-01-18 | 2025-01-18 | Solar Panels | Q CELLS | Q PEAK DUO BLK |  | 0.405 | 3 | 119 | 19 |  | Fixed | Roof
NJADRE1555424189 | Administratively Determined Incentive Program | LODI | 7644 | 7 | 8.1 | Residential | Behind the Meter | Yes | Net Metered Residential | EMT Renewables |  | PSE&G | Accepted | 2023-12-18 | 2024-01-18 | 2025-01-18 | Solar Panels | Q CELLS | Q PEAK DUO BLK |  | 0.405 | 7 | 299 | 2 |  | Fixed | Roof
NJADRE1555424189 | Administratively Determined Incentive Program | LODI | 7644 | 7 | 8.1 | Residential | Behind the Meter | Yes | Net Metered Residential | EMT Renewables |  | PSE&G | Accepted | 2023-12-18 | 2024-01-18 | 2025-01-18 | Solar Panels | Q CELLS | Q PEAK DUO BLK |  | 0.405 | 5 | 211 | 34 |  | Fixed | Roof
NJADRE1555424189 | Administratively Determined Incentive Program | LODI | 7644 | 7 | 8.1 | Residential | Behind the Meter | Yes | Net Metered Residential | EMT Renewables |  | PSE&G | Accepted | 2023-12-18 | 2024-01-18 | 2025-01-18 | Solar Panels | Q CELLS | Q PEAK DUO BLK |  | 0.405 | 3 | 299 | 12 |  | Fixed | Roof
NJADRE1555424189 | Administratively Determined Incentive Program | LODI | 7644 | 7 | 8.1 | Residential | Behind the Meter | Yes | Net Metered Residential | EMT Renewables |  | PSE&G | Accepted | 2023-12-18 | 2024-01-18 | 2025-01-18 | Solar Panels | Q CELLS | Q PEAK DUO BLK |  | 0.405 | 2 | 299 | 9 |  | Fixed | Roof
NJADRE1555424608 | Administratively Determined Incentive Program | FRANKLIN LAKES | 7417 | 7 | 9.88 | Residential | Behind the Meter | No | Net Metered Residential | Bright Planet Solar |  | Orange Rockland Electric | Accepted | 2023-12-18 | 2024-01-19 | 2025-01-19 | Inverters | Solar Edge | SE7600H-USRGM | 7600 |  | 1 |  |  | 0.98 |  | Outdoor | OUTSIDE
NJADRE1555424608 | Administratively Determined Incentive Program | FRANKLIN LAKES | 7417 | 7 | 9.88 | Residential | Behind the Meter | No | Net Metered Residential | Bright Planet Solar |  | Orange Rockland Electric | Accepted | 2023-12-18 | 2024-01-19 | 2025-01-19 | Solar Panels | Canadian Solar | CS3N-395MS |  | 0.395 | 6 | 306 | 23 |  | Fixed | Roof
NJADRE1555424608 | Administratively Determined Incentive Program | FRANKLIN LAKES | 7417 | 7 | 9.88 | Residential | Behind the Meter | No | Net Metered Residential | Bright Planet Solar |  | Orange Rockland Electric | Accepted | 2023-12-18 | 2024-01-19 | 2025-01-19 | Solar Panels | Canadian Solar | CS3N-395MS |  | 0.395 | 5 | 306 | 27 |  | Fixed | Roof
NJADRE1555424608 | Administratively Determined Incentive Program | FRANKLIN LAKES | 7417 | 7 | 9.88 | Residential | Behind the Meter | No | Net Metered Residential | Bright Planet Solar |  | Orange Rockland Electric | Accepted | 2023-12-18 | 2024-01-19 | 2025-01-19 | Solar Panels | Canadian Solar | CS3N-395MS |  | 0.395 | 14 | 126 | 27 |  | Fixed | Roof
NJADRE1555428434 | Administratively Determined Incentive Program | UNION | 7083 | 10 | 7.9 | Residential | Behind the Meter | Yes | Net Metered Residential | Solar Mite Solutions |  | PSE&G | Accepted | 2023-12-18 | 2024-01-19 | 2025-01-19 | Inverters | Enphase | IQ8PLUS-72-2 | 290 |  | 20 |  |  | 0.98 |  | Outdoor
NJADRE1555428434 | Administratively Determined Incentive Program | UNION | 7083 | 10 | 7.9 | Residential | Behind the Meter | Yes | Net Metered Residential | Solar Mite Solutions |  | PSE&G | Accepted | 2023-12-18 | 2024-01-19 | 2025-01-19 | Solar Panels | Canadian Solar | CS6R |  | 0.395 | 6 | 48 | 16 |  | Fixed | Roof | Array 1
NJADRE1555428434 | Administratively Determined Incentive Program | UNION | 7083 | 10 | 7.9 | Residential | Behind the Meter | Yes | Net Metered Residential | Solar Mite Solutions |  | PSE&G | Accepted | 2023-12-18 | 2024-01-19 | 2025-01-19 | Solar Panels | Canadian Solar | CS6R |  | 0.395 | 2 | 228 | 12 |  | Fixed | Roof | Array 2
NJADRE1555428434 | Administratively Determined Incentive Program | UNION | 7083 | 10 | 7.9 | Residential | Behind the Meter | Yes | Net Metered Residential | Solar Mite Solutions |  | PSE&G | Accepted | 2023-12-18 | 2024-01-19 | 2025-01-19 | Solar Panels | Canadian Solar | CS6R |  | 0.395 | 8 | 228 | 12 |  | Fixed | Roof | Array 3
NJADRE1555428434 | Administratively Determined Incentive Program | UNION | 7083 | 10 | 7.9 | Residential | Behind the Meter | Yes | Net Metered Residential | Solar Mite Solutions |  | PSE&G | Accepted | 2023-12-18 | 2024-01-19 | 2025-01-19 | Solar Panels | Canadian Solar | CS6R |  | 0.395 | 3 | 48 | 20 |  | Fixed | Roof | Array 4
NJADRE1555428434 | Administratively Determined Incentive Program | UNION | 7083 | 10 | 7.9 | Residential | Behind the Meter | Yes | Net Metered Residential | Solar Mite Solutions |  | PSE&G | Accepted | 2023-12-18 | 2024-01-19 | 2025-01-19 | Solar Panels | Canadian Solar | CS6R |  | 0.395 | 1 | 48 | 20 |  | Fixed | Roof | Array 5
NJADRE1555434487 | Administratively Determined Incentive Program | PLAINFIELD | 7060 | 10 | 9.32 | Residential | Behind the Meter | Yes | Net Metered Residential | Sunrun Installation Services, Inc. |  | PSE&G | Accepted | 2023-12-19 | 2024-01-19 | 2025-01-19 | Electric Storage Battery | Tesla | Powerwall 2 AC |  |  | 1 |  |  |  | Lithium Ion |  | outside
NJADRE1555434487 | Administratively Determined Incentive Program | PLAINFIELD | 7060 | 10 | 9.32 | Residential | Behind the Meter | Yes | Net Metered Residential | Sunrun Installation Services, Inc. |  | PSE&G | Accepted | 2023-12-19 | 2024-01-19 | 2025-01-19 | Solar Panels | Hanwha Q Cells | Q.PEAK DUO BLK ML-G10+ 405 |  | 0.405 | 14 | 258 | 22 |  | Fixed | Roof
NJADRE1555434487 | Administratively Determined Incentive Program | PLAINFIELD | 7060 | 10 | 9.32 | Residential | Behind the Meter | Yes | Net Metered Residential | Sunrun Installation Services, Inc. |  | PSE&G | Accepted | 2023-12-19 | 2024-01-19 | 2025-01-19 | Solar Panels | Hanwha Q Cells | Q.PEAK DUO BLK ML-G10+ 405 |  | 0.405 | 9 | 78 | 24 |  | Fixed | Roof
NJADRE1555434487 | Administratively Determined Incentive Program | PLAINFIELD | 7060 | 10 | 9.32 | Residential | Behind the Meter | Yes | Net Metered Residential | Sunrun Installation Services, Inc. |  | PSE&G | Accepted | 2023-12-19 | 2024-01-19 | 2025-01-19 | Inverters | SolarEdge Technologies | SE7600H-USS3 | 7600 |  | 1 |  |  | 0.96 |  | Outdoor | Next To Meter
NJADRE1555434488 | Administratively Determined Incentive Program | WASHINGTON TOWNSHIP | 8012 | 14 | 4.86 | Residential | Behind the Meter | Yes | Net Metered Residential | Sunrun Installation Services, Inc. |  | AC Electric | Accepted | 2023-12-19 | 2024-01-19 | 2025-01-19 | Inverters | Delta Electronics | E4-TL-US | 3840 |  | 1 |  |  | 0.96 |  | Outdoor | Next To Meter
NJADRE1555434488 | Administratively Determined Incentive Program | WASHINGTON TOWNSHIP | 8012 | 14 | 4.86 | Residential | Behind the Meter | Yes | Net Metered Residential | Sunrun Installation Services, Inc. |  | AC Electric | Accepted | 2023-12-19 | 2024-01-19 | 2025-01-19 | Solar Panels | Hanwha Q Cells | Q.PEAK DUO BLK ML-G10+ 405 |  | 0.405 | 12 | 134 | 22 |  | Fixed | Roof
NJADRE1555434493 | Administratively Determined Incentive Program | TRENTON | 8610 | 12 | 7.29 | Residential | Behind the Meter | Yes | Net Metered Residential | SunnyMac LLC |  | PSE&G | Accepted | 2023-12-19 | 2024-01-19 | 2025-01-19 | Solar Panels | Q.PEAK DUO BLK ML-G10+ 405 | HANWHA |  | 0.405 | 14 | 125 | 22 |  | Fixed | Roof
NJADRE1555434493 | Administratively Determined Incentive Program | TRENTON | 8610 | 12 | 7.29 | Residential | Behind the Meter | Yes | Net Metered Residential | SunnyMac LLC |  | PSE&G | Accepted | 2023-12-19 | 2024-01-19 | 2025-01-19 | Solar Panels | Q.PEAK DUO BLK ML-G10+ 405 | HANWHA |  | 0.405 | 4 | 305 | 22 |  | Fixed | Roof
NJADRE1555434493 | Administratively Determined Incentive Program | TRENTON | 8610 | 12 | 7.29 | Residential | Behind the Meter | Yes | Net Metered Residential | SunnyMac LLC |  | PSE&G | Accepted | 2023-12-19 | 2024-01-19 | 2025-01-19 | Inverters | SE6000H-US | SOLAREDGE | 6000 |  | 1 |  |  | 0.1 |  | Outdoor | next to meter
NJADRE1555434524 | Administratively Determined Incentive Program | LINDEN | 7036 | 10 | 7.7 | Residential | Behind the Meter | Yes | Net Metered Residential | SunnyMac LLC |  | PSE&G | Accepted | 2023-12-19 | 2024-01-19 | 2025-01-19 | Solar Panels | Q.PEAK DUO BLK ML-G10+ 405 | HANWHA |  | 0.405 | 15 | 36 | 36 |  | Fixed | Roof
NJADRE1555434524 | Administratively Determined Incentive Program | LINDEN | 7036 | 10 | 7.7 | Residential | Behind the Meter | Yes | Net Metered Residential | SunnyMac LLC |  | PSE&G | Accepted | 2023-12-19 | 2024-01-19 | 2025-01-19 | Solar Panels | Q.PEAK DUO BLK ML-G10+ 405 | HANWHA |  | 0.405 | 4 | 36 | 5 |  | Fixed | Roof
NJADRE1555434524 | Administratively Determined Incentive Program | LINDEN | 7036 | 10 | 7.7 | Residential | Behind the Meter | Yes | Net Metered Residential | SunnyMac LLC |  | PSE&G | Accepted | 2023-12-19 | 2024-01-19 | 2025-01-19 | Inverters | SE 6000H -US | Solaredge | 6000 |  | 1 |  |  | 0.1 |  | Outdoor | NEXT TO METER
NJADRE1555434534 | Administratively Determined Incentive Program | ROSELLE PARK | 7204 | 10 | 4.62 | Residential | Behind the Meter | No | Net Metered Residential | EMT Renewables |  | PSE&G | Accepted | 2023-12-19 | 2024-01-19 | 2025-01-19 | Inverters | ENPHASE | IQ7x | 315 |  | 11 |  |  | 0.98 |  | Other | UNDER EACH PANEL
NJADRE1555434534 | Administratively Determined Incentive Program | ROSELLE PARK | 7204 | 10 | 4.62 | Residential | Behind the Meter | No | Net Metered Residential | EMT Renewables |  | PSE&G | Accepted | 2023-12-19 | 2024-01-19 | 2025-01-19 | Solar Panels | REC ALPHA | REC 420 |  | 0.42 | 6 | 255 | 39 |  | Fixed | Roof
NJADRE1555434534 | Administratively Determined Incentive Program | ROSELLE PARK | 7204 | 10 | 4.62 | Residential | Behind the Meter | No | Net Metered Residential | EMT Renewables |  | PSE&G | Accepted | 2023-12-19 | 2024-01-19 | 2025-01-19 | Solar Panels | REC ALPHA | REC 420 |  | 0.42 | 5 | 75 | 39 |  | Fixed | Roof
NJADRE1555434550 | Administratively Determined Incentive Program | UPPER DERFIELD TWP | 8302 | 20 | 7.7 | Residential | Behind the Meter | No | Net Metered Residential | EMT Renewables |  | AC Electric | Accepted | 2023-12-19 | 2024-01-19 | 2025-01-19 | Inverters | ENPHASE | IQ8+ | 290 |  | 19 |  |  | 0.98 |  | Other | UNDER EACH PANEL
NJADRE1555434550 | Administratively Determined Incentive Program | UPPER DERFIELD TWP | 8302 | 20 | 7.7 | Residential | Behind the Meter | No | Net Metered Residential | EMT Renewables |  | AC Electric | Accepted | 2023-12-19 | 2024-01-19 | 2025-01-19 | Solar Panels | Q CELLS | Q PEAK DUO BLK |  | 0.405 | 19 | 205 | 34 |  | Fixed | Roof
NJADRE1555434557 | Administratively Determined Incentive Program | FRANKLIN | 7416 | 1 | 3.65 | Residential | Behind the Meter | No | Net Metered Residential | Sunrun Installation Services, Inc. |  | JCP&L | Accepted | 2023-12-19 | 2024-02-07 | 2025-02-07 | Electric Storage Battery | Tesla | Powerwall |  |  | 1 |  |  |  | Lithium Ion |  | Inside
NJADRE1555434557 | Administratively Determined Incentive Program | FRANKLIN | 7416 | 1 | 3.65 | Residential | Behind the Meter | No | Net Metered Residential | Sunrun Installation Services, Inc. |  | JCP&L | Accepted | 2023-12-19 | 2024-02-07 | 2025-02-07 | Inverters | SOLAREDGE TECHNOLOGIES | SE3800H-USMN | 3800 |  | 1 |  |  | 0.99 |  | Outdoor | next to meter
NJADRE1555434557 | Administratively Determined Incentive Program | FRANKLIN | 7416 | 1 | 3.65 | Residential | Behind the Meter | No | Net Metered Residential | Sunrun Installation Services, Inc. |  | JCP&L | Accepted | 2023-12-19 | 2024-02-07 | 2025-02-07 | Solar Panels | Hanwha Q Cells | Q.PEAK DUO BLK ML-G10+ 405 |  | 0.405 | 3 | 288 | 19 |  | Fixed | Roof
NJADRE1555434557 | Administratively Determined Incentive Program | FRANKLIN | 7416 | 1 | 3.65 | Residential | Behind the Meter | No | Net Metered Residential | Sunrun Installation Services, Inc. |  | JCP&L | Accepted | 2023-12-19 | 2024-02-07 | 2025-02-07 | Solar Panels | Hanwha Q Cells | Q.PEAK DUO BLK ML-G10+ 405 |  | 0.405 | 6 | 108 | 20 |  | Fixed | Roof
NJADRE1555434558 | Administratively Determined Incentive Program | OAKLAND | 7436 | 7 | 92.4 | Commercial | Behind the Meter | No | Small Net-Metered Non-Residential located on Rooftop, Carport, Canopy and Floating Solar | Maier Solar Engineering dba Solar Me |  | Orange Rockland Electric | Accepted | 2023-12-19 | 2024-01-19 | 2025-01-19 | Inverters | Solar Edge | SE40KUS | 40000 |  | 2 |  |  | 0.97 |  | Outdoor
NJADRE1555434558 | Administratively Determined Incentive Program | OAKLAND | 7436 | 7 | 92.4 | Commercial | Behind the Meter | No | Small Net-Metered Non-Residential located on Rooftop, Carport, Canopy and Floating Solar | Maier Solar Engineering dba Solar Me |  | Orange Rockland Electric | Accepted | 2023-12-19 | 2024-01-19 | 2025-01-19 | Solar Panels | Bluesun solar | BSM550M10-72HPH |  | 0.55 | 168 | 218 | 9 |  | Fixed | Roof
NJADRE1555434561 | Administratively Determined Incentive Program | JACKSON | 8527 | 18 | 17.6 | Residential | Behind the Meter | Yes | Net Metered Residential | Kamtech Solar Solutions |  | JCP&L | Accepted | 2023-12-19 | 2024-01-19 | 2025-01-19 | Inverters | ENPHASE | IQ7HS-66-US | 384 |  | 44 |  |  | 0.97 |  | Outdoor | ROOFTOP
NJADRE1555434561 | Administratively Determined Incentive Program | JACKSON | 8527 | 18 | 17.6 | Residential | Behind the Meter | Yes | Net Metered Residential | Kamtech Solar Solutions |  | JCP&L | Accepted | 2023-12-19 | 2024-01-19 | 2025-01-19 | Solar Panels | WAAREE ARKA | WSMDI-400 |  | 0.4 | 15 | 325 | 30 |  | Fixed | Roof
NJADRE1555434561 | Administratively Determined Incentive Program | JACKSON | 8527 | 18 | 17.6 | Residential | Behind the Meter | Yes | Net Metered Residential | Kamtech Solar Solutions |  | JCP&L | Accepted | 2023-12-19 | 2024-01-19 | 2025-01-19 | Solar Panels | WAAREE ARKA | WSMDI-400 |  | 0.4 | 8 | 145 | 30 |  | Fixed | Roof
NJADRE1555434561 | Administratively Determined Incentive Program | JACKSON | 8527 | 18 | 17.6 | Residential | Behind the Meter | Yes | Net Metered Residential | Kamtech Solar Solutions |  | JCP&L | Accepted | 2023-12-19 | 2024-01-19 | 2025-01-19 | Solar Panels | WAAREE ARKA | WSMDI-400 |  | 0.4 | 13 | 325 | 30 |  | Fixed | Roof
NJADRE1555434561 | Administratively Determined Incentive Program | JACKSON | 8527 | 18 | 17.6 | Residential | Behind the Meter | Yes | Net Metered Residential | Kamtech Solar Solutions |  | JCP&L | Accepted | 2023-12-19 | 2024-01-19 | 2025-01-19 | Solar Panels | WAAREE ARKA | WSMDI-400 |  | 0.4 | 8 | 145 | 30 |  | Fixed | Roof
NJADRE1555434562 | Administratively Determined Incentive Program | Parsippany | 7054 | 3 | 26.73 | Residential | Behind the Meter | Yes | Net Metered Residential | SunnyMac LLC |  | JCP&L | Accepted | 2023-12-19 | 2024-01-22 | 2025-01-22 | Solar Panels | Q.PEAK DUO BLK ML-G10+ 405 | HANWHA |  | 0.405 | 10 | 194 | 22 |  | Fixed | Roof
NJADRE1555434562 | Administratively Determined Incentive Program | Parsippany | 7054 | 3 | 26.73 | Residential | Behind the Meter | Yes | Net Metered Residential | SunnyMac LLC |  | JCP&L | Accepted | 2023-12-19 | 2024-01-22 | 2025-01-22 | Solar Panels | Q.PEAK DUO BLK ML-G10+ 405 | HANWHA |  | 0.405 | 6 | 194 | 20 |  | Fixed | Roof
NJADRE1555434562 | Administratively Determined Incentive Program | Parsippany | 7054 | 3 | 26.73 | Residential | Behind the Meter | Yes | Net Metered Residential | SunnyMac LLC |  | JCP&L | Accepted | 2023-12-19 | 2024-01-22 | 2025-01-22 | Solar Panels | Q.PEAK DUO BLK ML-G10+ 405 | HANWHA |  | 0.405 | 8 | 194 | 5 |  | Fixed | Roof
NJADRE1555434562 | Administratively Determined Incentive Program | Parsippany | 7054 | 3 | 26.73 | Residential | Behind the Meter | Yes | Net Metered Residential | SunnyMac LLC |  | JCP&L | Accepted | 2023-12-19 | 2024-01-22 | 2025-01-22 | Solar Panels | Q.PEAK DUO BLK ML-G10+ 405 | HANWHA |  | 0.405 | 9 | 104 | 22 |  | Fixed | Roof
NJADRE1555434562 | Administratively Determined Incentive Program | Parsippany | 7054 | 3 | 26.73 | Residential | Behind the Meter | Yes | Net Metered Residential | SunnyMac LLC |  | JCP&L | Accepted | 2023-12-19 | 2024-01-22 | 2025-01-22 | Solar Panels | Q.PEAK DUO BLK ML-G10+ 405 | HANWHA |  | 0.405 | 9 | 284 | 22 |  | Fixed | Roof
NJADRE1555434562 | Administratively Determined Incentive Program | Parsippany | 7054 | 3 | 26.73 | Residential | Behind the Meter | Yes | Net Metered Residential | SunnyMac LLC |  | JCP&L | Accepted | 2023-12-19 | 2024-01-22 | 2025-01-22 | Solar Panels | Q.PEAK DUO BLK ML-G10+ 405 | HANWHA |  | 0.405 | 18 | 14 | 22 |  | Fixed | Roof
NJADRE1555434562 | Administratively Determined Incentive Program | Parsippany | 7054 | 3 | 26.73 | Residential | Behind the Meter | Yes | Net Metered Residential | SunnyMac LLC |  | JCP&L | Accepted | 2023-12-19 | 2024-01-22 | 2025-01-22 | Solar Panels | Q.PEAK DUO BLK ML-G10+ 405 | HANWHA |  | 0.405 | 6 | 14 | 20 |  | Fixed | Roof
NJADRE1555434562 | Administratively Determined Incentive Program | Parsippany | 7054 | 3 | 26.73 | Residential | Behind the Meter | Yes | Net Metered Residential | SunnyMac LLC |  | JCP&L | Accepted | 2023-12-19 | 2024-01-22 | 2025-01-22 | Inverters | SE10000H-US | SOLAREDGE | 10000 |  | 2 |  |  | 0.1 |  | Outdoor | next to meter
NJADRE1555434567 | Administratively Determined Incentive Program | NEWFIELD | 8344 | 15 | 4.86 | Residential | Behind the Meter | Yes | Net Metered Residential | Trinity Solar Inc. |  | AC Electric | Accepted | 2023-12-19 | 2024-01-19 | 2025-01-19 | Inverters | Solar Edge | SE3800H-US | 3800 |  | 1 |  |  | 0.97 |  | Outdoor
NJADRE1555434567 | Administratively Determined Incentive Program | NEWFIELD | 8344 | 15 | 4.86 | Residential | Behind the Meter | Yes | Net Metered Residential | Trinity Solar Inc. |  | AC Electric | Accepted | 2023-12-19 | 2024-01-19 | 2025-01-19 | Solar Panels | HANWHA | (Q.PEAK DUO BLK ML-G10+ 405) |  | 0.405 | 12 | 198 | 34 |  | Fixed | Roof
NJADRE1555434582 | Administratively Determined Incentive Program | MORGANVILLE | 7751 | 17 | 53.1 | Commercial | Behind the Meter | No | Small Net-Metered Non-Residential located on Rooftop, Carport, Canopy and Floating Solar | Ampericon |  | JCP&L | Accepted | 2023-12-19 | 2024-01-23 | 2025-01-23 | Inverters | SolarEdge | SE43.2K-Us9 / P960 | 43200 |  | 2 |  |  | 0.965 |  | Other | Ground
NJADRE1555434582 | Administratively Determined Incentive Program | MORGANVILLE | 7751 | 17 | 53.1 | Commercial | Behind the Meter | No | Small Net-Metered Non-Residential located on Rooftop, Carport, Canopy and Floating Solar | Ampericon |  | JCP&L | Accepted | 2023-12-19 | 2024-01-23 | 2025-01-23 | Solar Panels | Phono Solar | PS450M-24TH |  | 0.45 | 101 | 127 | 25 |  | Fixed | Roof
NJADRE1555434582 | Administratively Determined Incentive Program | MORGANVILLE | 7751 | 17 | 53.1 | Commercial | Behind the Meter | No | Small Net-Metered Non-Residential located on Rooftop, Carport, Canopy and Floating Solar | Ampericon |  | JCP&L | Accepted | 2023-12-19 | 2024-01-23 | 2025-01-23 | Solar Panels | Phono Solar | PS450M-24TH |  | 0.45 | 17 | 127 | 25 |  | Fixed | Roof
NJADRE1555434626 | Administratively Determined Incentive Program | Turnersville | 8012 | 14 | 10.53 | Residential | Behind the Meter | No | Net Metered Residential | EMT Renewables |  | AC Electric | Accepted | 2023-12-19 | 2024-01-19 | 2025-01-19 | Inverters | ENPHASE | IQ8+ | 290 |  | 26 |  |  | 0.98 |  | Other | UNDER EACH PANEL
NJADRE1555434626 | Administratively Determined Incentive Program | Turnersville | 8012 | 14 | 10.53 | Residential | Behind the Meter | No | Net Metered Residential | EMT Renewables |  | AC Electric | Accepted | 2023-12-19 | 2024-01-19 | 2025-01-19 | Solar Panels | Q CELLS | Q PEAK DUO BLK |  | 0.405 | 20 | 162 | 25 |  | Fixed | Roof
NJADRE1555434626 | Administratively Determined Incentive Program | Turnersville | 8012 | 14 | 10.53 | Residential | Behind the Meter | No | Net Metered Residential | EMT Renewables |  | AC Electric | Accepted | 2023-12-19 | 2024-01-19 | 2025-01-19 | Solar Panels | Q CELLS | Q PEAK DUO BLK |  | 0.405 | 6 | 163 | 24 |  | Fixed | Roof
NJADRE1555434630 | Administratively Determined Incentive Program | BRIDGETON | 8302 | 20 | 6.48 | Residential | Behind the Meter | Yes | Net Metered Residential | Sunrun Installation Services, Inc. |  | AC Electric | Accepted | 2023-12-19 | 2024-01-19 | 2025-01-19 | Inverters | SOLAREDGE TECHNOLOGIES | SE6000H-USSN | 6000 |  | 1 |  |  | 0.99 |  | Outdoor | Next To Meter
NJADRE1555434630 | Administratively Determined Incentive Program | BRIDGETON | 8302 | 20 | 6.48 | Residential | Behind the Meter | Yes | Net Metered Residential | Sunrun Installation Services, Inc. |  | AC Electric | Accepted | 2023-12-19 | 2024-01-19 | 2025-01-19 | Solar Panels | HANWHA Q-CELLS | Q.PEAK DUO BLK ML-G10+ 405 |  | 0.405 | 12 | 177 | 27 |  | Fixed | Roof
NJADRE1555434630 | Administratively Determined Incentive Program | BRIDGETON | 8302 | 20 | 6.48 | Residential | Behind the Meter | Yes | Net Metered Residential | Sunrun Installation Services, Inc. |  | AC Electric | Accepted | 2023-12-19 | 2024-01-19 | 2025-01-19 | Solar Panels | HANWHA Q-CELLS | Q.PEAK DUO BLK ML-G10+ 405 |  | 0.405 | 4 | 357 | 22 |  | Fixed | Roof
NJADRE1555434631 | Administratively Determined Incentive Program | MORGANVILLE | 7751 | 17 | 36 | Commercial | Behind the Meter | No | Small Net-Metered Non-Residential located on Rooftop, Carport, Canopy and Floating Solar | Ampericon |  | JCP&L | Accepted | 2023-12-19 | 2024-01-23 | 2025-01-23 | Inverters | SolarEdge | SE43.2K-Us9 / P960 | 43200 |  | 1 |  |  | 0.965 |  | Other | Roof
NJADRE1555434631 | Administratively Determined Incentive Program | MORGANVILLE | 7751 | 17 | 36 | Commercial | Behind the Meter | No | Small Net-Metered Non-Residential located on Rooftop, Carport, Canopy and Floating Solar | Ampericon |  | JCP&L | Accepted | 2023-12-19 | 2024-01-23 | 2025-01-23 | Solar Panels | Phono Solar | PS450M-24TH |  | 0.45 | 80 | 155 | 10 |  | Fixed | Roof
NJADRE1555434639 | Administratively Determined Incentive Program | TOMS RIVER | 8755 | 18 | 29.57 | Residential | Behind the Meter | Yes | Net Metered Residential | Kamtech Solar Solutions |  | JCP&L | Accepted | 2023-12-21 | 2024-01-24 | 2025-01-24 | Inverters | ENPHASE | IQ7HS-66-M-US | 384 |  | 81 |  |  | 0.97 |  | Outdoor | ROOFTOP
NJADRE1555434639 | Administratively Determined Incentive Program | TOMS RIVER | 8755 | 18 | 29.57 | Residential | Behind the Meter | Yes | Net Metered Residential | Kamtech Solar Solutions |  | JCP&L | Accepted | 2023-12-21 | 2024-01-24 | 2025-01-24 | Solar Panels | HANWHA Q CELLS | Q PEAK DUO BLK-G10+ |  | 0.365 | 30 | 171 | 25 |  | Fixed | Roof
NJADRE1555434639 | Administratively Determined Incentive Program | TOMS RIVER | 8755 | 18 | 29.57 | Residential | Behind the Meter | Yes | Net Metered Residential | Kamtech Solar Solutions |  | JCP&L | Accepted | 2023-12-21 | 2024-01-24 | 2025-01-24 | Solar Panels | HANWHA Q CELLS | Q PEAK DUO BLK-G10+ |  | 0.365 | 6 | 261 | 25 |  | Fixed | Roof
NJADRE1555434639 | Administratively Determined Incentive Program | TOMS RIVER | 8755 | 18 | 29.57 | Residential | Behind the Meter | Yes | Net Metered Residential | Kamtech Solar Solutions |  | JCP&L | Accepted | 2023-12-21 | 2024-01-24 | 2025-01-24 | Solar Panels | HANWHA Q CELLS | Q PEAK DUO BLK-G10+ |  | 0.365 | 10 | 351 | 25 |  | Fixed | Roof
NJADRE1555434639 | Administratively Determined Incentive Program | TOMS RIVER | 8755 | 18 | 29.57 | Residential | Behind the Meter | Yes | Net Metered Residential | Kamtech Solar Solutions |  | JCP&L | Accepted | 2023-12-21 | 2024-01-24 | 2025-01-24 | Solar Panels | HANWHA Q CELLS | Q PEAK DUO BLK-G10+ |  | 0.365 | 9 | 261 | 25 |  | Fixed | Roof
NJADRE1555434639 | Administratively Determined Incentive Program | TOMS RIVER | 8755 | 18 | 29.57 | Residential | Behind the Meter | Yes | Net Metered Residential | Kamtech Solar Solutions |  | JCP&L | Accepted | 2023-12-21 | 2024-01-24 | 2025-01-24 | Solar Panels | HANWHA Q CELLS | Q PEAK DUO BLK-G10+ |  | 0.365 | 9 | 261 | 25 |  | Fixed | Roof
NJADRE1555434639 | Administratively Determined Incentive Program | TOMS RIVER | 8755 | 18 | 29.57 | Residential | Behind the Meter | Yes | Net Metered Residential | Kamtech Solar Solutions |  | JCP&L | Accepted | 2023-12-21 | 2024-01-24 | 2025-01-24 | Solar Panels | HANWHA Q CELLS | Q PEAK DUO BLK-G10+ |  | 0.365 | 4 | 81 | 25 |  | Fixed | Roof
NJADRE1555434639 | Administratively Determined Incentive Program | TOMS RIVER | 8755 | 18 | 29.57 | Residential | Behind the Meter | Yes | Net Metered Residential | Kamtech Solar Solutions |  | JCP&L | Accepted | 2023-12-21 | 2024-01-24 | 2025-01-24 | Solar Panels | HANWHA Q CELLS | Q PEAK DUO BLK-G10+ |  | 0.365 | 13 | 81 | 25 |  | Fixed | Roof
NJADRE1555434656 | Administratively Determined Incentive Program | BRICK | 8723 | 18 | 4.05 | Residential | Behind the Meter | Yes | Net Metered Residential | Trinity Solar |  | JCP&L | Accepted | 2023-12-19 | 2024-01-19 | 2025-01-19 | Inverters | Solar edge | SE3000H-US | 3000 |  | 1 |  |  | 0.97 |  | Outdoor
NJADRE1555434656 | Administratively Determined Incentive Program | BRICK | 8723 | 18 | 4.05 | Residential | Behind the Meter | Yes | Net Metered Residential | Trinity Solar |  | JCP&L | Accepted | 2023-12-19 | 2024-01-19 | 2025-01-19 | Solar Panels | HANWHA | HANWHA 405 (Q.PEAK DUO BLK ML-G10+ 405) |  | 0.405 | 10 | 233 | 18 |  | Fixed | Roof
NJADRE1555434660 | Administratively Determined Incentive Program | PINE HILL | 8021 | 14 | 4.46 | Residential | Behind the Meter | Yes | Net Metered Residential | Sunrun Installation Services, Inc. |  | AC Electric | Accepted | 2023-12-19 | 2024-01-19 | 2025-01-19 | Inverters | SOLAREDGE TECHNOLOGIES | SE3800H-USMN | 3800 |  | 1 |  |  | 0.99 |  | Outdoor | next to meter
NJADRE1555434660 | Administratively Determined Incentive Program | PINE HILL | 8021 | 14 | 4.46 | Residential | Behind the Meter | Yes | Net Metered Residential | Sunrun Installation Services, Inc. |  | AC Electric | Accepted | 2023-12-19 | 2024-01-19 | 2025-01-19 | Solar Panels | Hanwha Q Cells | Q.PEAK DUO BLK ML-G10+ 405 |  | 0.405 | 7 | 192 | 29 |  | Fixed | Roof
NJADRE1555434660 | Administratively Determined Incentive Program | PINE HILL | 8021 | 14 | 4.46 | Residential | Behind the Meter | Yes | Net Metered Residential | Sunrun Installation Services, Inc. |  | AC Electric | Accepted | 2023-12-19 | 2024-01-19 | 2025-01-19 | Solar Panels | Hanwha Q Cells | Q.PEAK DUO BLK ML-G10+ 405 |  | 0.405 | 4 | 13 | 29 |  | Fixed | Roof
NJADRE1555434665 | Administratively Determined Incentive Program | SOUTH PLAINFIELD | 7080 | 11 | 14.53 | Residential | Behind the Meter | No | Net Metered Residential | Ecological Systems LLC |  | PSE&G | Accepted | 2023-12-19 | 2024-01-19 | 2025-01-19 | Inverters | Enphase | IQ8M | 325 |  | 35 |  |  | 0.975 |  | Outdoor | under each panel on roof
NJADRE1555434665 | Administratively Determined Incentive Program | SOUTH PLAINFIELD | 7080 | 11 | 14.53 | Residential | Behind the Meter | No | Net Metered Residential | Ecological Systems LLC |  | PSE&G | Accepted | 2023-12-19 | 2024-01-19 | 2025-01-19 | Meters | Enphase | Envoy |  |  | 1 |  |  |  | Yes | Outdoor
NJADRE1555434665 | Administratively Determined Incentive Program | SOUTH PLAINFIELD | 7080 | 11 | 14.53 | Residential | Behind the Meter | No | Net Metered Residential | Ecological Systems LLC |  | PSE&G | Accepted | 2023-12-19 | 2024-01-19 | 2025-01-19 | Solar Panels | Bluesun | BSM415 |  | 0.415 | 35 | 180 | 20 |  | Fixed | Roof
NJADRE1555434695 | Administratively Determined Incentive Program | SCOTCH PLAINS TWP | 7076 | 10 | 10.92 | Residential | Behind the Meter | No | Net Metered Residential | EMT Renewables |  | PSE&G | Accepted | 2023-12-19 | 2024-01-22 | 2025-01-22 | Inverters | ENPHASE | IQ7x | 315 |  | 26 |  |  | 0.98 |  | Other | UNDER EACH PANEL
NJADRE1555434695 | Administratively Determined Incentive Program | SCOTCH PLAINS TWP | 7076 | 10 | 10.92 | Residential | Behind the Meter | No | Net Metered Residential | EMT Renewables |  | PSE&G | Accepted | 2023-12-19 | 2024-01-22 | 2025-01-22 | Solar Panels | REC ALPHA | REC 420 |  | 0.42 | 3 | 217 | 29 |  | Fixed | Roof
NJADRE1555434695 | Administratively Determined Incentive Program | SCOTCH PLAINS TWP | 7076 | 10 | 10.92 | Residential | Behind the Meter | No | Net Metered Residential | EMT Renewables |  | PSE&G | Accepted | 2023-12-19 | 2024-01-22 | 2025-01-22 | Solar Panels | REC ALPHA | REC 420 |  | 0.42 | 12 | 127 | 23 |  | Fixed | Roof
NJADRE1555434695 | Administratively Determined Incentive Program | SCOTCH PLAINS TWP | 7076 | 10 | 10.92 | Residential | Behind the Meter | No | Net Metered Residential | EMT Renewables |  | PSE&G | Accepted | 2023-12-19 | 2024-01-22 | 2025-01-22 | Solar Panels | REC ALPHA | REC 420 |  | 0.42 | 7 | 37 | 29 |  | Fixed | Roof
NJADRE1555434695 | Administratively Determined Incentive Program | SCOTCH PLAINS TWP | 7076 | 10 | 10.92 | Residential | Behind the Meter | No | Net Metered Residential | EMT Renewables |  | PSE&G | Accepted | 2023-12-19 | 2024-01-22 | 2025-01-22 | Solar Panels | REC ALPHA | REC 420 |  | 0.42 | 2 | 217 | 23 |  | Fixed | Roof
NJADRE1555434695 | Administratively Determined Incentive Program | SCOTCH PLAINS TWP | 7076 | 10 | 10.92 | Residential | Behind the Meter | No | Net Metered Residential | EMT Renewables |  | PSE&G | Accepted | 2023-12-19 | 2024-01-22 | 2025-01-22 | Solar Panels | REC ALPHA | REC 420 |  | 0.42 | 1 | 37 | 23 |  | Fixed | Roof
NJADRE1555434695 | Administratively Determined Incentive Program | SCOTCH PLAINS TWP | 7076 | 10 | 10.92 | Residential | Behind the Meter | No | Net Metered Residential | EMT Renewables |  | PSE&G | Accepted | 2023-12-19 | 2024-01-22 | 2025-01-22 | Solar Panels | REC ALPHA | REC 420 |  | 0.42 | 1 | 307 | 23 |  | Fixed | Roof
NJADRE1555434703 | Administratively Determined Incentive Program | EGG HARBOR TOWNSHIP | 8234 | 19 | 6.08 | Residential | Behind the Meter | Yes | Net Metered Residential | Skyline Solar LLC |  | AC Electric | Accepted | 2023-12-19 | 2024-01-22 | 2025-01-22 | Solar Panels | Q CELLS | Q.PEAK DUO BLK ML-G10+ |  | 0.405 | 15 | 264 | 27 |  | Fixed | Roof
NJADRE1555434703 | Administratively Determined Incentive Program | EGG HARBOR TOWNSHIP | 8234 | 19 | 6.08 | Residential | Behind the Meter | Yes | Net Metered Residential | Skyline Solar LLC |  | AC Electric | Accepted | 2023-12-19 | 2024-01-22 | 2025-01-22 | Inverters | ENPHASE | IQ8PLUS -72-2-US | 290 |  | 15 |  |  | 0.976 |  | Outdoor
NJADRE1555434961 | Administratively Determined Incentive Program | EAST WINDSOR | 8520 | 12 | 5.46 | Residential | Behind the Meter | No | Net Metered Residential | EMT Renewables |  | JCP&L | Accepted | 2023-12-19 | 2024-01-22 | 2025-01-22 | Inverters | ENPHASE | IQ7x | 315 |  | 13 |  |  | 0.98 |  | Other | UNDER EACH PANEL
NJADRE1555434961 | Administratively Determined Incentive Program | EAST WINDSOR | 8520 | 12 | 5.46 | Residential | Behind the Meter | No | Net Metered Residential | EMT Renewables |  | JCP&L | Accepted | 2023-12-19 | 2024-01-22 | 2025-01-22 | Solar Panels | REC ALPHA | REC 420 |  | 0.42 | 11 | 175 | 31 |  | Fixed | Roof
NJADRE1555434961 | Administratively Determined Incentive Program | EAST WINDSOR | 8520 | 12 | 5.46 | Residential | Behind the Meter | No | Net Metered Residential | EMT Renewables |  | JCP&L | Accepted | 2023-12-19 | 2024-01-22 | 2025-01-22 | Solar Panels | REC ALPHA | REC 420 |  | 0.42 | 2 | 176 | 31 |  | Fixed | Roof
NJADRE1555447329 | Administratively Determined Incentive Program | LITTLE EGG HARBOR TWP | 8087 | 18 | 10.4 | Residential | Behind the Meter | No | Net Metered Residential | Freedom Forever New Jersey LLC |  | AC Electric | Accepted | 2023-12-19 | 2024-01-23 | 2025-01-23 | Inverters | Solar Edge | SE7600H-USRGM | 7600 |  | 1 |  |  | 0.99 |  | Outdoor
NJADRE1555447329 | Administratively Determined Incentive Program | LITTLE EGG HARBOR TWP | 8087 | 18 | 10.4 | Residential | Behind the Meter | No | Net Metered Residential | Freedom Forever New Jersey LLC |  | AC Electric | Accepted | 2023-12-19 | 2024-01-23 | 2025-01-23 | Solar Panels | Jinko Solar | JKM385M-6RL3-B |  | 0.385 | 4 | 161 | 41 |  | Fixed | Roof
NJADRE1555447329 | Administratively Determined Incentive Program | LITTLE EGG HARBOR TWP | 8087 | 18 | 10.4 | Residential | Behind the Meter | No | Net Metered Residential | Freedom Forever New Jersey LLC |  | AC Electric | Accepted | 2023-12-19 | 2024-01-23 | 2025-01-23 | Solar Panels | Jinko Solar | JKM385M-6RL3-B |  | 0.385 | 4 | 251 | 30 |  | Fixed | Roof
NJADRE1555447329 | Administratively Determined Incentive Program | LITTLE EGG HARBOR TWP | 8087 | 18 | 10.4 | Residential | Behind the Meter | No | Net Metered Residential | Freedom Forever New Jersey LLC |  | AC Electric | Accepted | 2023-12-19 | 2024-01-23 | 2025-01-23 | Solar Panels | Jinko Solar | JKM385M-6RL3-B |  | 0.385 | 11 | 251 | 30 |  | Fixed | Roof
NJADRE1555447329 | Administratively Determined Incentive Program | LITTLE EGG HARBOR TWP | 8087 | 18 | 10.4 | Residential | Behind the Meter | No | Net Metered Residential | Freedom Forever New Jersey LLC |  | AC Electric | Accepted | 2023-12-19 | 2024-01-23 | 2025-01-23 | Solar Panels | Jinko Solar | JKM385M-6RL3-B |  | 0.385 | 8 | 71 | 30 |  | Fixed | Roof
NJADRE1555448243 | Administratively Determined Incentive Program | RIVERDALE | 7457 | 3 | 11.34 | Residential | Behind the Meter | No | Net Metered Residential | EMT Renewables |  | JCP&L | Accepted | 2023-12-19 | 2024-01-22 | 2025-01-22 | Inverters | ENPHASE | IQ8+ | 290 |  | 28 |  |  | 0.98 |  | Other | UNDER EACH PANEL
NJADRE1555448243 | Administratively Determined Incentive Program | RIVERDALE | 7457 | 3 | 11.34 | Residential | Behind the Meter | No | Net Metered Residential | EMT Renewables |  | JCP&L | Accepted | 2023-12-19 | 2024-01-22 | 2025-01-22 | Solar Panels | Q CELLS | Q PEAK DUO BLK |  | 0.405 | 14 | 268 | 23 |  | Fixed | Roof
NJADRE1555448243 | Administratively Determined Incentive Program | RIVERDALE | 7457 | 3 | 11.34 | Residential | Behind the Meter | No | Net Metered Residential | EMT Renewables |  | JCP&L | Accepted | 2023-12-19 | 2024-01-22 | 2025-01-22 | Solar Panels | Q CELLS | Q PEAK DUO BLK |  | 0.405 | 14 | 88 | 23 |  | Fixed | Roof
NJADRE1555452725 | Administratively Determined Incentive Program | SOMERDALE | 8083 | 14 | 8.88 | Residential | Behind the Meter | No | Net Metered Residential | Solar Energy World |  | PSE&G | Accepted | 2023-12-19 | 2024-01-29 | 2025-01-29 | Inverters | Enphase Energy | IQ8-60-2-US | 240 |  | 25 |  |  | 0.97 |  | Outdoor
NJADRE1555452725 | Administratively Determined Incentive Program | SOMERDALE | 8083 | 14 | 8.88 | Residential | Behind the Meter | No | Net Metered Residential | Solar Energy World |  | PSE&G | Accepted | 2023-12-19 | 2024-01-29 | 2025-01-29 | Solar Panels | Longi Green Energy | LR4-60HPB-355M |  | 0.355 | 4 | 278 | 32 |  | Fixed | Roof
NJADRE1555452725 | Administratively Determined Incentive Program | SOMERDALE | 8083 | 14 | 8.88 | Residential | Behind the Meter | No | Net Metered Residential | Solar Energy World |  | PSE&G | Accepted | 2023-12-19 | 2024-01-29 | 2025-01-29 | Solar Panels | Longi Green Energy | LR4-60HPB-355M |  | 0.355 | 12 | 279 | 22 |  | Fixed | Roof
NJADRE1555452725 | Administratively Determined Incentive Program | SOMERDALE | 8083 | 14 | 8.88 | Residential | Behind the Meter | No | Net Metered Residential | Solar Energy World |  | PSE&G | Accepted | 2023-12-19 | 2024-01-29 | 2025-01-29 | Solar Panels | Longi Green Energy | LR4-60HPB-355M |  | 0.355 | 9 | 99 | 24 |  | Fixed | Roof
NJADRE1555452733 | Administratively Determined Incentive Program | TOMS RIVER | 8753 | 18 | 4.46 | Residential | Behind the Meter | Yes | Net Metered Residential | Trinity Solar Inc. |  | JCP&L | Accepted | 2023-12-19 | 2024-01-22 | 2025-01-22 | Inverters | Soalr edge | SE3800H-US | 3800 |  | 1 |  |  | 0.97 |  | Outdoor
NJADRE1555452733 | Administratively Determined Incentive Program | TOMS RIVER | 8753 | 18 | 4.46 | Residential | Behind the Meter | Yes | Net Metered Residential | Trinity Solar Inc. |  | JCP&L | Accepted | 2023-12-19 | 2024-01-22 | 2025-01-22 | Solar Panels | HANWHA 405 (Q.PEAK DUO BLK ML-G10+ 405) | HANWHA 405 (Q.PEAK DUO BLK ML-G10+ 405) |  | 0.405 | 11 | 182 | 23 |  | Fixed | Roof
NJADRE1555452759 | Administratively Determined Incentive Program | LONG BRANCH | 7740 | 17 | 3.65 | Residential | Behind the Meter | Yes | Net Metered Residential | EMT Renewables LLC |  | JCP&L | Accepted | 2023-12-19 | 2024-01-22 | 2025-01-22 | Inverters | ENPHASE | IQ8+ | 290 |  | 9 |  |  | 0.98 |  | Other | UNDER EACH PANEL
NJADRE1555452759 | Administratively Determined Incentive Program | LONG BRANCH | 7740 | 17 | 3.65 | Residential | Behind the Meter | Yes | Net Metered Residential | EMT Renewables LLC |  | JCP&L | Accepted | 2023-12-19 | 2024-01-22 | 2025-01-22 | Solar Panels | Q CELLS | Q PEAK DUO BLK |  | 0.405 | 9 | 146 | 23 |  | Fixed | Roof
NJADRE1555452763 | Administratively Determined Incentive Program | JAMESBURG | 8831 | 11 | 10.94 | Residential | Behind the Meter | No | Net Metered Residential | Freedom Forever New Jersey LLC |  | JCP&L | Accepted | 2023-12-19 | 2024-01-23 | 2025-01-23 | Inverters | Enphase | IQ8PLUS-72-2-US | 290 |  | 27 |  |  | 0.99 |  | Outdoor
NJADRE1555452763 | Administratively Determined Incentive Program | JAMESBURG | 8831 | 11 | 10.94 | Residential | Behind the Meter | No | Net Metered Residential | Freedom Forever New Jersey LLC |  | JCP&L | Accepted | 2023-12-19 | 2024-01-23 | 2025-01-23 | Solar Panels | REC Solar | REC405AA PURE |  | 0.405 | 6 | 159 | 34 |  | Fixed | Roof
NJADRE1555452763 | Administratively Determined Incentive Program | JAMESBURG | 8831 | 11 | 10.94 | Residential | Behind the Meter | No | Net Metered Residential | Freedom Forever New Jersey LLC |  | JCP&L | Accepted | 2023-12-19 | 2024-01-23 | 2025-01-23 | Solar Panels | REC Solar | REC405AA PURE |  | 0.405 | 5 | 249 | 34 |  | Fixed | Roof
NJADRE1555452763 | Administratively Determined Incentive Program | JAMESBURG | 8831 | 11 | 10.94 | Residential | Behind the Meter | No | Net Metered Residential | Freedom Forever New Jersey LLC |  | JCP&L | Accepted | 2023-12-19 | 2024-01-23 | 2025-01-23 | Solar Panels | REC Solar | REC405AA PURE |  | 0.405 | 3 | 249 | 45 |  | Fixed | Roof
NJADRE1555452763 | Administratively Determined Incentive Program | JAMESBURG | 8831 | 11 | 10.94 | Residential | Behind the Meter | No | Net Metered Residential | Freedom Forever New Jersey LLC |  | JCP&L | Accepted | 2023-12-19 | 2024-01-23 | 2025-01-23 | Solar Panels | REC Solar | REC405AA PURE |  | 0.405 | 13 | 249 | 45 |  | Fixed | Roof
NJADRE1555452765 | Administratively Determined Incentive Program | CARTERET | 7008 | 11 | 4.86 | Residential | Behind the Meter | Yes | Net Metered Residential | Big Wave Roofing and Solar LLC |  | PSE&G | Accepted | 2023-12-19 | 2024-01-23 | 2025-01-23 | Inverters | Enphase Energy Inc | IQ7PLUS-72-2-US | 290 |  | 12 |  |  | 0.98 |  | Outside
NJADRE1555452765 | Administratively Determined Incentive Program | CARTERET | 7008 | 11 | 4.86 | Residential | Behind the Meter | Yes | Net Metered Residential | Big Wave Roofing and Solar LLC |  | PSE&G | Accepted | 2023-12-19 | 2024-01-23 | 2025-01-23 | Solar Panels | Qcells | Q.PEAK DUO BLK ML-G10 405 |  | 0.405 | 12 | 216 | 38 |  | Fixed | Roof
NJADRE1555452823 | Administratively Determined Incentive Program | WEST ORANGE | 7052 | 9 | 8.4 | Residential | Behind the Meter | No | Net Metered Residential | Power Energy Solutions |  | PSE&G | Accepted | 2023-12-26 | 2024-01-25 | 2025-01-25 | Inverters | IQ8+-72-2-US | ENPHASE | 290 |  | 21 |  |  | 0.99 |  | Outside | ROOFTOP
NJADRE1555452823 | Administratively Determined Incentive Program | WEST ORANGE | 7052 | 9 | 8.4 | Residential | Behind the Meter | No | Net Metered Residential | Power Energy Solutions |  | PSE&G | Accepted | 2023-12-26 | 2024-01-25 | 2025-01-25 | Solar Panels | CS6R-400MS-HL HIKU6 BLACK MONO | CANNDAIN SOLAR |  | 0.4 | 3 | 204 | 48 |  | Fixed | Roof | ROOFTOP
NJADRE1555452823 | Administratively Determined Incentive Program | WEST ORANGE | 7052 | 9 | 8.4 | Residential | Behind the Meter | No | Net Metered Residential | Power Energy Solutions |  | PSE&G | Accepted | 2023-12-26 | 2024-01-25 | 2025-01-25 | Solar Panels | CS6R-400MS-HL HIKU6 BLACK MONO | CANNDAIN SOLAR |  | 0.4 | 2 | 114 | 13 |  | Fixed | Roof | ROOFTOP
NJADRE1555452823 | Administratively Determined Incentive Program | WEST ORANGE | 7052 | 9 | 8.4 | Residential | Behind the Meter | No | Net Metered Residential | Power Energy Solutions |  | PSE&G | Accepted | 2023-12-26 | 2024-01-25 | 2025-01-25 | Solar Panels | CS6R-400MS-HL HIKU6 BLACK MONO | CANNDAIN SOLAR |  | 0.4 | 1 | 114 | 43 |  | Fixed | Roof | ROOFTOP
NJADRE1555452823 | Administratively Determined Incentive Program | WEST ORANGE | 7052 | 9 | 8.4 | Residential | Behind the Meter | No | Net Metered Residential | Power Energy Solutions |  | PSE&G | Accepted | 2023-12-26 | 2024-01-25 | 2025-01-25 | Solar Panels | CS6R-400MS-HL HIKU6 BLACK MONO | CANNDAIN SOLAR |  | 0.4 | 1 | 204 | 42 |  | Fixed | Roof | ROOFTOP
NJADRE1555452823 | Administratively Determined Incentive Program | WEST ORANGE | 7052 | 9 | 8.4 | Residential | Behind the Meter | No | Net Metered Residential | Power Energy Solutions |  | PSE&G | Accepted | 2023-12-26 | 2024-01-25 | 2025-01-25 | Solar Panels | CS6R-400MS-HL HIKU6 BLACK MONO | CANNDAIN SOLAR |  | 0.4 | 7 | 203 | 26 |  | Fixed | Roof | ROOFTOP
NJADRE1555452823 | Administratively Determined Incentive Program | WEST ORANGE | 7052 | 9 | 8.4 | Residential | Behind the Meter | No | Net Metered Residential | Power Energy Solutions |  | PSE&G | Accepted | 2023-12-26 | 2024-01-25 | 2025-01-25 | Solar Panels | CS6R-400MS-HL HIKU6 BLACK MONO | CANNDAIN SOLAR |  | 0.4 | 7 | 23 | 26 |  | Fixed | Roof | ROOFTOP
NJADRE1555452840 | Administratively Determined Incentive Program | WOODBURY | 8096 | 15 | 6.48 | Residential | Behind the Meter | Yes | Net Metered Residential | SunnyMac LLC |  | PSE&G | Accepted | 2023-12-19 | 2024-01-19 | 2025-01-19 | Solar Panels | Q.PEAK DUO BLK ML-G10+ 405 | HANWHA |  | 0.405 | 8 | 194 | 31 |  | Fixed | Roof
NJADRE1555452840 | Administratively Determined Incentive Program | WOODBURY | 8096 | 15 | 6.48 | Residential | Behind the Meter | Yes | Net Metered Residential | SunnyMac LLC |  | PSE&G | Accepted | 2023-12-19 | 2024-01-19 | 2025-01-19 | Solar Panels | Q.PEAK DUO BLK ML-G10+ 405 | HANWHA |  | 0.405 | 8 | 194 | 30 |  | Fixed | Roof
NJADRE1555452840 | Administratively Determined Incentive Program | WOODBURY | 8096 | 15 | 6.48 | Residential | Behind the Meter | Yes | Net Metered Residential | SunnyMac LLC |  | PSE&G | Accepted | 2023-12-19 | 2024-01-19 | 2025-01-19 | Inverters | SE6000H-US | SOLAREDGE | 6000 |  | 1 |  |  | 0.1 |  | Outdoor | next to meter
NJADRE1555452840 | Administratively Determined Incentive Program | WOODBURY | 8096 | 15 | 6.48 | Residential | Behind the Meter | Yes | Net Metered Residential | SunnyMac LLC |  | PSE&G | Accepted | 2023-12-19 | 2024-01-19 | 2025-01-19 | Meters | SE-RGMTR-1D-240C-B | Solaredge |  |  | 1 |  |  |  | Yes | Outdoor
NJADRE1555452846 | Administratively Determined Incentive Program | LITTLE FALLS | 7424 | 6 | 4.8 | Residential | Behind the Meter | Yes | Net Metered Residential | Momentum Solar Energy Services |  | PSE&G | Accepted | 2023-12-19 | 2024-01-22 | 2025-01-22 | Inverters | IQ8PLUS-72-2-US | ENPHASE | 290 |  | 12 |  |  | 0.97 |  | Other
NJADRE1555452846 | Administratively Determined Incentive Program | LITTLE FALLS | 7424 | 6 | 4.8 | Residential | Behind the Meter | Yes | Net Metered Residential | Momentum Solar Energy Services |  | PSE&G | Accepted | 2023-12-19 | 2024-01-22 | 2025-01-22 | Solar Panels | Q. PEAK DUO BLK-G10+400 | HANWHA |  | 0.4 | 12 | 261 | 39 |  | Fixed | Roof
NJADRE1555452861 | Administratively Determined Incentive Program | MILLVILLE | 8332 | 20 | 6.48 | Residential | Behind the Meter | No | Net Metered Residential | EMT Renewables |  | AC Electric | Accepted | 2023-12-19 | 2024-01-19 | 2025-01-19 | Inverters | ENPHASE | IQ8+ | 290 |  | 16 |  |  | 0.98 |  | Other | UNDER EACH PANEL
NJADRE1555452861 | Administratively Determined Incentive Program | MILLVILLE | 8332 | 20 | 6.48 | Residential | Behind the Meter | No | Net Metered Residential | EMT Renewables |  | AC Electric | Accepted | 2023-12-19 | 2024-01-19 | 2025-01-19 | Solar Panels | Q CELLS | Q PEAK DUO BLK |  | 0.405 | 16 | 200 | 40 |  | Fixed | Roof
NJADRE1555454757 | Administratively Determined Incentive Program | MAPLE SHADE | 8052 | 13 | 6.55 | Residential | Behind the Meter | No | Net Metered Residential | Freedom Forever New Jersey LLC |  | PSE&G | Accepted | 2023-12-19 | 2024-01-22 | 2025-01-22 | Inverters | Solar Edge | SE5000H-USRGM | 5000 |  | 1 |  |  | 0.99 |  | Outdoor
NJADRE1555454757 | Administratively Determined Incentive Program | MAPLE SHADE | 8052 | 13 | 6.55 | Residential | Behind the Meter | No | Net Metered Residential | Freedom Forever New Jersey LLC |  | PSE&G | Accepted | 2023-12-19 | 2024-01-22 | 2025-01-22 | Solar Panels | JInko Solar | JKM385M-6RL3-B |  | 0.385 | 12 | 218 | 22 |  | Fixed | Roof
NJADRE1555454757 | Administratively Determined Incentive Program | MAPLE SHADE | 8052 | 13 | 6.55 | Residential | Behind the Meter | No | Net Metered Residential | Freedom Forever New Jersey LLC |  | PSE&G | Accepted | 2023-12-19 | 2024-01-22 | 2025-01-22 | Solar Panels | Jinko Sokar | JKM385M-6RL3-B |  | 0.385 | 5 | 218 | 22 |  | Fixed | Roof
NJADRE1555456222 | Administratively Determined Incentive Program | JERSEY CITY | 7306 | 8 | 3.2 | Residential | Behind the Meter | Yes | Net Metered Residential | Pro Custom Solar dba Momentum Solar |  | PSE&G | Accepted | 2023-12-19 | 2024-01-22 | 2025-01-22 | Inverters | IQ8PLUS-72-2-US | ENPHASE | 290 |  | 8 |  |  | 0.97 |  | Other
NJADRE1555456222 | Administratively Determined Incentive Program | JERSEY CITY | 7306 | 8 | 3.2 | Residential | Behind the Meter | Yes | Net Metered Residential | Pro Custom Solar dba Momentum Solar |  | PSE&G | Accepted | 2023-12-19 | 2024-01-22 | 2025-01-22 | Solar Panels | Q. PEAK DUO BLK-G10+400 | HANWHA |  | 0.4 | 8 | 29 | 4 |  | Fixed | Roof
NJADRE1555458727 | Administratively Determined Incentive Program | TEANECK | 7666 | 7 | 6.48 | Residential | Behind the Meter | No | Net Metered Residential | Freedom Forever New Jersey LLC |  | PSE&G | Accepted | 2023-12-19 | 2024-01-22 | 2025-01-22 | Inverters | Solar Ege | SE5000H-USRGM | 5000 |  | 1 |  |  | 0.99 |  | Outdoor
NJADRE1555458727 | Administratively Determined Incentive Program | TEANECK | 7666 | 7 | 6.48 | Residential | Behind the Meter | No | Net Metered Residential | Freedom Forever New Jersey LLC |  | PSE&G | Accepted | 2023-12-19 | 2024-01-22 | 2025-01-22 | Solar Panels | REC Solar | REC405AA PURE |  | 0.405 | 8 | 206 | 31 |  | Fixed | Roof
NJADRE1555458727 | Administratively Determined Incentive Program | TEANECK | 7666 | 7 | 6.48 | Residential | Behind the Meter | No | Net Metered Residential | Freedom Forever New Jersey LLC |  | PSE&G | Accepted | 2023-12-19 | 2024-01-22 | 2025-01-22 | Solar Panels | REC Solar | REC405AA PURE |  | 0.405 | 8 | 206 | 31 |  | Fixed | Roof
NJADRE1555460412 | Administratively Determined Incentive Program | WILLINGBORO | 8046 | 13 | 4.86 | Residential | Behind the Meter | Yes | Net Metered Residential | Sunrun Installation Services, Inc. |  | PSE&G | Accepted | 2023-12-19 | 2024-01-22 | 2025-01-22 | Inverters | Delta Electronics | E4-TL-US | 4000 |  | 1 |  |  | 0.975 |  | Outdoor | next to meter
NJADRE1555460412 | Administratively Determined Incentive Program | WILLINGBORO | 8046 | 13 | 4.86 | Residential | Behind the Meter | Yes | Net Metered Residential | Sunrun Installation Services, Inc. |  | PSE&G | Accepted | 2023-12-19 | 2024-01-22 | 2025-01-22 | Solar Panels | Hanwha Q Cells | Q.PEAK DUO BLK ML-G10+ 405 |  | 0.405 | 12 | 180 | 26 |  | Fixed | Roof
NJADRE1555460528 | Administratively Determined Incentive Program | BRANCHBURG | 8876 | 5 | 8.51 | Residential | Behind the Meter | Yes | Net Metered Residential | EMT Renewables |  | JCP&L | Accepted | 2023-12-19 | 2024-01-22 | 2025-01-22 | Inverters | ENPHASE | IQ8+ | 290 |  | 21 |  |  | 0.98 |  | Other | UNDER EACH PANEL
NJADRE1555460528 | Administratively Determined Incentive Program | BRANCHBURG | 8876 | 5 | 8.51 | Residential | Behind the Meter | Yes | Net Metered Residential | EMT Renewables |  | JCP&L | Accepted | 2023-12-19 | 2024-01-22 | 2025-01-22 | Solar Panels | Q CELLS | Q PEAK DUO BLK |  | 0.405 | 21 | 217 | 21 |  | Fixed | Roof
NJADRE1555463158 | Administratively Determined Incentive Program | MIDDLESEX | 8846 | 11 | 13.37 | Residential | Behind the Meter | No | Net Metered Residential | Tesla Energy Operations Inc |  | PSE&G | Accepted | 2023-12-19 | 2024-01-29 | 2025-01-29 | Solar Panels | Hanwha | Q.PEAK DUO BLK ML-G10+/TS 405 |  | 0.405 | 6 | 166 | 24 |  | Fixed | Roof
NJADRE1555463158 | Administratively Determined Incentive Program | MIDDLESEX | 8846 | 11 | 13.37 | Residential | Behind the Meter | No | Net Metered Residential | Tesla Energy Operations Inc |  | PSE&G | Accepted | 2023-12-19 | 2024-01-29 | 2025-01-29 | Solar Panels | Hanwha | Q.PEAK DUO BLK ML-G10+/TS 405 |  | 0.405 | 6 | 344 | 24 |  | Fixed | Roof
NJADRE1555463158 | Administratively Determined Incentive Program | MIDDLESEX | 8846 | 11 | 13.37 | Residential | Behind the Meter | No | Net Metered Residential | Tesla Energy Operations Inc |  | PSE&G | Accepted | 2023-12-19 | 2024-01-29 | 2025-01-29 | Solar Panels | Hanwha | Q.PEAK DUO BLK ML-G10+/TS 405 |  | 0.405 | 9 | 164 | 24 |  | Fixed | Roof
NJADRE1555463158 | Administratively Determined Incentive Program | MIDDLESEX | 8846 | 11 | 13.37 | Residential | Behind the Meter | No | Net Metered Residential | Tesla Energy Operations Inc |  | PSE&G | Accepted | 2023-12-19 | 2024-01-29 | 2025-01-29 | Solar Panels | Hanwha | Q.PEAK DUO BLK ML-G10+/TS 405 |  | 0.405 | 12 | 345 | 24 |  | Fixed | Roof
NJADRE1555463158 | Administratively Determined Incentive Program | MIDDLESEX | 8846 | 11 | 13.37 | Residential | Behind the Meter | No | Net Metered Residential | Tesla Energy Operations Inc |  | PSE&G | Accepted | 2023-12-19 | 2024-01-29 | 2025-01-29 | Inverters | Tesla | #1850000-00-C | 7600 |  | 1 |  |  | 0.986 |  | Outdoor
NJADRE1555463158 | Administratively Determined Incentive Program | MIDDLESEX | 8846 | 11 | 13.37 | Residential | Behind the Meter | No | Net Metered Residential | Tesla Energy Operations Inc |  | PSE&G | Accepted | 2023-12-19 | 2024-01-29 | 2025-01-29 | Inverters | Tesla | 1538000-45-A | 5000 |  | 1 |  |  | 0.986 |  | Outdoor
NJADRE1555463158 | Administratively Determined Incentive Program | MIDDLESEX | 8846 | 11 | 13.37 | Residential | Behind the Meter | No | Net Metered Residential | Tesla Energy Operations Inc |  | PSE&G | Accepted | 2023-12-19 | 2024-01-29 | 2025-01-29 | Electric Storage Battery | Tesla | Ac Powerwall 2.0 |  |  | 1 |  |  |  | Lithium Ion |  | OUTSIDE
NJADRE1555463172 | Administratively Determined Incentive Program | JERSEY CITY | 7306 | 8 | 3.6 | Residential | Behind the Meter | Yes | Net Metered Residential | Pro Custom Solar dba Momentum Solar |  | PSE&G | Accepted | 2023-12-19 | 2024-01-22 | 2025-01-22 | Inverters | IQ8PLUS-72-2-US | ENPHASE | 290 |  | 9 |  |  | 0.97 |  | Other
NJADRE1555463172 | Administratively Determined Incentive Program | JERSEY CITY | 7306 | 8 | 3.6 | Residential | Behind the Meter | Yes | Net Metered Residential | Pro Custom Solar dba Momentum Solar |  | PSE&G | Accepted | 2023-12-19 | 2024-01-22 | 2025-01-22 | Solar Panels | Q. PEAK DUO BLK-G10+400 | HANWHA |  | 0.4 | 9 | 29 | 4 |  | Fixed | Roof
NJADRE1555463179 | Administratively Determined Incentive Program | FRANKLIN TWP SOM | 8873 | 5 | 2.84 | Residential | Behind the Meter | Yes | Net Metered Residential | Sunrun Installation Services, Inc. |  | PSE&G | Accepted | 2023-12-19 | 2024-01-22 | 2025-01-22 | Inverters | DELTA ELECTRONICS | E4-TL-US | 3840 |  | 1 |  |  | 0.97 |  | Outdoor | Next To Meter
NJADRE1555463179 | Administratively Determined Incentive Program | FRANKLIN TWP SOM | 8873 | 5 | 2.84 | Residential | Behind the Meter | Yes | Net Metered Residential | Sunrun Installation Services, Inc. |  | PSE&G | Accepted | 2023-12-19 | 2024-01-22 | 2025-01-22 | Solar Panels | HANWHA Q-CELLS | Q.PEAK DUO BLK ML-G10+ 405 |  | 0.405 | 7 | 181 | 25 |  | Fixed | Roof
NJADRE1555463197 | Administratively Determined Incentive Program | JERSEY CITY | 7306 | 8 | 3.2 | Residential | Behind the Meter | Yes | Net Metered Residential | Pro Custom Solar dba Momentum Solar |  | PSE&G | Accepted | 2023-12-19 | 2024-01-22 | 2025-01-22 | Inverters | IQ8PLUS-72-2-US | ENPHASE | 290 |  | 8 |  |  | 0.97 |  | Outdoor
NJADRE1555463197 | Administratively Determined Incentive Program | JERSEY CITY | 7306 | 8 | 3.2 | Residential | Behind the Meter | Yes | Net Metered Residential | Pro Custom Solar dba Momentum Solar |  | PSE&G | Accepted | 2023-12-19 | 2024-01-22 | 2025-01-22 | Solar Panels | Q. PEAK DUO BLK-G10+400 | HANWHA |  | 0.4 | 8 | 29 | 4 |  | Fixed | Roof
NJADRE1555463199 | Administratively Determined Incentive Program | VINELAND | 8361 | 20 | 6.48 | Residential | Behind the Meter | Yes | Net Metered Residential | Sunrun Installation Services, Inc. |  | Vineland Muni Electric | Accepted | 2023-12-19 | 2024-01-22 | 2025-01-22 | Inverters | SOLAREDGE TECHNOLOGIES | SE6000H-USSN | 6000 |  | 1 |  |  | 0.99 |  | Outdoor | next to meter
NJADRE1555463199 | Administratively Determined Incentive Program | VINELAND | 8361 | 20 | 6.48 | Residential | Behind the Meter | Yes | Net Metered Residential | Sunrun Installation Services, Inc. |  | Vineland Muni Electric | Accepted | 2023-12-19 | 2024-01-22 | 2025-01-22 | Solar Panels | Hanwha Q Cells | Q.PEAK DUO BLK ML-G10+ 405 |  | 0.405 | 16 | 183 | 38 |  | Fixed | Roof
NJADRE1555463207 | Administratively Determined Incentive Program | PLEASANTVILLE | 8232 | 19 | 6.08 | Residential | Behind the Meter | No | Net Metered Residential | EMT Renewables |  | AC Electric | Accepted | 2023-12-19 | 2024-01-22 | 2025-01-22 | Inverters | ENPHASE | IQ8+ | 290 |  | 15 |  |  | 0.98 |  | Other | UNDER EACH PANEL
NJADRE1555463207 | Administratively Determined Incentive Program | PLEASANTVILLE | 8232 | 19 | 6.08 | Residential | Behind the Meter | No | Net Metered Residential | EMT Renewables |  | AC Electric | Accepted | 2023-12-19 | 2024-01-22 | 2025-01-22 | Solar Panels | Q CELLS | Q PEAK DUO BLK |  | 0.405 | 12 | 116 | 35 |  | Fixed | Roof
NJADRE1555463207 | Administratively Determined Incentive Program | PLEASANTVILLE | 8232 | 19 | 6.08 | Residential | Behind the Meter | No | Net Metered Residential | EMT Renewables |  | AC Electric | Accepted | 2023-12-19 | 2024-01-22 | 2025-01-22 | Solar Panels | Q CELLS | Q PEAK DUO BLK |  | 0.405 | 3 | 296 | 35 |  | Fixed | Roof
NJADRE1555463236 | Administratively Determined Incentive Program | WILLINGBORO | 8046 | 13 | 10.4 | Residential | Behind the Meter | Yes | Net Metered Residential | SunPower Corporation |  | PSE&G | Accepted | 2023-12-19 | 2024-01-22 | 2025-01-22 | Solar Panels | WAAREE ENERGIES LIMITED | WSMDI-400 |  | 0.4 | 4 | 260 | 16 |  | Fixed | Roof
NJADRE1555463236 | Administratively Determined Incentive Program | WILLINGBORO | 8046 | 13 | 10.4 | Residential | Behind the Meter | Yes | Net Metered Residential | SunPower Corporation |  | PSE&G | Accepted | 2023-12-19 | 2024-01-22 | 2025-01-22 | Solar Panels | WAAREE ENERGIES LIMITED | WSMDI-400 |  | 0.4 | 16 | 260 | 43 |  | Fixed | Roof
NJADRE1555463236 | Administratively Determined Incentive Program | WILLINGBORO | 8046 | 13 | 10.4 | Residential | Behind the Meter | Yes | Net Metered Residential | SunPower Corporation |  | PSE&G | Accepted | 2023-12-19 | 2024-01-22 | 2025-01-22 | Solar Panels | WAAREE ENERGIES LIMITED | WSMDI-400 |  | 0.4 | 6 | 80 | 15 |  | Fixed | Roof
NJADRE1555463236 | Administratively Determined Incentive Program | WILLINGBORO | 8046 | 13 | 10.4 | Residential | Behind the Meter | Yes | Net Metered Residential | SunPower Corporation |  | PSE&G | Accepted | 2023-12-19 | 2024-01-22 | 2025-01-22 | Inverters | Enphase | IQ7HS-66-M-US | 384 |  | 26 |  |  | 0.97 |  | Other | Under Each Panel
NJADRE1555463246 | Administratively Determined Incentive Program | MANAHAWKIN | 8050 | 18 | 3.24 | Residential | Behind the Meter | Yes | Net Metered Residential | Venture Home Solar, LLC |  | AC Electric | Accepted | 2023-12-19 | 2024-01-22 | 2025-01-22 | Inverters | Enphase | IQ8PLUS-72-2-US (240V) | 290 |  | 8 |  |  | 0.98 |  | Outdoor | Roof
NJADRE1555463246 | Administratively Determined Incentive Program | MANAHAWKIN | 8050 | 18 | 3.24 | Residential | Behind the Meter | Yes | Net Metered Residential | Venture Home Solar, LLC |  | AC Electric | Accepted | 2023-12-19 | 2024-01-22 | 2025-01-22 | Solar Panels | Hanwha | Q.PEAK DUO BLK ML-G10+ 405 |  | 0.405 | 8 | 221 | 23 |  | Fixed | Roof
NJADRE1555463259 | Administratively Determined Incentive Program | CHERRY HILL | 8003 | 14 | 18.4 | Residential | Behind the Meter | Yes | Net Metered Residential | Pro Custom Solar dba Momentum Solar |  | PSE&G | Accepted | 2023-12-19 | 2024-01-22 | 2025-01-22 | Inverters | IQ8PLUS-72-2-US | ENPHASE | 290 |  | 46 |  |  | 0.97 |  | Outdoor
NJADRE1555463259 | Administratively Determined Incentive Program | CHERRY HILL | 8003 | 14 | 18.4 | Residential | Behind the Meter | Yes | Net Metered Residential | Pro Custom Solar dba Momentum Solar |  | PSE&G | Accepted | 2023-12-19 | 2024-01-22 | 2025-01-22 | Solar Panels | Q. PEAK DUO BLK-G10+400 | HANWHA |  | 0.4 | 8 | 189 | 22 |  | Fixed | Roof
NJADRE1555463259 | Administratively Determined Incentive Program | CHERRY HILL | 8003 | 14 | 18.4 | Residential | Behind the Meter | Yes | Net Metered Residential | Pro Custom Solar dba Momentum Solar |  | PSE&G | Accepted | 2023-12-19 | 2024-01-22 | 2025-01-22 | Solar Panels | Q. PEAK DUO BLK-G10+400 | HANWHA |  | 0.4 | 16 | 9 | 23 |  | Fixed | Roof
NJADRE1555463259 | Administratively Determined Incentive Program | CHERRY HILL | 8003 | 14 | 18.4 | Residential | Behind the Meter | Yes | Net Metered Residential | Pro Custom Solar dba Momentum Solar |  | PSE&G | Accepted | 2023-12-19 | 2024-01-22 | 2025-01-22 | Solar Panels | Q. PEAK DUO BLK-G10+400 | HANWHA |  | 0.4 | 14 | 279 | 37 |  | Fixed | Roof
NJADRE1555463259 | Administratively Determined Incentive Program | CHERRY HILL | 8003 | 14 | 18.4 | Residential | Behind the Meter | Yes | Net Metered Residential | Pro Custom Solar dba Momentum Solar |  | PSE&G | Accepted | 2023-12-19 | 2024-01-22 | 2025-01-22 | Solar Panels | Q. PEAK DUO BLK-G10+400 | HANWHA |  | 0.4 | 3 | 189 | 22 |  | Fixed | Roof
NJADRE1555463259 | Administratively Determined Incentive Program | CHERRY HILL | 8003 | 14 | 18.4 | Residential | Behind the Meter | Yes | Net Metered Residential | Pro Custom Solar dba Momentum Solar |  | PSE&G | Accepted | 2023-12-19 | 2024-01-22 | 2025-01-22 | Solar Panels | Q. PEAK DUO BLK-G10+400 | HANWHA |  | 0.4 | 5 | 278 | 37 |  | Fixed | Roof
NJADRE1555463282 | Administratively Determined Incentive Program | HOWELL TOWNSHIP | 7731 | 17 | 2 | Residential | Behind the Meter | No | Net Metered Residential | Freedom Forever New Jersey LLC |  | JCP&L | Accepted | 2023-12-19 | 2024-01-22 | 2025-01-22 | Inverters | Enphase | IQ8PLUS-72-2-US | 290 |  | 5 |  |  | 0.99 |  | Outdoor
NJADRE1555463282 | Administratively Determined Incentive Program | HOWELL TOWNSHIP | 7731 | 17 | 2 | Residential | Behind the Meter | No | Net Metered Residential | Freedom Forever New Jersey LLC |  | JCP&L | Accepted | 2023-12-19 | 2024-01-22 | 2025-01-22 | Solar Panels | Freedom Forever LLC | FF-MP-BBB-400 |  | 0.4 | 5 | 278 | 18 |  | Fixed | Roof
NJADRE1555476458 | Administratively Determined Incentive Program | MARTINSVILLE | 8836 | 5 | 10 | Residential | Behind the Meter | No | Net Metered Residential | Supreme Solar Services |  | PSE&G | Accepted | 2023-12-19 | 2024-01-22 | 2025-01-22 | Solar Panels | VSUN | 400 108bmh |  | 0.4 | 16 | 167 | 36 |  | Fixed | Roof | Roof
NJADRE1555476458 | Administratively Determined Incentive Program | MARTINSVILLE | 8836 | 5 | 10 | Residential | Behind the Meter | No | Net Metered Residential | Supreme Solar Services |  | PSE&G | Accepted | 2023-12-19 | 2024-01-22 | 2025-01-22 | Solar Panels | VSUN | 300 108bmh |  | 0.4 | 9 | 167 | 36 |  | Fixed | Roof
NJADRE1555476458 | Administratively Determined Incentive Program | MARTINSVILLE | 8836 | 5 | 10 | Residential | Behind the Meter | No | Net Metered Residential | Supreme Solar Services |  | PSE&G | Accepted | 2023-12-19 | 2024-01-22 | 2025-01-22 | Inverters | Enphase | IQ8A's | 9 |  | 25 |  |  | 0.98 |  | Outdoor
NJADRE1555484277 | Administratively Determined Incentive Program | NEW BRUNSWICK | 8901 | 11 | 7.2 | Residential | Behind the Meter | Yes | Net Metered Residential | Suntuity Solar LLC |  | PSE&G | Accepted | 2023-12-20 | 2024-01-22 | 2025-01-22 | Inverters | ENPHASE | IQ8PLUS-72-2-US | 290 |  | 18 |  |  | 0.97 |  | Outdoor | Behind the PV modules
NJADRE1555484277 | Administratively Determined Incentive Program | NEW BRUNSWICK | 8901 | 11 | 7.2 | Residential | Behind the Meter | Yes | Net Metered Residential | Suntuity Solar LLC |  | PSE&G | Accepted | 2023-12-20 | 2024-01-22 | 2025-01-22 | Solar Panels | CANADIAN SOLAR | CS6R-400MS-HL |  | 0.4 | 18 | 192 | 23 |  | Fixed | Roof
NJADRE1555484285 | Administratively Determined Incentive Program | WILLINGBORO | 8046 | 13 | 8.51 | Residential | Behind the Meter | Yes | Net Metered Residential | Sunrun Installation Services, Inc. |  | PSE&G | Accepted | 2023-12-20 | 2024-01-22 | 2025-01-22 | Inverters | SolarEdge Technologies | SE7600H-USSN | 7600 |  | 1 |  |  | 0.96 |  | Outdoor | Next To Meter
NJADRE1555484285 | Administratively Determined Incentive Program | WILLINGBORO | 8046 | 13 | 8.51 | Residential | Behind the Meter | Yes | Net Metered Residential | Sunrun Installation Services, Inc. |  | PSE&G | Accepted | 2023-12-20 | 2024-01-22 | 2025-01-22 | Solar Panels | Hanwha Q Cells | Q.PEAK DUO BLK ML-G10+ 405 |  | 0.405 | 3 | 223 | 17 |  | Fixed | Roof
NJADRE1555484285 | Administratively Determined Incentive Program | WILLINGBORO | 8046 | 13 | 8.51 | Residential | Behind the Meter | Yes | Net Metered Residential | Sunrun Installation Services, Inc. |  | PSE&G | Accepted | 2023-12-20 | 2024-01-22 | 2025-01-22 | Solar Panels | Hanwha Q Cells | Q.PEAK DUO BLK ML-G10+ 405 |  | 0.405 | 3 | 44 | 18 |  | Fixed | Roof
NJADRE1555484285 | Administratively Determined Incentive Program | WILLINGBORO | 8046 | 13 | 8.51 | Residential | Behind the Meter | Yes | Net Metered Residential | Sunrun Installation Services, Inc. |  | PSE&G | Accepted | 2023-12-20 | 2024-01-22 | 2025-01-22 | Solar Panels | Hanwha Q Cells | Q.PEAK DUO BLK ML-G10+ 405 |  | 0.405 | 5 | 44 | 27 |  | Fixed | Roof
NJADRE1555484285 | Administratively Determined Incentive Program | WILLINGBORO | 8046 | 13 | 8.51 | Residential | Behind the Meter | Yes | Net Metered Residential | Sunrun Installation Services, Inc. |  | PSE&G | Accepted | 2023-12-20 | 2024-01-22 | 2025-01-22 | Solar Panels | Hanwha Q Cells | Q.PEAK DUO BLK ML-G10+ 405 |  | 0.405 | 10 | 223 | 26 |  | Fixed | Roof
NJADRE1555484288 | Administratively Determined Incentive Program | COLONIA | 7067 | 10 | 4.46 | Residential | Behind the Meter | Yes | Net Metered Residential | Sunrun Installation Services, Inc. |  | PSE&G | Accepted | 2023-12-20 | 2024-01-22 | 2025-01-22 | Inverters | SolarEdge Technologies | SE3800H-USMN | 3800 |  | 1 |  |  | 0.96 |  | Outdoor | Next To Meter
NJADRE1555484288 | Administratively Determined Incentive Program | COLONIA | 7067 | 10 | 4.46 | Residential | Behind the Meter | Yes | Net Metered Residential | Sunrun Installation Services, Inc. |  | PSE&G | Accepted | 2023-12-20 | 2024-01-22 | 2025-01-22 | Solar Panels | Hanwha Q Cells | Q.PEAK DUO BLK ML-G10+ 405 |  | 0.405 | 3 | 174 | 43 |  | Fixed | Roof
NJADRE1555484288 | Administratively Determined Incentive Program | COLONIA | 7067 | 10 | 4.46 | Residential | Behind the Meter | Yes | Net Metered Residential | Sunrun Installation Services, Inc. |  | PSE&G | Accepted | 2023-12-20 | 2024-01-22 | 2025-01-22 | Solar Panels | Hanwha Q Cells | Q.PEAK DUO BLK ML-G10+ 405 |  | 0.405 | 8 | 354 | 42 |  | Fixed | Roof
NJADRE1555484301 | Administratively Determined Incentive Program | WOODBRIDGE | 7095 | 11 | 4.05 | Residential | Behind the Meter | Yes | Net Metered Residential | Sunrun Installation Services, Inc. |  | PSE&G | Accepted | 2023-12-20 | 2024-02-06 | 2025-02-06 | Inverters | SOLAREDGE TECHNOLOGIES | SE3800H-USMN | 3800 |  | 1 |  |  | 0.992 |  | Outdoor | next to meter
NJADRE1555484301 | Administratively Determined Incentive Program | WOODBRIDGE | 7095 | 11 | 4.05 | Residential | Behind the Meter | Yes | Net Metered Residential | Sunrun Installation Services, Inc. |  | PSE&G | Accepted | 2023-12-20 | 2024-02-06 | 2025-02-06 | Solar Panels | HANWHA Q-CELLS | Q.PEAK DUO BLK ML-G10+ 405 |  | 0.405 | 10 | 172 | 34 |  | Fixed | Roof
NJADRE1555484302 | Administratively Determined Incentive Program | MANTUA | 8051 | 15 | 5.2 | Residential | Behind the Meter | Yes | Net Metered Residential | SunnyMac LLC |  | AC Electric | Accepted | 2023-12-20 | 2024-01-22 | 2025-01-22 | Solar Panels | 400 N-PEAK 3 BLACK | REC |  | 0.4 | 5 | 155 | 15 |  | Fixed | Roof
NJADRE1555484302 | Administratively Determined Incentive Program | MANTUA | 8051 | 15 | 5.2 | Residential | Behind the Meter | Yes | Net Metered Residential | SunnyMac LLC |  | AC Electric | Accepted | 2023-12-20 | 2024-01-22 | 2025-01-22 | Solar Panels | 400 N-PEAK 3 BLACK | REC |  | 0.4 | 8 | 245 | 27 |  | Fixed | Roof
NJADRE1555484302 | Administratively Determined Incentive Program | MANTUA | 8051 | 15 | 5.2 | Residential | Behind the Meter | Yes | Net Metered Residential | SunnyMac LLC |  | AC Electric | Accepted | 2023-12-20 | 2024-01-22 | 2025-01-22 | Inverters | SE5000H-US | SOLAREDGE | 5000 |  | 1 |  |  | 0.1 |  | Outdoor | NEXT TO METER
NJADRE1555484328 | Administratively Determined Incentive Program | GLENDORA | 8029 | 14 | 6.8 | Residential | Behind the Meter | No | Net Metered Residential | Advanced Renewable Solutions LLC |  | PSE&G | Accepted | 2023-12-20 | 2024-01-22 | 2025-01-22 | Inverters | Enphase | IQ8A-72-US | 349 |  | 17 |  |  | 0.976 |  | Outdoor
NJADRE1555484328 | Administratively Determined Incentive Program | GLENDORA | 8029 | 14 | 6.8 | Residential | Behind the Meter | No | Net Metered Residential | Advanced Renewable Solutions LLC |  | PSE&G | Accepted | 2023-12-20 | 2024-01-22 | 2025-01-22 | Solar Panels | Certainteed | ct400hc11-40 |  | 0.4 | 17 | 174 | 45 |  | Fixed | Roof
NJADRE1555484338 | Administratively Determined Incentive Program | WOODBRIDGE TWP | 7067 | 10 | 6.08 | Residential | Behind the Meter | Yes | Net Metered Residential | Sunrun Installation Services, Inc. |  | PSE&G | Accepted | 2023-12-20 | 2024-01-22 | 2025-01-22 | Inverters | Delta Electronics | E6-TL-US | 6000 |  | 1 |  |  | 0.975 |  | Outdoor | next to meter
NJADRE1555484338 | Administratively Determined Incentive Program | WOODBRIDGE TWP | 7067 | 10 | 6.08 | Residential | Behind the Meter | Yes | Net Metered Residential | Sunrun Installation Services, Inc. |  | PSE&G | Accepted | 2023-12-20 | 2024-01-22 | 2025-01-22 | Solar Panels | HANWHA Q-CELLS | Q.PEAK DUO BLK ML-G10+ 405 |  | 0.405 | 15 | 92 | 28 |  | Fixed | Roof
NJADRE1555484346 | Administratively Determined Incentive Program | GARFIELD | 7026 | 7 | 5.46 | Residential | Behind the Meter | No | Net Metered Residential | Fusion Solar Energy |  | PSE&G | Accepted | 2023-12-20 | 2024-01-22 | 2025-01-22 | Inverters | ENPHASE | IQ7PLUS-72-2-US | 290 |  | 14 |  |  | 0.94 |  | Outside
NJADRE1555484346 | Administratively Determined Incentive Program | GARFIELD | 7026 | 7 | 5.46 | Residential | Behind the Meter | No | Net Metered Residential | Fusion Solar Energy |  | PSE&G | Accepted | 2023-12-20 | 2024-01-22 | 2025-01-22 | Solar Panels | JA SOLAR | JAM54S31-390/MR |  | 0.39 | 14 | 123 | 24 |  | Fixed | Roof
NJADRE1555484347 | Administratively Determined Incentive Program | WESTFIELD | 7090 | 10 | 5.27 | Residential | Behind the Meter | Yes | Net Metered Residential | SunnyMac LLC |  | PSE&G | Accepted | 2023-12-20 | 2024-01-23 | 2025-01-23 | Solar Panels | Q.PEAK DUO BLK ML-G10+ 405 | HANWHA |  | 0.405 | 3 | 142 | 45 |  | Fixed | Roof
NJADRE1555484347 | Administratively Determined Incentive Program | WESTFIELD | 7090 | 10 | 5.27 | Residential | Behind the Meter | Yes | Net Metered Residential | SunnyMac LLC |  | PSE&G | Accepted | 2023-12-20 | 2024-01-23 | 2025-01-23 | Solar Panels | Q.PEAK DUO BLK ML-G10+ 405 | HANWHA |  | 0.405 | 4 | 232 | 42 |  | Fixed | Roof
NJADRE1555484347 | Administratively Determined Incentive Program | WESTFIELD | 7090 | 10 | 5.27 | Residential | Behind the Meter | Yes | Net Metered Residential | SunnyMac LLC |  | PSE&G | Accepted | 2023-12-20 | 2024-01-23 | 2025-01-23 | Solar Panels | Q.PEAK DUO BLK ML-G10+ 405 | HANWHA |  | 0.405 | 2 | 239 | 39 |  | Fixed | Roof
NJADRE1555484347 | Administratively Determined Incentive Program | WESTFIELD | 7090 | 10 | 5.27 | Residential | Behind the Meter | Yes | Net Metered Residential | SunnyMac LLC |  | PSE&G | Accepted | 2023-12-20 | 2024-01-23 | 2025-01-23 | Solar Panels | Q.PEAK DUO BLK ML-G10+ 405 | HANWHA |  | 0.405 | 4 | 52 | 42 |  | Fixed | Roof
NJADRE1555484347 | Administratively Determined Incentive Program | WESTFIELD | 7090 | 10 | 5.27 | Residential | Behind the Meter | Yes | Net Metered Residential | SunnyMac LLC |  | PSE&G | Accepted | 2023-12-20 | 2024-01-23 | 2025-01-23 | Inverters | SE3800H-US | Solaredge | 3800 |  | 1 |  |  | 0.1 |  | Outdoor | next to meter
NJADRE1555484348 | Administratively Determined Incentive Program | MOUNT LAUREL | 8054 | 13 | 6.4 | Residential | Behind the Meter | No | Net Metered Residential | Advanced Renewable Solutions LLC |  | PSE&G | Accepted | 2023-12-20 | 2024-01-22 | 2025-01-22 | Solar Panels | Certainteed | ct400hc11-40 |  | 0.4 | 16 | 171 | 32 |  | Fixed | Roof
NJADRE1555484348 | Administratively Determined Incentive Program | MOUNT LAUREL | 8054 | 13 | 6.4 | Residential | Behind the Meter | No | Net Metered Residential | Advanced Renewable Solutions LLC |  | PSE&G | Accepted | 2023-12-20 | 2024-01-22 | 2025-01-22 | Inverters | Enphase | IQ8A-72-US | 349 |  | 16 |  |  | 0.976 |  | Outdoor
NJADRE1555484365 | Administratively Determined Incentive Program | TRENTON | 8690 | 12 | 10.94 | Residential | Behind the Meter | Yes | Net Metered Residential | SunnyMac LLC |  | PSE&G | Accepted | 2023-12-20 | 2024-01-23 | 2025-01-23 | Solar Panels | Q.PEAK DUO BLK ML-G10+ 405 | HANWHA |  | 0.405 | 3 | 193 | 19 |  | Fixed | Roof
NJADRE1555484365 | Administratively Determined Incentive Program | TRENTON | 8690 | 12 | 10.94 | Residential | Behind the Meter | Yes | Net Metered Residential | SunnyMac LLC |  | PSE&G | Accepted | 2023-12-20 | 2024-01-23 | 2025-01-23 | Solar Panels | Q.PEAK DUO BLK ML-G10+ 405 | HANWHA |  | 0.405 | 10 | 103 | 19 |  | Fixed | Roof
NJADRE1555484365 | Administratively Determined Incentive Program | TRENTON | 8690 | 12 | 10.94 | Residential | Behind the Meter | Yes | Net Metered Residential | SunnyMac LLC |  | PSE&G | Accepted | 2023-12-20 | 2024-01-23 | 2025-01-23 | Solar Panels | Q.PEAK DUO BLK ML-G10+ 405 | HANWHA |  | 0.405 | 11 | 283 | 19 |  | Fixed | Roof
NJADRE1555484365 | Administratively Determined Incentive Program | TRENTON | 8690 | 12 | 10.94 | Residential | Behind the Meter | Yes | Net Metered Residential | SunnyMac LLC |  | PSE&G | Accepted | 2023-12-20 | 2024-01-23 | 2025-01-23 | Solar Panels | Q.PEAK DUO BLK ML-G10+ 405 | HANWHA |  | 0.405 | 3 | 13 | 19 |  | Fixed | Roof
NJADRE1555484365 | Administratively Determined Incentive Program | TRENTON | 8690 | 12 | 10.94 | Residential | Behind the Meter | Yes | Net Metered Residential | SunnyMac LLC |  | PSE&G | Accepted | 2023-12-20 | 2024-01-23 | 2025-01-23 | Inverters | SE7600H-US | SOLAREDGE | 7600 |  | 1 |  |  | 0.1 |  | Outdoor | next to meter
NJADRE1555484385 | Administratively Determined Incentive Program | VAUXHALL | 7088 | 10 | 3.24 | Residential | Behind the Meter | Yes | Net Metered Residential | Sunrun Installation Services, Inc. |  | PSE&G | Accepted | 2023-12-20 | 2024-01-22 | 2025-01-22 | Electric Storage Battery | Tesla | Powerwall |  |  | 1 |  |  |  | Lithium Ion |  | Inside
NJADRE1555484385 | Administratively Determined Incentive Program | VAUXHALL | 7088 | 10 | 3.24 | Residential | Behind the Meter | Yes | Net Metered Residential | Sunrun Installation Services, Inc. |  | PSE&G | Accepted | 2023-12-20 | 2024-01-22 | 2025-01-22 | Inverters | Delta Electronics | E4-TL-US | 4000 |  | 1 |  |  | 0.975 |  | Outdoor | next to meter
NJADRE1555484385 | Administratively Determined Incentive Program | VAUXHALL | 7088 | 10 | 3.24 | Residential | Behind the Meter | Yes | Net Metered Residential | Sunrun Installation Services, Inc. |  | PSE&G | Accepted | 2023-12-20 | 2024-01-22 | 2025-01-22 | Solar Panels | Hanwha Q Cells | Q.PEAK DUO BLK ML-G10+ 405 |  | 0.405 | 8 | 349 | 21 |  | Fixed | Roof
NJADRE1555484402 | Administratively Determined Incentive Program | LITTLE EGG HARBOR TWP | 8087 | 18 | 8.91 | Residential | Behind the Meter | Yes | Net Metered Residential | Trinity Solar |  | AC Electric | Accepted | 2023-12-20 | 2024-01-22 | 2025-01-22 | Solar Panels | Hanwha | Q.PEAK DUO BLK ML-G10+ 405 |  | 0.405 | 7 | 351 | 30 |  | Fixed | Roof
NJADRE1555484402 | Administratively Determined Incentive Program | LITTLE EGG HARBOR TWP | 8087 | 18 | 8.91 | Residential | Behind the Meter | Yes | Net Metered Residential | Trinity Solar |  | AC Electric | Accepted | 2023-12-20 | 2024-01-22 | 2025-01-22 | Solar Panels | Hanwha | Q.PEAK DUO BLK ML-G10+ 405 |  | 0.405 | 9 | 81 | 30 |  | Fixed | Roof
NJADRE1555484402 | Administratively Determined Incentive Program | LITTLE EGG HARBOR TWP | 8087 | 18 | 8.91 | Residential | Behind the Meter | Yes | Net Metered Residential | Trinity Solar |  | AC Electric | Accepted | 2023-12-20 | 2024-01-22 | 2025-01-22 | Solar Panels | Hanwha | Q.PEAK DUO BLK ML-G10+ 405 |  | 0.405 | 6 | 261 | 30 |  | Fixed | Roof
NJADRE1555484402 | Administratively Determined Incentive Program | LITTLE EGG HARBOR TWP | 8087 | 18 | 8.91 | Residential | Behind the Meter | Yes | Net Metered Residential | Trinity Solar |  | AC Electric | Accepted | 2023-12-20 | 2024-01-22 | 2025-01-22 | Inverters | Solar Edge | SE7600H-US | 7600 |  | 1 |  |  | 0.97 |  | Outside
NJADRE1555484402 | Administratively Determined Incentive Program | LITTLE EGG HARBOR TWP | 8087 | 18 | 8.91 | Residential | Behind the Meter | Yes | Net Metered Residential | Trinity Solar |  | AC Electric | Accepted | 2023-12-20 | 2024-01-22 | 2025-01-22 | Electric Storage Battery | Tesla | Powerwall 2 |  |  | 2 |  |  |  | Lithium Ion |  | Indoors
NJADRE1555484436 | Administratively Determined Incentive Program | TOMS RIVER | 8753 | 18 | 10.94 | Residential | Behind the Meter | Yes | Net Metered Residential | EMT Renewables |  | JCP&L | Accepted | 2023-12-20 | 2024-01-22 | 2025-01-22 | Inverters | enphase | iq8+ | 290 |  | 27 |  |  | 0.98 |  | Other | under each panel
NJADRE1555484436 | Administratively Determined Incentive Program | TOMS RIVER | 8753 | 18 | 10.94 | Residential | Behind the Meter | Yes | Net Metered Residential | EMT Renewables |  | JCP&L | Accepted | 2023-12-20 | 2024-01-22 | 2025-01-22 | Solar Panels | q cells | q peak duo blk |  | 0.405 | 14 | 183 | 23 |  | Fixed | Roof
NJADRE1555484436 | Administratively Determined Incentive Program | TOMS RIVER | 8753 | 18 | 10.94 | Residential | Behind the Meter | Yes | Net Metered Residential | EMT Renewables |  | JCP&L | Accepted | 2023-12-20 | 2024-01-22 | 2025-01-22 | Solar Panels | q cells | q peak duo blk |  | 0.405 | 13 | 273 | 24 |  | Fixed | Roof
NJADRE1555484467 | Administratively Determined Incentive Program | BOONTON | 7005 | 3 | 9.72 | Residential | Behind the Meter | Yes | Net Metered Residential | Trinity Solar |  | JCP&L | Accepted | 2023-12-20 | 2024-01-22 | 2025-01-22 | Inverters | Solar Edge | SE7600H-US | 7600 |  | 1 |  |  | 0.97 |  | Outside
NJADRE1555484467 | Administratively Determined Incentive Program | BOONTON | 7005 | 3 | 9.72 | Residential | Behind the Meter | Yes | Net Metered Residential | Trinity Solar |  | JCP&L | Accepted | 2023-12-20 | 2024-01-22 | 2025-01-22 | Solar Panels | Hanwha | Q.PEAK DUO BLK ML-G10+405 |  | 0.405 | 19 | 157 | 45 |  | Fixed | Roof
NJADRE1555484467 | Administratively Determined Incentive Program | BOONTON | 7005 | 3 | 9.72 | Residential | Behind the Meter | Yes | Net Metered Residential | Trinity Solar |  | JCP&L | Accepted | 2023-12-20 | 2024-01-22 | 2025-01-22 | Solar Panels | Hanwha | Q.PEAK DUO BLK ML-G10+405 |  | 0.405 | 5 | 67 | 37 |  | Fixed | Roof
NJADRE1555484478 | Administratively Determined Incentive Program | SOMERSET | 8873 | 5 | 3.65 | Residential | Behind the Meter | No | Net Metered Residential | Pro Custom Solar dba Momentum Solar |  | PSE&G | Accepted | 2023-12-20 | 2024-01-22 | 2025-01-22 | Inverters | enphase | iq7plus-72-2-us | 290 |  | 10 |  |  | 0.97 |  | Outdoor
NJADRE1555484478 | Administratively Determined Incentive Program | SOMERSET | 8873 | 5 | 3.65 | Residential | Behind the Meter | No | Net Metered Residential | Pro Custom Solar dba Momentum Solar |  | PSE&G | Accepted | 2023-12-20 | 2024-01-22 | 2025-01-22 | Solar Panels | q.peak duo blk-g10+365 | hanwha |  | 0.365 | 6 | 28 | 31 |  | Fixed | Roof
NJADRE1555484478 | Administratively Determined Incentive Program | SOMERSET | 8873 | 5 | 3.65 | Residential | Behind the Meter | No | Net Metered Residential | Pro Custom Solar dba Momentum Solar |  | PSE&G | Accepted | 2023-12-20 | 2024-01-22 | 2025-01-22 | Solar Panels | 0.365 | q.peak duo blk-g10+365 |  | 0.365 | 4 | 28 | 34 |  | Fixed | Roof
NJADRE1555484483 | Administratively Determined Incentive Program | PHILLIPSBURG | 8865 | 2 | 11.34 | Residential | Behind the Meter | No | Net Metered Residential | Green Power Energy, LLC |  | JCP&L | Accepted | 2023-12-20 | 2024-01-24 | 2025-01-24 | Electric Storage Battery | Enphase Energy | IQBATTERY-5P-1P-NA |  |  | 2 |  |  |  | Lithium Ion |  | Inside
NJADRE1555484483 | Administratively Determined Incentive Program | PHILLIPSBURG | 8865 | 2 | 11.34 | Residential | Behind the Meter | No | Net Metered Residential | Green Power Energy, LLC |  | JCP&L | Accepted | 2023-12-20 | 2024-01-24 | 2025-01-24 | Inverters | Enphase Energy | IQ8PLUS-72-2-US [240V] | 290 |  | 28 |  |  | 0.975 |  | Outside | Roof
NJADRE1555484483 | Administratively Determined Incentive Program | PHILLIPSBURG | 8865 | 2 | 11.34 | Residential | Behind the Meter | No | Net Metered Residential | Green Power Energy, LLC |  | JCP&L | Accepted | 2023-12-20 | 2024-01-24 | 2025-01-24 | Solar Panels | REC Solar | REC405AA Pure Black |  | 0.405 | 6 | 240 | 23 |  | Fixed | Roof
NJADRE1555484483 | Administratively Determined Incentive Program | PHILLIPSBURG | 8865 | 2 | 11.34 | Residential | Behind the Meter | No | Net Metered Residential | Green Power Energy, LLC |  | JCP&L | Accepted | 2023-12-20 | 2024-01-24 | 2025-01-24 | Solar Panels | REC Solar | REC405AA Pure Black |  | 0.405 | 7 | 59 | 23 |  | Fixed | Roof
NJADRE1555484483 | Administratively Determined Incentive Program | PHILLIPSBURG | 8865 | 2 | 11.34 | Residential | Behind the Meter | No | Net Metered Residential | Green Power Energy, LLC |  | JCP&L | Accepted | 2023-12-20 | 2024-01-24 | 2025-01-24 | Solar Panels | REC Solar | REC405AA Pure Black |  | 0.405 | 15 | 150 | 23 |  | Fixed | Roof
NJADRE1555484484 | Administratively Determined Incentive Program | MAYS LANDING | 8330 | 19 | 7.7 | Residential | Behind the Meter | Yes | Net Metered Residential | Skyline Solar LLC |  | AC Electric | Accepted | 2023-12-20 | 2024-01-22 | 2025-01-22 | Solar Panels | Q CELLS | Q.PEAK DUO BLK ML-G10+ |  | 0.405 | 14 | 129 | 40 |  | Fixed | Roof
NJADRE1555484484 | Administratively Determined Incentive Program | MAYS LANDING | 8330 | 19 | 7.7 | Residential | Behind the Meter | Yes | Net Metered Residential | Skyline Solar LLC |  | AC Electric | Accepted | 2023-12-20 | 2024-01-22 | 2025-01-22 | Solar Panels | Q CELS | Q.PEAK DUO BLK ML-G10+ |  | 0.405 | 5 | 129 | 14 |  | Fixed | Roof
NJADRE1555484484 | Administratively Determined Incentive Program | MAYS LANDING | 8330 | 19 | 7.7 | Residential | Behind the Meter | Yes | Net Metered Residential | Skyline Solar LLC |  | AC Electric | Accepted | 2023-12-20 | 2024-01-22 | 2025-01-22 | Inverters | ENPHASE | IQ8PLUS -72-2-US | 290 |  | 19 |  |  | 0.976 |  | Outdoor
NJADRE1555484492 | Administratively Determined Incentive Program | PENNSAUKEN | 8110 | 14 | 7.29 | Residential | Behind the Meter | Yes | Net Metered Residential | SunnyMac LLC |  | PSE&G | Accepted | 2023-12-20 | 2024-01-22 | 2025-01-22 | Solar Panels | Q.PEAK DUO BLK ML-G10+ 405 | HANWHA |  | 0.405 | 9 | 223 | 18 |  | Fixed | Roof
NJADRE1555484492 | Administratively Determined Incentive Program | PENNSAUKEN | 8110 | 14 | 7.29 | Residential | Behind the Meter | Yes | Net Metered Residential | SunnyMac LLC |  | PSE&G | Accepted | 2023-12-20 | 2024-01-22 | 2025-01-22 | Solar Panels | Q.PEAK DUO BLK ML-G10+ 405 | HANWHA |  | 0.405 | 3 | 223 | 30 |  | Fixed | Roof
NJADRE1555484492 | Administratively Determined Incentive Program | PENNSAUKEN | 8110 | 14 | 7.29 | Residential | Behind the Meter | Yes | Net Metered Residential | SunnyMac LLC |  | PSE&G | Accepted | 2023-12-20 | 2024-01-22 | 2025-01-22 | Solar Panels | Q.PEAK DUO BLK ML-G10+ 405 | HANWHA |  | 0.405 | 6 | 43 | 18 |  | Fixed | Roof
NJADRE1555484492 | Administratively Determined Incentive Program | PENNSAUKEN | 8110 | 14 | 7.29 | Residential | Behind the Meter | Yes | Net Metered Residential | SunnyMac LLC |  | PSE&G | Accepted | 2023-12-20 | 2024-01-22 | 2025-01-22 | Inverters | SE5000H-US | SOLAREDGE | 5000 |  | 1 |  |  | 0.1 |  | Outdoor | nexr to meter
NJADRE1555484492 | Administratively Determined Incentive Program | PENNSAUKEN | 8110 | 14 | 7.29 | Residential | Behind the Meter | Yes | Net Metered Residential | SunnyMac LLC |  | PSE&G | Accepted | 2023-12-20 | 2024-01-22 | 2025-01-22 | Meters | SE-RGMTR-1D-240C-B | Solaredge |  |  | 1 |  |  |  | Yes | Outdoor
NJADRE1555484534 | Administratively Determined Incentive Program | MILLTOWN | 8850 | 11 | 12.96 | Residential | Behind the Meter | No | Net Metered Residential | SunnyMac LLC |  | Milltown | Accepted | 2023-12-20 | 2024-01-23 | 2025-01-23 | Solar Panels | HANWHA | Q.PEAK DUO BLK ML-G10+ 405 |  | 0.405 | 10 | 110 | 18 |  | Fixed | Roof
NJADRE1555484534 | Administratively Determined Incentive Program | MILLTOWN | 8850 | 11 | 12.96 | Residential | Behind the Meter | No | Net Metered Residential | SunnyMac LLC |  | Milltown | Accepted | 2023-12-20 | 2024-01-23 | 2025-01-23 | Solar Panels | HANWHA | Q.PEAK DUO BLK ML-G10+ 405 |  | 0.405 | 12 | 290 | 18 |  | Fixed | Roof
NJADRE1555484534 | Administratively Determined Incentive Program | MILLTOWN | 8850 | 11 | 12.96 | Residential | Behind the Meter | No | Net Metered Residential | SunnyMac LLC |  | Milltown | Accepted | 2023-12-20 | 2024-01-23 | 2025-01-23 | Solar Panels | HANWHA | Q.PEAK DUO BLK ML-G10+ 405 |  | 0.405 | 10 | 110 | 18 |  | Fixed | Roof
NJADRE1555484534 | Administratively Determined Incentive Program | MILLTOWN | 8850 | 11 | 12.96 | Residential | Behind the Meter | No | Net Metered Residential | SunnyMac LLC |  | Milltown | Accepted | 2023-12-20 | 2024-01-23 | 2025-01-23 | Inverters | SOLAREDGE | SE10000H-US | 10000 |  | 1 |  |  | 0.99 |  | Outdoor
NJADRE1555484537 | Administratively Determined Incentive Program | PATERSON CITY | 7501 | 6 | 3.65 | Residential | Behind the Meter | Yes | Net Metered Residential | Sunrun Installation Services, Inc. |  | PSE&G | Accepted | 2023-12-20 | 2024-01-23 | 2025-01-23 | Inverters | SOLAREDGE TECHNOLOGIES | SE3800H-USMN | 3800 |  | 1 |  |  | 0.992 |  | Outdoor | next to meter
NJADRE1555484537 | Administratively Determined Incentive Program | PATERSON CITY | 7501 | 6 | 3.65 | Residential | Behind the Meter | Yes | Net Metered Residential | Sunrun Installation Services, Inc. |  | PSE&G | Accepted | 2023-12-20 | 2024-01-23 | 2025-01-23 | Solar Panels | HANWHA Q-CELLS | Q.PEAK DUO BLK ML-G10+ 405 |  | 0.405 | 9 | 201 | 31 |  | Fixed | Roof
NJADRE1555484566 | Administratively Determined Incentive Program | CRESSKILL | 7626 | 7 | 6.89 | Residential | Behind the Meter | No | Net Metered Residential | EMT Renewables |  | Orange Rockland Electric | Accepted | 2023-12-20 | 2024-01-23 | 2025-01-23 | Inverters | ENPHASE | IQ8+ | 290 |  | 17 |  |  | 0.98 |  | Other | UNDER EACH PANEL
NJADRE1555484566 | Administratively Determined Incentive Program | CRESSKILL | 7626 | 7 | 6.89 | Residential | Behind the Meter | No | Net Metered Residential | EMT Renewables |  | Orange Rockland Electric | Accepted | 2023-12-20 | 2024-01-23 | 2025-01-23 | Solar Panels | Q CELLS | Q PEAK DUO BLK |  | 0.405 | 6 | 217 | 33 |  | Fixed | Roof
NJADRE1555484566 | Administratively Determined Incentive Program | CRESSKILL | 7626 | 7 | 6.89 | Residential | Behind the Meter | No | Net Metered Residential | EMT Renewables |  | Orange Rockland Electric | Accepted | 2023-12-20 | 2024-01-23 | 2025-01-23 | Solar Panels | Q CELLS | Q PEAK DUO BLK |  | 0.405 | 3 | 127 | 33 |  | Fixed | Roof
NJADRE1555484566 | Administratively Determined Incentive Program | CRESSKILL | 7626 | 7 | 6.89 | Residential | Behind the Meter | No | Net Metered Residential | EMT Renewables |  | Orange Rockland Electric | Accepted | 2023-12-20 | 2024-01-23 | 2025-01-23 | Solar Panels | Q CELLS | Q PEAK DUO BLK |  | 0.405 | 3 | 307 | 33 |  | Fixed | Roof
NJADRE1555484566 | Administratively Determined Incentive Program | CRESSKILL | 7626 | 7 | 6.89 | Residential | Behind the Meter | No | Net Metered Residential | EMT Renewables |  | Orange Rockland Electric | Accepted | 2023-12-20 | 2024-01-23 | 2025-01-23 | Solar Panels | Q CELLS | Q PEAK DUO BLK |  | 0.405 | 5 | 127 | 34 |  | Fixed | Roof
NJADRE1555484575 | Administratively Determined Incentive Program | WOODBRIDGE | 7095 | 11 | 5.27 | Residential | Behind the Meter | Yes | Net Metered Residential | Sunrun Installation Services, Inc. |  | PSE&G | Accepted | 2023-12-20 | 2024-01-22 | 2025-01-22 | Inverters | SOLAREDGE TECHNOLOGIES | SE3800H-USMN | 3800 |  | 1 |  |  | 0.99 |  | Outdoor | next to meter
NJADRE1555484575 | Administratively Determined Incentive Program | WOODBRIDGE | 7095 | 11 | 5.27 | Residential | Behind the Meter | Yes | Net Metered Residential | Sunrun Installation Services, Inc. |  | PSE&G | Accepted | 2023-12-20 | 2024-01-22 | 2025-01-22 | Solar Panels | Hanwha Q Cells | Q.PEAK DUO BLK ML-G10+ 405 |  | 0.405 | 13 | 182 | 41 |  | Fixed | Roof
NJADRE1555484586 | Administratively Determined Incentive Program | BARGAINTOWN | 8234 | 19 | 8.51 | Residential | Behind the Meter | No | Net Metered Residential | Tesla Energy Operations Inc |  | AC Electric | Accepted | 2023-12-20 | 2024-01-29 | 2025-01-29 | Solar Panels | Hanwha | Q.PEAK DUO BLK ML-G10+/TS 405 |  | 0.405 | 2 | 260 | 27 |  | Fixed | Roof
NJADRE1555484586 | Administratively Determined Incentive Program | BARGAINTOWN | 8234 | 19 | 8.51 | Residential | Behind the Meter | No | Net Metered Residential | Tesla Energy Operations Inc |  | AC Electric | Accepted | 2023-12-20 | 2024-01-29 | 2025-01-29 | Solar Panels | Q.PEAK DUO BLK ML-G10+/TS 405 | Hanwha |  | 0.405 | 2 | 80 | 27 |  | Fixed | Roof
NJADRE1555484586 | Administratively Determined Incentive Program | BARGAINTOWN | 8234 | 19 | 8.51 | Residential | Behind the Meter | No | Net Metered Residential | Tesla Energy Operations Inc |  | AC Electric | Accepted | 2023-12-20 | 2024-01-29 | 2025-01-29 | Solar Panels | Hanwha | Q.PEAK DUO BLK ML-G10+/TS 405 |  | 0.405 | 5 | 259 | 27 |  | Fixed | Roof
NJADRE1555484586 | Administratively Determined Incentive Program | BARGAINTOWN | 8234 | 19 | 8.51 | Residential | Behind the Meter | No | Net Metered Residential | Tesla Energy Operations Inc |  | AC Electric | Accepted | 2023-12-20 | 2024-01-29 | 2025-01-29 | Solar Panels | Hanwha | Q.PEAK DUO BLK ML-G10+/TS 405 |  | 0.405 | 12 | 79 | 27 |  | Fixed | Roof
NJADRE1555484586 | Administratively Determined Incentive Program | BARGAINTOWN | 8234 | 19 | 8.51 | Residential | Behind the Meter | No | Net Metered Residential | Tesla Energy Operations Inc |  | AC Electric | Accepted | 2023-12-20 | 2024-01-29 | 2025-01-29 | Inverters | Tesla | 1538000-45-A | 3800 |  | 2 |  |  | 0.986 |  | Outdoor
NJADRE1555484592 | Administratively Determined Incentive Program | SICKLERVILLE | 8081 | 14 | 5.27 | Residential | Behind the Meter | No | Net Metered Residential | Green Power Energy, LLC |  | AC Electric | Accepted | 2023-12-20 | 2024-01-25 | 2025-01-25 | Inverters | Enphase Energy | IQ8PLUS-72-2-US [240V] | 290 |  | 13 |  |  | 0.975 |  | Outside | Roof
NJADRE1555484592 | Administratively Determined Incentive Program | SICKLERVILLE | 8081 | 14 | 5.27 | Residential | Behind the Meter | No | Net Metered Residential | Green Power Energy, LLC |  | AC Electric | Accepted | 2023-12-20 | 2024-01-25 | 2025-01-25 | Solar Panels | Hanwha Q-Cells | Q.PEAK DUO BLK ML-G10+ 405 |  | 0.405 | 5 | 39 | 27 |  | Fixed | Roof
NJADRE1555484592 | Administratively Determined Incentive Program | SICKLERVILLE | 8081 | 14 | 5.27 | Residential | Behind the Meter | No | Net Metered Residential | Green Power Energy, LLC |  | AC Electric | Accepted | 2023-12-20 | 2024-01-25 | 2025-01-25 | Solar Panels | Hanwha Q-Cells | Q.PEAK DUO BLK ML-G10+ 405 |  | 0.405 | 8 | 219 | 27 |  | Fixed | Roof
NJADRE1555484596 | Administratively Determined Incentive Program | TOMS RIVER | 8755 | 18 | 14.58 | Residential | Behind the Meter | No | Net Metered Residential | Powur, PBC |  | JCP&L | Accepted | 2024-01-09 | 2024-02-06 | 2025-02-06 | Solar Panels | Hanwha | Q.PEAK DUO BLK ML-G10+ (405W) |  | 0.405 | 12 | 214 | 36 |  | Fixed | Roof
NJADRE1555484596 | Administratively Determined Incentive Program | TOMS RIVER | 8755 | 18 | 14.58 | Residential | Behind the Meter | No | Net Metered Residential | Powur, PBC |  | JCP&L | Accepted | 2024-01-09 | 2024-02-06 | 2025-02-06 | Solar Panels | Hanwha | Q.PEAK DUO BLK ML-G10+ (405W) |  | 0.405 | 9 | 124 | 36 |  | Fixed | Roof
NJADRE1555484596 | Administratively Determined Incentive Program | TOMS RIVER | 8755 | 18 | 14.58 | Residential | Behind the Meter | No | Net Metered Residential | Powur, PBC |  | JCP&L | Accepted | 2024-01-09 | 2024-02-06 | 2025-02-06 | Solar Panels | Hanwha | Q.PEAK DUO BLK ML-G10+ (405W) |  | 0.405 | 3 | 124 | 36 |  | Fixed | Roof
NJADRE1555484596 | Administratively Determined Incentive Program | TOMS RIVER | 8755 | 18 | 14.58 | Residential | Behind the Meter | No | Net Metered Residential | Powur, PBC |  | JCP&L | Accepted | 2024-01-09 | 2024-02-06 | 2025-02-06 | Solar Panels | Hanwha | Q.PEAK DUO BLK ML-G10+ (405W) |  | 0.405 | 12 | 124 | 37 |  | Fixed | Roof
NJADRE1555484596 | Administratively Determined Incentive Program | TOMS RIVER | 8755 | 18 | 14.58 | Residential | Behind the Meter | No | Net Metered Residential | Powur, PBC |  | JCP&L | Accepted | 2024-01-09 | 2024-02-06 | 2025-02-06 | Inverters | Solaredge | SE11400H-US RGM | 11400 |  | 1 |  |  | 0.99 |  | Outside
NJADRE1555484607 | Administratively Determined Incentive Program | SICKLERVILLE | 8081 | 14 | 5.2 | Residential | Behind the Meter | No | Net Metered Residential | Power Energy Solutions |  | AC Electric | Accepted | 2023-12-26 | 2024-01-25 | 2025-01-25 | Inverters | SE3800H-US | SOLAREDGE | 3800 |  | 1 |  |  | 0.99 |  | Outside | ROOFTOP
NJADRE1555484607 | Administratively Determined Incentive Program | SICKLERVILLE | 8081 | 14 | 5.2 | Residential | Behind the Meter | No | Net Metered Residential | Power Energy Solutions |  | AC Electric | Accepted | 2023-12-26 | 2024-01-25 | 2025-01-25 | Solar Panels | CS6R-400MS-HL HIKU6 BLACK MONO | CANNDAIN SOLAR |  | 0.4 | 10 | 87 | 25 |  | Fixed | Roof | ROOFTOP
NJADRE1555484607 | Administratively Determined Incentive Program | SICKLERVILLE | 8081 | 14 | 5.2 | Residential | Behind the Meter | No | Net Metered Residential | Power Energy Solutions |  | AC Electric | Accepted | 2023-12-26 | 2024-01-25 | 2025-01-25 | Solar Panels | CS6R-400MS-HL HIKU6 BLACK MONO | CANNDAIN SOLAR |  | 0.4 | 3 | 177 | 12 |  | Fixed | Roof | ROOFTOP
NJADRE1555484608 | Administratively Determined Incentive Program | ERIAL | 8081 | 14 | 10 | Residential | Behind the Meter | Yes | Net Metered Residential | SunPower Corporation, Systems |  | AC Electric | Accepted | 2023-12-20 | 2024-01-22 | 2025-01-22 | Solar Panels | WAAREE ENERGIES LIMITED | WSMDi-400 |  | 0.4 | 5 | 155 | 30 |  | Fixed | Roof
NJADRE1555484608 | Administratively Determined Incentive Program | ERIAL | 8081 | 14 | 10 | Residential | Behind the Meter | Yes | Net Metered Residential | SunPower Corporation, Systems |  | AC Electric | Accepted | 2023-12-20 | 2024-01-22 | 2025-01-22 | Solar Panels | WAAREE ENERGIES LIMITED | WSMDi-400 |  | 0.4 | 10 | 335 | 30 |  | Fixed | Roof
NJADRE1555484608 | Administratively Determined Incentive Program | ERIAL | 8081 | 14 | 10 | Residential | Behind the Meter | Yes | Net Metered Residential | SunPower Corporation, Systems |  | AC Electric | Accepted | 2023-12-20 | 2024-01-22 | 2025-01-22 | Solar Panels | WAAREE ENERGIES LIMITED | WSMDi-400 |  | 0.4 | 5 | 155 | 27 |  | Fixed | Roof
NJADRE1555484608 | Administratively Determined Incentive Program | ERIAL | 8081 | 14 | 10 | Residential | Behind the Meter | Yes | Net Metered Residential | SunPower Corporation, Systems |  | AC Electric | Accepted | 2023-12-20 | 2024-01-22 | 2025-01-22 | Solar Panels | WAAREE ENERGIES LIMITED | WSMDi-400 |  | 0.4 | 5 | 335 | 27 |  | Fixed | Roof
NJADRE1555484608 | Administratively Determined Incentive Program | ERIAL | 8081 | 14 | 10 | Residential | Behind the Meter | Yes | Net Metered Residential | SunPower Corporation, Systems |  | AC Electric | Accepted | 2023-12-20 | 2024-01-22 | 2025-01-22 | Inverters | Enphase | IQ7HS-66-M-US | 384 |  | 25 |  |  | 0.97 |  | Other | under each panel
NJADRE1555484609 | Administratively Determined Incentive Program | AUGUSTA | 7822 | 1 | 8 | Residential | Behind the Meter | Yes | Net Metered Residential | Posigen Developer. LLC |  | JCP&L | Accepted | 2023-12-20 | 2024-01-22 | 2025-01-22 | Solar Panels | Silfab | SIL-400 HC+ |  | 0.4 | 20 | 235 | 22 |  | Fixed | Roof
NJADRE1555484609 | Administratively Determined Incentive Program | AUGUSTA | 7822 | 1 | 8 | Residential | Behind the Meter | Yes | Net Metered Residential | Posigen Developer. LLC |  | JCP&L | Accepted | 2023-12-20 | 2024-01-22 | 2025-01-22 | Inverters | SolarEdge | SE6000H-US | 6000 |  | 1 |  |  | 0.99 |  | Outside | within ten feet of meter
NJADRE1555484613 | Administratively Determined Incentive Program | TEANECK | 7666 | 7 | 4 | Residential | Behind the Meter | Yes | Net Metered Residential | SunPower Corporation |  | PSE&G | Accepted | 2023-12-20 | 2024-01-23 | 2025-01-23 | Solar Panels | WAAREE ENERGIES LIMITED | WSMDI-400 |  | 0.4 | 4 | 112 | 45 |  | Fixed | Roof
NJADRE1555484613 | Administratively Determined Incentive Program | TEANECK | 7666 | 7 | 4 | Residential | Behind the Meter | Yes | Net Metered Residential | SunPower Corporation |  | PSE&G | Accepted | 2023-12-20 | 2024-01-23 | 2025-01-23 | Solar Panels | WAAREE ENERGIES LIMITED | WSMDI-400 |  | 0.4 | 3 | 292 | 45 |  | Fixed | Roof
NJADRE1555484613 | Administratively Determined Incentive Program | TEANECK | 7666 | 7 | 4 | Residential | Behind the Meter | Yes | Net Metered Residential | SunPower Corporation |  | PSE&G | Accepted | 2023-12-20 | 2024-01-23 | 2025-01-23 | Solar Panels | WAAREE ENERGIES LIMITED | WSMDI-400 |  | 0.4 | 3 | 202 | 43 |  | Fixed | Roof
NJADRE1555484613 | Administratively Determined Incentive Program | TEANECK | 7666 | 7 | 4 | Residential | Behind the Meter | Yes | Net Metered Residential | SunPower Corporation |  | PSE&G | Accepted | 2023-12-20 | 2024-01-23 | 2025-01-23 | Inverters | Enphase | IQ7HS-66-M-US | 384 |  | 10 |  |  | 0.97 |  | Other | Under Each Panel
NJADRE1555484614 | Administratively Determined Incentive Program | NUTLEY | 7110 | 9 | 13.37 | Residential | Behind the Meter | No | Net Metered Residential | Powur, PBC |  | PSE&G | Accepted | 2023-12-20 | 2024-01-23 | 2025-01-23 | Solar Panels | Rec Solar | REC405AA PURE |  | 0.405 | 20 | 119 | 27 |  | Fixed | Roof
NJADRE1555484614 | Administratively Determined Incentive Program | NUTLEY | 7110 | 9 | 13.37 | Residential | Behind the Meter | No | Net Metered Residential | Powur, PBC |  | PSE&G | Accepted | 2023-12-20 | 2024-01-23 | 2025-01-23 | Solar Panels | Rec Solar | REC405AA PURE |  | 0.405 | 8 | 299 | 27 |  | Fixed | Roof
NJADRE1555484614 | Administratively Determined Incentive Program | NUTLEY | 7110 | 9 | 13.37 | Residential | Behind the Meter | No | Net Metered Residential | Powur, PBC |  | PSE&G | Accepted | 2023-12-20 | 2024-01-23 | 2025-01-23 | Solar Panels | Rec Solar | REC405AA PURE |  | 0.405 | 5 | 209 | 23 |  | Fixed | Roof
NJADRE1555484614 | Administratively Determined Incentive Program | NUTLEY | 7110 | 9 | 13.37 | Residential | Behind the Meter | No | Net Metered Residential | Powur, PBC |  | PSE&G | Accepted | 2023-12-20 | 2024-01-23 | 2025-01-23 | Inverters | Enphase | IQ8A-72-2-US | 349 |  | 33 |  |  | 0.99 |  | Outside
NJADRE1555485105 | Administratively Determined Incentive Program | WEST CREEK | 8092 | 18 | 10.13 | Residential | Behind the Meter | No | Net Metered Residential | Trinity Solar |  | AC Electric | Accepted | 2023-12-20 | 2024-01-22 | 2025-01-22 | Inverters | Solar Edge | SE7600H-US | 7600 |  | 1 |  |  | 0.97 |  | Outside
NJADRE1555485105 | Administratively Determined Incentive Program | WEST CREEK | 8092 | 18 | 10.13 | Residential | Behind the Meter | No | Net Metered Residential | Trinity Solar |  | AC Electric | Accepted | 2023-12-20 | 2024-01-22 | 2025-01-22 | Solar Panels | HANWHA | Q.PEAK DUO BLK ML-G10+ 405 |  | 0.405 | 23 | 127 | 37 |  | Fixed | Roof
NJADRE1555485105 | Administratively Determined Incentive Program | WEST CREEK | 8092 | 18 | 10.13 | Residential | Behind the Meter | No | Net Metered Residential | Trinity Solar |  | AC Electric | Accepted | 2023-12-20 | 2024-01-22 | 2025-01-22 | Solar Panels | HANWHA | Q.PEAK DUO BLK ML-G10+ 405 |  | 0.405 | 2 | 127 | 37 |  | Fixed | Roof
NJADRE1555492517 | Administratively Determined Incentive Program | BOUND BROOK | 8805 | 5 | 6.32 | Residential | Behind the Meter | No | Net Metered Residential | Fusion Solar Energy |  | PSE&G | Accepted | 2023-12-20 | 2024-01-31 | 2025-01-31 | Inverters | ENPHASE | IQ8PLUS-72-2-US | 290 |  | 16 |  |  | 0.94 |  | Outside
NJADRE1555492517 | Administratively Determined Incentive Program | BOUND BROOK | 8805 | 5 | 6.32 | Residential | Behind the Meter | No | Net Metered Residential | Fusion Solar Energy |  | PSE&G | Accepted | 2023-12-20 | 2024-01-31 | 2025-01-31 | Solar Panels | CANADIAN SOLAR | CS6R-395MS-HL |  | 0.395 | 10 | 110 | 9 |  | Fixed | Roof
NJADRE1555492517 | Administratively Determined Incentive Program | BOUND BROOK | 8805 | 5 | 6.32 | Residential | Behind the Meter | No | Net Metered Residential | Fusion Solar Energy |  | PSE&G | Accepted | 2023-12-20 | 2024-01-31 | 2025-01-31 | Solar Panels | CANADIAN SOLAR | CS6R-395MS-HL |  | 0.395 | 6 | 290 | 12 |  | Fixed | Roof
NJADRE1555492590 | Administratively Determined Incentive Program | PRINCETON | 8540 | 12 | 10.13 | Residential | Behind the Meter | No | Net Metered Residential | Tesla Energy Operations Inc |  | PSE&G | Accepted | 2023-12-20 | 2024-01-29 | 2025-01-29 | Solar Panels | Hanwha | Q.PEAK DUO BLK ML-G10+/TS 405 |  | 0.405 | 3 | 199 | 34 |  | Fixed | Roof
NJADRE1555492590 | Administratively Determined Incentive Program | PRINCETON | 8540 | 12 | 10.13 | Residential | Behind the Meter | No | Net Metered Residential | Tesla Energy Operations Inc |  | PSE&G | Accepted | 2023-12-20 | 2024-01-29 | 2025-01-29 | Solar Panels | Hanwha | Q.PEAK DUO BLK ML-G10+/TS 405 |  | 0.405 | 8 | 109 | 27 |  | Fixed | Roof
NJADRE1555492590 | Administratively Determined Incentive Program | PRINCETON | 8540 | 12 | 10.13 | Residential | Behind the Meter | No | Net Metered Residential | Tesla Energy Operations Inc |  | PSE&G | Accepted | 2023-12-20 | 2024-01-29 | 2025-01-29 | Solar Panels | Hanwha | Q.PEAK DUO BLK ML-G10+/TS 405 |  | 0.405 | 8 | 199 | 32 |  | Fixed | Roof
NJADRE1555492590 | Administratively Determined Incentive Program | PRINCETON | 8540 | 12 | 10.13 | Residential | Behind the Meter | No | Net Metered Residential | Tesla Energy Operations Inc |  | PSE&G | Accepted | 2023-12-20 | 2024-01-29 | 2025-01-29 | Solar Panels | Hanwha | Q.PEAK DUO BLK ML-G10+/TS 405 |  | 0.405 | 6 | 154 | 27 |  | Fixed | Roof
NJADRE1555492590 | Administratively Determined Incentive Program | PRINCETON | 8540 | 12 | 10.13 | Residential | Behind the Meter | No | Net Metered Residential | Tesla Energy Operations Inc |  | PSE&G | Accepted | 2023-12-20 | 2024-01-29 | 2025-01-29 | Inverters | Tesla | 1538000-45-A | 7600 |  | 1 |  |  | 0.986 |  | Outdoor
NJADRE1555492746 | Administratively Determined Incentive Program | WOODBRIDGE TWP | 8863 | 11 | 7.7 | Residential | Behind the Meter | No | Net Metered Residential | EMT Renewables |  | PSE&G | Accepted | 2023-12-20 | 2024-01-22 | 2025-01-22 | Inverters | ENPHASE | IQ8+ | 290 |  | 19 |  |  | 0.98 |  | Other | UNDER EACH PANEL
NJADRE1555492746 | Administratively Determined Incentive Program | WOODBRIDGE TWP | 8863 | 11 | 7.7 | Residential | Behind the Meter | No | Net Metered Residential | EMT Renewables |  | PSE&G | Accepted | 2023-12-20 | 2024-01-22 | 2025-01-22 | Solar Panels | Q CELLS | Q PEAK DUO BLK |  | 0.405 | 12 | 260 | 23 |  | Fixed | Roof
NJADRE1555492746 | Administratively Determined Incentive Program | WOODBRIDGE TWP | 8863 | 11 | 7.7 | Residential | Behind the Meter | No | Net Metered Residential | EMT Renewables |  | PSE&G | Accepted | 2023-12-20 | 2024-01-22 | 2025-01-22 | Solar Panels | Q CELLS | Q PEAK DUO BLK |  | 0.405 | 7 | 80 | 23 |  | Fixed | Roof
NJADRE1555492760 | Administratively Determined Incentive Program | SOUTH PLAINFIELD | 7080 | 11 | 58.2 | Commercial | Behind the Meter | No | Small Net-Metered Non-Residential located on Rooftop, Carport, Canopy and Floating Solar | Maier Solar Engineering dba Solar Me |  | PSE&G | Accepted | 2023-12-20 | 2024-01-23 | 2025-01-23 | Solar Panels | Hanwha | Q.PEAK XL-G10.3 |  | 0.485 | 96 | 146 | 5 |  | Fixed | Roof
NJADRE1555492760 | Administratively Determined Incentive Program | SOUTH PLAINFIELD | 7080 | 11 | 58.2 | Commercial | Behind the Meter | No | Small Net-Metered Non-Residential located on Rooftop, Carport, Canopy and Floating Solar | Maier Solar Engineering dba Solar Me |  | PSE&G | Accepted | 2023-12-20 | 2024-01-23 | 2025-01-23 | Solar Panels | Hanwha | Q.PEAK XL-G10.3 |  | 0.485 | 24 | 326 | 5 |  | Fixed | Roof
NJADRE1555492760 | Administratively Determined Incentive Program | SOUTH PLAINFIELD | 7080 | 11 | 58.2 | Commercial | Behind the Meter | No | Small Net-Metered Non-Residential located on Rooftop, Carport, Canopy and Floating Solar | Maier Solar Engineering dba Solar Me |  | PSE&G | Accepted | 2023-12-20 | 2024-01-23 | 2025-01-23 | Inverters | Solar Edge | SE50KUS | 50000 |  | 1 |  |  | 0.97 |  | Outdoor | Next to meter
NJADRE1555492763 | Administratively Determined Incentive Program | BAYONNE | 7002 | 8 | 8.1 | Residential | Behind the Meter | No | Net Metered Residential | Freedom Forever New Jersey LLC |  | PSE&G | Accepted | 2023-12-20 | 2024-01-23 | 2025-01-23 | Inverters | Solar Edge | SE7600H-USRGM | 7600 |  | 1 |  |  | 0.99 |  | Outdoor
NJADRE1555492763 | Administratively Determined Incentive Program | BAYONNE | 7002 | 8 | 8.1 | Residential | Behind the Meter | No | Net Metered Residential | Freedom Forever New Jersey LLC |  | PSE&G | Accepted | 2023-12-20 | 2024-01-23 | 2025-01-23 | Solar Panels | REC Solar | REC405AA PURE |  | 0.405 | 20 | 123 | 6 |  | Fixed | Roof
NJADRE1555492765 | Administratively Determined Incentive Program | WOODBURY | 8096 | 15 | 49.72 | Commercial | Behind the Meter | No | Small Net-Metered Non-Residential located on Rooftop, Carport, Canopy and Floating Solar | tj technology |  | PSE&G | Accepted | 2023-12-20 | 2024-01-25 | 2025-01-25 | Inverters | FRONIOUS | FRO SYNO ADVANCE-12.0 | 12 |  | 3 |  |  | 0.95 |  | Outdoor
NJADRE1555492765 | Administratively Determined Incentive Program | WOODBURY | 8096 | 15 | 49.72 | Commercial | Behind the Meter | No | Small Net-Metered Non-Residential located on Rooftop, Carport, Canopy and Floating Solar | tj technology |  | PSE&G | Accepted | 2023-12-20 | 2024-01-25 | 2025-01-25 | Solar Panels | CANADIAN SOLAR | CANADIAN -CS3W-440MS |  | 0.44 | 63 | 173 | 27 |  | Fixed | Roof
NJADRE1555492765 | Administratively Determined Incentive Program | WOODBURY | 8096 | 15 | 49.72 | Commercial | Behind the Meter | No | Small Net-Metered Non-Residential located on Rooftop, Carport, Canopy and Floating Solar | tj technology |  | PSE&G | Accepted | 2023-12-20 | 2024-01-25 | 2025-01-25 | Solar Panels | CANADIAN SOLAR | CS3W-440MS |  | 0.44 | 50 | 353 | 27 |  | Fixed | Roof
NJADRE1555492793 | Administratively Determined Incentive Program | BURLINGTON | 8016 | 13 | 9.2 | Residential | Behind the Meter | No | Net Metered Residential | Power Energy Solutions |  | PSE&G | Accepted | 2023-12-26 | 2024-01-25 | 2025-01-25 | Inverters | SE6000H-US | SOLAREDGE | 6000 |  | 1 |  |  | 0.99 |  | Outside | ROOFTOP
NJADRE1555492793 | Administratively Determined Incentive Program | BURLINGTON | 8016 | 13 | 9.2 | Residential | Behind the Meter | No | Net Metered Residential | Power Energy Solutions |  | PSE&G | Accepted | 2023-12-26 | 2024-01-25 | 2025-01-25 | Solar Panels | CS6R-400MS-HL HIKU6 BLACK MONO | CANNDAIN SOLAR |  | 0.4 | 5 | 194 | 32 |  | Fixed | Roof | ROOFTOP
NJADRE1555492793 | Administratively Determined Incentive Program | BURLINGTON | 8016 | 13 | 9.2 | Residential | Behind the Meter | No | Net Metered Residential | Power Energy Solutions |  | PSE&G | Accepted | 2023-12-26 | 2024-01-25 | 2025-01-25 | Solar Panels | CS6R-400MS-HL HIKU6 BLACK MONO | CANNDAIN SOLAR |  | 0.4 | 7 | 184 | 32 |  | Fixed | Roof | ROOFTOP
NJADRE1555492793 | Administratively Determined Incentive Program | BURLINGTON | 8016 | 13 | 9.2 | Residential | Behind the Meter | No | Net Metered Residential | Power Energy Solutions |  | PSE&G | Accepted | 2023-12-26 | 2024-01-25 | 2025-01-25 | Solar Panels | CS6R-400MS-HL HIKU6 BLACK MONO | CANNDAIN SOLAR |  | 0.4 | 4 | 4 | 32 |  | Fixed | Roof | ROOFTOP
NJADRE1555492793 | Administratively Determined Incentive Program | BURLINGTON | 8016 | 13 | 9.2 | Residential | Behind the Meter | No | Net Metered Residential | Power Energy Solutions |  | PSE&G | Accepted | 2023-12-26 | 2024-01-25 | 2025-01-25 | Solar Panels | CS6R-400MS-HL HIKU6 BLACK MONO | CANNDAIN SOLAR |  | 0.4 | 7 | 4 | 32 |  | Fixed | Roof | ROOFTOP
NJADRE1555492795 | Administratively Determined Incentive Program | HAMMONTON | 8037 | 19 | 12.96 | Residential | Behind the Meter | No | Net Metered Residential | Trinity Solar |  | AC Electric | Accepted | 2023-12-20 | 2024-01-22 | 2025-01-22 | Solar Panels | Hanwha | Q.PEAK DUO BLK ML-G10+ 405 |  | 0.405 | 15 | 132 | 14 |  | Fixed | Roof
NJADRE1555492795 | Administratively Determined Incentive Program | HAMMONTON | 8037 | 19 | 12.96 | Residential | Behind the Meter | No | Net Metered Residential | Trinity Solar |  | AC Electric | Accepted | 2023-12-20 | 2024-01-22 | 2025-01-22 | Solar Panels | Hanwha | Q.PEAK DUO BLK ML-G10+ 405 |  | 0.405 | 7 | 132 | 14 |  | Fixed | Roof
NJADRE1555492795 | Administratively Determined Incentive Program | HAMMONTON | 8037 | 19 | 12.96 | Residential | Behind the Meter | No | Net Metered Residential | Trinity Solar |  | AC Electric | Accepted | 2023-12-20 | 2024-01-22 | 2025-01-22 | Solar Panels | Hanwha | Q.PEAK DUO BLK ML-G10+ 405 |  | 0.405 | 10 | 132 | 14 |  | Fixed | Roof
NJADRE1555492795 | Administratively Determined Incentive Program | HAMMONTON | 8037 | 19 | 12.96 | Residential | Behind the Meter | No | Net Metered Residential | Trinity Solar |  | AC Electric | Accepted | 2023-12-20 | 2024-01-22 | 2025-01-22 | Inverters | Solar Edge | SE10000H-US | 10000 |  | 1 |  |  | 0.97 |  | Outside
NJADRE1555492797 | Administratively Determined Incentive Program | Caldwell | 7006 | 9 | 19.25 | Residential | Behind the Meter | Yes | Net Metered Residential | Freedom Forever New Jersey LLC |  | PSE&G | Accepted | 2023-12-20 | 2024-01-23 | 2025-01-23 | Inverters | Solar Edge | SE6000H-USRGM | 6000 |  | 1 |  |  | 0.99 |  | Outdoor
NJADRE1555492797 | Administratively Determined Incentive Program | Caldwell | 7006 | 9 | 19.25 | Residential | Behind the Meter | Yes | Net Metered Residential | Freedom Forever New Jersey LLC |  | PSE&G | Accepted | 2023-12-20 | 2024-01-23 | 2025-01-23 | Inverters | Solar Edge | SE10000H-USRGM | 10000 |  | 1 |  |  | 0.99 |  | Outdoor
NJADRE1555492797 | Administratively Determined Incentive Program | Caldwell | 7006 | 9 | 19.25 | Residential | Behind the Meter | Yes | Net Metered Residential | Freedom Forever New Jersey LLC |  | PSE&G | Accepted | 2023-12-20 | 2024-01-23 | 2025-01-23 | Solar Panels | Jinko Solar | JKM385M-6RL3-B |  | 0.385 | 31 | 129 | 30 |  | Fixed | Roof
NJADRE1555492797 | Administratively Determined Incentive Program | Caldwell | 7006 | 9 | 19.25 | Residential | Behind the Meter | Yes | Net Metered Residential | Freedom Forever New Jersey LLC |  | PSE&G | Accepted | 2023-12-20 | 2024-01-23 | 2025-01-23 | Solar Panels | JInko Solar | JKM385M-6RL3-B |  | 0.385 | 14 | 309 | 30 |  | Fixed | Roof
NJADRE1555492797 | Administratively Determined Incentive Program | Caldwell | 7006 | 9 | 19.25 | Residential | Behind the Meter | Yes | Net Metered Residential | Freedom Forever New Jersey LLC |  | PSE&G | Accepted | 2023-12-20 | 2024-01-23 | 2025-01-23 | Solar Panels | Jinko Solar | JKM385M-6RL3-B |  | 0.385 | 5 | 129 | 30 |  | Fixed | Roof
NJADRE1555492799 | Administratively Determined Incentive Program | EDISON | 8820 | 11 | 11.34 | Residential | Behind the Meter | No | Net Metered Residential | Tesla Energy Operations Inc |  | PSE&G | Accepted | 2023-12-20 | 2024-01-29 | 2025-01-29 | Solar Panels | Q.PEAK DUO BLK ML-G10+/TS 405 | Hanwha |  | 0.405 | 4 | 84 | 24 |  | Fixed | Roof
NJADRE1555492799 | Administratively Determined Incentive Program | EDISON | 8820 | 11 | 11.34 | Residential | Behind the Meter | No | Net Metered Residential | Tesla Energy Operations Inc |  | PSE&G | Accepted | 2023-12-20 | 2024-01-29 | 2025-01-29 | Solar Panels | Hanwha | Q.PEAK DUO BLK ML-G10+/TS 405 |  | 0.405 | 14 | 264 | 24 |  | Fixed | Roof
NJADRE1555492799 | Administratively Determined Incentive Program | EDISON | 8820 | 11 | 11.34 | Residential | Behind the Meter | No | Net Metered Residential | Tesla Energy Operations Inc |  | PSE&G | Accepted | 2023-12-20 | 2024-01-29 | 2025-01-29 | Solar Panels | Hanwha | Q.PEAK DUO BLK ML-G10+/TS 405 |  | 0.405 | 8 | 174 | 24 |  | Fixed | Roof
NJADRE1555492799 | Administratively Determined Incentive Program | EDISON | 8820 | 11 | 11.34 | Residential | Behind the Meter | No | Net Metered Residential | Tesla Energy Operations Inc |  | PSE&G | Accepted | 2023-12-20 | 2024-01-29 | 2025-01-29 | Solar Panels | Hanwha | Q.PEAK DUO BLK ML-G10+/TS 405 |  | 0.405 | 2 | 83 | 24 |  | Fixed | Roof
NJADRE1555492799 | Administratively Determined Incentive Program | EDISON | 8820 | 11 | 11.34 | Residential | Behind the Meter | No | Net Metered Residential | Tesla Energy Operations Inc |  | PSE&G | Accepted | 2023-12-20 | 2024-01-29 | 2025-01-29 | Inverters | Tesla | 1850000-00-C | 7600 |  | 1 |  |  | 0.986 |  | Outdoor
NJADRE1555492799 | Administratively Determined Incentive Program | EDISON | 8820 | 11 | 11.34 | Residential | Behind the Meter | No | Net Metered Residential | Tesla Energy Operations Inc |  | PSE&G | Accepted | 2023-12-20 | 2024-01-29 | 2025-01-29 | Inverters | Tesla | 1850000-00-C | 7600 |  | 1 |  |  | 0.986 |  | Outdoor
NJADRE1555492799 | Administratively Determined Incentive Program | EDISON | 8820 | 11 | 11.34 | Residential | Behind the Meter | No | Net Metered Residential | Tesla Energy Operations Inc |  | PSE&G | Accepted | 2023-12-20 | 2024-01-29 | 2025-01-29 | Inverters | Tesla | 1538000-45-A | 5000 |  | 1 |  |  | 0.986 |  | Outdoor
NJADRE1555492799 | Administratively Determined Incentive Program | EDISON | 8820 | 11 | 11.34 | Residential | Behind the Meter | No | Net Metered Residential | Tesla Energy Operations Inc |  | PSE&G | Accepted | 2023-12-20 | 2024-01-29 | 2025-01-29 | Electric Storage Battery | Tesla | AC Powerwall 2.0 |  |  | 1 |  |  |  | Lithium Ion |  | OUTSIDE
NJADRE1555492835 | Administratively Determined Incentive Program | MANVILLE | 8835 | 5 | 25.9 | Commercial | Behind the Meter | No | Small Net-Metered Non-Residential located on Rooftop, Carport, Canopy and Floating Solar | Ampericon |  | PSE&G | Accepted | 2023-12-20 | 2024-01-24 | 2025-01-24 | Inverters | EnPhase | IQ8+ | 290 |  | 70 |  |  | 0.965 |  | Other | Roof
NJADRE1555492835 | Administratively Determined Incentive Program | MANVILLE | 8835 | 5 | 25.9 | Commercial | Behind the Meter | No | Small Net-Metered Non-Residential located on Rooftop, Carport, Canopy and Floating Solar | Ampericon |  | PSE&G | Accepted | 2023-12-20 | 2024-01-24 | 2025-01-24 | Solar Panels | Silfab | SIL-370-BK Elite |  | 0.37 | 22 | 307 | 20 |  | Fixed | Roof
NJADRE1555492835 | Administratively Determined Incentive Program | MANVILLE | 8835 | 5 | 25.9 | Commercial | Behind the Meter | No | Small Net-Metered Non-Residential located on Rooftop, Carport, Canopy and Floating Solar | Ampericon |  | PSE&G | Accepted | 2023-12-20 | 2024-01-24 | 2025-01-24 | Solar Panels | Silfab | IL-370-BK Elite |  | 0.37 | 42 | 127 | 20 |  | Fixed | Roof
NJADRE1555492835 | Administratively Determined Incentive Program | MANVILLE | 8835 | 5 | 25.9 | Commercial | Behind the Meter | No | Small Net-Metered Non-Residential located on Rooftop, Carport, Canopy and Floating Solar | Ampericon |  | PSE&G | Accepted | 2023-12-20 | 2024-01-24 | 2025-01-24 | Solar Panels | Silfab | #NAME? |  | 0.37 | 3 | 217 | 20 |  | Fixed | Roof
NJADRE1555492835 | Administratively Determined Incentive Program | MANVILLE | 8835 | 5 | 25.9 | Commercial | Behind the Meter | No | Small Net-Metered Non-Residential located on Rooftop, Carport, Canopy and Floating Solar | Ampericon |  | PSE&G | Accepted | 2023-12-20 | 2024-01-24 | 2025-01-24 | Solar Panels | Silfab | SIL-370-BK Elite |  | 0.37 | 3 | 37 | 20 |  | Fixed | Roof
NJADRE1555492835 | Administratively Determined Incentive Program | MANVILLE | 8835 | 5 | 25.9 | Commercial | Behind the Meter | No | Small Net-Metered Non-Residential located on Rooftop, Carport, Canopy and Floating Solar | Ampericon |  | PSE&G | Accepted | 2023-12-20 | 2024-01-24 | 2025-01-24 | Meters | EnPhase | EnVoy IQ Metered |  |  | 1 |  |  |  | Yes | Outdoor
NJADRE1555492841 | Administratively Determined Incentive Program | FRENCHTOWN | 8825 | 4 | 5.27 | Residential | Behind the Meter | Yes | Net Metered Residential | EMT Renewables |  | JCP&L | Accepted | 2023-12-20 | 2024-01-23 | 2025-01-23 | Inverters | ENPHASE | IQ8+ | 290 |  | 13 |  |  | 0.98 |  | Other | UNDER EACH PANEL
NJADRE1555492841 | Administratively Determined Incentive Program | FRENCHTOWN | 8825 | 4 | 5.27 | Residential | Behind the Meter | Yes | Net Metered Residential | EMT Renewables |  | JCP&L | Accepted | 2023-12-20 | 2024-01-23 | 2025-01-23 | Solar Panels | Q CELLS | Q PEAK DUO BLK |  | 0.405 | 13 | 119 | 22 |  | Fixed | Roof
NJADRE1555492885 | Administratively Determined Incentive Program | Monroe Township | 8831 | 11 | 6.08 | Residential | Behind the Meter | No | Net Metered Residential | Tesla Energy Operations Inc |  | JCP&L | Accepted | 2023-12-20 | 2024-01-26 | 2025-01-26 | Solar Panels | Hanwha | Q.PEAK DUO BLK ML-G10+/TS 405 |  | 0.405 | 6 | 242 | 34 |  | Fixed | Roof
NJADRE1555492885 | Administratively Determined Incentive Program | Monroe Township | 8831 | 11 | 6.08 | Residential | Behind the Meter | No | Net Metered Residential | Tesla Energy Operations Inc |  | JCP&L | Accepted | 2023-12-20 | 2024-01-26 | 2025-01-26 | Solar Panels | Hanwha | Q.PEAK DUO BLK ML-G10+/TS 405 |  | 0.405 | 9 | 62 | 34 |  | Fixed | Roof
NJADRE1555492885 | Administratively Determined Incentive Program | Monroe Township | 8831 | 11 | 6.08 | Residential | Behind the Meter | No | Net Metered Residential | Tesla Energy Operations Inc |  | JCP&L | Accepted | 2023-12-20 | 2024-01-26 | 2025-01-26 | Inverters | Tesla | 1538000-45-A | 7600 |  | 1 |  |  | 0.986 |  | Indoor
NJADRE1555492887 | Administratively Determined Incentive Program | Bogota | 7603 | 7 | 9.32 | Residential | Behind the Meter | Yes | Net Metered Residential | Trinity Solar Inc |  | PSE&G | Accepted | 2023-12-20 | 2024-01-23 | 2025-01-23 | Solar Panels | Hanwha | (Q.PEAK DUO BLK ML-G10+ 405 |  | 0.405 | 9 | 197 | 40 |  | Fixed | Roof
NJADRE1555492887 | Administratively Determined Incentive Program | Bogota | 7603 | 7 | 9.32 | Residential | Behind the Meter | Yes | Net Metered Residential | Trinity Solar Inc |  | PSE&G | Accepted | 2023-12-20 | 2024-01-23 | 2025-01-23 | Solar Panels | Hanwha | (Q.PEAK DUO BLK ML-G10+ 405 |  | 0.405 | 6 | 285 | 45 |  | Fixed | Roof
NJADRE1555492887 | Administratively Determined Incentive Program | Bogota | 7603 | 7 | 9.32 | Residential | Behind the Meter | Yes | Net Metered Residential | Trinity Solar Inc |  | PSE&G | Accepted | 2023-12-20 | 2024-01-23 | 2025-01-23 | Solar Panels | Hanwha | (Q.PEAK DUO BLK ML-G10+ 405 |  | 0.405 | 6 | 105 | 45 |  | Fixed | Roof
NJADRE1555492887 | Administratively Determined Incentive Program | Bogota | 7603 | 7 | 9.32 | Residential | Behind the Meter | Yes | Net Metered Residential | Trinity Solar Inc |  | PSE&G | Accepted | 2023-12-20 | 2024-01-23 | 2025-01-23 | Solar Panels | Hanwha | (Q.PEAK DUO BLK ML-G10+ 405 |  | 0.405 | 2 | 197 | 5 |  | Fixed | Roof
NJADRE1555492887 | Administratively Determined Incentive Program | Bogota | 7603 | 7 | 9.32 | Residential | Behind the Meter | Yes | Net Metered Residential | Trinity Solar Inc |  | PSE&G | Accepted | 2023-12-20 | 2024-01-23 | 2025-01-23 | Inverters | Solar Edge | SE7600H-US | 7600 |  | 1 |  |  | 0.97 |  | Outside
NJADRE1555492887 | Administratively Determined Incentive Program | Bogota | 7603 | 7 | 9.32 | Residential | Behind the Meter | Yes | Net Metered Residential | Trinity Solar Inc |  | PSE&G | Accepted | 2023-12-20 | 2024-01-23 | 2025-01-23 | Electric Storage Battery | Tesla | Powerwall 2 |  |  | 2 |  |  |  | Lithium Ion |  | Indoors
NJADRE1555492903 | Administratively Determined Incentive Program | HAMMONTON | 8037 | 19 | 11.75 | Residential | Behind the Meter | Yes | Net Metered Residential | Trinity Solar |  | AC Electric | Accepted | 2023-12-20 | 2024-01-22 | 2025-01-22 | Inverters | Solar Edge | SE10000H-US000BEi4 | 10000 |  | 1 |  |  | 0.97 |  | Outdoor
NJADRE1555492903 | Administratively Determined Incentive Program | HAMMONTON | 8037 | 19 | 11.75 | Residential | Behind the Meter | Yes | Net Metered Residential | Trinity Solar |  | AC Electric | Accepted | 2023-12-20 | 2024-01-22 | 2025-01-22 | Solar Panels | HANWHA | Q.PEAK DUO BLK ML-G10+ 405 |  | 0.405 | 13 | 129 | 27 |  | Fixed | Roof
NJADRE1555492903 | Administratively Determined Incentive Program | HAMMONTON | 8037 | 19 | 11.75 | Residential | Behind the Meter | Yes | Net Metered Residential | Trinity Solar |  | AC Electric | Accepted | 2023-12-20 | 2024-01-22 | 2025-01-22 | Solar Panels | HANWHA | Q.PEAK DUO BLK ML-G10+ 405 |  | 0.405 | 4 | 309 | 27 |  | Fixed | Roof
NJADRE1555492903 | Administratively Determined Incentive Program | HAMMONTON | 8037 | 19 | 11.75 | Residential | Behind the Meter | Yes | Net Metered Residential | Trinity Solar |  | AC Electric | Accepted | 2023-12-20 | 2024-01-22 | 2025-01-22 | Solar Panels | HANWHA | Q.PEAK DUO BLK ML-G10+ 405 |  | 0.405 | 12 | 219 | 30 |  | Fixed | Roof
NJADRE1555492920 | Administratively Determined Incentive Program | CHESTER | 7930 | 3 | 9.32 | Residential | Behind the Meter | Yes | Net Metered Residential | EMT Renewables |  | JCP&L | Accepted | 2023-12-20 | 2024-01-22 | 2025-01-22 | Inverters | ENPHASE | IQ8+ | 290 |  | 23 |  |  | 0.98 |  | Other | UNDER EACH PANEL
NJADRE1555492920 | Administratively Determined Incentive Program | CHESTER | 7930 | 3 | 9.32 | Residential | Behind the Meter | Yes | Net Metered Residential | EMT Renewables |  | JCP&L | Accepted | 2023-12-20 | 2024-01-22 | 2025-01-22 | Solar Panels | Q CELLS | Q PEAK DUO BLK |  | 0.405 | 23 | 115 | 26 |  | Fixed | Roof
NJADRE1555492934 | Administratively Determined Incentive Program | MARLBORO | 7746 | 17 | 6.4 | Residential | Behind the Meter | No | Net Metered Residential | Power Energy Solutions |  | JCP&L | Accepted | 2023-12-21 | 2024-01-24 | 2025-01-24 | Inverters | SE5000H-US | SOLAREDGE | 5000 |  | 1 |  |  | 0.99 |  | Outside | ROOFTOP
NJADRE1555492934 | Administratively Determined Incentive Program | MARLBORO | 7746 | 17 | 6.4 | Residential | Behind the Meter | No | Net Metered Residential | Power Energy Solutions |  | JCP&L | Accepted | 2023-12-21 | 2024-01-24 | 2025-01-24 | Solar Panels | CS6R-400MS-HL HIKU6 BLACK MONO | CANNDAIN SOLAR |  | 0.4 | 10 | 220 | 20 |  | Fixed | Roof | ROOFTOP
NJADRE1555492934 | Administratively Determined Incentive Program | MARLBORO | 7746 | 17 | 6.4 | Residential | Behind the Meter | No | Net Metered Residential | Power Energy Solutions |  | JCP&L | Accepted | 2023-12-21 | 2024-01-24 | 2025-01-24 | Solar Panels | CS6R-400MS-HL HIKU6 BLACK MONO | CANNDAIN SOLAR |  | 0.4 | 6 | 40 | 20 |  | Fixed | Roof | ROOFTOP
NJADRE1555493341 | Administratively Determined Incentive Program | SICKLERVILLE | 8081 | 14 | 5.67 | Residential | Behind the Meter | Yes | Net Metered Residential | Trinity Solar |  | AC Electric | Accepted | 2023-12-20 | 2024-01-22 | 2025-01-22 | Inverters | Solar Edge | SE5000H-US | 5000 |  | 1 |  |  | 0.97 |  | Outside
NJADRE1555493341 | Administratively Determined Incentive Program | SICKLERVILLE | 8081 | 14 | 5.67 | Residential | Behind the Meter | Yes | Net Metered Residential | Trinity Solar |  | AC Electric | Accepted | 2023-12-20 | 2024-01-22 | 2025-01-22 | Solar Panels | Hanwha | Q.PEAK DUO BLK ML-G10+405 |  | 0.405 | 14 | 173 | 30 |  | Fixed | Roof
NJADRE1555493346 | Administratively Determined Incentive Program | HILLSIDE | 7205 | 10 | 5.93 | Residential | Behind the Meter | No | Net Metered Residential | Fusion Solar Energy |  | PSE&G | Accepted | 2023-12-20 | 2024-01-23 | 2025-01-23 | Inverters | ENPHASE | IQ8PLUS-72-2-US | 290 |  | 15 |  |  | 0.94 |  | Outside
NJADRE1555493346 | Administratively Determined Incentive Program | HILLSIDE | 7205 | 10 | 5.93 | Residential | Behind the Meter | No | Net Metered Residential | Fusion Solar Energy |  | PSE&G | Accepted | 2023-12-20 | 2024-01-23 | 2025-01-23 | Solar Panels | CANADIAN SOLAR | CS6R-395MS-HL |  | 0.395 | 6 | 218 | 21 |  | Fixed | Roof
NJADRE1555493346 | Administratively Determined Incentive Program | HILLSIDE | 7205 | 10 | 5.93 | Residential | Behind the Meter | No | Net Metered Residential | Fusion Solar Energy |  | PSE&G | Accepted | 2023-12-20 | 2024-01-23 | 2025-01-23 | Solar Panels | CANADIAN SOLAR | CS6R-395MS-HL |  | 0.395 | 6 | 218 | 41 |  | Fixed | Roof
NJADRE1555493346 | Administratively Determined Incentive Program | HILLSIDE | 7205 | 10 | 5.93 | Residential | Behind the Meter | No | Net Metered Residential | Fusion Solar Energy |  | PSE&G | Accepted | 2023-12-20 | 2024-01-23 | 2025-01-23 | Solar Panels | CANADIAN SOLAR | CS6R-395MS-HL |  | 0.395 | 3 | 38 | 38 |  | Fixed | Roof
NJADRE1555493395 | Administratively Determined Incentive Program | SURF CITY | 8008 | 18 | 6.89 | Residential | Behind the Meter | Yes | Net Metered Residential | Sunrun Installation Services, Inc. |  | AC Electric | Accepted | 2023-12-20 | 2024-01-23 | 2025-01-23 | Inverters | SOLAREDGE TECHNOLOGIES | SE6000H-USSN | 6000 |  | 1 |  |  | 0.992 |  | Outdoor | next to meter
NJADRE1555493395 | Administratively Determined Incentive Program | SURF CITY | 8008 | 18 | 6.89 | Residential | Behind the Meter | Yes | Net Metered Residential | Sunrun Installation Services, Inc. |  | AC Electric | Accepted | 2023-12-20 | 2024-01-23 | 2025-01-23 | Solar Panels | HANWHA Q-CELLS | Q.PEAK DUO BLK ML-G10+ 405 |  | 0.405 | 3 | 302 | 27 |  | Fixed | Roof
NJADRE1555493395 | Administratively Determined Incentive Program | SURF CITY | 8008 | 18 | 6.89 | Residential | Behind the Meter | Yes | Net Metered Residential | Sunrun Installation Services, Inc. |  | AC Electric | Accepted | 2023-12-20 | 2024-01-23 | 2025-01-23 | Solar Panels | HANWHA Q-CELLS | Q.PEAK DUO BLK ML-G10+ 405 |  | 0.405 | 5 | 212 | 27 |  | Fixed | Roof
NJADRE1555493395 | Administratively Determined Incentive Program | SURF CITY | 8008 | 18 | 6.89 | Residential | Behind the Meter | Yes | Net Metered Residential | Sunrun Installation Services, Inc. |  | AC Electric | Accepted | 2023-12-20 | 2024-01-23 | 2025-01-23 | Solar Panels | HANWHA Q-CELLS | Q.PEAK DUO BLK ML-G10+ 405 |  | 0.405 | 9 | 122 | 27 |  | Fixed | Roof
NJADRE1555493410 | Administratively Determined Incentive Program | Alloway | 8001 | 16 | 17.6 | Residential | Behind the Meter | Yes | Net Metered Residential | Seabright Solar LLC |  | AC Electric | Accepted | 2023-12-20 | 2024-01-23 | 2025-01-23 | Solar Panels | Sunpower | SPR-U-400 |  | 0.4 | 22 | 258 | 18 |  | Fixed | Roof
NJADRE1555493410 | Administratively Determined Incentive Program | Alloway | 8001 | 16 | 17.6 | Residential | Behind the Meter | Yes | Net Metered Residential | Seabright Solar LLC |  | AC Electric | Accepted | 2023-12-20 | 2024-01-23 | 2025-01-23 | Solar Panels | Sunpower | SPR-U-400 |  | 0.4 | 22 | 78 | 18 |  | Fixed | Roof
NJADRE1555493410 | Administratively Determined Incentive Program | Alloway | 8001 | 16 | 17.6 | Residential | Behind the Meter | Yes | Net Metered Residential | Seabright Solar LLC |  | AC Electric | Accepted | 2023-12-20 | 2024-01-23 | 2025-01-23 | Inverters | Enphase | IQ 7HS | 384 |  | 44 |  |  | 0.99 |  | Outside | Roof
NJADRE1555493417 | Administratively Determined Incentive Program | BURLINGTON | 8016 | 13 | 5.6 | Residential | Behind the Meter | Yes | Net Metered Residential | Pro Custom Solar dba Momentum Solar |  | PSE&G | Accepted | 2023-12-20 | 2024-01-23 | 2025-01-23 | Inverters | enphase | iq8plus-72-2-us | 290 |  | 14 |  |  | 0.97 |  | Outdoor
NJADRE1555493417 | Administratively Determined Incentive Program | BURLINGTON | 8016 | 13 | 5.6 | Residential | Behind the Meter | Yes | Net Metered Residential | Pro Custom Solar dba Momentum Solar |  | PSE&G | Accepted | 2023-12-20 | 2024-01-23 | 2025-01-23 | Solar Panels | hanwha | q.peak duo blk ml-g10+400 |  | 0.4 | 10 | 252 | 27 |  | Fixed | Roof
NJADRE1555493417 | Administratively Determined Incentive Program | BURLINGTON | 8016 | 13 | 5.6 | Residential | Behind the Meter | Yes | Net Metered Residential | Pro Custom Solar dba Momentum Solar |  | PSE&G | Accepted | 2023-12-20 | 2024-01-23 | 2025-01-23 | Solar Panels | hanwha | q.peak duo blk ml-g10+400 |  | 0.4 | 4 | 72 | 27 |  | Fixed | Roof
NJADRE1555493427 | Administratively Determined Incentive Program | EDISON | 8820 | 11 | 1086.05 | School Public K-12 | Behind the Meter | No | Large Net-Metered Non-Residential located on Rooftop, Carport, Canopy and Floating Solar-PUBLIC | Advanced Solar Products, Inc. |  | PSE&G | Accepted | 2023-12-20 | 2024-01-23 | 2025-01-23 | Inverters | SOLAREDGE | SE120KUS | 120000 |  | 7 |  |  | 0.985 |  | Outdoor | The side wall of the school
NJADRE1555493427 | Administratively Determined Incentive Program | EDISON | 8820 | 11 | 1086.05 | School Public K-12 | Behind the Meter | No | Large Net-Metered Non-Residential located on Rooftop, Carport, Canopy and Floating Solar-PUBLIC | Advanced Solar Products, Inc. |  | PSE&G | Accepted | 2023-12-20 | 2024-01-23 | 2025-01-23 | Meters | WattsOn-Mark II | W2-MI-5A-DL | n/a |  | 1 |  |  |  | Yes | Outdoor
NJADRE1555493427 | Administratively Determined Incentive Program | EDISON | 8820 | 11 | 1086.05 | School Public K-12 | Behind the Meter | No | Large Net-Metered Non-Residential located on Rooftop, Carport, Canopy and Floating Solar-PUBLIC | Advanced Solar Products, Inc. |  | PSE&G | Accepted | 2023-12-20 | 2024-01-23 | 2025-01-23 | Solar Panels | HELIENE | 144HCM10SL |  | 0.535 | 1543 | 178 | 5 |  | Fixed | Roof
NJADRE1555493427 | Administratively Determined Incentive Program | EDISON | 8820 | 11 | 1086.05 | School Public K-12 | Behind the Meter | No | Large Net-Metered Non-Residential located on Rooftop, Carport, Canopy and Floating Solar-PUBLIC | Advanced Solar Products, Inc. |  | PSE&G | Accepted | 2023-12-20 | 2024-01-23 | 2025-01-23 | Solar Panels | HELINE | 144HC M10 |  | 0.535 | 487 | 148 | 5 |  | Fixed | Roof
NJADRE1555493430 | Administratively Determined Incentive Program | PENNSVILLE | 8070 | 16 | 8.1 | Residential | Behind the Meter | Yes | Net Metered Residential | Sunrun Installation Services, Inc. |  | AC Electric | Accepted | 2023-12-20 | 2024-01-23 | 2025-01-23 | Inverters | DELTA ELECTRONICS | E6-TL-US | 6000 |  | 1 |  |  | 0.975 |  | Outside
NJADRE1555493430 | Administratively Determined Incentive Program | PENNSVILLE | 8070 | 16 | 8.1 | Residential | Behind the Meter | Yes | Net Metered Residential | Sunrun Installation Services, Inc. |  | AC Electric | Accepted | 2023-12-20 | 2024-01-23 | 2025-01-23 | Solar Panels | HANWHA Q-CELLS | Q.PEAK DUO BLK ML-G10+ 405 â€¢ INVERTER |  | 0.405 | 20 | 128 | 17 |  | Fixed | Roof
NJADRE1555493436 | Administratively Determined Incentive Program | HAWTHORNE | 7506 | 6 | 4.24 | Residential | Behind the Meter | Yes | Net Metered Residential | Freedom Forever New Jersey LLC |  | PSE&G | Accepted | 2023-12-20 | 2024-01-23 | 2025-01-23 | Inverters | Solar Edge | SE3800H-USRGM | 3800 |  | 1 |  |  | 0.99 |  | Outdoor
NJADRE1555493436 | Administratively Determined Incentive Program | HAWTHORNE | 7506 | 6 | 4.24 | Residential | Behind the Meter | Yes | Net Metered Residential | Freedom Forever New Jersey LLC |  | PSE&G | Accepted | 2023-12-20 | 2024-01-23 | 2025-01-23 | Solar Panels | Jinko Solar | JKM385M-6RL3-B |  | 0.385 | 7 | 194 | 38 |  | Fixed | Roof
NJADRE1555493436 | Administratively Determined Incentive Program | HAWTHORNE | 7506 | 6 | 4.24 | Residential | Behind the Meter | Yes | Net Metered Residential | Freedom Forever New Jersey LLC |  | PSE&G | Accepted | 2023-12-20 | 2024-01-23 | 2025-01-23 | Solar Panels | Jinko Solar | JKM385M-6RL3-B |  | 0.385 | 4 | 14 | 38 |  | Fixed | Roof
NJADRE1555493442 | Administratively Determined Incentive Program | EAST RUTHERFORD BORO | 7073 | 7 | 3.24 | Residential | Behind the Meter | No | Net Metered Residential | EMT Renewables |  | PSE&G | Accepted | 2023-12-20 | 2024-01-23 | 2025-01-23 | Inverters | ENPHASE | IQ8+ | 290 |  | 8 |  |  | 0.98 |  | Other | UNDER EACH PANEL
NJADRE1555493442 | Administratively Determined Incentive Program | EAST RUTHERFORD BORO | 7073 | 7 | 3.24 | Residential | Behind the Meter | No | Net Metered Residential | EMT Renewables |  | PSE&G | Accepted | 2023-12-20 | 2024-01-23 | 2025-01-23 | Solar Panels | Q CELLS | Q PEAK DUO BLK |  | 0.405 | 3 | 127 | 24 |  | Fixed | Roof
NJADRE1555493442 | Administratively Determined Incentive Program | EAST RUTHERFORD BORO | 7073 | 7 | 3.24 | Residential | Behind the Meter | No | Net Metered Residential | EMT Renewables |  | PSE&G | Accepted | 2023-12-20 | 2024-01-23 | 2025-01-23 | Solar Panels | Q CELLS | Q PEAK DUO BLK |  | 0.405 | 3 | 127 | 20 |  | Fixed | Roof
NJADRE1555493442 | Administratively Determined Incentive Program | EAST RUTHERFORD BORO | 7073 | 7 | 3.24 | Residential | Behind the Meter | No | Net Metered Residential | EMT Renewables |  | PSE&G | Accepted | 2023-12-20 | 2024-01-23 | 2025-01-23 | Solar Panels | Q CELLS | Q PEAK DUO BLK |  | 0.405 | 2 | 307 | 41 |  | Fixed | Roof
NJADRE1555493449 | Administratively Determined Incentive Program | JERSEY CITY | 7305 | 8 | 10.4 | Residential | Behind the Meter | Yes | Net Metered Residential | Pro Custom Solar dba Momentum Solar |  | PSE&G | Accepted | 2023-12-20 | 2024-01-23 | 2025-01-23 | Inverters | ENPHASE | iq8plus-72-2-us | 290 |  | 26 |  |  | 0.97 |  | Outdoor
NJADRE1555493449 | Administratively Determined Incentive Program | JERSEY CITY | 7305 | 8 | 10.4 | Residential | Behind the Meter | Yes | Net Metered Residential | Pro Custom Solar dba Momentum Solar |  | PSE&G | Accepted | 2023-12-20 | 2024-01-23 | 2025-01-23 | Solar Panels | HANWHA | q.peak duo blk ml-g10+400 |  | 0.4 | 26 | 41 | 4 |  | Fixed | Roof
NJADRE1555493459 | Administratively Determined Incentive Program | FREEHOLD | 7728 | 17 | 6.63 | Residential | Behind the Meter | Yes | Net Metered Residential | Sunrun Installation Services, Inc. |  | JCP&L | Accepted | 2023-12-20 | 2024-01-23 | 2025-01-23 | Inverters | SOLAREDGE TECHNOLOGIES | SE6000H-USSN | 6000 |  | 1 |  |  | 0.99 |  | Outdoor | Next To Meter
NJADRE1555493459 | Administratively Determined Incentive Program | FREEHOLD | 7728 | 17 | 6.63 | Residential | Behind the Meter | Yes | Net Metered Residential | Sunrun Installation Services, Inc. |  | JCP&L | Accepted | 2023-12-20 | 2024-01-23 | 2025-01-23 | Solar Panels | TRINA SOLAR | TSM-390DE09C.07 |  | 0.39 | 2 | 227 | 31 |  | Fixed | Roof
NJADRE1555493459 | Administratively Determined Incentive Program | FREEHOLD | 7728 | 17 | 6.63 | Residential | Behind the Meter | Yes | Net Metered Residential | Sunrun Installation Services, Inc. |  | JCP&L | Accepted | 2023-12-20 | 2024-01-23 | 2025-01-23 | Solar Panels | TRINA SOLAR | TSM-390DE09C.07 |  | 0.39 | 15 | 48 | 31 |  | Fixed | Roof
NJADRE1555493460 | Administratively Determined Incentive Program | NEW MILFORD | 7646 | 7 | 6.93 | Residential | Behind the Meter | Yes | Net Metered Residential | Freedom Forever New Jersey LLC |  | PSE&G | Accepted | 2023-12-20 | 2024-01-25 | 2025-01-25 | Inverters | Solar Edge | SE6000H-USRGM | 6000 |  | 1 |  |  | 0.99 |  | Outdoor
NJADRE1555493460 | Administratively Determined Incentive Program | NEW MILFORD | 7646 | 7 | 6.93 | Residential | Behind the Meter | Yes | Net Metered Residential | Freedom Forever New Jersey LLC |  | PSE&G | Accepted | 2023-12-20 | 2024-01-25 | 2025-01-25 | Solar Panels | Jinko Solar | JKM385M-6RL3-B |  | 0.385 | 18 | 271 | 42 |  | Fixed | Roof
NJADRE1555493467 | Administratively Determined Incentive Program | SICKLERVILLE | 8081 | 14 | 7.6 | Residential | Behind the Meter | Yes | Net Metered Residential | Pro Custom Solar dba Momentum Solar |  | AC Electric | Accepted | 2023-12-20 | 2024-01-23 | 2025-01-23 | Inverters | IQ8PLUS-72-2-US | ENPHASE | 290 |  | 19 |  |  | 0.97 |  | Outdoor
NJADRE1555493467 | Administratively Determined Incentive Program | SICKLERVILLE | 8081 | 14 | 7.6 | Residential | Behind the Meter | Yes | Net Metered Residential | Pro Custom Solar dba Momentum Solar |  | AC Electric | Accepted | 2023-12-20 | 2024-01-23 | 2025-01-23 | Solar Panels | Q. PEAK DUO BLK-G10+400 | HANWHA |  | 0.4 | 8 | 281 | 30 |  | Fixed | Roof
NJADRE1555493467 | Administratively Determined Incentive Program | SICKLERVILLE | 8081 | 14 | 7.6 | Residential | Behind the Meter | Yes | Net Metered Residential | Pro Custom Solar dba Momentum Solar |  | AC Electric | Accepted | 2023-12-20 | 2024-01-23 | 2025-01-23 | Solar Panels | Q. PEAK DUO BLK-G10+400 | HANWHA |  | 0.4 | 5 | 101 | 30 |  | Fixed | Roof
NJADRE1555493467 | Administratively Determined Incentive Program | SICKLERVILLE | 8081 | 14 | 7.6 | Residential | Behind the Meter | Yes | Net Metered Residential | Pro Custom Solar dba Momentum Solar |  | AC Electric | Accepted | 2023-12-20 | 2024-01-23 | 2025-01-23 | Solar Panels | Q. PEAK DUO BLK-G10+400 | HANWHA |  | 0.4 | 6 | 11 | 32 |  | Fixed | Roof
NJADRE1555493490 | Administratively Determined Incentive Program | NEWARK | 7106 | 9 | 4.8 | Residential | Behind the Meter | Yes | Net Metered Residential | Pro Custom Solar dba Momentum Solar |  | PSE&G | Accepted | 2023-12-20 | 2024-01-23 | 2025-01-23 | Inverters | IQ8PLUS-72-2-US | ENPHASE | 290 |  | 12 |  |  | 0.97 |  | Outdoor
NJADRE1555493490 | Administratively Determined Incentive Program | NEWARK | 7106 | 9 | 4.8 | Residential | Behind the Meter | Yes | Net Metered Residential | Pro Custom Solar dba Momentum Solar |  | PSE&G | Accepted | 2023-12-20 | 2024-01-23 | 2025-01-23 | Solar Panels | Q. PEAK DUO BLK-G10+400 | HANWHA |  | 0.4 | 12 | 286 | 4 |  | Fixed | Roof
NJADRE1555493507 | Administratively Determined Incentive Program | PROSPECT PARK | 7508 | 6 | 7.6 | Residential | Behind the Meter | Yes | Net Metered Residential | Momentum Solar Energy Services |  | PSE&G | Accepted | 2023-12-20 | 2024-01-23 | 2025-01-23 | Inverters | IQ8PLUS-72-2-US | ENPHASE | 290 |  | 19 |  |  | 0.97 |  | Outdoor
NJADRE1555493507 | Administratively Determined Incentive Program | PROSPECT PARK | 7508 | 6 | 7.6 | Residential | Behind the Meter | Yes | Net Metered Residential | Momentum Solar Energy Services |  | PSE&G | Accepted | 2023-12-20 | 2024-01-23 | 2025-01-23 | Solar Panels | Q. PEAK DUO BLK-G10+400 | HANWHA |  | 0.4 | 10 | 317 | 14 |  | Fixed | Roof
NJADRE1555493507 | Administratively Determined Incentive Program | PROSPECT PARK | 7508 | 6 | 7.6 | Residential | Behind the Meter | Yes | Net Metered Residential | Momentum Solar Energy Services |  | PSE&G | Accepted | 2023-12-20 | 2024-01-23 | 2025-01-23 | Solar Panels | Q. PEAK DUO BLK-G10+400 | HANWHA |  | 0.4 | 4 | 137 | 17 |  | Fixed | Roof
NJADRE1555493507 | Administratively Determined Incentive Program | PROSPECT PARK | 7508 | 6 | 7.6 | Residential | Behind the Meter | Yes | Net Metered Residential | Momentum Solar Energy Services |  | PSE&G | Accepted | 2023-12-20 | 2024-01-23 | 2025-01-23 | Solar Panels | Q. PEAK DUO BLK-G10+400 | HANWHA |  | 0.4 | 5 | 137 | 38 |  | Fixed | Roof
NJADRE1555493532 | Administratively Determined Incentive Program | Hopewell Twp Mer | 8525 | 12 | 4.05 | Residential | Behind the Meter | No | Net Metered Residential | EMT Renewables |  | PSE&G | Accepted | 2023-12-20 | 2024-01-23 | 2025-01-23 | Inverters | ENPHASE | IQ8+ | 290 |  | 10 |  |  | 0.98 |  | Other | UNDER EACH PANEL
NJADRE1555493532 | Administratively Determined Incentive Program | Hopewell Twp Mer | 8525 | 12 | 4.05 | Residential | Behind the Meter | No | Net Metered Residential | EMT Renewables |  | PSE&G | Accepted | 2023-12-20 | 2024-01-23 | 2025-01-23 | Solar Panels | Q CELLS | Q PEAK DUO BLK |  | 0.405 | 10 | 203 | 31 |  | Fixed | Roof
NJADRE1555493557 | Administratively Determined Incentive Program | NEWARK | 7106 | 9 | 5.2 | Residential | Behind the Meter | Yes | Net Metered Residential | Momentum Solar Energy Services |  | PSE&G | Accepted | 2023-12-20 | 2024-01-23 | 2025-01-23 | Inverters | IQ8PLUS-72-2-US | ENPHASE | 290 |  | 13 |  |  | 0.97 |  | Outdoor
NJADRE1555493557 | Administratively Determined Incentive Program | NEWARK | 7106 | 9 | 5.2 | Residential | Behind the Meter | Yes | Net Metered Residential | Momentum Solar Energy Services |  | PSE&G | Accepted | 2023-12-20 | 2024-01-23 | 2025-01-23 | Solar Panels | Q. PEAK DUO BLK-G10+400 | HANWHA |  | 0.4 | 11 | 111 | 29 |  | Fixed | Roof
NJADRE1555493557 | Administratively Determined Incentive Program | NEWARK | 7106 | 9 | 5.2 | Residential | Behind the Meter | Yes | Net Metered Residential | Momentum Solar Energy Services |  | PSE&G | Accepted | 2023-12-20 | 2024-01-23 | 2025-01-23 | Solar Panels | Q. PEAK DUO BLK-G10+400 | HANWHA |  | 0.4 | 2 | 292 | 17 |  | Fixed | Roof
NJADRE1555493587 | Administratively Determined Incentive Program | TOMS RIVER | 8753 | 18 | 4.86 | Residential | Behind the Meter | Yes | Net Metered Residential | EMT Renewables |  | JCP&L | Accepted | 2023-12-20 | 2024-01-23 | 2025-01-23 | Inverters | ENPHASE | IQ8+ | 290 |  | 12 |  |  | 0.98 |  | Other | UNDER EACH PANEL
NJADRE1555493587 | Administratively Determined Incentive Program | TOMS RIVER | 8753 | 18 | 4.86 | Residential | Behind the Meter | Yes | Net Metered Residential | EMT Renewables |  | JCP&L | Accepted | 2023-12-20 | 2024-01-23 | 2025-01-23 | Solar Panels | Q CELLS | Q PEAK DUO BLK |  | 0.405 | 12 | 140 | 16 |  | Fixed | Roof
NJADRE1555498033 | Administratively Determined Incentive Program | BELLEVILLE | 7109 | 9 | 4.05 | Residential | Behind the Meter | Yes | Net Metered Residential | Sunrun Installation Services, Inc. |  | PSE&G | Accepted | 2023-12-21 | 2024-01-23 | 2025-01-23 | Inverters | SolarEdge Technologies | SE3800H-USMN | 3800 |  | 1 |  |  | 0.96 |  | Outdoor | Next To Meter
NJADRE1555498033 | Administratively Determined Incentive Program | BELLEVILLE | 7109 | 9 | 4.05 | Residential | Behind the Meter | Yes | Net Metered Residential | Sunrun Installation Services, Inc. |  | PSE&G | Accepted | 2023-12-21 | 2024-01-23 | 2025-01-23 | Solar Panels | Hanwha Q Cells | Q.PEAK DUO BLK ML-G10+ 405 |  | 0.405 | 3 | 111 | 26 |  | Fixed | Roof
NJADRE1555498033 | Administratively Determined Incentive Program | BELLEVILLE | 7109 | 9 | 4.05 | Residential | Behind the Meter | Yes | Net Metered Residential | Sunrun Installation Services, Inc. |  | PSE&G | Accepted | 2023-12-21 | 2024-01-23 | 2025-01-23 | Solar Panels | Hanwha Q Cells | Q.PEAK DUO BLK ML-G10+ 405 |  | 0.405 | 7 | 291 | 26 |  | Fixed | Roof
NJADRE1555498034 | Administratively Determined Incentive Program | CLIFTON | 7011 | 6 | 7.7 | Residential | Behind the Meter | Yes | Net Metered Residential | Sunrun Installation Services, Inc. |  | PSE&G | Accepted | 2023-12-21 | 2024-01-23 | 2025-01-23 | Inverters | SolarEdge Technologies | SE6000H-USSN | 6000 |  | 1 |  |  | 0.96 |  | Outdoor | Next To Meter
NJADRE1555498034 | Administratively Determined Incentive Program | CLIFTON | 7011 | 6 | 7.7 | Residential | Behind the Meter | Yes | Net Metered Residential | Sunrun Installation Services, Inc. |  | PSE&G | Accepted | 2023-12-21 | 2024-01-23 | 2025-01-23 | Solar Panels | Hanwha Q Cells | Q.PEAK DUO BLK ML-G10+ 405 |  | 0.405 | 3 | 256 | 28 |  | Fixed | Roof
NJADRE1555498034 | Administratively Determined Incentive Program | CLIFTON | 7011 | 6 | 7.7 | Residential | Behind the Meter | Yes | Net Metered Residential | Sunrun Installation Services, Inc. |  | PSE&G | Accepted | 2023-12-21 | 2024-01-23 | 2025-01-23 | Solar Panels | Hanwha Q Cells | Q.PEAK DUO BLK ML-G10+ 405 |  | 0.405 | 4 | 76 | 26 |  | Fixed | Roof
NJADRE1555498034 | Administratively Determined Incentive Program | CLIFTON | 7011 | 6 | 7.7 | Residential | Behind the Meter | Yes | Net Metered Residential | Sunrun Installation Services, Inc. |  | PSE&G | Accepted | 2023-12-21 | 2024-01-23 | 2025-01-23 | Solar Panels | Hanwha Q Cells | Q.PEAK DUO BLK ML-G10+ 405 |  | 0.405 | 3 | 167 | 29 |  | Fixed | Roof
NJADRE1555498034 | Administratively Determined Incentive Program | CLIFTON | 7011 | 6 | 7.7 | Residential | Behind the Meter | Yes | Net Metered Residential | Sunrun Installation Services, Inc. |  | PSE&G | Accepted | 2023-12-21 | 2024-01-23 | 2025-01-23 | Solar Panels | Hanwha Q Cells | Q.PEAK DUO BLK ML-G10+ 405 |  | 0.405 | 9 | 347 | 32 |  | Fixed | Roof
NJADRE1555498036 | Administratively Determined Incentive Program | WAYNE | 7470 | 6 | 10.8 | Residential | Behind the Meter | Yes | Net Metered Residential | Suntuity Solar LLC |  | JCP&L | Accepted | 2023-12-21 | 2024-01-23 | 2025-01-23 | Inverters | ENPHASE | IQ8PLUS-72-2-US | 290 |  | 27 |  |  | 0.97 |  | Outdoor | Behind the PV modules
NJADRE1555498036 | Administratively Determined Incentive Program | WAYNE | 7470 | 6 | 10.8 | Residential | Behind the Meter | Yes | Net Metered Residential | Suntuity Solar LLC |  | JCP&L | Accepted | 2023-12-21 | 2024-01-23 | 2025-01-23 | Solar Panels | CANADIAN SOLAR | CS6R-400MS-HL |  | 0.4 | 22 | 74 | 22 |  | Fixed | Roof
NJADRE1555498036 | Administratively Determined Incentive Program | WAYNE | 7470 | 6 | 10.8 | Residential | Behind the Meter | Yes | Net Metered Residential | Suntuity Solar LLC |  | JCP&L | Accepted | 2023-12-21 | 2024-01-23 | 2025-01-23 | Solar Panels | CANADIAN SOLAR | CS6R-400MS-HL |  | 0.4 | 5 | 254 | 22 |  | Fixed | Roof
NJADRE1555498037 | Administratively Determined Incentive Program | OLD BRIDGE | 8857 | 11 | 8.51 | Residential | Behind the Meter | Yes | Net Metered Residential | Sunrun Installation Services, Inc. |  | JCP&L | Accepted | 2023-12-21 | 2024-01-23 | 2025-01-23 | Inverters | Delta Electronics | E6-TL-US | 5760 |  | 1 |  |  | 0.96 |  | Outdoor | Next To Meter
NJADRE1555498037 | Administratively Determined Incentive Program | OLD BRIDGE | 8857 | 11 | 8.51 | Residential | Behind the Meter | Yes | Net Metered Residential | Sunrun Installation Services, Inc. |  | JCP&L | Accepted | 2023-12-21 | 2024-01-23 | 2025-01-23 | Solar Panels | Hanwha Q Cells | Q.PEAK DUO BLK ML-G10+ 405 |  | 0.405 | 21 | 56 | 34 |  | Fixed | Roof
NJADRE1555498051 | Administratively Determined Incentive Program | SAYREVILLE | 8872 | 11 | 8.51 | Residential | Behind the Meter | Yes | Net Metered Residential | Sunrun Installation Services, Inc. |  | JCP&L | Accepted | 2023-12-21 | 2024-01-23 | 2025-01-23 | Inverters | SOLAREDGE TECHNOLOGIES | SE6000H-USSN | 6000 |  | 1 |  |  | 0.992 |  | Outdoor | next to meter
NJADRE1555498051 | Administratively Determined Incentive Program | SAYREVILLE | 8872 | 11 | 8.51 | Residential | Behind the Meter | Yes | Net Metered Residential | Sunrun Installation Services, Inc. |  | JCP&L | Accepted | 2023-12-21 | 2024-01-23 | 2025-01-23 | Solar Panels | HANWHA Q-CELLS | Q.PEAK DUO BLK ML-G10+ 405 |  | 0.405 | 8 | 82 | 35 |  | Fixed | Roof
NJADRE1555498051 | Administratively Determined Incentive Program | SAYREVILLE | 8872 | 11 | 8.51 | Residential | Behind the Meter | Yes | Net Metered Residential | Sunrun Installation Services, Inc. |  | JCP&L | Accepted | 2023-12-21 | 2024-01-23 | 2025-01-23 | Solar Panels | HANWHA Q-CELLS | Q.PEAK DUO BLK ML-G10+ 405 |  | 0.405 | 13 | 262 | 35 |  | Fixed | Roof
NJADRE1555498059 | Administratively Determined Incentive Program | JOBSTOWN | 8041 | 13 | 10.13 | Residential | Behind the Meter | Yes | Net Metered Residential | Sunrun Installation Services, Inc. |  | PSE&G | Accepted | 2023-12-21 | 2024-01-23 | 2025-01-23 | Electric Storage Battery | Tesla | Powerwall 2 AC |  |  | 2 |  |  |  | Lithium Ion |  | outside
NJADRE1555498059 | Administratively Determined Incentive Program | JOBSTOWN | 8041 | 13 | 10.13 | Residential | Behind the Meter | Yes | Net Metered Residential | Sunrun Installation Services, Inc. |  | PSE&G | Accepted | 2023-12-21 | 2024-01-23 | 2025-01-23 | Solar Panels | Hanwha Q Cells | Q.PEAK DUO BLK ML-G10+ 405 |  | 0.405 | 20 | 181 | 32 |  | Fixed | Roof
NJADRE1555498059 | Administratively Determined Incentive Program | JOBSTOWN | 8041 | 13 | 10.13 | Residential | Behind the Meter | Yes | Net Metered Residential | Sunrun Installation Services, Inc. |  | PSE&G | Accepted | 2023-12-21 | 2024-01-23 | 2025-01-23 | Solar Panels | Hanwha Q Cells | Q.PEAK DUO BLK ML-G10+ 405 |  | 0.405 | 5 | 181 | 32 |  | Fixed | Roof
NJADRE1555498059 | Administratively Determined Incentive Program | JOBSTOWN | 8041 | 13 | 10.13 | Residential | Behind the Meter | Yes | Net Metered Residential | Sunrun Installation Services, Inc. |  | PSE&G | Accepted | 2023-12-21 | 2024-01-23 | 2025-01-23 | Inverters | SolarEdge Technologies | SE7600H-USSN | 7600 |  | 1 |  |  | 0.96 |  | Outdoor | Next To Meter
NJADRE1555498090 | Administratively Determined Incentive Program | SECAUCUS TOWN | 7094 | 8 | 10.53 | Residential | Behind the Meter | No | Net Metered Residential | Tesla Energy Operations Inc |  | PSE&G | Accepted | 2023-12-21 | 2024-01-25 | 2025-01-25 | Solar Panels | Hanwha | Q.PEAK DUO BLK ML-G10+/TS 405 |  | 0.405 | 12 | 50 | 30 |  | Fixed | Roof
NJADRE1555498090 | Administratively Determined Incentive Program | SECAUCUS TOWN | 7094 | 8 | 10.53 | Residential | Behind the Meter | No | Net Metered Residential | Tesla Energy Operations Inc |  | PSE&G | Accepted | 2023-12-21 | 2024-01-25 | 2025-01-25 | Solar Panels | Hanwha | Q.PEAK DUO BLK ML-G10+/TS 405 |  | 0.405 | 14 | 230 | 30 |  | Fixed | Roof
NJADRE1555498090 | Administratively Determined Incentive Program | SECAUCUS TOWN | 7094 | 8 | 10.53 | Residential | Behind the Meter | No | Net Metered Residential | Tesla Energy Operations Inc |  | PSE&G | Accepted | 2023-12-21 | 2024-01-25 | 2025-01-25 | Inverters | Tesla | 1538000-45-A | 7600 |  | 1 |  |  | 0.986 |  | Indoor
NJADRE1555498091 | Administratively Determined Incentive Program | TUCKERTON | 8087 | 18 | 8.1 | Residential | Behind the Meter | No | Net Metered Residential | EMT Renewables |  | AC Electric | Accepted | 2023-12-21 | 2024-01-04 | 2025-01-04 | Inverters | ENPHASE | IQ8+ | 290 |  | 20 |  |  | 0.98 |  | Other | UNDER EACH PANEL
NJADRE1555498091 | Administratively Determined Incentive Program | TUCKERTON | 8087 | 18 | 8.1 | Residential | Behind the Meter | No | Net Metered Residential | EMT Renewables |  | AC Electric | Accepted | 2023-12-21 | 2024-01-04 | 2025-01-04 | Solar Panels | Q CELLS | Q PEAK DUO BLK |  | 0.405 | 20 | 189 | 30 |  | Fixed | Roof
NJADRE1555498101 | Administratively Determined Incentive Program | SPARTA | 7871 | 1 | 15.8 | Residential | Behind the Meter | Yes | Net Metered Residential | Sunrun Installation Services, Inc. |  | JCP&L | Accepted | 2023-12-21 | 2024-01-23 | 2025-01-23 | Inverters | SOLAREDGE TECHNOLOGIES | SE7600H-USSN | 7600 |  | 1 |  |  | 0.99 |  | Outdoor | NEXT TO METER
NJADRE1555498101 | Administratively Determined Incentive Program | SPARTA | 7871 | 1 | 15.8 | Residential | Behind the Meter | Yes | Net Metered Residential | Sunrun Installation Services, Inc. |  | JCP&L | Accepted | 2023-12-21 | 2024-01-23 | 2025-01-23 | Inverters | SOLAREDGE TECHNOLOGIES | SE3800H-USMN | 3800 |  | 1 |  |  | 0.99 |  | Outdoor | NEXT TO METER
NJADRE1555498101 | Administratively Determined Incentive Program | SPARTA | 7871 | 1 | 15.8 | Residential | Behind the Meter | Yes | Net Metered Residential | Sunrun Installation Services, Inc. |  | JCP&L | Accepted | 2023-12-21 | 2024-01-23 | 2025-01-23 | Solar Panels | HANWHA Q-CELLS | Q.PEAK DUO BLK ML-G10+ 405 |  | 0.405 | 26 | 97 | 11 |  | Fixed | Roof
NJADRE1555498101 | Administratively Determined Incentive Program | SPARTA | 7871 | 1 | 15.8 | Residential | Behind the Meter | Yes | Net Metered Residential | Sunrun Installation Services, Inc. |  | JCP&L | Accepted | 2023-12-21 | 2024-01-23 | 2025-01-23 | Solar Panels | Q.PEAK DUO BLK ML-G10+ 405 | HANWHA Q-CELLS |  | 0.405 | 9 | 277 | 11 |  | Fixed | Roof
NJADRE1555498101 | Administratively Determined Incentive Program | SPARTA | 7871 | 1 | 15.8 | Residential | Behind the Meter | Yes | Net Metered Residential | Sunrun Installation Services, Inc. |  | JCP&L | Accepted | 2023-12-21 | 2024-01-23 | 2025-01-23 | Solar Panels | HANWHA Q-CELLS | Q.PEAK DUO BLK ML-G10+ 405 |  | 0.405 | 4 | 187 | 11 |  | Fixed | Roof
NJADRE1555498101 | Administratively Determined Incentive Program | SPARTA | 7871 | 1 | 15.8 | Residential | Behind the Meter | Yes | Net Metered Residential | Sunrun Installation Services, Inc. |  | JCP&L | Accepted | 2023-12-21 | 2024-01-23 | 2025-01-23 | Electric Storage Battery | Tesla | Powerwall |  |  | 2 |  |  |  | Lithium Ion |  | OUTSIDE
NJADRE1555498128 | Administratively Determined Incentive Program | PENNSVILLE | 8070 | 16 | 10 | Residential | Behind the Meter | No | Net Metered Residential | Power Energy Solutions |  | AC Electric | Accepted | 2023-12-27 | 2024-01-25 | 2025-01-25 | Inverters | SE7600H-US | SOLAREDGE | 7600 |  | 1 |  |  | 0.99 |  | Outside | ROOFTOP
NJADRE1555498128 | Administratively Determined Incentive Program | PENNSVILLE | 8070 | 16 | 10 | Residential | Behind the Meter | No | Net Metered Residential | Power Energy Solutions |  | AC Electric | Accepted | 2023-12-27 | 2024-01-25 | 2025-01-25 | Solar Panels | CS6R-400MS-HL HIKU6 BLACK MONO | CANNDAIN SOLAR |  | 0.4 | 10 | 174 | 27 |  | Fixed | Roof | ROOFTOP
NJADRE1555498128 | Administratively Determined Incentive Program | PENNSVILLE | 8070 | 16 | 10 | Residential | Behind the Meter | No | Net Metered Residential | Power Energy Solutions |  | AC Electric | Accepted | 2023-12-27 | 2024-01-25 | 2025-01-25 | Solar Panels | CS6R-400MS-HL HIKU6 BLACK MONO | CANNDAIN SOLAR |  | 0.4 | 8 | 174 | 21 |  | Fixed | Roof | ROOFTOP
NJADRE1555498128 | Administratively Determined Incentive Program | PENNSVILLE | 8070 | 16 | 10 | Residential | Behind the Meter | No | Net Metered Residential | Power Energy Solutions |  | AC Electric | Accepted | 2023-12-27 | 2024-01-25 | 2025-01-25 | Solar Panels | CS6R-400MS-HL HIKU6 BLACK MONO | CANNDAIN SOLAR |  | 0.4 | 2 | 174 | 19 |  | Fixed | Roof | ROOFTOP
NJADRE1555498128 | Administratively Determined Incentive Program | PENNSVILLE | 8070 | 16 | 10 | Residential | Behind the Meter | No | Net Metered Residential | Power Energy Solutions |  | AC Electric | Accepted | 2023-12-27 | 2024-01-25 | 2025-01-25 | Solar Panels | CS6R-400MS-HL HIKU6 BLACK MONO | CANNDAIN SOLAR |  | 0.4 | 5 | 354 | 27 |  | Fixed | Roof | ROOFTOP
NJADRE1555498130 | Administratively Determined Incentive Program | PARSIPPANY | 7054 | 3 | 5.67 | Residential | Behind the Meter | No | Net Metered Residential | Tesla Energy Operations Inc |  | JCP&L | Accepted | 2023-12-21 | 2024-01-26 | 2025-01-26 | Solar Panels | Hanwha | Q.PEAK DUO BLK ML-G10+/TS 405 |  | 0.405 | 11 | 124 | 22 |  | Fixed | Roof
NJADRE1555498130 | Administratively Determined Incentive Program | PARSIPPANY | 7054 | 3 | 5.67 | Residential | Behind the Meter | No | Net Metered Residential | Tesla Energy Operations Inc |  | JCP&L | Accepted | 2023-12-21 | 2024-01-26 | 2025-01-26 | Solar Panels | Q.PEAK DUO BLK ML-G10+/TS 405 | Hanwha |  | 0.405 | 3 | 215 | 22 |  | Fixed | Roof
NJADRE1555498130 | Administratively Determined Incentive Program | PARSIPPANY | 7054 | 3 | 5.67 | Residential | Behind the Meter | No | Net Metered Residential | Tesla Energy Operations Inc |  | JCP&L | Accepted | 2023-12-21 | 2024-01-26 | 2025-01-26 | Inverters | Tesla | 1538000-45-A | 7600 |  | 1 |  |  | 0.986 |  | Outdoor
NJADRE1555498153 | Administratively Determined Incentive Program | OXFORD | 7863 | 2 | 4.05 | Residential | Behind the Meter | Yes | Net Metered Residential | Trinity Solar |  | JCP&L | Accepted | 2023-12-21 | 2024-01-24 | 2025-01-24 | Inverters | Solar Edge | SE3800H-US | 3800 |  | 1 |  |  | 0.97 |  | Outdoor
NJADRE1555498153 | Administratively Determined Incentive Program | OXFORD | 7863 | 2 | 4.05 | Residential | Behind the Meter | Yes | Net Metered Residential | Trinity Solar |  | JCP&L | Accepted | 2023-12-21 | 2024-01-24 | 2025-01-24 | Solar Panels | HANWHA | (Q.PEAK DUO BLK ML-G10+ 405) |  | 0.405 | 5 | 242 | 37 |  | Fixed | Roof
NJADRE1555498153 | Administratively Determined Incentive Program | OXFORD | 7863 | 2 | 4.05 | Residential | Behind the Meter | Yes | Net Metered Residential | Trinity Solar |  | JCP&L | Accepted | 2023-12-21 | 2024-01-24 | 2025-01-24 | Solar Panels | HANWHA | (Q.PEAK DUO BLK ML-G10+ 405) |  | 0.405 | 5 | 242 | 34 |  | Fixed | Roof
NJADRE1555498183 | Administratively Determined Incentive Program | BRIDGEWATER | 8807 | 5 | 11.75 | Residential | Behind the Meter | No | Net Metered Residential | Tesla Energy Operations Inc |  | PSE&G | Accepted | 2023-12-21 | 2024-01-29 | 2025-01-29 | Solar Panels | Hanwha | Q.PEAK DUO BLK ML-G10+/TS 405 |  | 0.405 | 11 | 107 | 27 |  | Fixed | Roof
NJADRE1555498183 | Administratively Determined Incentive Program | BRIDGEWATER | 8807 | 5 | 11.75 | Residential | Behind the Meter | No | Net Metered Residential | Tesla Energy Operations Inc |  | PSE&G | Accepted | 2023-12-21 | 2024-01-29 | 2025-01-29 | Solar Panels | Hanwha | Q.PEAK DUO BLK ML-G10+/TS 405 |  | 0.405 | 18 | 287 | 27 |  | Fixed | Roof
NJADRE1555498183 | Administratively Determined Incentive Program | BRIDGEWATER | 8807 | 5 | 11.75 | Residential | Behind the Meter | No | Net Metered Residential | Tesla Energy Operations Inc |  | PSE&G | Accepted | 2023-12-21 | 2024-01-29 | 2025-01-29 | Inverters | Tesla | 1538000-45-A | 7600 |  | 1 |  |  | 0.986 |  | Outdoor
NJADRE1555498183 | Administratively Determined Incentive Program | BRIDGEWATER | 8807 | 5 | 11.75 | Residential | Behind the Meter | No | Net Metered Residential | Tesla Energy Operations Inc |  | PSE&G | Accepted | 2023-12-21 | 2024-01-29 | 2025-01-29 | Inverters | Tesla | 1538000-45-A | 3800 |  | 1 |  |  | 0.986 |  | Outdoor
NJADRE1555498222 | Administratively Determined Incentive Program | CEDAR GROVE | 7009 | 9 | 4.1 | Residential | Behind the Meter | No | Net Metered Residential | Tesla Energy Operations Inc |  | PSE&G | Accepted | 2023-12-21 | 2024-01-30 | 2025-01-30 | Inverters | Tesla | 1534000-00-C (240V) | 3800 |  | 1 |  |  | 0.98 |  | Outside
NJADRE1555498222 | Administratively Determined Incentive Program | CEDAR GROVE | 7009 | 9 | 4.1 | Residential | Behind the Meter | No | Net Metered Residential | Tesla Energy Operations Inc |  | PSE&G | Accepted | 2023-12-21 | 2024-01-30 | 2025-01-30 | Electric Storage Battery | Tesla | AC Powerwall 2.0 |  |  | 2 |  |  |  | Lithium Ion |  | Outside
NJADRE1555498222 | Administratively Determined Incentive Program | CEDAR GROVE | 7009 | 9 | 4.1 | Residential | Behind the Meter | No | Net Metered Residential | Tesla Energy Operations Inc |  | PSE&G | Accepted | 2023-12-21 | 2024-01-30 | 2025-01-30 | Solar Panels | Tesla | SR72T2 |  | 0.072 | 33 | 22 | 18 |  | Fixed | Roof
NJADRE1555498222 | Administratively Determined Incentive Program | CEDAR GROVE | 7009 | 9 | 4.1 | Residential | Behind the Meter | No | Net Metered Residential | Tesla Energy Operations Inc |  | PSE&G | Accepted | 2023-12-21 | 2024-01-30 | 2025-01-30 | Solar Panels | Tesla | SR72T2 |  | 0.072 | 24 | 202 | 40 |  | Fixed | Roof
NJADRE1555498229 | Administratively Determined Incentive Program | SKILLMAN | 8558 | 5 | 12.96 | Residential | Behind the Meter | No | Net Metered Residential | Tesla Energy Operations Inc |  | PSE&G | Accepted | 2023-12-21 | 2024-01-29 | 2025-01-29 | Solar Panels | Hanwha | Q.PEAK DUO BLK ML-G10+/TS 405 |  | 0.405 | 20 | 336 | 28 |  | Fixed | Roof
NJADRE1555498229 | Administratively Determined Incentive Program | SKILLMAN | 8558 | 5 | 12.96 | Residential | Behind the Meter | No | Net Metered Residential | Tesla Energy Operations Inc |  | PSE&G | Accepted | 2023-12-21 | 2024-01-29 | 2025-01-29 | Solar Panels | Hanwha | Q.PEAK DUO BLK ML-G10+/TS 405 |  | 0.405 | 4 | 155 | 28 |  | Fixed | Roof
NJADRE1555498229 | Administratively Determined Incentive Program | SKILLMAN | 8558 | 5 | 12.96 | Residential | Behind the Meter | No | Net Metered Residential | Tesla Energy Operations Inc |  | PSE&G | Accepted | 2023-12-21 | 2024-01-29 | 2025-01-29 | Solar Panels | Hanwha | Q.PEAK DUO BLK ML-G10+/TS 405: |  | 0.405 | 4 | 66 | 28 |  | Fixed | Roof
NJADRE1555498229 | Administratively Determined Incentive Program | SKILLMAN | 8558 | 5 | 12.96 | Residential | Behind the Meter | No | Net Metered Residential | Tesla Energy Operations Inc |  | PSE&G | Accepted | 2023-12-21 | 2024-01-29 | 2025-01-29 | Solar Panels | Hanwha | Q.PEAK DUO BLK ML-G10+/TS 405: |  | 0.405 | 2 | 246 | 28 |  | Fixed | Roof
NJADRE1555498229 | Administratively Determined Incentive Program | SKILLMAN | 8558 | 5 | 12.96 | Residential | Behind the Meter | No | Net Metered Residential | Tesla Energy Operations Inc |  | PSE&G | Accepted | 2023-12-21 | 2024-01-29 | 2025-01-29 | Solar Panels | Hanwha | Q.PEAK DUO BLK ML-G10+/TS 405 |  | 0.405 | 2 | 246 | 26 |  | Fixed | Roof
NJADRE1555498229 | Administratively Determined Incentive Program | SKILLMAN | 8558 | 5 | 12.96 | Residential | Behind the Meter | No | Net Metered Residential | Tesla Energy Operations Inc |  | PSE&G | Accepted | 2023-12-21 | 2024-01-29 | 2025-01-29 | Inverters | Tesla | 1538000-45-A | 5000 |  | 2 |  |  | 0.986 |  | Indoor
NJADRE1555498255 | Administratively Determined Incentive Program | CAMDEN | 8105 | 14 | 2.84 | Residential | Behind the Meter | Yes | Net Metered Residential | Sunrun Installation Services, Inc. |  | PSE&G | Accepted | 2023-12-21 | 2024-01-23 | 2025-01-23 | Inverters | Delta Electronics | E4-TL-US | 4000 |  | 1 |  |  | 0.96 |  | Outdoor
NJADRE1555498255 | Administratively Determined Incentive Program | CAMDEN | 8105 | 14 | 2.84 | Residential | Behind the Meter | Yes | Net Metered Residential | Sunrun Installation Services, Inc. |  | PSE&G | Accepted | 2023-12-21 | 2024-01-23 | 2025-01-23 | Solar Panels | Q.PEAK DUO BLK ML-G10+ 405 | Q.PEAK DUO BLK ML-G10+ 405 |  | 0.405 | 7 | 123 | 2 |  | Fixed | Roof
NJADRE1555498258 | Administratively Determined Incentive Program | FAIR LAWN | 7410 | 7 | 11.07 | Residential | Behind the Meter | No | Net Metered Residential | Infinity Solar Systems |  | PSE&G | Accepted | 2023-12-21 | 2024-01-30 | 2025-01-30 | Inverters | Enphase | IQ8PLUS-72-2-US | 290 |  | 27 |  |  | 0.97 |  | Outdoor
NJADRE1555498258 | Administratively Determined Incentive Program | FAIR LAWN | 7410 | 7 | 11.07 | Residential | Behind the Meter | No | Net Metered Residential | Infinity Solar Systems |  | PSE&G | Accepted | 2023-12-21 | 2024-01-30 | 2025-01-30 | Solar Panels | SEG Solar | SEG-410-BMD-HV |  | 0.41 | 27 | 162 | 21 |  | Fixed | Roof
NJADRE1555498274 | Administratively Determined Incentive Program | PITTSTOWN | 8867 | 4 | 5.2 | Residential | Behind the Meter | Yes | Net Metered Residential | Pro Custom Solar dba Momentum Solar |  | JCP&L | Accepted | 2023-12-21 | 2024-01-24 | 2025-01-24 | Inverters | enphase | iq8plus-72-2-us | 290 |  | 13 |  |  | 0.97 |  | Outdoor
NJADRE1555498274 | Administratively Determined Incentive Program | PITTSTOWN | 8867 | 4 | 5.2 | Residential | Behind the Meter | Yes | Net Metered Residential | Pro Custom Solar dba Momentum Solar |  | JCP&L | Accepted | 2023-12-21 | 2024-01-24 | 2025-01-24 | Solar Panels | 0.4 | q.peak duo blk ml-g10+400 |  | 0.4 | 9 | 175 | 31 |  | Fixed | Roof
NJADRE1555498274 | Administratively Determined Incentive Program | PITTSTOWN | 8867 | 4 | 5.2 | Residential | Behind the Meter | Yes | Net Metered Residential | Pro Custom Solar dba Momentum Solar |  | JCP&L | Accepted | 2023-12-21 | 2024-01-24 | 2025-01-24 | Solar Panels | hanwha | q.peak duo blk ml-g10+400 |  | 0.4 | 4 | 176 | 34 |  | Fixed | Roof
NJADRE1555498293 | Administratively Determined Incentive Program | PATERSON | 7513 | 6 | 6.93 | Residential | Behind the Meter | Yes | Net Metered Residential | All Season Solar |  | PSE&G | Accepted | 2023-12-21 | 2024-01-24 | 2025-01-24 | Inverters | Enphase | IQ8 Plus | 290 |  | 18 |  |  | 0.97 |  | Outside
NJADRE1555498293 | Administratively Determined Incentive Program | PATERSON | 7513 | 6 | 6.93 | Residential | Behind the Meter | Yes | Net Metered Residential | All Season Solar |  | PSE&G | Accepted | 2023-12-21 | 2024-01-24 | 2025-01-24 | Solar Panels | JA Solar | JAM54S31 |  | 0.385 | 18 | 188 | 43 |  | Fixed | Roof
NJADRE1555498315 | Administratively Determined Incentive Program | MORRIS PLAINS | 7950 | 3 | 4.46 | Residential | Behind the Meter | Yes | Net Metered Residential | Sunrun Installation Services, Inc. |  | JCP&L | Accepted | 2023-12-21 | 2024-01-31 | 2025-01-31 | Inverters | E4-TL-US | Delta Electronics | 3840 |  | 1 |  |  | 0.96 |  | Outdoor | Next To Meter
NJADRE1555498315 | Administratively Determined Incentive Program | MORRIS PLAINS | 7950 | 3 | 4.46 | Residential | Behind the Meter | Yes | Net Metered Residential | Sunrun Installation Services, Inc. |  | JCP&L | Accepted | 2023-12-21 | 2024-01-31 | 2025-01-31 | Solar Panels | Q.PEAK DUO BLK ML-G10+ 405 | Hanwha Q Cells |  | 0.405 | 11 | 56 | 40 |  | Fixed | Roof
NJADRE1555498325 | Administratively Determined Incentive Program | SOUTH BRUNSWICK TOWNSHIP | 8824 | 11 | 9.72 | Residential | Behind the Meter | No | Net Metered Residential | Tesla Energy Operations Inc |  | PSE&G | Accepted | 2023-12-21 | 2024-01-26 | 2025-01-26 | Solar Panels | Hanwha | Q.PEAK DUO BLK ML-G10+/TS 405 |  | 0.405 | 4 | 158 | 34 |  | Fixed | Roof
NJADRE1555498325 | Administratively Determined Incentive Program | SOUTH BRUNSWICK TOWNSHIP | 8824 | 11 | 9.72 | Residential | Behind the Meter | No | Net Metered Residential | Tesla Energy Operations Inc |  | PSE&G | Accepted | 2023-12-21 | 2024-01-26 | 2025-01-26 | Solar Panels | Hanwha | Q.PEAK DUO BLK ML-G10+/TS 405 |  | 0.405 | 20 | 158 | 30 |  | Fixed | Roof
NJADRE1555498325 | Administratively Determined Incentive Program | SOUTH BRUNSWICK TOWNSHIP | 8824 | 11 | 9.72 | Residential | Behind the Meter | No | Net Metered Residential | Tesla Energy Operations Inc |  | PSE&G | Accepted | 2023-12-21 | 2024-01-26 | 2025-01-26 | Inverters | Tesla | 1538000-45-A | 5000 |  | 1 |  |  | 0.986 |  | Outdoor
NJADRE1555498325 | Administratively Determined Incentive Program | SOUTH BRUNSWICK TOWNSHIP | 8824 | 11 | 9.72 | Residential | Behind the Meter | No | Net Metered Residential | Tesla Energy Operations Inc |  | PSE&G | Accepted | 2023-12-21 | 2024-01-26 | 2025-01-26 | Inverters | Tesla | 1538000-45-A | 3800 |  | 1 |  |  | 0.986 |  | Outdoor
NJADRE1555498330 | Administratively Determined Incentive Program | PENNSVILLE | 8070 | 16 | 6.55 | Residential | Behind the Meter | Yes | Net Metered Residential | All Season Solar |  | AC Electric | Accepted | 2023-12-21 | 2024-01-23 | 2025-01-23 | Inverters | Enphase | Iq8Plus | 290 |  | 17 |  |  | 0.97 |  | Outside
NJADRE1555498330 | Administratively Determined Incentive Program | PENNSVILLE | 8070 | 16 | 6.55 | Residential | Behind the Meter | Yes | Net Metered Residential | All Season Solar |  | AC Electric | Accepted | 2023-12-21 | 2024-01-23 | 2025-01-23 | Solar Panels | JA Solar | JAM54S31 |  | 0.385 | 12 | 121 | 35 |  | Fixed | Roof
NJADRE1555498330 | Administratively Determined Incentive Program | PENNSVILLE | 8070 | 16 | 6.55 | Residential | Behind the Meter | Yes | Net Metered Residential | All Season Solar |  | AC Electric | Accepted | 2023-12-21 | 2024-01-23 | 2025-01-23 | Solar Panels | JA Solar | JAM54S31 |  | 0.385 | 2 | 121 | 15 |  | Fixed | Roof
NJADRE1555498330 | Administratively Determined Incentive Program | PENNSVILLE | 8070 | 16 | 6.55 | Residential | Behind the Meter | Yes | Net Metered Residential | All Season Solar |  | AC Electric | Accepted | 2023-12-21 | 2024-01-23 | 2025-01-23 | Solar Panels | JA Solar | JAM54S31 |  | 0.385 | 3 | 211 | 28 |  | Fixed | Roof
NJADRE1555498567 | Administratively Determined Incentive Program | FREEHOLD | 7728 | 17 | 8.64 | Commercial | Behind the Meter | No | Small Net-Metered Non-Residential located on Rooftop, Carport, Canopy and Floating Solar | NJ Solar Power, LLC |  | JCP&L | Accepted | 2023-12-28 | 2024-01-29 | 2025-01-29 | Inverters | Solaredge | SE10K-US | 10000 |  | 1 |  |  | 0.99 |  | Outdoor | next to meter
NJADRE1555498567 | Administratively Determined Incentive Program | FREEHOLD | 7728 | 17 | 8.64 | Commercial | Behind the Meter | No | Small Net-Metered Non-Residential located on Rooftop, Carport, Canopy and Floating Solar | NJ Solar Power, LLC |  | JCP&L | Accepted | 2023-12-28 | 2024-01-29 | 2025-01-29 | Solar Panels | Hanwha | Hanwha Q Peak Duo Blk-G10+ |  | 0.36 | 24 | 217 | 18 |  | Fixed | Roof
NJADRE1555498725 | Administratively Determined Incentive Program | TRENTON | 8690 | 12 | 16.61 | Residential | Behind the Meter | No | Net Metered Residential | Tesla Energy Operations Inc |  | PSE&G | Accepted | 2023-12-21 | 2024-01-26 | 2025-01-26 | Solar Panels | Hanwha | Q.PEAK DUO BLK ML-G10+/TS 405 |  | 0.405 | 41 | 168 | 14 |  | Fixed | Roof
NJADRE1555498725 | Administratively Determined Incentive Program | TRENTON | 8690 | 12 | 16.61 | Residential | Behind the Meter | No | Net Metered Residential | Tesla Energy Operations Inc |  | PSE&G | Accepted | 2023-12-21 | 2024-01-26 | 2025-01-26 | Inverters | 1538000-45-A | Tesla | 7600 |  | 2 |  |  | 0.986 |  | Outdoor
NJADRE1555498726 | Administratively Determined Incentive Program | GLASSBORO | 8028 | 15 | 10.13 | Residential | Behind the Meter | Yes | Net Metered Residential | SunPower Corporation |  | AC Electric | Accepted | 2023-12-21 | 2024-01-23 | 2025-01-23 | Solar Panels | HANWHA Q CELLS | Q.PEAK DUO BLK ML-G10+ 405 |  | 0.405 | 23 | 255 | 26 |  | Fixed | Roof
NJADRE1555498726 | Administratively Determined Incentive Program | GLASSBORO | 8028 | 15 | 10.13 | Residential | Behind the Meter | Yes | Net Metered Residential | SunPower Corporation |  | AC Electric | Accepted | 2023-12-21 | 2024-01-23 | 2025-01-23 | Solar Panels | HANWHA Q CELLS | Q.PEAK DUO BLK ML-G10+ 405 |  | 0.405 | 2 | 75 | 26 |  | Fixed | Roof
NJADRE1555498726 | Administratively Determined Incentive Program | GLASSBORO | 8028 | 15 | 10.13 | Residential | Behind the Meter | Yes | Net Metered Residential | SunPower Corporation |  | AC Electric | Accepted | 2023-12-21 | 2024-01-23 | 2025-01-23 | Inverters | Enphase | IQ7HS-66-M-US | 384 |  | 25 |  |  | 0.97 |  | Other | Under Each Panel
NJADRE1555498739 | Administratively Determined Incentive Program | HAZLET | 7730 | 17 | 8.1 | Residential | Behind the Meter | No | Net Metered Residential | Sunny Mac LLC |  | JCP&L | Accepted | 2023-12-21 | 2024-01-23 | 2025-01-23 | Inverters | SOLAREDGE | SE7600H-US | 7600 |  | 1 |  |  | 0.99 |  | Outdoor
NJADRE1555498739 | Administratively Determined Incentive Program | HAZLET | 7730 | 17 | 8.1 | Residential | Behind the Meter | No | Net Metered Residential | Sunny Mac LLC |  | JCP&L | Accepted | 2023-12-21 | 2024-01-23 | 2025-01-23 | Solar Panels | HANWHA | Q.PEAK DUO BLK ML-G10+ 405 |  | 0.405 | 14 | 172 | 23 |  | Fixed | Roof
NJADRE1555498739 | Administratively Determined Incentive Program | HAZLET | 7730 | 17 | 8.1 | Residential | Behind the Meter | No | Net Metered Residential | Sunny Mac LLC |  | JCP&L | Accepted | 2023-12-21 | 2024-01-23 | 2025-01-23 | Solar Panels | HANWHA | Q.PEAK DUO BLK ML-G10+ 405 |  | 0.405 | 6 | 172 | 22 |  | Fixed | Roof
NJADRE1555498741 | Administratively Determined Incentive Program | HOBOKEN | 7030 | 8 | 141.41 | Commercial | Behind the Meter | No | Small Net-Metered Non-Residential located on Rooftop, Carport, Canopy and Floating Solar | Geoscape Solar |  | PSE&G | Accepted | 2024-01-12 | 2024-02-16 | 2025-02-16 | Inverters | SOLAREDGE | SOLAREDGE SE40KUS | 40000 |  | 3 |  |  | 0.98 |  | Outside
NJADRE1555498741 | Administratively Determined Incentive Program | HOBOKEN | 7030 | 8 | 141.41 | Commercial | Behind the Meter | No | Small Net-Metered Non-Residential located on Rooftop, Carport, Canopy and Floating Solar | Geoscape Solar |  | PSE&G | Accepted | 2024-01-12 | 2024-02-16 | 2025-02-16 | Solar Panels | SunPower | SunPower P19-395-COM |  | 0.395 | 150 | 193 | 5 |  | Fixed | Roof
NJADRE1555498741 | Administratively Determined Incentive Program | HOBOKEN | 7030 | 8 | 141.41 | Commercial | Behind the Meter | No | Small Net-Metered Non-Residential located on Rooftop, Carport, Canopy and Floating Solar | Geoscape Solar |  | PSE&G | Accepted | 2024-01-12 | 2024-02-16 | 2025-02-16 | Solar Panels | SunPower | SunPower P19-395-COM |  | 0.395 | 104 | 193 | 5 |  | Fixed | Roof
NJADRE1555498741 | Administratively Determined Incentive Program | HOBOKEN | 7030 | 8 | 141.41 | Commercial | Behind the Meter | No | Small Net-Metered Non-Residential located on Rooftop, Carport, Canopy and Floating Solar | Geoscape Solar |  | PSE&G | Accepted | 2024-01-12 | 2024-02-16 | 2025-02-16 | Solar Panels | SunPower | SunPower P19-395-COM |  | 0.395 | 104 | 193 | 5 |  | Fixed | Roof
NJADRE1555498768 | Administratively Determined Incentive Program | LITTLE EGG HARBOR TWP | 8087 | 18 | 12.4 | Residential | Behind the Meter | No | Net Metered Residential | Power Energy Solutions |  | AC Electric | Accepted | 2023-12-27 | 2024-01-25 | 2025-01-25 | Inverters | SE10000H-US | Solaredge | 10000 |  | 1 |  |  | 0.99 |  | Outside | ROOFTOP
NJADRE1555498768 | Administratively Determined Incentive Program | LITTLE EGG HARBOR TWP | 8087 | 18 | 12.4 | Residential | Behind the Meter | No | Net Metered Residential | Power Energy Solutions |  | AC Electric | Accepted | 2023-12-27 | 2024-01-25 | 2025-01-25 | Solar Panels | CS6R-400MS-HL HIKU6 BLACK MONO | CANNDAIN SOLAR |  | 0.4 | 16 | 104 | 24 |  | Fixed | Roof | ROOFTOP
NJADRE1555498768 | Administratively Determined Incentive Program | LITTLE EGG HARBOR TWP | 8087 | 18 | 12.4 | Residential | Behind the Meter | No | Net Metered Residential | Power Energy Solutions |  | AC Electric | Accepted | 2023-12-27 | 2024-01-25 | 2025-01-25 | Solar Panels | CS6R-400MS-HL HIKU6 BLACK MONO | CANNDAIN SOLAR |  | 0.4 | 15 | 284 | 26 |  | Fixed | Roof | ROOFTOP
NJADRE1555498771 | Administratively Determined Incentive Program | JERSEY CITY | 7305 | 8 | 5.78 | Residential | Behind the Meter | Yes | Net Metered Residential | Freedom Forever New Jersey LLC |  | PSE&G | Accepted | 2023-12-21 | 2024-01-23 | 2025-01-23 | Inverters | Solar Edge | SE5000H-USRGM | 5000 |  | 1 |  |  | 0.99 |  | Outdoor
NJADRE1555498771 | Administratively Determined Incentive Program | JERSEY CITY | 7305 | 8 | 5.78 | Residential | Behind the Meter | Yes | Net Metered Residential | Freedom Forever New Jersey LLC |  | PSE&G | Accepted | 2023-12-21 | 2024-01-23 | 2025-01-23 | Solar Panels | Jinko Solar | JKM385M-6RL3-B |  | 0.385 | 15 | 237 | 18 |  | Fixed | Roof
NJADRE1555498776 | Administratively Determined Incentive Program | WILLIAMSTOWN | 8094 | 15 | 3.6 | Residential | Behind the Meter | Yes | Net Metered Residential | Pro Custom Solar dba Momentum Solar |  | AC Electric | Accepted | 2023-12-21 | 2024-01-25 | 2025-01-25 | Inverters | IQ8PLUS-72-2-US | ENPHASE | 290 |  | 9 |  |  | 0.97 |  | Outdoor
NJADRE1555498776 | Administratively Determined Incentive Program | WILLIAMSTOWN | 8094 | 15 | 3.6 | Residential | Behind the Meter | Yes | Net Metered Residential | Pro Custom Solar dba Momentum Solar |  | AC Electric | Accepted | 2023-12-21 | 2024-01-25 | 2025-01-25 | Solar Panels | Q. PEAK DUO BLK-G10+400 | HANWHA |  | 0.4 | 9 | 169 | 12 |  | Fixed | Roof
NJADRE1555498791 | Administratively Determined Incentive Program | WILLIAMSTOWN | 8094 | 15 | 3.2 | Residential | Behind the Meter | Yes | Net Metered Residential | Pro Custom Solar dba Momentum Solar |  | AC Electric | Accepted | 2023-12-21 | 2024-01-24 | 2025-01-24 | Inverters | IQ8PLUS-72-2-US | ENPHASE | 290 |  | 8 |  |  | 0.97 |  | Outdoor
NJADRE1555498791 | Administratively Determined Incentive Program | WILLIAMSTOWN | 8094 | 15 | 3.2 | Residential | Behind the Meter | Yes | Net Metered Residential | Pro Custom Solar dba Momentum Solar |  | AC Electric | Accepted | 2023-12-21 | 2024-01-24 | 2025-01-24 | Solar Panels | Q. PEAK DUO BLK-G10+400 | HANWHA |  | 0.4 | 8 | 195 | 19 |  | Fixed | Roof
NJADRE1555498807 | Administratively Determined Incentive Program | WILLINGBORO TWP | 8046 | 13 | 7.29 | Residential | Behind the Meter | Yes | Net Metered Residential | Sunrun Installation Services, Inc. |  | PSE&G | Accepted | 2023-12-21 | 2024-01-24 | 2025-01-24 | Inverters | SOLAREDGE TECHNOLOGIES | SE6000H-USSN | 6000 |  | 1 |  |  | 0.992 |  | Outdoor | next to meter
NJADRE1555498807 | Administratively Determined Incentive Program | WILLINGBORO TWP | 8046 | 13 | 7.29 | Residential | Behind the Meter | Yes | Net Metered Residential | Sunrun Installation Services, Inc. |  | PSE&G | Accepted | 2023-12-21 | 2024-01-24 | 2025-01-24 | Solar Panels | HANWHA Q-CELLS | Q.PEAK DUO BLK ML-G10+ 405 |  | 0.405 | 14 | 201 | 26 |  | Fixed | Roof
NJADRE1555498807 | Administratively Determined Incentive Program | WILLINGBORO TWP | 8046 | 13 | 7.29 | Residential | Behind the Meter | Yes | Net Metered Residential | Sunrun Installation Services, Inc. |  | PSE&G | Accepted | 2023-12-21 | 2024-01-24 | 2025-01-24 | Solar Panels | HANWHA Q-CELLS | Q.PEAK DUO BLK ML-G10+ 405 |  | 0.405 | 4 | 200 | 18 |  | Fixed | Roof
NJADRE1555498824 | Administratively Determined Incentive Program | SOUTH RIVER | 8882 | 11 | 8.61 | Residential | Behind the Meter | No | Net Metered Residential | Infinity Solar Systems |  | South River | Accepted | 2023-12-21 | 2024-01-24 | 2025-01-24 | Inverters | Enphase | IQ8PLUS-72-2-US | 290 |  | 21 |  |  | 0.97 |  | Outdoor
NJADRE1555498824 | Administratively Determined Incentive Program | SOUTH RIVER | 8882 | 11 | 8.61 | Residential | Behind the Meter | No | Net Metered Residential | Infinity Solar Systems |  | South River | Accepted | 2023-12-21 | 2024-01-24 | 2025-01-24 | Solar Panels | SEG Solar | SEG-410-BMD-HV |  | 0.41 | 4 | 129 | 44 |  | Fixed | Roof
NJADRE1555498824 | Administratively Determined Incentive Program | SOUTH RIVER | 8882 | 11 | 8.61 | Residential | Behind the Meter | No | Net Metered Residential | Infinity Solar Systems |  | South River | Accepted | 2023-12-21 | 2024-01-24 | 2025-01-24 | Solar Panels | SEG Solar | SEG-410-BMD-HV |  | 0.41 | 7 | 129 | 29 |  | Fixed | Roof
NJADRE1555498824 | Administratively Determined Incentive Program | SOUTH RIVER | 8882 | 11 | 8.61 | Residential | Behind the Meter | No | Net Metered Residential | Infinity Solar Systems |  | South River | Accepted | 2023-12-21 | 2024-01-24 | 2025-01-24 | Solar Panels | SEG Solar | SEG-410-BMD-HV |  | 0.41 | 8 | 309 | 29 |  | Fixed | Roof
NJADRE1555498824 | Administratively Determined Incentive Program | SOUTH RIVER | 8882 | 11 | 8.61 | Residential | Behind the Meter | No | Net Metered Residential | Infinity Solar Systems |  | South River | Accepted | 2023-12-21 | 2024-01-24 | 2025-01-24 | Solar Panels | SEG Solar | SEG-410-BMD-HV |  | 0.41 | 2 | 309 | 44 |  | Fixed | Roof
NJADRE1555498829 | Administratively Determined Incentive Program | ROBBINSVILLE | 8691 | 12 | 25.11 | Residential | Behind the Meter | Yes | Net Metered Residential | Trinity Solar |  | PSE&G | Accepted | 2023-12-21 | 2024-01-23 | 2025-01-23 | Inverters | Solar Edge | SE11400H-US | 11400 |  | 1 |  |  | 0.97 |  | Outdoor
NJADRE1555498829 | Administratively Determined Incentive Program | ROBBINSVILLE | 8691 | 12 | 25.11 | Residential | Behind the Meter | Yes | Net Metered Residential | Trinity Solar |  | PSE&G | Accepted | 2023-12-21 | 2024-01-23 | 2025-01-23 | Inverters | Solar Edge | SE7600H-US | 7600 |  | 1 |  |  | 0.97 |  | Outdoor
NJADRE1555498829 | Administratively Determined Incentive Program | ROBBINSVILLE | 8691 | 12 | 25.11 | Residential | Behind the Meter | Yes | Net Metered Residential | Trinity Solar |  | PSE&G | Accepted | 2023-12-21 | 2024-01-23 | 2025-01-23 | Solar Panels | HANWHA | Q.PEAK DUO BLK ML-G10+ 405 |  | 0.405 | 28 | 109 | 30 |  | Fixed | Roof
NJADRE1555498829 | Administratively Determined Incentive Program | ROBBINSVILLE | 8691 | 12 | 25.11 | Residential | Behind the Meter | Yes | Net Metered Residential | Trinity Solar |  | PSE&G | Accepted | 2023-12-21 | 2024-01-23 | 2025-01-23 | Solar Panels | HANWHA | Q.PEAK DUO BLK ML-G10+ 405 |  | 0.405 | 16 | 289 | 30 |  | Fixed | Roof
NJADRE1555498829 | Administratively Determined Incentive Program | ROBBINSVILLE | 8691 | 12 | 25.11 | Residential | Behind the Meter | Yes | Net Metered Residential | Trinity Solar |  | PSE&G | Accepted | 2023-12-21 | 2024-01-23 | 2025-01-23 | Solar Panels | HANWHA | Q.PEAK DUO BLK ML-G10+ 405 |  | 0.405 | 9 | 289 | 30 |  | Fixed | Roof
NJADRE1555498829 | Administratively Determined Incentive Program | ROBBINSVILLE | 8691 | 12 | 25.11 | Residential | Behind the Meter | Yes | Net Metered Residential | Trinity Solar |  | PSE&G | Accepted | 2023-12-21 | 2024-01-23 | 2025-01-23 | Solar Panels | HANWHA | Q.PEAK DUO BLK ML-G10+ 405 |  | 0.405 | 4 | 109 | 30 |  | Fixed | Roof
NJADRE1555498829 | Administratively Determined Incentive Program | ROBBINSVILLE | 8691 | 12 | 25.11 | Residential | Behind the Meter | Yes | Net Metered Residential | Trinity Solar |  | PSE&G | Accepted | 2023-12-21 | 2024-01-23 | 2025-01-23 | Solar Panels | HANWHA | Q.PEAK DUO BLK ML-G10+ 405 |  | 0.405 | 2 | 289 | 30 |  | Fixed | Roof
NJADRE1555498829 | Administratively Determined Incentive Program | ROBBINSVILLE | 8691 | 12 | 25.11 | Residential | Behind the Meter | Yes | Net Metered Residential | Trinity Solar |  | PSE&G | Accepted | 2023-12-21 | 2024-01-23 | 2025-01-23 | Solar Panels | HANWHA | Q.PEAK DUO BLK ML-G10+ 405 |  | 0.405 | 3 | 199 | 37 |  | Fixed | Roof
NJADRE1555498830 | Administratively Determined Incentive Program | Mount Laurel Twp | 8054 | 13 | 8.51 | Residential | Behind the Meter | No | Net Metered Residential | Tesla Energy Operations Inc |  | PSE&G | Accepted | 2023-12-21 | 2024-01-30 | 2025-01-30 | Inverters | Neurio | 1538000-45-A | 7600 |  | 1 |  |  | 0.98 |  | Indoor
NJADRE1555498830 | Administratively Determined Incentive Program | Mount Laurel Twp | 8054 | 13 | 8.51 | Residential | Behind the Meter | No | Net Metered Residential | Tesla Energy Operations Inc |  | PSE&G | Accepted | 2023-12-21 | 2024-01-30 | 2025-01-30 | Solar Panels | Hanwha | Â # Q.PEAK DUO BLK ML-G10+/TS 405 |  | 0.405 | 21 | 131 | 34 |  | Fixed | Roof
NJADRE1555498833 | Administratively Determined Incentive Program | BURLINGTON CITY | 8016 | 13 | 11.75 | Residential | Behind the Meter | Yes | Net Metered Residential | Sunrun Installation Services, Inc. |  | PSE&G | Accepted | 2023-12-21 | 2024-01-24 | 2025-01-24 | Inverters | Delta Electronics | E10-TL-US | 10000 |  | 1 |  |  | 0.975 |  | Outdoor | next to meter
NJADRE1555498833 | Administratively Determined Incentive Program | BURLINGTON CITY | 8016 | 13 | 11.75 | Residential | Behind the Meter | Yes | Net Metered Residential | Sunrun Installation Services, Inc. |  | PSE&G | Accepted | 2023-12-21 | 2024-01-24 | 2025-01-24 | Solar Panels | HANWHA Q-CELLS | Q.PEAK DUO BLK ML-G10+ 405 |  | 0.405 | 14 | 73 | 23 |  | Fixed | Roof
NJADRE1555498833 | Administratively Determined Incentive Program | BURLINGTON CITY | 8016 | 13 | 11.75 | Residential | Behind the Meter | Yes | Net Metered Residential | Sunrun Installation Services, Inc. |  | PSE&G | Accepted | 2023-12-21 | 2024-01-24 | 2025-01-24 | Solar Panels | HANWHA Q-CELLS | Q.PEAK DUO BLK ML-G10+ 405 |  | 0.405 | 15 | 251 | 23 |  | Fixed | Roof
NJADRE1555498834 | Administratively Determined Incentive Program | PENNSVILLE | 8070 | 16 | 6 | Residential | Behind the Meter | No | Net Metered Residential | Power Energy Solutions |  | AC Electric | Accepted | 2023-12-26 | 2024-01-24 | 2025-01-24 | Inverters | SE5000H-US | SOLAREDGE | 5000 |  | 1 |  |  | 0.99 |  | Outside | ROOFTOP
NJADRE1555498834 | Administratively Determined Incentive Program | PENNSVILLE | 8070 | 16 | 6 | Residential | Behind the Meter | No | Net Metered Residential | Power Energy Solutions |  | AC Electric | Accepted | 2023-12-26 | 2024-01-24 | 2025-01-24 | Solar Panels | CS6R-400MS-HL HIKU6 BLACK MONO | CANNDAIN SOLAR |  | 0.4 | 15 | 219 | 30 |  | Fixed | Roof | ROOFTOP
NJADRE1555498847 | Administratively Determined Incentive Program | HILLSIDE | 7205 | 10 | 10 | Residential | Behind the Meter | Yes | Net Metered Residential | Seapoint Solar Energy LLC |  | PSE&G | Accepted | 2023-12-22 | 2024-01-24 | 2025-01-24 | Inverters | Enphase | IQ8PLUS-72-2-US | 290 |  | 25 |  |  | 0.97 |  | Outdoor
NJADRE1555498847 | Administratively Determined Incentive Program | HILLSIDE | 7205 | 10 | 10 | Residential | Behind the Meter | Yes | Net Metered Residential | Seapoint Solar Energy LLC |  | PSE&G | Accepted | 2023-12-22 | 2024-01-24 | 2025-01-24 | Solar Panels | Canadian | CS6R-400MS-HL |  | 0.4 | 16 | 217 | 30 |  | Fixed | Roof
NJADRE1555498847 | Administratively Determined Incentive Program | HILLSIDE | 7205 | 10 | 10 | Residential | Behind the Meter | Yes | Net Metered Residential | Seapoint Solar Energy LLC |  | PSE&G | Accepted | 2023-12-22 | 2024-01-24 | 2025-01-24 | Solar Panels | Canadian | CS6R-400MS-HL |  | 0.4 | 9 | 37 | 30 |  | Fixed | Roof
NJADRE1555498850 | Administratively Determined Incentive Program | NORTH PLAINFIELD | 7063 | 10 | 13.2 | Residential | Behind the Meter | No | Net Metered Residential | Green House Solar |  | PSE&G | Accepted | 2023-12-21 | 2024-01-24 | 2025-01-24 | Inverters | enphase | iq7hs | 384 |  | 33 |  |  | 0.97 |  | Outdoor
NJADRE1555498850 | Administratively Determined Incentive Program | NORTH PLAINFIELD | 7063 | 10 | 13.2 | Residential | Behind the Meter | No | Net Metered Residential | Green House Solar |  | PSE&G | Accepted | 2023-12-21 | 2024-01-24 | 2025-01-24 | Solar Panels | sunpower | u400 |  | 0.4 | 19 | 142 | 45 |  | Fixed | Roof
NJADRE1555498850 | Administratively Determined Incentive Program | NORTH PLAINFIELD | 7063 | 10 | 13.2 | Residential | Behind the Meter | No | Net Metered Residential | Green House Solar |  | PSE&G | Accepted | 2023-12-21 | 2024-01-24 | 2025-01-24 | Solar Panels | sunpower | u400 |  | 0.4 | 5 | 142 | 45 |  | Fixed | Roof
NJADRE1555498850 | Administratively Determined Incentive Program | NORTH PLAINFIELD | 7063 | 10 | 13.2 | Residential | Behind the Meter | No | Net Metered Residential | Green House Solar |  | PSE&G | Accepted | 2023-12-21 | 2024-01-24 | 2025-01-24 | Solar Panels | sunpower | u400 |  | 0.4 | 9 | 322 | 45 |  | Fixed | Roof
NJADRE1555498986 | Administratively Determined Incentive Program | RIVERSIDE | 8075 | 13 | 6.4 | Residential | Behind the Meter | Yes | Net Metered Residential | Momentum Solar Energy Services |  | PSE&G | Accepted | 2023-12-21 | 2024-01-23 | 2025-01-23 | Inverters | IQ8PLUS-72-2-US | ENPHASE | 290 |  | 16 |  |  | 0.97 |  | Outdoor
NJADRE1555498986 | Administratively Determined Incentive Program | RIVERSIDE | 8075 | 13 | 6.4 | Residential | Behind the Meter | Yes | Net Metered Residential | Momentum Solar Energy Services |  | PSE&G | Accepted | 2023-12-21 | 2024-01-23 | 2025-01-23 | Solar Panels | Q. PEAK DUO BLK-G10+400 | HANWHA |  | 0.4 | 6 | 147 | 25 |  | Fixed | Roof
NJADRE1555498986 | Administratively Determined Incentive Program | RIVERSIDE | 8075 | 13 | 6.4 | Residential | Behind the Meter | Yes | Net Metered Residential | Momentum Solar Energy Services |  | PSE&G | Accepted | 2023-12-21 | 2024-01-23 | 2025-01-23 | Solar Panels | Q. PEAK DUO BLK-G10+400 | HANWHA |  | 0.4 | 7 | 327 | 25 |  | Fixed | Roof
NJADRE1555498986 | Administratively Determined Incentive Program | RIVERSIDE | 8075 | 13 | 6.4 | Residential | Behind the Meter | Yes | Net Metered Residential | Momentum Solar Energy Services |  | PSE&G | Accepted | 2023-12-21 | 2024-01-23 | 2025-01-23 | Solar Panels | Q. PEAK DUO BLK-G10+400 | HANWHA |  | 0.4 | 3 | 238 | 29 |  | Fixed | Roof
NJADRE1555498991 | Administratively Determined Incentive Program | FREEHOLD | 7728 | 17 | 14.99 | Residential | Behind the Meter | No | Net Metered Residential | Trinity Solar Inc. |  | JCP&L | Accepted | 2023-12-21 | 2024-01-24 | 2025-01-24 | Inverters | Solar Edge | SE11400H-US | 11400 |  | 1 |  |  | 0.97 |  | Outdoor
NJADRE1555498991 | Administratively Determined Incentive Program | FREEHOLD | 7728 | 17 | 14.99 | Residential | Behind the Meter | No | Net Metered Residential | Trinity Solar Inc. |  | JCP&L | Accepted | 2023-12-21 | 2024-01-24 | 2025-01-24 | Solar Panels | HANWHA | Q.PEAK DUO BLK ML-G10+ 405 |  | 0.405 | 26 | 200 | 30 |  | Fixed | Roof
NJADRE1555498991 | Administratively Determined Incentive Program | FREEHOLD | 7728 | 17 | 14.99 | Residential | Behind the Meter | No | Net Metered Residential | Trinity Solar Inc. |  | JCP&L | Accepted | 2023-12-21 | 2024-01-24 | 2025-01-24 | Solar Panels | HANWHA | Q.PEAK DUO BLK ML-G10+ 405 |  | 0.405 | 6 | 110 | 40 |  | Fixed | Roof
NJADRE1555498991 | Administratively Determined Incentive Program | FREEHOLD | 7728 | 17 | 14.99 | Residential | Behind the Meter | No | Net Metered Residential | Trinity Solar Inc. |  | JCP&L | Accepted | 2023-12-21 | 2024-01-24 | 2025-01-24 | Solar Panels | HANWHA | Q.PEAK DUO BLK ML-G10+ 405 |  | 0.405 | 5 | 110 | 43 |  | Fixed | Roof
NJADRE1555499021 | Administratively Determined Incentive Program | HILLSIDE | 7205 | 10 | 10.78 | Residential | Behind the Meter | Yes | Net Metered Residential | Freedom Forever New Jersey LLC |  | PSE&G | Accepted | 2023-12-21 | 2024-01-04 | 2025-01-04 | Inverters | Solar Edge | SE10000H-USRGM | 10000 |  | 1 |  |  | 0.99 |  | Outdoor
NJADRE1555499021 | Administratively Determined Incentive Program | HILLSIDE | 7205 | 10 | 10.78 | Residential | Behind the Meter | Yes | Net Metered Residential | Freedom Forever New Jersey LLC |  | PSE&G | Accepted | 2023-12-21 | 2024-01-04 | 2025-01-04 | Solar Panels | Jinko Solar | JKM385M-6RL3-B |  | 0.385 | 12 | 307 | 32 |  | Fixed | Roof
NJADRE1555499021 | Administratively Determined Incentive Program | HILLSIDE | 7205 | 10 | 10.78 | Residential | Behind the Meter | Yes | Net Metered Residential | Freedom Forever New Jersey LLC |  | PSE&G | Accepted | 2023-12-21 | 2024-01-04 | 2025-01-04 | Solar Panels | Jinko Solar | JKM385M-6RL3-B |  | 0.385 | 9 | 127 | 32 |  | Fixed | Roof
NJADRE1555499021 | Administratively Determined Incentive Program | HILLSIDE | 7205 | 10 | 10.78 | Residential | Behind the Meter | Yes | Net Metered Residential | Freedom Forever New Jersey LLC |  | PSE&G | Accepted | 2023-12-21 | 2024-01-04 | 2025-01-04 | Solar Panels | Jinko Solar | JKM385M-6RL3-B |  | 0.385 | 5 | 307 | 15 |  | Fixed | Roof
NJADRE1555499021 | Administratively Determined Incentive Program | HILLSIDE | 7205 | 10 | 10.78 | Residential | Behind the Meter | Yes | Net Metered Residential | Freedom Forever New Jersey LLC |  | PSE&G | Accepted | 2023-12-21 | 2024-01-04 | 2025-01-04 | Solar Panels | Jinko Solar | JKM385M-6RL3-B |  | 0.385 | 2 | 127 | 21 |  | Fixed | Roof
NJADRE1555499030 | Administratively Determined Incentive Program | WOOD RIDGE | 7075 | 7 | 10.4 | Residential | Behind the Meter | Yes | Net Metered Residential | Momentum Solar Energy Services |  | PSE&G | Accepted | 2023-12-21 | 2024-01-24 | 2025-01-24 | Inverters | IQ8PLUS-72-2-US | ENPHASE | 290 |  | 26 |  |  | 0.97 |  | Outdoor
NJADRE1555499030 | Administratively Determined Incentive Program | WOOD RIDGE | 7075 | 7 | 10.4 | Residential | Behind the Meter | Yes | Net Metered Residential | Momentum Solar Energy Services |  | PSE&G | Accepted | 2023-12-21 | 2024-01-24 | 2025-01-24 | Solar Panels | Q. PEAK DUO BLK-G10+400 | HANWHA |  | 0.4 | 6 | 36 | 27 |  | Fixed | Roof
NJADRE1555499030 | Administratively Determined Incentive Program | WOOD RIDGE | 7075 | 7 | 10.4 | Residential | Behind the Meter | Yes | Net Metered Residential | Momentum Solar Energy Services |  | PSE&G | Accepted | 2023-12-21 | 2024-01-24 | 2025-01-24 | Solar Panels | Q. PEAK DUO BLK-G10+400 | HANWHA |  | 0.4 | 6 | 216 | 27 |  | Fixed | Roof
NJADRE1555499030 | Administratively Determined Incentive Program | WOOD RIDGE | 7075 | 7 | 10.4 | Residential | Behind the Meter | Yes | Net Metered Residential | Momentum Solar Energy Services |  | PSE&G | Accepted | 2023-12-21 | 2024-01-24 | 2025-01-24 | Solar Panels | Q. PEAK DUO BLK-G10+400 | HANWHA |  | 0.4 | 14 | 307 | 20 |  | Fixed | Roof
NJADRE1555499053 | Administratively Determined Incentive Program | MYSTIC ISLANDS | 8087 | 18 | 4.05 | Residential | Behind the Meter | Yes | Net Metered Residential | Sunrun Installation Services, Inc. |  | AC Electric | Accepted | 2023-12-21 | 2024-01-24 | 2025-01-24 | Inverters | DELTA ELECTRONICS | E4-TL-US | 4000 |  | 1 |  |  | 0.975 |  | Outdoor | Next To Meter
NJADRE1555499053 | Administratively Determined Incentive Program | MYSTIC ISLANDS | 8087 | 18 | 4.05 | Residential | Behind the Meter | Yes | Net Metered Residential | Sunrun Installation Services, Inc. |  | AC Electric | Accepted | 2023-12-21 | 2024-01-24 | 2025-01-24 | Solar Panels | HANWHA Q-CELLS | Q.PEAK DUO BLK ML-G10+ 405 |  | 0.405 | 10 | 267 | 22 |  | Fixed | Roof
NJADRE1555499085 | Administratively Determined Incentive Program | WESTVILLE | 8093 | 15 | 6.16 | Residential | Behind the Meter | Yes | Net Metered Residential | Freedom Forever New Jersey LLC |  | PSE&G | Accepted | 2023-12-21 | 2024-01-24 | 2025-01-24 | Inverters | Enphase | IQ8PLUS-72-2-US | 290 |  | 16 |  |  | 0.99 |  | Outdoor
NJADRE1555499085 | Administratively Determined Incentive Program | WESTVILLE | 8093 | 15 | 6.16 | Residential | Behind the Meter | Yes | Net Metered Residential | Freedom Forever New Jersey LLC |  | PSE&G | Accepted | 2023-12-21 | 2024-01-24 | 2025-01-24 | Solar Panels | Jinko Solar | JKM385M-6RL3-B |  | 0.385 | 8 | 141 | 10 |  | Fixed | Roof
NJADRE1555499085 | Administratively Determined Incentive Program | WESTVILLE | 8093 | 15 | 6.16 | Residential | Behind the Meter | Yes | Net Metered Residential | Freedom Forever New Jersey LLC |  | PSE&G | Accepted | 2023-12-21 | 2024-01-24 | 2025-01-24 | Solar Panels | Jinko Solar | JKM385M-6RL3-B |  | 0.385 | 8 | 321 | 10 |  | Fixed | Pole
NJADRE1555499090 | Administratively Determined Incentive Program | PERTH AMBOY | 8861 | 11 | 8.1 | Residential | Behind the Meter | Yes | Net Metered Residential | Sunrun Installation Services, Inc. |  | PSE&G | Accepted | 2023-12-21 | 2024-01-24 | 2025-01-24 | Solar Panels | HANWHA Q-CELLS | Q.PEAK DUO BLK ML-G10+ 405 |  | 0.405 | 9 | 111 | 39 |  | Fixed | Roof
NJADRE1555499090 | Administratively Determined Incentive Program | PERTH AMBOY | 8861 | 11 | 8.1 | Residential | Behind the Meter | Yes | Net Metered Residential | Sunrun Installation Services, Inc. |  | PSE&G | Accepted | 2023-12-21 | 2024-01-24 | 2025-01-24 | Solar Panels | HANWHA Q-CELLS | Q.PEAK DUO BLK ML-G10+ 405 |  | 0.405 | 11 | 291 | 40 |  | Fixed | Roof
NJADRE1555499090 | Administratively Determined Incentive Program | PERTH AMBOY | 8861 | 11 | 8.1 | Residential | Behind the Meter | Yes | Net Metered Residential | Sunrun Installation Services, Inc. |  | PSE&G | Accepted | 2023-12-21 | 2024-01-24 | 2025-01-24 | Inverters | SOLAREDGE TECHNOLOGIES | SE6000H-USSN | 6000 |  | 1 |  |  | 0.99 |  | Outdoor | Next to the meter
NJADRE1555499096 | Administratively Determined Incentive Program | WEST WINDSOR TWP | 8550 | 12 | 8.91 | Residential | Behind the Meter | No | Net Metered Residential | Tesla Energy Operations Inc |  | PSE&G | Accepted | 2023-12-21 | 2024-01-30 | 2025-01-30 | Inverters | Tesla | 1538000-45-A | 7600 |  | 1 |  |  | 0.98 |  | Outside
NJADRE1555499096 | Administratively Determined Incentive Program | WEST WINDSOR TWP | 8550 | 12 | 8.91 | Residential | Behind the Meter | No | Net Metered Residential | Tesla Energy Operations Inc |  | PSE&G | Accepted | 2023-12-21 | 2024-01-30 | 2025-01-30 | Solar Panels | Hanwha | Â # Q.PEAK DUO BLK ML-G10+/TS 405 |  | 0.405 | 12 | 233 | 33 |  | Fixed | Roof
NJADRE1555499096 | Administratively Determined Incentive Program | WEST WINDSOR TWP | 8550 | 12 | 8.91 | Residential | Behind the Meter | No | Net Metered Residential | Tesla Energy Operations Inc |  | PSE&G | Accepted | 2023-12-21 | 2024-01-30 | 2025-01-30 | Solar Panels | Hanwha | Â # Q.PEAK DUO BLK ML-G10+/TS 405 |  | 0.405 | 10 | 233 | 34 |  | Fixed | Roof
NJADRE1555499107 | Administratively Determined Incentive Program | MOORESTOWN | 8057 | 13 | 4.4 | Residential | Behind the Meter | Yes | Net Metered Residential | Momentum Solar Energy Services |  | PSE&G | Accepted | 2023-12-21 | 2024-01-24 | 2025-01-24 | Inverters | IQ8PLUS-72-2-US | ENPHASE | 290 |  | 11 |  |  | 0.97 |  | Outdoor
NJADRE1555499107 | Administratively Determined Incentive Program | MOORESTOWN | 8057 | 13 | 4.4 | Residential | Behind the Meter | Yes | Net Metered Residential | Momentum Solar Energy Services |  | PSE&G | Accepted | 2023-12-21 | 2024-01-24 | 2025-01-24 | Solar Panels | Q. PEAK DUO BLK-G10+400 | HANWHA |  | 0.4 | 11 | 108 | 34 |  | Fixed | Roof
NJADRE1555499121 | Administratively Determined Incentive Program | TEANECK | 7666 | 7 | 11.88 | Residential | Behind the Meter | No | Net Metered Residential | Seabright Solar |  | PSE&G | Accepted | 2023-12-21 | 2024-01-24 | 2025-01-24 | Solar Panels | Sunpower | SPR-M-440 |  | 0.44 | 13 | 291 | 26 |  | Fixed | Roof
NJADRE1555499121 | Administratively Determined Incentive Program | TEANECK | 7666 | 7 | 11.88 | Residential | Behind the Meter | No | Net Metered Residential | Seabright Solar |  | PSE&G | Accepted | 2023-12-21 | 2024-01-24 | 2025-01-24 | Solar Panels | Sunpower | SPR-M-440 |  | 0.44 | 11 | 111 | 26 |  | Fixed | Roof
NJADRE1555499121 | Administratively Determined Incentive Program | TEANECK | 7666 | 7 | 11.88 | Residential | Behind the Meter | No | Net Metered Residential | Seabright Solar |  | PSE&G | Accepted | 2023-12-21 | 2024-01-24 | 2025-01-24 | Solar Panels | Sunpower | SPR-M-440 |  | 0.44 | 3 | 201 | 46 |  | Fixed | Roof
NJADRE1555499121 | Administratively Determined Incentive Program | TEANECK | 7666 | 7 | 11.88 | Residential | Behind the Meter | No | Net Metered Residential | Seabright Solar |  | PSE&G | Accepted | 2023-12-21 | 2024-01-24 | 2025-01-24 | Inverters | Enphase | IQ 7HS | 384 |  | 27 |  |  | 0.99 |  | Outside | Roof
NJADRE1555499130 | Administratively Determined Incentive Program | NEWARK | 7108 | 9 | 5.2 | Residential | Behind the Meter | Yes | Net Metered Residential | Freedom Forever New Jersey LLC |  | PSE&G | Accepted | 2023-12-21 | 2024-01-24 | 2025-01-24 | Inverters | Solar Edge | SE5000H-USRGM | 5000 |  | 1 |  |  | 0.99 |  | Outdoor
NJADRE1555499130 | Administratively Determined Incentive Program | NEWARK | 7108 | 9 | 5.2 | Residential | Behind the Meter | Yes | Net Metered Residential | Freedom Forever New Jersey LLC |  | PSE&G | Accepted | 2023-12-21 | 2024-01-24 | 2025-01-24 | Solar Panels | Freedom Forever | FF-MP-BBB-400W |  | 0.4 | 1 | 108 | 33 |  | Fixed | Roof
NJADRE1555499130 | Administratively Determined Incentive Program | NEWARK | 7108 | 9 | 5.2 | Residential | Behind the Meter | Yes | Net Metered Residential | Freedom Forever New Jersey LLC |  | PSE&G | Accepted | 2023-12-21 | 2024-01-24 | 2025-01-24 | Solar Panels | Freedom Forever | FF-MP-BBB-400W |  | 0.4 | 1 | 108 | 33 |  | Fixed | Roof
NJADRE1555499130 | Administratively Determined Incentive Program | NEWARK | 7108 | 9 | 5.2 | Residential | Behind the Meter | Yes | Net Metered Residential | Freedom Forever New Jersey LLC |  | PSE&G | Accepted | 2023-12-21 | 2024-01-24 | 2025-01-24 | Solar Panels | Freedom Forever | FF-MP-BBB-400W |  | 0.4 | 3 | 288 | 14 |  | Fixed | Roof
NJADRE1555499130 | Administratively Determined Incentive Program | NEWARK | 7108 | 9 | 5.2 | Residential | Behind the Meter | Yes | Net Metered Residential | Freedom Forever New Jersey LLC |  | PSE&G | Accepted | 2023-12-21 | 2024-01-24 | 2025-01-24 | Solar Panels | Freedom Forever | FF-MP-BBB-400W |  | 0.4 | 4 | 288 | 14 |  | Fixed | Roof
NJADRE1555499130 | Administratively Determined Incentive Program | NEWARK | 7108 | 9 | 5.2 | Residential | Behind the Meter | Yes | Net Metered Residential | Freedom Forever New Jersey LLC |  | PSE&G | Accepted | 2023-12-21 | 2024-01-24 | 2025-01-24 | Solar Panels | Freedom Forever | FF-MP-BBB-400W |  | 0.4 | 4 | 288 | 33 |  | Fixed | Roof
NJADRE1555499141 | Administratively Determined Incentive Program | BAYONNE | 7002 | 8 | 11.32 | Residential | Behind the Meter | Yes | Net Metered Residential | Pro Custom Solar dba Momentum Solar |  | PSE&G | Accepted | 2023-12-21 | 2024-01-24 | 2025-01-24 | Inverters | enphase | iq8plus-72-2-us | 290 |  | 31 |  |  | 0.97 |  | Outdoor
NJADRE1555499141 | Administratively Determined Incentive Program | BAYONNE | 7002 | 8 | 11.32 | Residential | Behind the Meter | Yes | Net Metered Residential | Pro Custom Solar dba Momentum Solar |  | PSE&G | Accepted | 2023-12-21 | 2024-01-24 | 2025-01-24 | Solar Panels | hanwha | q.peak duo blk-g10+365 |  | 0.365 | 16 | 123 | 45 |  | Fixed | Roof
NJADRE1555499141 | Administratively Determined Incentive Program | BAYONNE | 7002 | 8 | 11.32 | Residential | Behind the Meter | Yes | Net Metered Residential | Pro Custom Solar dba Momentum Solar |  | PSE&G | Accepted | 2023-12-21 | 2024-01-24 | 2025-01-24 | Solar Panels | hanwha | q.peak duo blk-g10+365 |  | 0.365 | 15 | 303 | 44 |  | Fixed | Roof
NJADRE1555499153 | Administratively Determined Incentive Program | EGG HARBOR TWP | 8234 | 19 | 4.62 | Residential | Behind the Meter | Yes | Net Metered Residential | All Season Solar |  | AC Electric | Accepted | 2023-12-21 | 2024-01-24 | 2025-01-24 | Inverters | Enphase | IQ8 PLus | 290 |  | 12 |  |  | 0.97 |  | Outside
NJADRE1555499153 | Administratively Determined Incentive Program | EGG HARBOR TWP | 8234 | 19 | 4.62 | Residential | Behind the Meter | Yes | Net Metered Residential | All Season Solar |  | AC Electric | Accepted | 2023-12-21 | 2024-01-24 | 2025-01-24 | Solar Panels | JA Solar | JAM54S31 |  | 0.385 | 12 | 205 | 46 |  | Fixed | Roof
NJADRE1555499189 | Administratively Determined Incentive Program | TEANECK | 7666 | 7 | 5.67 | Residential | Behind the Meter | Yes | Net Metered Residential | Sunrun Installation Services, Inc. |  | PSE&G | Accepted | 2023-12-21 | 2024-01-24 | 2025-01-24 | Electric Storage Battery | Tesla | Powerwall |  |  | 1 |  |  |  | Lithium Ion |  | Inside
NJADRE1555499189 | Administratively Determined Incentive Program | TEANECK | 7666 | 7 | 5.67 | Residential | Behind the Meter | Yes | Net Metered Residential | Sunrun Installation Services, Inc. |  | PSE&G | Accepted | 2023-12-21 | 2024-01-24 | 2025-01-24 | Inverters | SOLAREDGE TECHNOLOGIES | SE3800H-USMN | 3800 |  | 1 |  |  | 0.99 |  | Outdoor | next to meter
NJADRE1555499189 | Administratively Determined Incentive Program | TEANECK | 7666 | 7 | 5.67 | Residential | Behind the Meter | Yes | Net Metered Residential | Sunrun Installation Services, Inc. |  | PSE&G | Accepted | 2023-12-21 | 2024-01-24 | 2025-01-24 | Solar Panels | Hanwha Q Cells | Q.PEAK DUO BLK ML-G10+ 405 |  | 0.405 | 3 | 65 | 28 |  | Fixed | Roof
NJADRE1555499189 | Administratively Determined Incentive Program | TEANECK | 7666 | 7 | 5.67 | Residential | Behind the Meter | Yes | Net Metered Residential | Sunrun Installation Services, Inc. |  | PSE&G | Accepted | 2023-12-21 | 2024-01-24 | 2025-01-24 | Solar Panels | Hanwha Q Cells | Q.PEAK DUO BLK ML-G10+ 405 |  | 0.405 | 11 | 245 | 15 |  | Fixed | Roof
NJADRE1555499191 | Administratively Determined Incentive Program | POMPTON LAKES | 7442 | 6 | 8.09 | Residential | Behind the Meter | Yes | Net Metered Residential | Freedom Forever New Jersey LLC |  | JCP&L | Accepted | 2023-12-21 | 2024-01-24 | 2025-01-24 | Inverters | Solar Edge | SE6000H-USRGM | 6000 |  | 1 |  |  | 0.99 |  | Outdoor
NJADRE1555499191 | Administratively Determined Incentive Program | POMPTON LAKES | 7442 | 6 | 8.09 | Residential | Behind the Meter | Yes | Net Metered Residential | Freedom Forever New Jersey LLC |  | JCP&L | Accepted | 2023-12-21 | 2024-01-24 | 2025-01-24 | Solar Panels | Jinko Solar | JKM385M-6RL3-B |  | 0.385 | 16 | 221 | 23 |  | Fixed | Roof
NJADRE1555499191 | Administratively Determined Incentive Program | POMPTON LAKES | 7442 | 6 | 8.09 | Residential | Behind the Meter | Yes | Net Metered Residential | Freedom Forever New Jersey LLC |  | JCP&L | Accepted | 2023-12-21 | 2024-01-24 | 2025-01-24 | Solar Panels | Jinko Solar | JKM385M-6RL3-B |  | 0.385 | 5 | 41 | 23 |  | Fixed | Roof
NJADRE1555499215 | Administratively Determined Incentive Program | MANVILLE | 8835 | 5 | 6.4 | Residential | Behind the Meter | Yes | Net Metered Residential | SunPower Corporation |  | PSE&G | Accepted | 2023-12-21 | 2024-01-25 | 2025-01-25 | Solar Panels | WAAREE ENERGIES LIMITED | WSMDI-400 |  | 0.4 | 16 | 253 | 22 |  | Fixed | Roof
NJADRE1555499215 | Administratively Determined Incentive Program | MANVILLE | 8835 | 5 | 6.4 | Residential | Behind the Meter | Yes | Net Metered Residential | SunPower Corporation |  | PSE&G | Accepted | 2023-12-21 | 2024-01-25 | 2025-01-25 | Inverters | Enphase | IQ7HS-66-M-US | 384 |  | 16 |  |  | 0.97 |  | Other | Under Each Panel
NJADRE1555499220 | Administratively Determined Incentive Program | VINELAND | 8361 | 20 | 5.01 | Residential | Behind the Meter | Yes | Net Metered Residential | Freedom Forever New Jersey LLC |  | Vineland Muni Electric | Accepted | 2023-12-21 | 2024-01-24 | 2025-01-24 | Inverters | Solar Edge | SE3800H-USRGM [SI1] | 3800 |  | 1 |  |  | 0.99 |  | Outdoor
NJADRE1555499220 | Administratively Determined Incentive Program | VINELAND | 8361 | 20 | 5.01 | Residential | Behind the Meter | Yes | Net Metered Residential | Freedom Forever New Jersey LLC |  | Vineland Muni Electric | Accepted | 2023-12-21 | 2024-01-24 | 2025-01-24 | Solar Panels | JInko Solar | JKM385M-6RL3-B |  | 0.385 | 13 | 153 | 34 |  | Fixed | Roof
NJADRE1555499241 | Administratively Determined Incentive Program | KEYPORT | 7735 | 17 | 96.69 | Commercial | Behind the Meter | No | Small Net-Metered Non-Residential located on Rooftop, Carport, Canopy and Floating Solar | SEA BRIGHT SOLAR, LLC |  | JCP&L | Accepted | 2023-12-26 | 2024-01-26 | 2025-01-26 | Solar Panels | SunPower | SPR-E20-330-COM |  | 0.33 | 293 | 168.3 | 10 |  | Fixed | Roof
NJADRE1555499241 | Administratively Determined Incentive Program | KEYPORT | 7735 | 17 | 96.69 | Commercial | Behind the Meter | No | Small Net-Metered Non-Residential located on Rooftop, Carport, Canopy and Floating Solar | SEA BRIGHT SOLAR, LLC |  | JCP&L | Accepted | 2023-12-26 | 2024-01-26 | 2025-01-26 | Inverters | SMA AMERICA | STP CORE1 50-US | 50000 |  | 2 |  |  | 0.975 |  | Outdoor | Roof
NJADRE1555499269 | Administratively Determined Incentive Program | KIRKWOOD | 8043 | 14 | 10.4 | Residential | Behind the Meter | Yes | Net Metered Residential | SunPower Corporation, Systems |  | AC Electric | Accepted | 2023-12-21 | 2024-01-24 | 2025-01-24 | Solar Panels | WAAREE ENERGIES LIMITED | WSMDI-400 |  | 0.4 | 4 | 142 | 23 |  | Fixed | Roof
NJADRE1555499269 | Administratively Determined Incentive Program | KIRKWOOD | 8043 | 14 | 10.4 | Residential | Behind the Meter | Yes | Net Metered Residential | SunPower Corporation, Systems |  | AC Electric | Accepted | 2023-12-21 | 2024-01-24 | 2025-01-24 | Solar Panels | WAAREE ENERGIES LIMITED | WSMDI-400 |  | 0.4 | 4 | 142 | 23 |  | Fixed | Roof
NJADRE1555499269 | Administratively Determined Incentive Program | KIRKWOOD | 8043 | 14 | 10.4 | Residential | Behind the Meter | Yes | Net Metered Residential | SunPower Corporation, Systems |  | AC Electric | Accepted | 2023-12-21 | 2024-01-24 | 2025-01-24 | Solar Panels | WAAREE ENERGIES LIMITED | WSMDI-400 |  | 0.4 | 5 | 142 | 23 |  | Fixed | Roof
NJADRE1555499269 | Administratively Determined Incentive Program | KIRKWOOD | 8043 | 14 | 10.4 | Residential | Behind the Meter | Yes | Net Metered Residential | SunPower Corporation, Systems |  | AC Electric | Accepted | 2023-12-21 | 2024-01-24 | 2025-01-24 | Solar Panels | WAAREE ENERGIES LIMITED | WSMDI-400 |  | 0.4 | 13 | 322 | 23 |  | Fixed | Roof
NJADRE1555499269 | Administratively Determined Incentive Program | KIRKWOOD | 8043 | 14 | 10.4 | Residential | Behind the Meter | Yes | Net Metered Residential | SunPower Corporation, Systems |  | AC Electric | Accepted | 2023-12-21 | 2024-01-24 | 2025-01-24 | Inverters | Enphase | IQ7HS-66-M-US | 384 |  | 26 |  |  | 0.97 |  | Other | Under Each Panel
NJADRE1555499561 | Administratively Determined Incentive Program | BRIDGEWATER | 8807 | 5 | 10.67 | Residential | Behind the Meter | No | Net Metered Residential | Bright Planet Solar |  | JCP&L | Accepted | 2023-12-21 | 2024-01-24 | 2025-01-24 | Inverters | Solar Edge | SE7600H-USRGM | 7600 |  | 1 |  |  | 0.98 |  | Outdoor | OUTSIDE
NJADRE1555499561 | Administratively Determined Incentive Program | BRIDGEWATER | 8807 | 5 | 10.67 | Residential | Behind the Meter | No | Net Metered Residential | Bright Planet Solar |  | JCP&L | Accepted | 2023-12-21 | 2024-01-24 | 2025-01-24 | Solar Panels | Canadian Solar | CS3N-395MS |  | 0.395 | 4 | 144 | 30 |  | Fixed | Roof
NJADRE1555499561 | Administratively Determined Incentive Program | BRIDGEWATER | 8807 | 5 | 10.67 | Residential | Behind the Meter | No | Net Metered Residential | Bright Planet Solar |  | JCP&L | Accepted | 2023-12-21 | 2024-01-24 | 2025-01-24 | Solar Panels | Canadian Solar | CS3N-395MS |  | 0.395 | 4 | 323 | 30 |  | Fixed | Roof
NJADRE1555499561 | Administratively Determined Incentive Program | BRIDGEWATER | 8807 | 5 | 10.67 | Residential | Behind the Meter | No | Net Metered Residential | Bright Planet Solar |  | JCP&L | Accepted | 2023-12-21 | 2024-01-24 | 2025-01-24 | Solar Panels | Canadian Solar | CS3N-395MS |  | 0.395 | 15 | 144 | 18 |  | Fixed | Roof
NJADRE1555499561 | Administratively Determined Incentive Program | BRIDGEWATER | 8807 | 5 | 10.67 | Residential | Behind the Meter | No | Net Metered Residential | Bright Planet Solar |  | JCP&L | Accepted | 2023-12-21 | 2024-01-24 | 2025-01-24 | Solar Panels | Canadian Solar | CS3N-395MS |  | 0.395 | 4 | 323 | 18 |  | Fixed | Roof
NJADRE1555503051 | Administratively Determined Incentive Program | Hillsborough | 8844 | 5 | 4.46 | Residential | Behind the Meter | Yes | Net Metered Residential | Sunrun Installation Services, Inc. |  | PSE&G | Accepted | 2023-12-22 | 2024-01-24 | 2025-01-24 | Inverters | Delta Electronics | E4-TL-US | 3840 |  | 1 |  |  | 0.96 |  | Outdoor | Next To Meter
NJADRE1555503051 | Administratively Determined Incentive Program | Hillsborough | 8844 | 5 | 4.46 | Residential | Behind the Meter | Yes | Net Metered Residential | Sunrun Installation Services, Inc. |  | PSE&G | Accepted | 2023-12-22 | 2024-01-24 | 2025-01-24 | Solar Panels | Hanwha Q Cells | Q.PEAK DUO BLK ML-G10+ 405 |  | 0.405 | 11 | 19 | 27 |  | Fixed | Roof
NJADRE1555503055 | Administratively Determined Incentive Program | SEWELL | 8080 | 15 | 12.15 | Residential | Behind the Meter | Yes | Net Metered Residential | Sunrun Installation Services, Inc. |  | AC Electric | Accepted | 2023-12-22 | 2024-01-24 | 2025-01-24 | Inverters | SolarEdge Technologies | SE10000H-USSN | 10000 |  | 1 |  |  | 0.96 |  | Outdoor | Next To Meter
NJADRE1555503055 | Administratively Determined Incentive Program | SEWELL | 8080 | 15 | 12.15 | Residential | Behind the Meter | Yes | Net Metered Residential | Sunrun Installation Services, Inc. |  | AC Electric | Accepted | 2023-12-22 | 2024-01-24 | 2025-01-24 | Solar Panels | Hanwha Q Cells | Q.PEAK DUO BLK ML-G10+ 405 |  | 0.405 | 10 | 310 | 22 |  | Fixed | Roof
NJADRE1555503055 | Administratively Determined Incentive Program | SEWELL | 8080 | 15 | 12.15 | Residential | Behind the Meter | Yes | Net Metered Residential | Sunrun Installation Services, Inc. |  | AC Electric | Accepted | 2023-12-22 | 2024-01-24 | 2025-01-24 | Solar Panels | Hanwha Q Cells | Q.PEAK DUO BLK ML-G10+ 405 |  | 0.405 | 20 | 130 | 22 |  | Fixed | Roof
NJADRE1555503065 | Administratively Determined Incentive Program | Randolph | 7869 | 3 | 13.6 | Residential | Behind the Meter | Yes | Net Metered Residential | SunPower Corporation |  | JCP&L | Accepted | 2023-12-22 | 2024-01-24 | 2025-01-24 | Solar Panels | WAAREE ENERGIES LIMITED | WSMDI-400 |  | 0.4 | 7 | 303 | 22 |  | Fixed | Roof
NJADRE1555503065 | Administratively Determined Incentive Program | Randolph | 7869 | 3 | 13.6 | Residential | Behind the Meter | Yes | Net Metered Residential | SunPower Corporation |  | JCP&L | Accepted | 2023-12-22 | 2024-01-24 | 2025-01-24 | Solar Panels | WAAREE ENERGIES LIMITED | WSMDI-400 |  | 0.4 | 3 | 213 | 22 |  | Fixed | Roof
NJADRE1555503065 | Administratively Determined Incentive Program | Randolph | 7869 | 3 | 13.6 | Residential | Behind the Meter | Yes | Net Metered Residential | SunPower Corporation |  | JCP&L | Accepted | 2023-12-22 | 2024-01-24 | 2025-01-24 | Solar Panels | WAAREE ENERGIES LIMITED | WSMDI-400 |  | 0.4 | 10 | 123 | 22 |  | Fixed | Roof
NJADRE1555503065 | Administratively Determined Incentive Program | Randolph | 7869 | 3 | 13.6 | Residential | Behind the Meter | Yes | Net Metered Residential | SunPower Corporation |  | JCP&L | Accepted | 2023-12-22 | 2024-01-24 | 2025-01-24 | Solar Panels | WAAREE ENERGIES LIMITED | WSMDI-400 |  | 0.4 | 2 | 303 | 22 |  | Fixed | Roof
NJADRE1555503065 | Administratively Determined Incentive Program | Randolph | 7869 | 3 | 13.6 | Residential | Behind the Meter | Yes | Net Metered Residential | SunPower Corporation |  | JCP&L | Accepted | 2023-12-22 | 2024-01-24 | 2025-01-24 | Solar Panels | WAAREE ENERGIES LIMITED | WSMDI-400 |  | 0.4 | 4 | 213 | 22 |  | Fixed | Roof
NJADRE1555503065 | Administratively Determined Incentive Program | Randolph | 7869 | 3 | 13.6 | Residential | Behind the Meter | Yes | Net Metered Residential | SunPower Corporation |  | JCP&L | Accepted | 2023-12-22 | 2024-01-24 | 2025-01-24 | Solar Panels | WAAREE ENERGIES LIMITED | WSMDI-400 |  | 0.4 | 8 | 303 | 22 |  | Fixed | Roof
NJADRE1555503065 | Administratively Determined Incentive Program | Randolph | 7869 | 3 | 13.6 | Residential | Behind the Meter | Yes | Net Metered Residential | SunPower Corporation |  | JCP&L | Accepted | 2023-12-22 | 2024-01-24 | 2025-01-24 | Inverters | Enphase | IQ7HS-66-M-US | 384 |  | 34 |  |  | 0.97 |  | Other | under each panel
NJADRE1555503072 | Administratively Determined Incentive Program | LODI | 7644 | 7 | 3.24 | Residential | Behind the Meter | Yes | Net Metered Residential | Sunrun Installation Services, Inc. |  | PSE&G | Accepted | 2023-12-22 | 2024-01-24 | 2025-01-24 | Inverters | SOLAREDGE TECHNOLOGIES | SE3800H-USS3 | 3800 |  | 1 |  |  | 0.99 |  | Outdoor | next to meter
NJADRE1555503072 | Administratively Determined Incentive Program | LODI | 7644 | 7 | 3.24 | Residential | Behind the Meter | Yes | Net Metered Residential | Sunrun Installation Services, Inc. |  | PSE&G | Accepted | 2023-12-22 | 2024-01-24 | 2025-01-24 | Solar Panels | Hanwha Q Cells | Q.PEAK DUO BLK ML-G10+ 405 |  | 0.405 | 4 | 76 | 13 |  | Fixed | Roof
NJADRE1555503072 | Administratively Determined Incentive Program | LODI | 7644 | 7 | 3.24 | Residential | Behind the Meter | Yes | Net Metered Residential | Sunrun Installation Services, Inc. |  | PSE&G | Accepted | 2023-12-22 | 2024-01-24 | 2025-01-24 | Solar Panels | Hanwha Q Cells | Q.PEAK DUO BLK ML-G10+ 405 |  | 0.405 | 4 | 255 | 17 |  | Fixed | Roof
NJADRE1555503082 | Administratively Determined Incentive Program | RAHWAY | 7065 | 10 | 5.2 | Residential | Behind the Meter | Yes | Net Metered Residential | SunPower Corporation |  | PSE&G | Accepted | 2023-12-22 | 2024-01-24 | 2025-01-24 | Solar Panels | WAAREE ENERGIES LIMITED | WSMDI-400 |  | 0.4 | 13 | 220 | 28 |  | Fixed | Roof
NJADRE1555503082 | Administratively Determined Incentive Program | RAHWAY | 7065 | 10 | 5.2 | Residential | Behind the Meter | Yes | Net Metered Residential | SunPower Corporation |  | PSE&G | Accepted | 2023-12-22 | 2024-01-24 | 2025-01-24 | Inverters | Enphase | IQ7HS-66-M-US | 384 |  | 13 |  |  | 0.97 |  | Other | under each panel
NJADRE1555503134 | Administratively Determined Incentive Program | EDISON | 8817 | 11 | 817.48 | School Public K-12 | Behind the Meter | No | Small Net-Metered Non-Residential located on Rooftop, Carport, Canopy and Floating Solar-PUBLIC | Advanced Solar Products, Inc. |  | PSE&G | Accepted | 2023-12-22 | 2024-01-24 | 2025-01-24 | Inverters | SOLAREDGE | SE50KUS | 50000 |  | 13 |  |  | 0.985 |  | Outdoor | The side wall of the school
NJADRE1555503134 | Administratively Determined Incentive Program | EDISON | 8817 | 11 | 817.48 | School Public K-12 | Behind the Meter | No | Small Net-Metered Non-Residential located on Rooftop, Carport, Canopy and Floating Solar-PUBLIC | Advanced Solar Products, Inc. |  | PSE&G | Accepted | 2023-12-22 | 2024-01-24 | 2025-01-24 | Meters | WattsOn-Mark II | Model* W2-MI-5A-DL | n/a |  | 1 |  |  |  | Yes | Outdoor
NJADRE1555503134 | Administratively Determined Incentive Program | EDISON | 8817 | 11 | 817.48 | School Public K-12 | Behind the Meter | No | Small Net-Metered Non-Residential located on Rooftop, Carport, Canopy and Floating Solar-PUBLIC | Advanced Solar Products, Inc. |  | PSE&G | Accepted | 2023-12-22 | 2024-01-24 | 2025-01-24 | Solar Panels | HELIENE | 144HCM10SL |  | 0.535 | 1528 | 209 | 5 |  | Fixed | Roof
NJADRE1555503136 | Administratively Determined Incentive Program | NORTH BRUNSWICK TWP | 8902 | 11 | 10.53 | Residential | Behind the Meter | No | Net Metered Residential | Tesla Energy Operations Inc |  | PSE&G | Accepted | 2023-12-22 | 2024-01-29 | 2025-01-29 | Inverters | Tesla | 1707000-25-G | 11500 |  | 2 |  |  | 0.98 |  | Outside
NJADRE1555503136 | Administratively Determined Incentive Program | NORTH BRUNSWICK TWP | 8902 | 11 | 10.53 | Residential | Behind the Meter | No | Net Metered Residential | Tesla Energy Operations Inc |  | PSE&G | Accepted | 2023-12-22 | 2024-01-29 | 2025-01-29 | Electric Storage Battery | Tesla | Powerwall3 |  |  | 2 |  |  |  | Lithium Ion |  | Outside
NJADRE1555503136 | Administratively Determined Incentive Program | NORTH BRUNSWICK TWP | 8902 | 11 | 10.53 | Residential | Behind the Meter | No | Net Metered Residential | Tesla Energy Operations Inc |  | PSE&G | Accepted | 2023-12-22 | 2024-01-29 | 2025-01-29 | Solar Panels | Hanwha | Â # Q.PEAK DUO BLK ML-G10+/TS 405 |  | 0.405 | 10 | 159 | 35 |  | Fixed | Roof
NJADRE1555503136 | Administratively Determined Incentive Program | NORTH BRUNSWICK TWP | 8902 | 11 | 10.53 | Residential | Behind the Meter | No | Net Metered Residential | Tesla Energy Operations Inc |  | PSE&G | Accepted | 2023-12-22 | 2024-01-29 | 2025-01-29 | Solar Panels | Hanwha | Â # Q.PEAK DUO BLK ML-G10+/TS 405 |  | 0.405 | 4 | 339 | 10 |  | Fixed | Roof
NJADRE1555503136 | Administratively Determined Incentive Program | NORTH BRUNSWICK TWP | 8902 | 11 | 10.53 | Residential | Behind the Meter | No | Net Metered Residential | Tesla Energy Operations Inc |  | PSE&G | Accepted | 2023-12-22 | 2024-01-29 | 2025-01-29 | Solar Panels | Hanwha | Â # Q.PEAK DUO BLK ML-G10+/TS 405 |  | 0.405 | 3 | 69 | 22 |  | Fixed | Roof
NJADRE1555503136 | Administratively Determined Incentive Program | NORTH BRUNSWICK TWP | 8902 | 11 | 10.53 | Residential | Behind the Meter | No | Net Metered Residential | Tesla Energy Operations Inc |  | PSE&G | Accepted | 2023-12-22 | 2024-01-29 | 2025-01-29 | Solar Panels | Hanwha | Â # Q.PEAK DUO BLK ML-G10+/TS 405 |  | 0.405 | 6 | 339 | 22 |  | Fixed | Roof
NJADRE1555503136 | Administratively Determined Incentive Program | NORTH BRUNSWICK TWP | 8902 | 11 | 10.53 | Residential | Behind the Meter | No | Net Metered Residential | Tesla Energy Operations Inc |  | PSE&G | Accepted | 2023-12-22 | 2024-01-29 | 2025-01-29 | Solar Panels | Hanwha | Â # Q.PEAK DUO BLK ML-G10+/TS 405 |  | 0.405 | 3 | 249 | 22 |  | Fixed | Roof
NJADRE1555503212 | Administratively Determined Incentive Program | MANALAPAN | 7726 | 17 | 15.41 | Residential | Behind the Meter | No | Net Metered Residential | Maier Solar Engineering dba Solar Me |  | JCP&L | Accepted | 2023-12-22 | 2024-01-24 | 2025-01-24 | Solar Panels | Canadian | CS3N-395W |  | 0.395 | 6 | 196 | 40 |  | Fixed | Roof
NJADRE1555503212 | Administratively Determined Incentive Program | MANALAPAN | 7726 | 17 | 15.41 | Residential | Behind the Meter | No | Net Metered Residential | Maier Solar Engineering dba Solar Me |  | JCP&L | Accepted | 2023-12-22 | 2024-01-24 | 2025-01-24 | Solar Panels | Canadian | CS3N-395W |  | 0.395 | 15 | 286 | 34 |  | Fixed | Roof
NJADRE1555503212 | Administratively Determined Incentive Program | MANALAPAN | 7726 | 17 | 15.41 | Residential | Behind the Meter | No | Net Metered Residential | Maier Solar Engineering dba Solar Me |  | JCP&L | Accepted | 2023-12-22 | 2024-01-24 | 2025-01-24 | Solar Panels | Canadian | CS3N-395W |  | 0.395 | 12 | 106 | 34 |  | Fixed | Roof
NJADRE1555503212 | Administratively Determined Incentive Program | MANALAPAN | 7726 | 17 | 15.41 | Residential | Behind the Meter | No | Net Metered Residential | Maier Solar Engineering dba Solar Me |  | JCP&L | Accepted | 2023-12-22 | 2024-01-24 | 2025-01-24 | Solar Panels | Canadian | CS3N-395W |  | 0.395 | 6 | 106 | 34 |  | Fixed | Roof
NJADRE1555503212 | Administratively Determined Incentive Program | MANALAPAN | 7726 | 17 | 15.41 | Residential | Behind the Meter | No | Net Metered Residential | Maier Solar Engineering dba Solar Me |  | JCP&L | Accepted | 2023-12-22 | 2024-01-24 | 2025-01-24 | Inverters | Enphase | IQ8+ | 290 |  | 39 |  |  | 0.96 |  | Outdoor | Net to meter
NJADRE1555503244 | Administratively Determined Incentive Program | WEST DEPTFORD | 8086 | 15 | 10.78 | Residential | Behind the Meter | Yes | Net Metered Residential | All Season Solar |  | PSE&G | Accepted | 2023-12-22 | 2024-01-25 | 2025-01-25 | Inverters | Enphase | IQ8Plus | 290 |  | 28 |  |  | 0.97 |  | Outdoor
NJADRE1555503244 | Administratively Determined Incentive Program | WEST DEPTFORD | 8086 | 15 | 10.78 | Residential | Behind the Meter | Yes | Net Metered Residential | All Season Solar |  | PSE&G | Accepted | 2023-12-22 | 2024-01-25 | 2025-01-25 | Solar Panels | JA Solar | JAM54S31 |  | 0.385 | 10 | 197 | 32 |  | Fixed | Roof
NJADRE1555503244 | Administratively Determined Incentive Program | WEST DEPTFORD | 8086 | 15 | 10.78 | Residential | Behind the Meter | Yes | Net Metered Residential | All Season Solar |  | PSE&G | Accepted | 2023-12-22 | 2024-01-25 | 2025-01-25 | Solar Panels | JA Solar | JAM54S31 |  | 0.385 | 6 | 107 | 46 |  | Fixed | Roof
NJADRE1555503244 | Administratively Determined Incentive Program | WEST DEPTFORD | 8086 | 15 | 10.78 | Residential | Behind the Meter | Yes | Net Metered Residential | All Season Solar |  | PSE&G | Accepted | 2023-12-22 | 2024-01-25 | 2025-01-25 | Solar Panels | JA Solar | JAM54S31 |  | 0.385 | 2 | 107 | 46 |  | Fixed | Roof
NJADRE1555503244 | Administratively Determined Incentive Program | WEST DEPTFORD | 8086 | 15 | 10.78 | Residential | Behind the Meter | Yes | Net Metered Residential | All Season Solar |  | PSE&G | Accepted | 2023-12-22 | 2024-01-25 | 2025-01-25 | Solar Panels | JA Solar | JAM54S31 |  | 0.385 | 10 | 287 | 46 |  | Fixed | Roof
NJADRE1555503274 | Administratively Determined Incentive Program | WEST CREEK | 8092 | 18 | 16.59 | Residential | Behind the Meter | Yes | Net Metered Residential | Reliable Power and Solar |  | AC Electric | Accepted | 2023-12-22 | 2024-01-24 | 2025-01-24 | Solar Panels | tsmdd05 | Trina |  | 0.395 | 42 | 176 | 25 |  | Fixed | Roof
NJADRE1555503274 | Administratively Determined Incentive Program | WEST CREEK | 8092 | 18 | 16.59 | Residential | Behind the Meter | Yes | Net Metered Residential | Reliable Power and Solar |  | AC Electric | Accepted | 2023-12-22 | 2024-01-24 | 2025-01-24 | Inverters | Enphase | IQ7 plus | 290 |  | 42 |  |  | 0.97 |  | Outside
NJADRE1555503276 | Administratively Determined Incentive Program | ABSECON | 8205 | 19 | 9.24 | Residential | Behind the Meter | Yes | Net Metered Residential | All Season Solar |  | AC Electric | Accepted | 2023-12-22 | 2024-01-24 | 2025-01-24 | Inverters | Enphase | IQ8 PLus | 290 |  | 24 |  |  | 0.97 |  | Outside
NJADRE1555503276 | Administratively Determined Incentive Program | ABSECON | 8205 | 19 | 9.24 | Residential | Behind the Meter | Yes | Net Metered Residential | All Season Solar |  | AC Electric | Accepted | 2023-12-22 | 2024-01-24 | 2025-01-24 | Solar Panels | JA SOlar | JAM54S31 |  | 0.385 | 24 | 186 | 29 |  | Fixed | Roof
NJADRE1555503303 | Administratively Determined Incentive Program | CLARKSBORO | 8020 | 15 | 13.48 | Residential | Behind the Meter | Yes | Net Metered Residential | All Season Solar |  | AC Electric | Accepted | 2023-12-22 | 2024-01-24 | 2025-01-24 | Inverters | Enphase | IQ8 Plus | 290 |  | 35 |  |  | 0.97 |  | Outdoor
NJADRE1555503303 | Administratively Determined Incentive Program | CLARKSBORO | 8020 | 15 | 13.48 | Residential | Behind the Meter | Yes | Net Metered Residential | All Season Solar |  | AC Electric | Accepted | 2023-12-22 | 2024-01-24 | 2025-01-24 | Solar Panels | JA Solar | JAM54S31 |  | 0.385 | 18 | 321 | 19 |  | Fixed | Roof
NJADRE1555503303 | Administratively Determined Incentive Program | CLARKSBORO | 8020 | 15 | 13.48 | Residential | Behind the Meter | Yes | Net Metered Residential | All Season Solar |  | AC Electric | Accepted | 2023-12-22 | 2024-01-24 | 2025-01-24 | Solar Panels | JA Solar | JAM54S31 |  | 0.385 | 8 | 141 | 19 |  | Fixed | Roof
NJADRE1555503303 | Administratively Determined Incentive Program | CLARKSBORO | 8020 | 15 | 13.48 | Residential | Behind the Meter | Yes | Net Metered Residential | All Season Solar |  | AC Electric | Accepted | 2023-12-22 | 2024-01-24 | 2025-01-24 | Solar Panels | JA Solar | JAM54S31 |  | 0.385 | 9 | 141 | 11 |  | Fixed | Roof
NJADRE1555503310 | Administratively Determined Incentive Program | BLOOMFIELD | 7003 | 9 | 10.94 | Residential | Behind the Meter | No | Net Metered Residential | Tesla Energy Operations Inc |  | PSE&G | Accepted | 2023-12-22 | 2024-01-26 | 2025-01-26 | Solar Panels | Hanwha | Q.PEAK DUO BLK ML-G10+/TS 405 |  | 0.405 | 12 | 128 | 23 |  | Fixed | Roof
NJADRE1555503310 | Administratively Determined Incentive Program | BLOOMFIELD | 7003 | 9 | 10.94 | Residential | Behind the Meter | No | Net Metered Residential | Tesla Energy Operations Inc |  | PSE&G | Accepted | 2023-12-22 | 2024-01-26 | 2025-01-26 | Solar Panels | Hanwha | Q.PEAK DUO BLK ML-G10+/TS 405 |  | 0.405 | 15 | 308 | 23 |  | Fixed | Roof
NJADRE1555503310 | Administratively Determined Incentive Program | BLOOMFIELD | 7003 | 9 | 10.94 | Residential | Behind the Meter | No | Net Metered Residential | Tesla Energy Operations Inc |  | PSE&G | Accepted | 2023-12-22 | 2024-01-26 | 2025-01-26 | Inverters | Tesla | 1538000-45-A | 7600 |  | 2 |  |  | 0.986 |  | Outdoor
NJADRE1555503645 | Administratively Determined Incentive Program | SICKLERVILLE | 8081 | 14 | 11.6 | Residential | Behind the Meter | Yes | Net Metered Residential | Pro Custom Solar dba Momentum Solar |  | AC Electric | Accepted | 2023-12-22 | 2024-01-24 | 2025-01-24 | Solar Panels | Â Q. PEAK DUO BLK-G10+400 | hanwha |  | 0.4 | 17 | 253 | 21 |  | Fixed | Roof
NJADRE1555503645 | Administratively Determined Incentive Program | SICKLERVILLE | 8081 | 14 | 11.6 | Residential | Behind the Meter | Yes | Net Metered Residential | Pro Custom Solar dba Momentum Solar |  | AC Electric | Accepted | 2023-12-22 | 2024-01-24 | 2025-01-24 | Solar Panels | Â Q. PEAK DUO BLK-G10+400 | hanwha |  | 0.4 | 12 | 73 | 22 |  | Fixed | Roof
NJADRE1555503645 | Administratively Determined Incentive Program | SICKLERVILLE | 8081 | 14 | 11.6 | Residential | Behind the Meter | Yes | Net Metered Residential | Pro Custom Solar dba Momentum Solar |  | AC Electric | Accepted | 2023-12-22 | 2024-01-24 | 2025-01-24 | Inverters | IQ8PLUS-72-2-US | enphase | 290 |  | 29 |  |  | 0.97 |  | Outdoor
NJADRE1555503650 | Administratively Determined Incentive Program | LIVINGSTON | 7039 | 9 | 7.7 | Residential | Behind the Meter | No | Net Metered Residential | Tesla Energy Operations Inc |  | JCP&L | Accepted | 2023-12-22 | 2024-01-26 | 2025-01-26 | Solar Panels | Hanwha | Q.PEAK DUO BLK ML-G10+/TS 405 |  | 0.405 | 3 | 231 | 20 |  | Fixed | Roof
NJADRE1555503650 | Administratively Determined Incentive Program | LIVINGSTON | 7039 | 9 | 7.7 | Residential | Behind the Meter | No | Net Metered Residential | Tesla Energy Operations Inc |  | JCP&L | Accepted | 2023-12-22 | 2024-01-26 | 2025-01-26 | Solar Panels | Hanwha | Q.PEAK DUO BLK ML-G10+/TS 405 |  | 0.405 | 4 | 140 | 22 |  | Fixed | Roof
NJADRE1555503650 | Administratively Determined Incentive Program | LIVINGSTON | 7039 | 9 | 7.7 | Residential | Behind the Meter | No | Net Metered Residential | Tesla Energy Operations Inc |  | JCP&L | Accepted | 2023-12-22 | 2024-01-26 | 2025-01-26 | Solar Panels | Hanwha | Q.PEAK DUO BLK ML-G10+/TS 405 |  | 0.405 | 6 | 141 | 21 |  | Fixed | Roof
NJADRE1555503650 | Administratively Determined Incentive Program | LIVINGSTON | 7039 | 9 | 7.7 | Residential | Behind the Meter | No | Net Metered Residential | Tesla Energy Operations Inc |  | JCP&L | Accepted | 2023-12-22 | 2024-01-26 | 2025-01-26 | Solar Panels | Hanwha | Q.PEAK DUO BLK ML-G10+/TS 405 |  | 0.405 | 3 | 51 | 21 |  | Fixed | Roof
NJADRE1555503650 | Administratively Determined Incentive Program | LIVINGSTON | 7039 | 9 | 7.7 | Residential | Behind the Meter | No | Net Metered Residential | Tesla Energy Operations Inc |  | JCP&L | Accepted | 2023-12-22 | 2024-01-26 | 2025-01-26 | Solar Panels | Hanwha | Q.PEAK DUO BLK ML-G10+/TS 405 |  | 0.405 | 3 | 322 | 22 |  | Fixed | Roof
NJADRE1555503650 | Administratively Determined Incentive Program | LIVINGSTON | 7039 | 9 | 7.7 | Residential | Behind the Meter | No | Net Metered Residential | Tesla Energy Operations Inc |  | JCP&L | Accepted | 2023-12-22 | 2024-01-26 | 2025-01-26 | Inverters | Hanwha | Q.PEAK DUO BLK ML-G10+/TS 405 | 3800 |  | 2 |  |  | 0.986 |  | Outdoor
NJADRE1555503651 | Administratively Determined Incentive Program | FORKED RIVER | 8731 | 18 | 12.96 | Residential | Behind the Meter | Yes | Net Metered Residential | Zenergy Solar |  | JCP&L | Accepted | 2023-12-22 | 2024-01-24 | 2025-01-24 | Inverters | Enphase Energy | IQ8PLUS-72-2-US | 290 |  | 32 |  |  | 0.99 |  | Outside
NJADRE1555503651 | Administratively Determined Incentive Program | FORKED RIVER | 8731 | 18 | 12.96 | Residential | Behind the Meter | Yes | Net Metered Residential | Zenergy Solar |  | JCP&L | Accepted | 2023-12-22 | 2024-01-24 | 2025-01-24 | Solar Panels | Hanwha | Q.PEAK DUO BLK ML-G10.a+ 405 |  | 0.405 | 18 | 157 | 23 |  | Fixed | Roof
NJADRE1555503651 | Administratively Determined Incentive Program | FORKED RIVER | 8731 | 18 | 12.96 | Residential | Behind the Meter | Yes | Net Metered Residential | Zenergy Solar |  | JCP&L | Accepted | 2023-12-22 | 2024-01-24 | 2025-01-24 | Solar Panels | Hanwha | Q.PEAK DUO BLK ML-G10.a+ 405 |  | 0.405 | 3 | 157 | 23 |  | Fixed | Roof
NJADRE1555503651 | Administratively Determined Incentive Program | FORKED RIVER | 8731 | 18 | 12.96 | Residential | Behind the Meter | Yes | Net Metered Residential | Zenergy Solar |  | JCP&L | Accepted | 2023-12-22 | 2024-01-24 | 2025-01-24 | Solar Panels | Hanwha | Q.PEAK DUO BLK ML-G10.a+ 405 |  | 0.405 | 5 | 247 | 14 |  | Fixed | Roof
NJADRE1555503651 | Administratively Determined Incentive Program | FORKED RIVER | 8731 | 18 | 12.96 | Residential | Behind the Meter | Yes | Net Metered Residential | Zenergy Solar |  | JCP&L | Accepted | 2023-12-22 | 2024-01-24 | 2025-01-24 | Solar Panels | Hanwha | Q.PEAK DUO BLK ML-G10.a+ 405 |  | 0.405 | 4 | 67 | 14 |  | Fixed | Roof
NJADRE1555503651 | Administratively Determined Incentive Program | FORKED RIVER | 8731 | 18 | 12.96 | Residential | Behind the Meter | Yes | Net Metered Residential | Zenergy Solar |  | JCP&L | Accepted | 2023-12-22 | 2024-01-24 | 2025-01-24 | Solar Panels | Hanwha | Q.PEAK DUO BLK ML-G10.a+ 405 |  | 0.405 | 2 | 337 | 23 |  | Fixed | Roof
NJADRE1555503664 | Administratively Determined Incentive Program | EGG HARBOR | 8215 | 19 | 7.7 | Residential | Behind the Meter | Yes | Net Metered Residential | Sunrun Installation Services, Inc. |  | AC Electric | Accepted | 2023-12-22 | 2024-01-24 | 2025-01-24 | Inverters | SOLAREDGE TECHNOLOGIES | SE6000H-USSN | 6000 |  | 1 |  |  | 0.992 |  | Outdoor | next to meter
NJADRE1555503664 | Administratively Determined Incentive Program | EGG HARBOR | 8215 | 19 | 7.7 | Residential | Behind the Meter | Yes | Net Metered Residential | Sunrun Installation Services, Inc. |  | AC Electric | Accepted | 2023-12-22 | 2024-01-24 | 2025-01-24 | Solar Panels | HANWHA Q-CELLS | Q.PEAK DUO BLK ML-G10+ 405 |  | 0.405 | 19 | 239 | 37 |  | Fixed | Roof
NJADRE1555503696 | Administratively Determined Incentive Program | LODI | 7644 | 7 | 10.8 | Residential | Behind the Meter | No | Net Metered Residential | Pro Custom Solar dba Momentum Solar |  | PSE&G | Accepted | 2023-12-22 | 2024-01-24 | 2025-01-24 | Solar Panels | Â Q. PEAK DUO BLK-G10+400 | hanwha |  | 0.4 | 5 | 218 | 22 |  | Fixed | Roof
NJADRE1555503696 | Administratively Determined Incentive Program | LODI | 7644 | 7 | 10.8 | Residential | Behind the Meter | No | Net Metered Residential | Pro Custom Solar dba Momentum Solar |  | PSE&G | Accepted | 2023-12-22 | 2024-01-24 | 2025-01-24 | Solar Panels | Â Q. PEAK DUO BLK-G10+400 | hanwha |  | 0.4 | 9 | 128 | 23 |  | Fixed | Roof
NJADRE1555503696 | Administratively Determined Incentive Program | LODI | 7644 | 7 | 10.8 | Residential | Behind the Meter | No | Net Metered Residential | Pro Custom Solar dba Momentum Solar |  | PSE&G | Accepted | 2023-12-22 | 2024-01-24 | 2025-01-24 | Solar Panels | Â Q. PEAK DUO BLK-G10+400 | hanwha |  | 0.4 | 4 | 38 | 23 |  | Fixed | Roof
NJADRE1555503696 | Administratively Determined Incentive Program | LODI | 7644 | 7 | 10.8 | Residential | Behind the Meter | No | Net Metered Residential | Pro Custom Solar dba Momentum Solar |  | PSE&G | Accepted | 2023-12-22 | 2024-01-24 | 2025-01-24 | Solar Panels | Â Q. PEAK DUO BLK-G10+400 | hanwha |  | 0.4 | 9 | 308 | 23 |  | Fixed | Roof
NJADRE1555503696 | Administratively Determined Incentive Program | LODI | 7644 | 7 | 10.8 | Residential | Behind the Meter | No | Net Metered Residential | Pro Custom Solar dba Momentum Solar |  | PSE&G | Accepted | 2023-12-22 | 2024-01-24 | 2025-01-24 | Inverters | IQ8PLUS-72-2-US | enphase | 290 |  | 27 |  |  | 0.97 |  | Outdoor
NJADRE1555503701 | Administratively Determined Incentive Program | EDISON | 8820 | 11 | 276.06 | School Public K-12 | Behind the Meter | No | Small Net-Metered Non-Residential located on Rooftop, Carport, Canopy and Floating Solar-PUBLIC | Advanced Solar Products, Inc. |  | PSE&G | Accepted | 2023-12-22 | 2024-01-24 | 2025-01-24 | Inverters | SOLAREDGE | SE50KUS | 50000 |  | 4 |  |  | 0.985 |  | Outdoor
NJADRE1555503701 | Administratively Determined Incentive Program | EDISON | 8820 | 11 | 276.06 | School Public K-12 | Behind the Meter | No | Small Net-Metered Non-Residential located on Rooftop, Carport, Canopy and Floating Solar-PUBLIC | Advanced Solar Products, Inc. |  | PSE&G | Accepted | 2023-12-22 | 2024-01-24 | 2025-01-24 | Inverters | SOLAREDGE | SE17.3KUS | 173000 |  | 1 |  |  | 0.985 |  | Outdoor
NJADRE1555503701 | Administratively Determined Incentive Program | EDISON | 8820 | 11 | 276.06 | School Public K-12 | Behind the Meter | No | Small Net-Metered Non-Residential located on Rooftop, Carport, Canopy and Floating Solar-PUBLIC | Advanced Solar Products, Inc. |  | PSE&G | Accepted | 2023-12-22 | 2024-01-24 | 2025-01-24 | Meters | WattsOn-Mark II | W2-MI-5A-DL |  |  | 1 |  |  |  | Yes | Outdoor
NJADRE1555503701 | Administratively Determined Incentive Program | EDISON | 8820 | 11 | 276.06 | School Public K-12 | Behind the Meter | No | Small Net-Metered Non-Residential located on Rooftop, Carport, Canopy and Floating Solar-PUBLIC | Advanced Solar Products, Inc. |  | PSE&G | Accepted | 2023-12-22 | 2024-01-24 | 2025-01-24 | Solar Panels | HELIENE | 144HCM10SL |  | 0.535 | 516 | 172 | 5 |  | Fixed | Roof
NJADRE1555503713 | Administratively Determined Incentive Program | PERTH AMBOY | 8861 | 11 | 4.86 | Residential | Behind the Meter | Yes | Net Metered Residential | Sunrun Installation Services, Inc. |  | PSE&G | Accepted | 2023-12-22 | 2024-01-24 | 2025-01-24 | Inverters | SOLAREDGE TECHNOLOGIES | SE3800H-USMN | 3800 |  | 1 |  |  | 0.99 |  | Outdoor | next to meter
NJADRE1555503713 | Administratively Determined Incentive Program | PERTH AMBOY | 8861 | 11 | 4.86 | Residential | Behind the Meter | Yes | Net Metered Residential | Sunrun Installation Services, Inc. |  | PSE&G | Accepted | 2023-12-22 | 2024-01-24 | 2025-01-24 | Solar Panels | Hanwha Q Cells | Q.PEAK DUO BLK ML-G10+ 405 |  | 0.405 | 4 | 111 | 44 |  | Fixed | Roof
NJADRE1555503713 | Administratively Determined Incentive Program | PERTH AMBOY | 8861 | 11 | 4.86 | Residential | Behind the Meter | Yes | Net Metered Residential | Sunrun Installation Services, Inc. |  | PSE&G | Accepted | 2023-12-22 | 2024-01-24 | 2025-01-24 | Solar Panels | Hanwha Q Cells | Q.PEAK DUO BLK ML-G10+ 405 |  | 0.405 | 8 | 292 | 44 |  | Fixed | Roof
NJADRE1555503740 | Administratively Determined Incentive Program | LODI | 7644 | 7 | 4.8 | Residential | Behind the Meter | No | Net Metered Residential | Pro Custom Solar dba Momentum Solar |  | PSE&G | Accepted | 2023-12-22 | 2024-01-24 | 2025-01-24 | Solar Panels | Â Q. PEAK DUO BLK-G10+400 | hanwha |  | 0.4 | 12 | 218 | 9 |  | Fixed | Roof
NJADRE1555503740 | Administratively Determined Incentive Program | LODI | 7644 | 7 | 4.8 | Residential | Behind the Meter | No | Net Metered Residential | Pro Custom Solar dba Momentum Solar |  | PSE&G | Accepted | 2023-12-22 | 2024-01-24 | 2025-01-24 | Inverters | IQ8PLUS-72-2-US | enphase | 290 |  | 12 |  |  | 0.97 |  | Outdoor
NJADRE1555503742 | Administratively Determined Incentive Program | FRANKLIN PARK | 8823 | 5 | 14.99 | Residential | Behind the Meter | No | Net Metered Residential | Tesla Energy Operations Inc |  | PSE&G | Accepted | 2023-12-22 | 2024-01-26 | 2025-01-26 | Solar Panels | Hanwha | Q.PEAK DUO BLK ML-G10+/TS 405 |  | 0.405 | 29 | 246 | 30 |  | Fixed | Roof
NJADRE1555503742 | Administratively Determined Incentive Program | FRANKLIN PARK | 8823 | 5 | 14.99 | Residential | Behind the Meter | No | Net Metered Residential | Tesla Energy Operations Inc |  | PSE&G | Accepted | 2023-12-22 | 2024-01-26 | 2025-01-26 | Solar Panels | Hanwha | Q.PEAK DUO BLK ML-G10+/TS 405 |  | 0.405 | 8 | 67 | 30 |  | Fixed | Roof
NJADRE1555503742 | Administratively Determined Incentive Program | FRANKLIN PARK | 8823 | 5 | 14.99 | Residential | Behind the Meter | No | Net Metered Residential | Tesla Energy Operations Inc |  | PSE&G | Accepted | 2023-12-22 | 2024-01-26 | 2025-01-26 | Inverters | Tesla | 1538000-45-A | 7600 |  | 2 |  |  | 0.986 |  | Outdoor
NJADRE1555503777 | Administratively Determined Incentive Program | HILLSIDE | 7205 | 10 | 4 | Residential | Behind the Meter | Yes | Net Metered Residential | Pro Custom Solar dba Momentum Solar |  | PSE&G | Accepted | 2023-12-22 | 2024-01-24 | 2025-01-24 | Solar Panels | Â Q. PEAK DUO BLK-G10+400 | hanwha |  | 0.4 | 5 | 306 | 24 |  | Fixed | Roof
NJADRE1555503777 | Administratively Determined Incentive Program | HILLSIDE | 7205 | 10 | 4 | Residential | Behind the Meter | Yes | Net Metered Residential | Pro Custom Solar dba Momentum Solar |  | PSE&G | Accepted | 2023-12-22 | 2024-01-24 | 2025-01-24 | Solar Panels | Â Q. PEAK DUO BLK-G10+400 | HANWHA |  | 0.4 | 5 | 126 | 24 |  | Fixed | Roof
NJADRE1555503777 | Administratively Determined Incentive Program | HILLSIDE | 7205 | 10 | 4 | Residential | Behind the Meter | Yes | Net Metered Residential | Pro Custom Solar dba Momentum Solar |  | PSE&G | Accepted | 2023-12-22 | 2024-01-24 | 2025-01-24 | Inverters | IQ8PLUS-72-2-US | ENPHASE | 290 |  | 10 |  |  | 0.97 |  | Outdoor
NJADRE1555503783 | Administratively Determined Incentive Program | LITTLE EGG HARBOR TWP | 8087 | 18 | 13.86 | Residential | Behind the Meter | Yes | Net Metered Residential | All Season Solar |  | AC Electric | Accepted | 2023-12-22 | 2024-01-24 | 2025-01-24 | Inverters | Enphase | IQ8 Plus | 290 |  | 36 |  |  | 0.97 |  | Outside
NJADRE1555503783 | Administratively Determined Incentive Program | LITTLE EGG HARBOR TWP | 8087 | 18 | 13.86 | Residential | Behind the Meter | Yes | Net Metered Residential | All Season Solar |  | AC Electric | Accepted | 2023-12-22 | 2024-01-24 | 2025-01-24 | Solar Panels | JA Solar | JAM54S31 |  | 0.385 | 36 | 244 | 14 |  | Fixed | Roof
NJADRE1555503787 | Administratively Determined Incentive Program | EGG HARBOR TOWNSHIP | 8234 | 19 | 12 | Residential | Behind the Meter | No | Net Metered Residential | Tesla Energy Operations Inc |  | AC Electric | Accepted | 2023-12-22 | 2024-01-29 | 2025-01-29 | Inverters | Tesla | #1850000-00-C | 7600 |  | 1 |  |  | 0.98 |  | Outside
NJADRE1555503787 | Administratively Determined Incentive Program | EGG HARBOR TOWNSHIP | 8234 | 19 | 12 | Residential | Behind the Meter | No | Net Metered Residential | Tesla Energy Operations Inc |  | AC Electric | Accepted | 2023-12-22 | 2024-01-29 | 2025-01-29 | Solar Panels | Tesla | T400H |  | 0.4 | 14 | 201 | 28 |  | Fixed | Roof
NJADRE1555503787 | Administratively Determined Incentive Program | EGG HARBOR TOWNSHIP | 8234 | 19 | 12 | Residential | Behind the Meter | No | Net Metered Residential | Tesla Energy Operations Inc |  | AC Electric | Accepted | 2023-12-22 | 2024-01-29 | 2025-01-29 | Solar Panels | Tesla | T400H |  | 0.4 | 16 | 21 | 28 |  | Fixed | Roof
NJADRE1555503787 | Administratively Determined Incentive Program | EGG HARBOR TOWNSHIP | 8234 | 19 | 12 | Residential | Behind the Meter | No | Net Metered Residential | Tesla Energy Operations Inc |  | AC Electric | Accepted | 2023-12-22 | 2024-01-29 | 2025-01-29 | Electric Storage Battery | Tesla | Powerwall 2.0 |  |  | 1 |  |  |  | Lithium Ion |  | Outside
NJADRE1555503790 | Administratively Determined Incentive Program | Woodbridge Township | 8830 | 11 | 4.05 | Residential | Behind the Meter | No | Net Metered Residential | Tesla Energy Operations Inc |  | PSE&G | Accepted | 2023-12-22 | 2024-01-31 | 2025-01-31 | Solar Panels | Hanwha | Q.PEAK DUO BLK ML-G10+/TS 405 |  | 0.405 | 4 | 119 | 23 |  | Fixed | Roof
NJADRE1555503790 | Administratively Determined Incentive Program | Woodbridge Township | 8830 | 11 | 4.05 | Residential | Behind the Meter | No | Net Metered Residential | Tesla Energy Operations Inc |  | PSE&G | Accepted | 2023-12-22 | 2024-01-31 | 2025-01-31 | Solar Panels | Hanwha | Q.PEAK DUO BLK ML-G10+/TS 405 |  | 0.405 | 6 | 299 | 23 |  | Fixed | Roof
NJADRE1555503790 | Administratively Determined Incentive Program | Woodbridge Township | 8830 | 11 | 4.05 | Residential | Behind the Meter | No | Net Metered Residential | Tesla Energy Operations Inc |  | PSE&G | Accepted | 2023-12-22 | 2024-01-31 | 2025-01-31 | Inverters | Tesla | 1538000-45-A | 3800 |  | 1 |  |  | 0.986 |  | Outdoor
NJADRE1555503804 | Administratively Determined Incentive Program | MONROE TWP | 8831 | 11 | 5.68 | Residential | Behind the Meter | No | Net Metered Residential | Solar Energy World |  | JCP&L | Accepted | 2023-12-22 | 2024-01-24 | 2025-01-24 | Inverters | SE5000H-US | SolarEdge | 240 |  | 1 |  |  | 0.99 |  | Outdoor
NJADRE1555503804 | Administratively Determined Incentive Program | MONROE TWP | 8831 | 11 | 5.68 | Residential | Behind the Meter | No | Net Metered Residential | Solar Energy World |  | JCP&L | Accepted | 2023-12-22 | 2024-01-24 | 2025-01-24 | Solar Panels | Longi Green Energy | LR4-60HPB-355M |  | 0.355 | 6 | 181 | 45 |  | Fixed | Roof
NJADRE1555503804 | Administratively Determined Incentive Program | MONROE TWP | 8831 | 11 | 5.68 | Residential | Behind the Meter | No | Net Metered Residential | Solar Energy World |  | JCP&L | Accepted | 2023-12-22 | 2024-01-24 | 2025-01-24 | Solar Panels | Longi Green Energy | LR4-60HPB-355M |  | 0.355 | 10 | 181 | 45 |  | Fixed | Roof
NJADRE1555503821 | Administratively Determined Incentive Program | PISCATAWAY | 8854 | 11 | 14.2 | Residential | Behind the Meter | No | Net Metered Residential | Solar Energy World |  | PSE&G | Accepted | 2023-12-22 | 2024-01-24 | 2025-01-24 | Inverters | IQ8-60-2-US | Enphase Energy | 240 |  | 40 |  |  | 0.97 |  | Outdoor
NJADRE1555503821 | Administratively Determined Incentive Program | PISCATAWAY | 8854 | 11 | 14.2 | Residential | Behind the Meter | No | Net Metered Residential | Solar Energy World |  | PSE&G | Accepted | 2023-12-22 | 2024-01-24 | 2025-01-24 | Solar Panels | Longi green Energy | LR4-60HPB-355M |  | 0.355 | 7 | 90 | 30 |  | Fixed | Roof
NJADRE1555503821 | Administratively Determined Incentive Program | PISCATAWAY | 8854 | 11 | 14.2 | Residential | Behind the Meter | No | Net Metered Residential | Solar Energy World |  | PSE&G | Accepted | 2023-12-22 | 2024-01-24 | 2025-01-24 | Solar Panels | Longi Green Energy | LR4-60HPB-355M |  | 0.355 | 21 | 0.3 | 30 |  | Fixed | Roof
NJADRE1555503821 | Administratively Determined Incentive Program | PISCATAWAY | 8854 | 11 | 14.2 | Residential | Behind the Meter | No | Net Metered Residential | Solar Energy World |  | PSE&G | Accepted | 2023-12-22 | 2024-01-24 | 2025-01-24 | Solar Panels | Longi Green Energy | LR4-60HPB-355M |  | 0.355 | 5 | 90 | 30 |  | Fixed | Roof
NJADRE1555503821 | Administratively Determined Incentive Program | PISCATAWAY | 8854 | 11 | 14.2 | Residential | Behind the Meter | No | Net Metered Residential | Solar Energy World |  | PSE&G | Accepted | 2023-12-22 | 2024-01-24 | 2025-01-24 | Solar Panels | Longi Green Energy | LR4-60HPB-355M |  | 0.355 | 7 | 270 | 31 |  | Fixed | Roof
NJADRE1555503866 | Administratively Determined Incentive Program | MAPLEWOOD | 7040 | 9 | 4.86 | Residential | Behind the Meter | No | Net Metered Residential | Tesla Energy Operations Inc |  | PSE&G | Accepted | 2023-12-22 | 2024-01-26 | 2025-01-26 | Solar Panels | Hanwha | Q.PEAK DUO BLK ML-G10+/TS 405 |  | 0.405 | 9 | 202 | 36 |  | Fixed | Roof
NJADRE1555503866 | Administratively Determined Incentive Program | MAPLEWOOD | 7040 | 9 | 4.86 | Residential | Behind the Meter | No | Net Metered Residential | Tesla Energy Operations Inc |  | PSE&G | Accepted | 2023-12-22 | 2024-01-26 | 2025-01-26 | Solar Panels | Hanwha | Q.PEAK DUO BLK ML-G10+/TS 405 |  | 0.405 | 3 | 22 | 36 |  | Fixed | Roof
NJADRE1555503866 | Administratively Determined Incentive Program | MAPLEWOOD | 7040 | 9 | 4.86 | Residential | Behind the Meter | No | Net Metered Residential | Tesla Energy Operations Inc |  | PSE&G | Accepted | 2023-12-22 | 2024-01-26 | 2025-01-26 | Inverters | Tesla | 1707000-20-G | 11500 |  | 1 |  |  | 0.98 |  | Outdoor
NJADRE1555503866 | Administratively Determined Incentive Program | MAPLEWOOD | 7040 | 9 | 4.86 | Residential | Behind the Meter | No | Net Metered Residential | Tesla Energy Operations Inc |  | PSE&G | Accepted | 2023-12-22 | 2024-01-26 | 2025-01-26 | Electric Storage Battery | Tesla | Powerwall3 |  |  | 1 |  |  |  | Lithium Ion |  | OUTSIDE
NJADRE1555506624 | Administratively Determined Incentive Program | MONROE TOWNSHIP | 8831 | 11 | 11.2 | Residential | Behind the Meter | Yes | Net Metered Residential | Pro Custom Solar dba Momentum Solar |  | JCP&L | Accepted | 2023-12-22 | 2024-01-24 | 2025-01-24 | Solar Panels | Â Q. PEAK DUO BLK-G10+400 | hanwha |  | 0.4 | 6 | 64 | 33 |  | Fixed | Roof
NJADRE1555506624 | Administratively Determined Incentive Program | MONROE TOWNSHIP | 8831 | 11 | 11.2 | Residential | Behind the Meter | Yes | Net Metered Residential | Pro Custom Solar dba Momentum Solar |  | JCP&L | Accepted | 2023-12-22 | 2024-01-24 | 2025-01-24 | Solar Panels | Â Q. PEAK DUO BLK-G10+400 | hanwha |  | 0.4 | 18 | 244 | 33 |  | Fixed | Roof
NJADRE1555506624 | Administratively Determined Incentive Program | MONROE TOWNSHIP | 8831 | 11 | 11.2 | Residential | Behind the Meter | Yes | Net Metered Residential | Pro Custom Solar dba Momentum Solar |  | JCP&L | Accepted | 2023-12-22 | 2024-01-24 | 2025-01-24 | Solar Panels | Â Q. PEAK DUO BLK-G10+400 | hanwha |  | 0.4 | 4 | 154 | 36 |  | Fixed | Roof
NJADRE1555506624 | Administratively Determined Incentive Program | MONROE TOWNSHIP | 8831 | 11 | 11.2 | Residential | Behind the Meter | Yes | Net Metered Residential | Pro Custom Solar dba Momentum Solar |  | JCP&L | Accepted | 2023-12-22 | 2024-01-24 | 2025-01-24 | Inverters | IQ8PLUS-72-2-US | enphase | 290 |  | 28 |  |  | 0.97 |  | Outdoor
NJADRE1555506658 | Administratively Determined Incentive Program | WOOD-RIDGE BORO | 7075 | 7 | 6.48 | Residential | Behind the Meter | Yes | Net Metered Residential | Sunrun Installation Services, Inc. |  | PSE&G | Accepted | 2023-12-22 | 2024-01-24 | 2025-01-24 | Inverters | SOLAREDGE TECHNOLOGIES | SE6000H-USSN | 6000 |  | 1 |  |  | 1 |  | Outdoor | Next To Meter
NJADRE1555506658 | Administratively Determined Incentive Program | WOOD-RIDGE BORO | 7075 | 7 | 6.48 | Residential | Behind the Meter | Yes | Net Metered Residential | Sunrun Installation Services, Inc. |  | PSE&G | Accepted | 2023-12-22 | 2024-01-24 | 2025-01-24 | Solar Panels | HANWHA Q-CELLS | Q.PEAK DUO BLK ML-G10+ 405 |  | 0.405 | 13 | 221 | 31 |  | Fixed | Roof
NJADRE1555506658 | Administratively Determined Incentive Program | WOOD-RIDGE BORO | 7075 | 7 | 6.48 | Residential | Behind the Meter | Yes | Net Metered Residential | Sunrun Installation Services, Inc. |  | PSE&G | Accepted | 2023-12-22 | 2024-01-24 | 2025-01-24 | Solar Panels | HANWHA Q-CELLS | Q.PEAK DUO BLK ML-G10+ 405 |  | 0.405 | 3 | 17 | 41 |  | Fixed | Roof
NJADRE1555506667 | Administratively Determined Incentive Program | SECAUCUS TOWN | 7094 | 8 | 7.29 | Residential | Behind the Meter | Yes | Net Metered Residential | Sunrun Installation Services, Inc. |  | PSE&G | Accepted | 2023-12-22 | 2024-01-24 | 2025-01-24 | Inverters | SOLAREDGE TECHNOLOGIES | SE6000H-USSN | 6000 |  | 1 |  |  | 0.992 |  | Outdoor | next to meter
NJADRE1555506667 | Administratively Determined Incentive Program | SECAUCUS TOWN | 7094 | 8 | 7.29 | Residential | Behind the Meter | Yes | Net Metered Residential | Sunrun Installation Services, Inc. |  | PSE&G | Accepted | 2023-12-22 | 2024-01-24 | 2025-01-24 | Solar Panels | HANWHA Q-CELLS | Q.PEAK DUO BLK ML-G10+ 405 |  | 0.405 | 4 | 39 | 23 |  | Fixed | Roof
NJADRE1555506667 | Administratively Determined Incentive Program | SECAUCUS TOWN | 7094 | 8 | 7.29 | Residential | Behind the Meter | Yes | Net Metered Residential | Sunrun Installation Services, Inc. |  | PSE&G | Accepted | 2023-12-22 | 2024-01-24 | 2025-01-24 | Solar Panels | HANWHA Q-CELLS | Q.PEAK DUO BLK ML-G10+ 405 |  | 0.405 | 14 | 219 | 23 |  | Fixed | Roof
NJADRE1555506675 | Administratively Determined Incentive Program | EGG HARBOR CITY | 8215 | 19 | 12.15 | Residential | Behind the Meter | No | Net Metered Residential | Tesla Energy Operations Inc |  | AC Electric | Accepted | 2023-12-22 | 2024-01-29 | 2025-01-29 | Solar Panels | Hanwha | Q.PEAK DUO BLK ML-G10+/TS 405 |  | 0.405 | 12 | 222 | 37 |  | Fixed | Roof
NJADRE1555506675 | Administratively Determined Incentive Program | EGG HARBOR CITY | 8215 | 19 | 12.15 | Residential | Behind the Meter | No | Net Metered Residential | Tesla Energy Operations Inc |  | AC Electric | Accepted | 2023-12-22 | 2024-01-29 | 2025-01-29 | Solar Panels | Hanwha | Q.PEAK DUO BLK ML-G10+/TS 405 |  | 0.405 | 3 | 42 | 37 |  | Fixed | Roof
NJADRE1555506675 | Administratively Determined Incentive Program | EGG HARBOR CITY | 8215 | 19 | 12.15 | Residential | Behind the Meter | No | Net Metered Residential | Tesla Energy Operations Inc |  | AC Electric | Accepted | 2023-12-22 | 2024-01-29 | 2025-01-29 | Solar Panels | Hanwha | Q.PEAK DUO BLK ML-G10+/TS 405 |  | 0.405 | 5 | 132 | 37 |  | Fixed | Roof
NJADRE1555506675 | Administratively Determined Incentive Program | EGG HARBOR CITY | 8215 | 19 | 12.15 | Residential | Behind the Meter | No | Net Metered Residential | Tesla Energy Operations Inc |  | AC Electric | Accepted | 2023-12-22 | 2024-01-29 | 2025-01-29 | Solar Panels | Hanwha | Q.PEAK DUO BLK ML-G10+/TS 405 |  | 0.405 | 6 | 312 | 37 |  | Fixed | Roof
NJADRE1555506675 | Administratively Determined Incentive Program | EGG HARBOR CITY | 8215 | 19 | 12.15 | Residential | Behind the Meter | No | Net Metered Residential | Tesla Energy Operations Inc |  | AC Electric | Accepted | 2023-12-22 | 2024-01-29 | 2025-01-29 | Solar Panels | Q.PEAK DUO BLK ML-G10+/TS 405 | Hanwha |  | 0.405 | 2 | 222 | 18 |  | Fixed | Roof
NJADRE1555506675 | Administratively Determined Incentive Program | EGG HARBOR CITY | 8215 | 19 | 12.15 | Residential | Behind the Meter | No | Net Metered Residential | Tesla Energy Operations Inc |  | AC Electric | Accepted | 2023-12-22 | 2024-01-29 | 2025-01-29 | Solar Panels | Hanwha | Q.PEAK DUO BLK ML-G10+/TS 405 |  | 0.405 | 2 | 18 | 18 |  | Fixed | Roof
NJADRE1555506675 | Administratively Determined Incentive Program | EGG HARBOR CITY | 8215 | 19 | 12.15 | Residential | Behind the Meter | No | Net Metered Residential | Tesla Energy Operations Inc |  | AC Electric | Accepted | 2023-12-22 | 2024-01-29 | 2025-01-29 | Inverters | Tesla | 1850000-00-C | 7600 |  | 2 |  |  | 0.986 |  | Outdoor
NJADRE1555506675 | Administratively Determined Incentive Program | EGG HARBOR CITY | 8215 | 19 | 12.15 | Residential | Behind the Meter | No | Net Metered Residential | Tesla Energy Operations Inc |  | AC Electric | Accepted | 2023-12-22 | 2024-01-29 | 2025-01-29 | Electric Storage Battery | Tesla | Ac Powerwall 2.0 |  |  | 2 |  |  |  | Lithium Ion |  | OUTSIDE
NJADRE1555506677 | Administratively Determined Incentive Program | TRENTON | 8610 | 12 | 4.1 | Residential | Behind the Meter | Yes | Net Metered Residential | Rhythm Solar LLC |  | PSE&G | Accepted | 2023-12-26 | 2024-01-30 | 2025-01-30 | Meters | Enphase | X2-IQ-AM1-240-4 |  |  | 1 |  |  |  | Yes | Outdoor
NJADRE1555506677 | Administratively Determined Incentive Program | TRENTON | 8610 | 12 | 4.1 | Residential | Behind the Meter | Yes | Net Metered Residential | Rhythm Solar LLC |  | PSE&G | Accepted | 2023-12-26 | 2024-01-30 | 2025-01-30 | Inverters | Enphase | IQ8PLUS-72-2-US | 290 |  | 5 |  |  | 0.976 |  | Outside | Under each pv panel
NJADRE1555506677 | Administratively Determined Incentive Program | TRENTON | 8610 | 12 | 4.1 | Residential | Behind the Meter | Yes | Net Metered Residential | Rhythm Solar LLC |  | PSE&G | Accepted | 2023-12-26 | 2024-01-30 | 2025-01-30 | Inverters | Enphase | IQ8PLUS-72-2-US | 290 |  | 3 |  |  | 0.976 |  | Outside | Under each pv panel
NJADRE1555506677 | Administratively Determined Incentive Program | TRENTON | 8610 | 12 | 4.1 | Residential | Behind the Meter | Yes | Net Metered Residential | Rhythm Solar LLC |  | PSE&G | Accepted | 2023-12-26 | 2024-01-30 | 2025-01-30 | Inverters | Enphase | IQ8PLUS-72-2-US | 290 |  | 2 |  |  | 0.976 |  | Outside | Under each pv panel
NJADRE1555506677 | Administratively Determined Incentive Program | TRENTON | 8610 | 12 | 4.1 | Residential | Behind the Meter | Yes | Net Metered Residential | Rhythm Solar LLC |  | PSE&G | Accepted | 2023-12-26 | 2024-01-30 | 2025-01-30 | Solar Panels | ZNshine | ZXM7-SH108 410W |  | 0.41 | 5 | 59 | 37 |  | Fixed | Roof
NJADRE1555506677 | Administratively Determined Incentive Program | TRENTON | 8610 | 12 | 4.1 | Residential | Behind the Meter | Yes | Net Metered Residential | Rhythm Solar LLC |  | PSE&G | Accepted | 2023-12-26 | 2024-01-30 | 2025-01-30 | Solar Panels | ZNShine | ZXM7-SH108 410W |  | 0.41 | 3 | 149 | 16 |  | Fixed | Roof
NJADRE1555506677 | Administratively Determined Incentive Program | TRENTON | 8610 | 12 | 4.1 | Residential | Behind the Meter | Yes | Net Metered Residential | Rhythm Solar LLC |  | PSE&G | Accepted | 2023-12-26 | 2024-01-30 | 2025-01-30 | Solar Panels | ZNShine | ZXM7-SH108 410W |  | 0.41 | 2 | 239 | 37 |  | Fixed | Roof
NJADRE1555506692 | Administratively Determined Incentive Program | LINCOLN PARK | 7035 | 3 | 4.05 | Residential | Behind the Meter | Yes | Net Metered Residential | Sunrun Installation Services, Inc. |  | JCP&L | Accepted | 2023-12-22 | 2024-01-24 | 2025-01-24 | Inverters | SOLAREDGE TECHNOLOGIES | SE3800H-USMN | 3800 |  | 1 |  |  | 0.99 |  | Outdoor | Next To Meter
NJADRE1555506692 | Administratively Determined Incentive Program | LINCOLN PARK | 7035 | 3 | 4.05 | Residential | Behind the Meter | Yes | Net Metered Residential | Sunrun Installation Services, Inc. |  | JCP&L | Accepted | 2023-12-22 | 2024-01-24 | 2025-01-24 | Solar Panels | HANWHA Q-CELLS | Q.PEAK DUO BLK ML-G10+ 405 |  | 0.405 | 6 | 171 | 36 |  | Fixed | Roof
NJADRE1555506692 | Administratively Determined Incentive Program | LINCOLN PARK | 7035 | 3 | 4.05 | Residential | Behind the Meter | Yes | Net Metered Residential | Sunrun Installation Services, Inc. |  | JCP&L | Accepted | 2023-12-22 | 2024-01-24 | 2025-01-24 | Solar Panels | HANWHA Q-CELLS | Q.PEAK DUO BLK ML-G10+ 405 |  | 0.405 | 4 | 351 | 36 |  | Fixed | Roof
NJADRE1555506692 | Administratively Determined Incentive Program | LINCOLN PARK | 7035 | 3 | 4.05 | Residential | Behind the Meter | Yes | Net Metered Residential | Sunrun Installation Services, Inc. |  | JCP&L | Accepted | 2023-12-22 | 2024-01-24 | 2025-01-24 | Electric Storage Battery | TESLA | POWERWALL |  |  | 1 |  |  |  | Lithium Ion |  | OUTSIDE
NJADRE1555506718 | Administratively Determined Incentive Program | ERIAL | 8081 | 14 | 21.06 | Residential | Behind the Meter | Yes | Net Metered Residential | Sunrun Installation Services, Inc. |  | AC Electric | Accepted | 2023-12-22 | 2024-01-24 | 2025-01-24 | Inverters | SOLAREDGE TECHNOLOGIES | SE7600H-USSN | 7600 |  | 2 |  |  | 0.99 |  | Outdoor | NEXT TO METER
NJADRE1555506718 | Administratively Determined Incentive Program | ERIAL | 8081 | 14 | 21.06 | Residential | Behind the Meter | Yes | Net Metered Residential | Sunrun Installation Services, Inc. |  | AC Electric | Accepted | 2023-12-22 | 2024-01-24 | 2025-01-24 | Solar Panels | HANWHA Q-CELLS | Q.PEAK DUO BLK ML-G10+ 405 |  | 0.405 | 26 | 258 | 14 |  | Fixed | Roof
NJADRE1555506718 | Administratively Determined Incentive Program | ERIAL | 8081 | 14 | 21.06 | Residential | Behind the Meter | Yes | Net Metered Residential | Sunrun Installation Services, Inc. |  | AC Electric | Accepted | 2023-12-22 | 2024-01-24 | 2025-01-24 | Solar Panels | HANWHA Q-CELLS | Q.PEAK DUO BLK ML-G10+ 405 |  | 0.405 | 8 | 78 | 18 |  | Fixed | Roof
NJADRE1555506718 | Administratively Determined Incentive Program | ERIAL | 8081 | 14 | 21.06 | Residential | Behind the Meter | Yes | Net Metered Residential | Sunrun Installation Services, Inc. |  | AC Electric | Accepted | 2023-12-22 | 2024-01-24 | 2025-01-24 | Solar Panels | HANWHA Q-CELLS | Q.PEAK DUO BLK ML-G10+ 405 |  | 0.405 | 4 | 258 | 14 |  | Fixed | Roof
NJADRE1555506718 | Administratively Determined Incentive Program | ERIAL | 8081 | 14 | 21.06 | Residential | Behind the Meter | Yes | Net Metered Residential | Sunrun Installation Services, Inc. |  | AC Electric | Accepted | 2023-12-22 | 2024-01-24 | 2025-01-24 | Solar Panels | HANWHA Q-CELLS | Q.PEAK DUO BLK ML-G10+ 405 |  | 0.405 | 4 | 78 | 18 |  | Fixed | Roof
NJADRE1555506718 | Administratively Determined Incentive Program | ERIAL | 8081 | 14 | 21.06 | Residential | Behind the Meter | Yes | Net Metered Residential | Sunrun Installation Services, Inc. |  | AC Electric | Accepted | 2023-12-22 | 2024-01-24 | 2025-01-24 | Solar Panels | HANWHA Q-CELLS | Q.PEAK DUO BLK ML-G10+ 405 |  | 0.405 | 6 | 258 | 14 |  | Fixed | Roof
NJADRE1555506718 | Administratively Determined Incentive Program | ERIAL | 8081 | 14 | 21.06 | Residential | Behind the Meter | Yes | Net Metered Residential | Sunrun Installation Services, Inc. |  | AC Electric | Accepted | 2023-12-22 | 2024-01-24 | 2025-01-24 | Solar Panels | Hanwha Q-Cells | Q.PEAK DUO BLK ML-G10+ 405 |  | 0.405 | 4 | 78 | 21 |  | Fixed | Roof
NJADRE1555506779 | Administratively Determined Incentive Program | JACKSON | 8527 | 18 | 3.65 | Residential | Behind the Meter | Yes | Net Metered Residential | Sunrun Installation Services, Inc. |  | JCP&L | Accepted | 2023-12-22 | 2024-01-24 | 2025-01-24 | Inverters | SOLAREDGE TECHNOLOGIES | SE3800H-USMN | 3800 |  | 1 |  |  | 0.99 |  | Outdoor | Next To Meter
NJADRE1555506779 | Administratively Determined Incentive Program | JACKSON | 8527 | 18 | 3.65 | Residential | Behind the Meter | Yes | Net Metered Residential | Sunrun Installation Services, Inc. |  | JCP&L | Accepted | 2023-12-22 | 2024-01-24 | 2025-01-24 | Solar Panels | HANWHA Q-CELLS | Q.PEAK DUO BLK ML-G10+ 405 |  | 0.405 | 9 | 275 | 34 |  | Fixed | Roof
NJADRE1555506779 | Administratively Determined Incentive Program | JACKSON | 8527 | 18 | 3.65 | Residential | Behind the Meter | Yes | Net Metered Residential | Sunrun Installation Services, Inc. |  | JCP&L | Accepted | 2023-12-22 | 2024-01-24 | 2025-01-24 | Electric Storage Battery | TESLA | POWERWALL |  |  | 1 |  |  |  | Lithium Ion |  | OUTSIDE
NJADRE1555507618 | Administratively Determined Incentive Program | EAST ORANGE | 7017 | 9 | 5.27 | Residential | Behind the Meter | No | Net Metered Residential | Sunrun Installation Services, Inc. |  | PSE&G | Accepted | 2023-12-22 | 2024-02-12 | 2025-02-12 | Inverters | SolarEdge Technologies | SE3800H-USMN | 3800 |  | 1 |  |  | 0.96 |  | Outdoor | Next To Meter
NJADRE1555507618 | Administratively Determined Incentive Program | EAST ORANGE | 7017 | 9 | 5.27 | Residential | Behind the Meter | No | Net Metered Residential | Sunrun Installation Services, Inc. |  | PSE&G | Accepted | 2023-12-22 | 2024-02-12 | 2025-02-12 | Solar Panels | Hanwha Q Cells | Q.PEAK DUO BLK ML-G10+ 405 |  | 0.405 | 13 | 211 | 30 |  | Fixed | Roof
NJADRE1555507645 | Administratively Determined Incentive Program | EAST ORANGE | 7017 | 9 | 13.43 | Residential | Behind the Meter | Yes | Net Metered Residential | Solar Mite Solutions |  | PSE&G | Accepted | 2023-12-22 | 2024-01-24 | 2025-01-24 | Inverters | Enphase | IQ8PLUS-72-2 | 290 |  | 34 |  |  | 0.98 |  | Outdoor
NJADRE1555507645 | Administratively Determined Incentive Program | EAST ORANGE | 7017 | 9 | 13.43 | Residential | Behind the Meter | Yes | Net Metered Residential | Solar Mite Solutions |  | PSE&G | Accepted | 2023-12-22 | 2024-01-24 | 2025-01-24 | Solar Panels | Canadian Solar | CS6R |  | 0.395 | 13 | 212 | 47 |  | Fixed | Roof | Array 1
NJADRE1555507645 | Administratively Determined Incentive Program | EAST ORANGE | 7017 | 9 | 13.43 | Residential | Behind the Meter | Yes | Net Metered Residential | Solar Mite Solutions |  | PSE&G | Accepted | 2023-12-22 | 2024-01-24 | 2025-01-24 | Solar Panels | Canadian Solar | CS6R |  | 0.395 | 3 | 212 | 47 |  | Fixed | Roof | Array 2
NJADRE1555507645 | Administratively Determined Incentive Program | EAST ORANGE | 7017 | 9 | 13.43 | Residential | Behind the Meter | Yes | Net Metered Residential | Solar Mite Solutions |  | PSE&G | Accepted | 2023-12-22 | 2024-01-24 | 2025-01-24 | Solar Panels | Canadian Solar | CS6R |  | 0.395 | 15 | 122 | 47 |  | Fixed | Roof | Array 3
NJADRE1555507645 | Administratively Determined Incentive Program | EAST ORANGE | 7017 | 9 | 13.43 | Residential | Behind the Meter | Yes | Net Metered Residential | Solar Mite Solutions |  | PSE&G | Accepted | 2023-12-22 | 2024-01-24 | 2025-01-24 | Solar Panels | Canadian Solar | CS6R |  | 0.395 | 3 | 212 | 20 |  | Fixed | Roof | Array 4
NJADRE1555527505 | Administratively Determined Incentive Program | NORTHFIELD | 8225 | 19 | 12 | Residential | Behind the Meter | Yes | Net Metered Residential | Suntuity Solar LLC |  | AC Electric | Accepted | 2023-12-23 | 2024-01-24 | 2025-01-24 | Inverters | (30) ENPHASE | IQ8PLUS-72-2-US | 290 |  | 30 |  |  | 0.97 |  | Outdoor | Behind the PV modules
NJADRE1555527505 | Administratively Determined Incentive Program | NORTHFIELD | 8225 | 19 | 12 | Residential | Behind the Meter | Yes | Net Metered Residential | Suntuity Solar LLC |  | AC Electric | Accepted | 2023-12-23 | 2024-01-24 | 2025-01-24 | Solar Panels | (30) CANADIANSOLAR | CS6R-400MS-HL |  | 0.4 | 6 | 167 | 45 |  | Fixed | Roof
NJADRE1555527505 | Administratively Determined Incentive Program | NORTHFIELD | 8225 | 19 | 12 | Residential | Behind the Meter | Yes | Net Metered Residential | Suntuity Solar LLC |  | AC Electric | Accepted | 2023-12-23 | 2024-01-24 | 2025-01-24 | Solar Panels | (30) CANADIANSOLAR | CS6R-400MS-HL |  | 0.4 | 2 | 77 | 45 |  | Fixed | Roof
NJADRE1555527505 | Administratively Determined Incentive Program | NORTHFIELD | 8225 | 19 | 12 | Residential | Behind the Meter | Yes | Net Metered Residential | Suntuity Solar LLC |  | AC Electric | Accepted | 2023-12-23 | 2024-01-24 | 2025-01-24 | Solar Panels | (30) CANADIANSOLAR | CS6R-400MS-HL |  | 0.4 | 2 | 257 | 45 |  | Fixed | Roof
NJADRE1555527505 | Administratively Determined Incentive Program | NORTHFIELD | 8225 | 19 | 12 | Residential | Behind the Meter | Yes | Net Metered Residential | Suntuity Solar LLC |  | AC Electric | Accepted | 2023-12-23 | 2024-01-24 | 2025-01-24 | Solar Panels | (30) CANADIANSOLAR | CS6R-400MS-HL |  | 0.4 | 11 | 346 | 27 |  | Fixed | Roof
NJADRE1555527505 | Administratively Determined Incentive Program | NORTHFIELD | 8225 | 19 | 12 | Residential | Behind the Meter | Yes | Net Metered Residential | Suntuity Solar LLC |  | AC Electric | Accepted | 2023-12-23 | 2024-01-24 | 2025-01-24 | Solar Panels | (30) CANADIANSOLAR | CS6R-400MS-HL |  | 0.4 | 5 | 166 | 45 |  | Fixed | Roof
NJADRE1555527505 | Administratively Determined Incentive Program | NORTHFIELD | 8225 | 19 | 12 | Residential | Behind the Meter | Yes | Net Metered Residential | Suntuity Solar LLC |  | AC Electric | Accepted | 2023-12-23 | 2024-01-24 | 2025-01-24 | Solar Panels | (30) CANADIANSOLAR | CS6R-400MS-HL |  | 0.4 | 4 | 166 | 45 |  | Fixed | Roof
NJADRE1555528964 | Administratively Determined Incentive Program | JACKSON | 8527 | 18 | 12.64 | Residential | Behind the Meter | No | Net Metered Residential | Powerlutions |  | JCP&L | Accepted | 2023-12-25 | 2024-01-24 | 2025-01-24 | Solar Panels | Trina | TSM-DE09C.07 |  | 0.395 | 16 | 139 | 37 |  | Fixed | Roof
NJADRE1555528964 | Administratively Determined Incentive Program | JACKSON | 8527 | 18 | 12.64 | Residential | Behind the Meter | No | Net Metered Residential | Powerlutions |  | JCP&L | Accepted | 2023-12-25 | 2024-01-24 | 2025-01-24 | Solar Panels | Trina | TSM-DE09C.07 |  | 0.395 | 4 | 229 | 40 |  | Fixed | Roof
NJADRE1555528964 | Administratively Determined Incentive Program | JACKSON | 8527 | 18 | 12.64 | Residential | Behind the Meter | No | Net Metered Residential | Powerlutions |  | JCP&L | Accepted | 2023-12-25 | 2024-01-24 | 2025-01-24 | Solar Panels | Trina | TSM-DE09C.07 |  | 0.395 | 9 | 139 | 37 |  | Fixed | Roof
NJADRE1555528964 | Administratively Determined Incentive Program | JACKSON | 8527 | 18 | 12.64 | Residential | Behind the Meter | No | Net Metered Residential | Powerlutions |  | JCP&L | Accepted | 2023-12-25 | 2024-01-24 | 2025-01-24 | Solar Panels | Trina | TSM-DE09C.07 |  | 0.395 | 3 | 229 | 39 |  | Fixed | Roof
NJADRE1555528964 | Administratively Determined Incentive Program | JACKSON | 8527 | 18 | 12.64 | Residential | Behind the Meter | No | Net Metered Residential | Powerlutions |  | JCP&L | Accepted | 2023-12-25 | 2024-01-24 | 2025-01-24 | Inverters | ENPHASE | IQ7PLUS-72-2-US | 290 |  | 32 |  |  | 0.98 |  | Outdoor
NJADRE1555528973 | Administratively Determined Incentive Program | WEST DEPTFORD | 8051 | 15 | 9.88 | Residential | Behind the Meter | Yes | Net Metered Residential | Solar Mite Solutions |  | AC Electric | Accepted | 2023-12-25 | 2024-01-24 | 2025-01-24 | Inverters | Enphase | IQ8PLUS-72-2 | 290 |  | 25 |  |  | 0.98 |  | Outdoor
NJADRE1555528973 | Administratively Determined Incentive Program | WEST DEPTFORD | 8051 | 15 | 9.88 | Residential | Behind the Meter | Yes | Net Metered Residential | Solar Mite Solutions |  | AC Electric | Accepted | 2023-12-25 | 2024-01-24 | 2025-01-24 | Solar Panels | Canadian Solar | CS6R |  | 0.395 | 6 | 114 | 24 |  | Fixed | Roof | Array 1
NJADRE1555528973 | Administratively Determined Incentive Program | WEST DEPTFORD | 8051 | 15 | 9.88 | Residential | Behind the Meter | Yes | Net Metered Residential | Solar Mite Solutions |  | AC Electric | Accepted | 2023-12-25 | 2024-01-24 | 2025-01-24 | Solar Panels | Canadian Solar | CS6R |  | 0.395 | 19 | 114 | 7 |  | Fixed | Roof | Array 2
NJADRE1555529005 | Administratively Determined Incentive Program | NEWARK | 7104 | 9 | 8.91 | Residential | Behind the Meter | Yes | Net Metered Residential | Voltaic Solaire LLC |  | PSE&G | Accepted | 2023-12-25 | 2024-01-29 | 2025-01-29 | Solar Panels | HYUNDAI | HiS-S405YH(BK) |  | 0.405 | 11 | 23 | 40 |  | Fixed | Roof
NJADRE1555529005 | Administratively Determined Incentive Program | NEWARK | 7104 | 9 | 8.91 | Residential | Behind the Meter | Yes | Net Metered Residential | Voltaic Solaire LLC |  | PSE&G | Accepted | 2023-12-25 | 2024-01-29 | 2025-01-29 | Solar Panels | HYUNDAI | HiS-S405YH(BK) |  | 0.405 | 11 | 203 | 40 |  | Fixed | Roof
NJADRE1555529005 | Administratively Determined Incentive Program | NEWARK | 7104 | 9 | 8.91 | Residential | Behind the Meter | Yes | Net Metered Residential | Voltaic Solaire LLC |  | PSE&G | Accepted | 2023-12-25 | 2024-01-29 | 2025-01-29 | Inverters | SOLAR EDGE | SE7600H-US | 7600 |  | 7600 |  |  | 0.99 |  | Outside | Next To Utility Meter
NJADRE1555529283 | Administratively Determined Incentive Program | NORTH BRUNSWICK | 8902 | 11 | 7.7 | Residential | Behind the Meter | Yes | Net Metered Residential | Voltaic Solaire LLC |  | PSE&G | Accepted | 2023-12-25 | 2024-02-02 | 2025-02-02 | Solar Panels | HYUNDAI | HiS-S405YH(BK) |  | 0.405 | 12 | 310 | 25 |  | Fixed | Roof
NJADRE1555529283 | Administratively Determined Incentive Program | NORTH BRUNSWICK | 8902 | 11 | 7.7 | Residential | Behind the Meter | Yes | Net Metered Residential | Voltaic Solaire LLC |  | PSE&G | Accepted | 2023-12-25 | 2024-02-02 | 2025-02-02 | Solar Panels | HiS-S405YH(BK) | HYUNDAI |  | 0.405 | 7 | 130 | 25 |  | Fixed | Roof
NJADRE1555529283 | Administratively Determined Incentive Program | NORTH BRUNSWICK | 8902 | 11 | 7.7 | Residential | Behind the Meter | Yes | Net Metered Residential | Voltaic Solaire LLC |  | PSE&G | Accepted | 2023-12-25 | 2024-02-02 | 2025-02-02 | Inverters | SOLAR EDGE | SE7600H-US | 7600 |  | 1 |  |  | 0.99 |  | Outside | next to utility meter
NJADRE1555529323 | Administratively Determined Incentive Program | ELMWOOD PARK | 7407 | 7 | 6.89 | Residential | Behind the Meter | No | Net Metered Residential | Voltaic Solaire LLC |  | PSE&G | Accepted | 2023-12-26 | 2024-01-24 | 2025-01-24 | Solar Panels | HYUNDAI | HiS-S405YH(BK) |  | 0.405 | 17 | 160 | 30 |  | Fixed | Roof
NJADRE1555529323 | Administratively Determined Incentive Program | ELMWOOD PARK | 7407 | 7 | 6.89 | Residential | Behind the Meter | No | Net Metered Residential | Voltaic Solaire LLC |  | PSE&G | Accepted | 2023-12-26 | 2024-01-24 | 2025-01-24 | Inverters | SOLAR EDGE | SE6000H-US | 6000 |  | 1 |  |  | 0.99 |  | Outside | NEXT TO UTILITY METER
NJADRE1555529341 | Administratively Determined Incentive Program | PENNSVILLE | 8070 | 16 | 5.67 | Residential | Behind the Meter | Yes | Net Metered Residential | SunnyMac LLC |  | AC Electric | Accepted | 2023-12-26 | 2024-01-24 | 2025-01-24 | Solar Panels | Q.PEAK DUO BLK ML-G10+ 405W | HANWHA |  | 0.405 | 14 | 106 | 22 |  | Fixed | Roof
NJADRE1555529341 | Administratively Determined Incentive Program | PENNSVILLE | 8070 | 16 | 5.67 | Residential | Behind the Meter | Yes | Net Metered Residential | SunnyMac LLC |  | AC Electric | Accepted | 2023-12-26 | 2024-01-24 | 2025-01-24 | Inverters | SE5000H-US | Solaredge | 5000 |  | 1 |  |  | 0.99 |  | Outdoor | next to meter
NJADRE1555529362 | Administratively Determined Incentive Program | BLAIRSTOWN | 7825 | 2 | 16.2 | Residential | Behind the Meter | No | Net Metered Residential | Green Power Energy |  | JCP&L | Accepted | 2023-12-26 | 2024-01-24 | 2025-01-24 | Inverters | Enphase Energy | IQ8PLUS-72-2-US [240V] | 290 |  | 40 |  |  | 0.975 |  | Outside | Roof
NJADRE1555529362 | Administratively Determined Incentive Program | BLAIRSTOWN | 7825 | 2 | 16.2 | Residential | Behind the Meter | No | Net Metered Residential | Green Power Energy |  | JCP&L | Accepted | 2023-12-26 | 2024-01-24 | 2025-01-24 | Solar Panels | Hanwha Q-Cells | Q.PEAK DUO BLK ML-G10+ 405 |  | 0.405 | 4 | 129 | 40 |  | Fixed | Roof
NJADRE1555529362 | Administratively Determined Incentive Program | BLAIRSTOWN | 7825 | 2 | 16.2 | Residential | Behind the Meter | No | Net Metered Residential | Green Power Energy |  | JCP&L | Accepted | 2023-12-26 | 2024-01-24 | 2025-01-24 | Solar Panels | Hanwha Q-Cells | Q.PEAK DUO BLK ML-G10+ 405 |  | 0.405 | 20 | 252 | 30 |  | Fixed | Roof
NJADRE1555529362 | Administratively Determined Incentive Program | BLAIRSTOWN | 7825 | 2 | 16.2 | Residential | Behind the Meter | No | Net Metered Residential | Green Power Energy |  | JCP&L | Accepted | 2023-12-26 | 2024-01-24 | 2025-01-24 | Solar Panels | Hanwha Q-Cells | Q.PEAK DUO BLK ML-G10+ 405 |  | 0.405 | 16 | 72 | 30 |  | Fixed | Roof
NJADRE1555529374 | Administratively Determined Incentive Program | PENNSVILLE | 8070 | 16 | 12.15 | Residential | Behind the Meter | No | Net Metered Residential | Green Power Energy |  | AC Electric | Accepted | 2023-12-26 | 2024-01-24 | 2025-01-24 | Inverters | Enphase Energy | IQ8PLUS-72-2-US [240V] | 290 |  | 30 |  |  | 0.975 |  | Outside | Roof
NJADRE1555529374 | Administratively Determined Incentive Program | PENNSVILLE | 8070 | 16 | 12.15 | Residential | Behind the Meter | No | Net Metered Residential | Green Power Energy |  | AC Electric | Accepted | 2023-12-26 | 2024-01-24 | 2025-01-24 | Solar Panels | REC Solar | REC405AA Pure Black |  | 0.405 | 4 | 201 | 23 |  | Fixed | Roof
NJADRE1555529374 | Administratively Determined Incentive Program | PENNSVILLE | 8070 | 16 | 12.15 | Residential | Behind the Meter | No | Net Metered Residential | Green Power Energy |  | AC Electric | Accepted | 2023-12-26 | 2024-01-24 | 2025-01-24 | Solar Panels | REC Solar | REC405AA Pure Black |  | 0.405 | 6 | 291 | 30 |  | Fixed | Roof
NJADRE1555529374 | Administratively Determined Incentive Program | PENNSVILLE | 8070 | 16 | 12.15 | Residential | Behind the Meter | No | Net Metered Residential | Green Power Energy |  | AC Electric | Accepted | 2023-12-26 | 2024-01-24 | 2025-01-24 | Solar Panels | REC Solar | REC405AA Pure Black |  | 0.405 | 20 | 111 | 30 |  | Fixed | Roof
NJADRE1555529416 | Administratively Determined Incentive Program | DELRAN | 8075 | 13 | 7.7 | Residential | Behind the Meter | Yes | Net Metered Residential | SunnyMac LLC |  | PSE&G | Accepted | 2023-12-26 | 2024-01-25 | 2025-01-25 | Solar Panels | Q.PEAK DUO BLK ML-G10+ 405 | HANWHA |  | 0.405 | 6 | 248 | 21 |  | Fixed | Roof
NJADRE1555529416 | Administratively Determined Incentive Program | DELRAN | 8075 | 13 | 7.7 | Residential | Behind the Meter | Yes | Net Metered Residential | SunnyMac LLC |  | PSE&G | Accepted | 2023-12-26 | 2024-01-25 | 2025-01-25 | Solar Panels | Q.PEAK DUO BLK ML-G10+ 405 | HANWHA |  | 0.405 | 5 | 68 | 21 |  | Fixed | Roof
NJADRE1555529416 | Administratively Determined Incentive Program | DELRAN | 8075 | 13 | 7.7 | Residential | Behind the Meter | Yes | Net Metered Residential | SunnyMac LLC |  | PSE&G | Accepted | 2023-12-26 | 2024-01-25 | 2025-01-25 | Solar Panels | Q.PEAK DUO BLK ML-G10+ 405 | HANWHA |  | 0.405 | 8 | 158 | 21 |  | Fixed | Roof
NJADRE1555529416 | Administratively Determined Incentive Program | DELRAN | 8075 | 13 | 7.7 | Residential | Behind the Meter | Yes | Net Metered Residential | SunnyMac LLC |  | PSE&G | Accepted | 2023-12-26 | 2024-01-25 | 2025-01-25 | Inverters | SE6000H-US | Solaredge | 6000 |  | 1 |  |  | 0.99 |  | Outdoor | next to meter
NJADRE1555529416 | Administratively Determined Incentive Program | DELRAN | 8075 | 13 | 7.7 | Residential | Behind the Meter | Yes | Net Metered Residential | SunnyMac LLC |  | PSE&G | Accepted | 2023-12-26 | 2024-01-25 | 2025-01-25 | Meters | SE-RGMTR-1D-240C-B | Solaredge |  |  | 1 |  |  |  | Yes | Outdoor
NJADRE1555529519 | Administratively Determined Incentive Program | ERIAL | 8081 | 14 | 6 | Residential | Behind the Meter | Yes | Net Metered Residential | Sunrun Installation Services, Inc. |  | AC Electric | Accepted | 2023-12-26 | 2024-01-31 | 2025-01-31 | Inverters | SOLAREDGE TECHNOLOGIES | SE6000H-USSN | 6000 |  | 1 |  |  | 0.99 |  | Indoor | Next To Meter
NJADRE1555529519 | Administratively Determined Incentive Program | ERIAL | 8081 | 14 | 6 | Residential | Behind the Meter | Yes | Net Metered Residential | Sunrun Installation Services, Inc. |  | AC Electric | Accepted | 2023-12-26 | 2024-01-31 | 2025-01-31 | Solar Panels | VIKRAM SOLAR | VSMDHT.60.375.05 |  | 0.375 | 5 | 300 | 27 |  | Fixed | Roof
NJADRE1555529519 | Administratively Determined Incentive Program | ERIAL | 8081 | 14 | 6 | Residential | Behind the Meter | Yes | Net Metered Residential | Sunrun Installation Services, Inc. |  | AC Electric | Accepted | 2023-12-26 | 2024-01-31 | 2025-01-31 | Solar Panels | VIKRAM SOLAR | VSMDHT.60.375.05 |  | 0.375 | 11 | 120 | 27 |  | Fixed | Roof
NJADRE1555529519 | Administratively Determined Incentive Program | ERIAL | 8081 | 14 | 6 | Residential | Behind the Meter | Yes | Net Metered Residential | Sunrun Installation Services, Inc. |  | AC Electric | Accepted | 2023-12-26 | 2024-01-31 | 2025-01-31 | Electric Storage Battery | TESLA | POWERWALL |  |  | 1 |  |  |  | Lithium Ion |  | INSIDE
NJADRE1555529611 | Administratively Determined Incentive Program | EGG HARBOR CITY | 8215 | 19 | 8.8 | Residential | Behind the Meter | No | Net Metered Residential | Power Energy Solutions |  | AC Electric | Accepted | 2023-12-26 | 2024-01-30 | 2025-01-30 | Inverters | SE6000H-US | SOLAREDGE | 6000 |  | 1 |  |  | 0.99 |  | Outside | ROOFTOP
NJADRE1555529611 | Administratively Determined Incentive Program | EGG HARBOR CITY | 8215 | 19 | 8.8 | Residential | Behind the Meter | No | Net Metered Residential | Power Energy Solutions |  | AC Electric | Accepted | 2023-12-26 | 2024-01-30 | 2025-01-30 | Solar Panels | SIL-400 HC+ | SILFAB SOLAR |  | 0.4 | 11 | 134 | 30 |  | Fixed | Roof | ROOFTOP
NJADRE1555529611 | Administratively Determined Incentive Program | EGG HARBOR CITY | 8215 | 19 | 8.8 | Residential | Behind the Meter | No | Net Metered Residential | Power Energy Solutions |  | AC Electric | Accepted | 2023-12-26 | 2024-01-30 | 2025-01-30 | Solar Panels | SIL-400 HC+ | SILFABSOLAR |  | 0.4 | 11 | 314 | 30 |  | Fixed | Roof | ROOFTOP
NJADRE1555529633 | Administratively Determined Incentive Program | BRIDGETON | 8302 | 20 | 7.7 | Residential | Behind the Meter | Yes | Net Metered Residential | Trinity Solar Inc. |  | AC Electric | Accepted | 2023-12-26 | 2024-01-25 | 2025-01-25 | Inverters | Solar Edge | SE6000H-US | 6000 |  | 1 |  |  | 0.97 |  | Outdoor
NJADRE1555529633 | Administratively Determined Incentive Program | BRIDGETON | 8302 | 20 | 7.7 | Residential | Behind the Meter | Yes | Net Metered Residential | Trinity Solar Inc. |  | AC Electric | Accepted | 2023-12-26 | 2024-01-25 | 2025-01-25 | Solar Panels | HANWHA | HANWHA 405 (Q.PEAK DUO BLK ML-G10+ 405) |  | 0.405 | 2 | 294 | 30 |  | Fixed | Roof
NJADRE1555529633 | Administratively Determined Incentive Program | BRIDGETON | 8302 | 20 | 7.7 | Residential | Behind the Meter | Yes | Net Metered Residential | Trinity Solar Inc. |  | AC Electric | Accepted | 2023-12-26 | 2024-01-25 | 2025-01-25 | Solar Panels | HANWHA | HANWHA 405 (Q.PEAK DUO BLK ML-G10+ 405) |  | 0.405 | 6 | 114 | 30 |  | Fixed | Roof
NJADRE1555529633 | Administratively Determined Incentive Program | BRIDGETON | 8302 | 20 | 7.7 | Residential | Behind the Meter | Yes | Net Metered Residential | Trinity Solar Inc. |  | AC Electric | Accepted | 2023-12-26 | 2024-01-25 | 2025-01-25 | Solar Panels | HANWHA | HANWHA 405 (Q.PEAK DUO BLK ML-G10+ 405) |  | 0.405 | 7 | 114 | 20 |  | Fixed | Roof
NJADRE1555529633 | Administratively Determined Incentive Program | BRIDGETON | 8302 | 20 | 7.7 | Residential | Behind the Meter | Yes | Net Metered Residential | Trinity Solar Inc. |  | AC Electric | Accepted | 2023-12-26 | 2024-01-25 | 2025-01-25 | Solar Panels | HANWHA | HANWHA 405 (Q.PEAK DUO BLK ML-G10+ 405) |  | 0.405 | 2 | 204 | 30 |  | Fixed | Roof
NJADRE1555529633 | Administratively Determined Incentive Program | BRIDGETON | 8302 | 20 | 7.7 | Residential | Behind the Meter | Yes | Net Metered Residential | Trinity Solar Inc. |  | AC Electric | Accepted | 2023-12-26 | 2024-01-25 | 2025-01-25 | Solar Panels | HANWHA | HANWHA 405 (Q.PEAK DUO BLK ML-G10+ 405) |  | 0.405 | 2 | 24 | 30 |  | Fixed | Roof
NJADRE1555529698 | Administratively Determined Incentive Program | CHERRY HILL TWP | 8003 | 14 | 13.37 | Residential | Behind the Meter | Yes | Net Metered Residential | Sunrun Installation Services, Inc. |  | PSE&G | Accepted | 2023-12-26 | 2024-02-15 | 2025-02-15 | Solar Panels | HANWHA Q-CELLS | Q.PEAK DUO BLK ML-G10+ 405 |  | 0.405 | 15 | 194 | 22 |  | Fixed | Roof
NJADRE1555529698 | Administratively Determined Incentive Program | CHERRY HILL TWP | 8003 | 14 | 13.37 | Residential | Behind the Meter | Yes | Net Metered Residential | Sunrun Installation Services, Inc. |  | PSE&G | Accepted | 2023-12-26 | 2024-02-15 | 2025-02-15 | Solar Panels | HANWHA Q-CELLS | Q.PEAK DUO BLK ML-G10+ 405 |  | 0.405 | 4 | 14 | 19 |  | Fixed | Roof
NJADRE1555529698 | Administratively Determined Incentive Program | CHERRY HILL TWP | 8003 | 14 | 13.37 | Residential | Behind the Meter | Yes | Net Metered Residential | Sunrun Installation Services, Inc. |  | PSE&G | Accepted | 2023-12-26 | 2024-02-15 | 2025-02-15 | Solar Panels | HANWHA Q-CELLS | Q.PEAK DUO BLK ML-G10+ 405 |  | 0.405 | 8 | 14 | 24 |  | Fixed | Roof
NJADRE1555529698 | Administratively Determined Incentive Program | CHERRY HILL TWP | 8003 | 14 | 13.37 | Residential | Behind the Meter | Yes | Net Metered Residential | Sunrun Installation Services, Inc. |  | PSE&G | Accepted | 2023-12-26 | 2024-02-15 | 2025-02-15 | Solar Panels | HANWHA Q-CELLS | Q.PEAK DUO BLK ML-G10+ 405 |  | 0.405 | 6 | 14 | 24 |  | Fixed | Roof
NJADRE1555529698 | Administratively Determined Incentive Program | CHERRY HILL TWP | 8003 | 14 | 13.37 | Residential | Behind the Meter | Yes | Net Metered Residential | Sunrun Installation Services, Inc. |  | PSE&G | Accepted | 2023-12-26 | 2024-02-15 | 2025-02-15 | Inverters | SOLAREDGE TECHNOLOGIES | SE10000H-USSN | 10000 |  | 1 |  |  | 0.99 |  | Outdoor | Next to the meter
NJADRE1555529704 | Administratively Determined Incentive Program | BERLIN | 8009 | 14 | 5.67 | Residential | Behind the Meter | Yes | Net Metered Residential | Venture Solar |  | AC Electric | Accepted | 2023-12-26 | 2024-01-29 | 2025-01-29 | Inverters | EnPhase | IQ8PLUS-72-2-US (240V) | 300 |  | 14 |  |  | 0.96667 |  | Outside
NJADRE1555529704 | Administratively Determined Incentive Program | BERLIN | 8009 | 14 | 5.67 | Residential | Behind the Meter | Yes | Net Metered Residential | Venture Solar |  | AC Electric | Accepted | 2023-12-26 | 2024-01-29 | 2025-01-29 | Solar Panels | Hanwha | Q.PEAK DUO BLK ML-G10+ 405 |  | 0.405 | 14 | 141 | 40 |  | Fixed | Roof
NJADRE1555529719 | Administratively Determined Incentive Program | KEARNY | 7032 | 8 | 4.8 | Residential | Behind the Meter | Yes | Net Metered Residential | Momentum Solar Energy Services |  | PSE&G | Accepted | 2023-12-26 | 2024-01-25 | 2025-01-25 | Inverters | IQ8PLUS-72-2-US | ENPHASE | 290 |  | 12 |  |  | 0.97 |  | Outdoor
NJADRE1555529719 | Administratively Determined Incentive Program | KEARNY | 7032 | 8 | 4.8 | Residential | Behind the Meter | Yes | Net Metered Residential | Momentum Solar Energy Services |  | PSE&G | Accepted | 2023-12-26 | 2024-01-25 | 2025-01-25 | Solar Panels | Q. PEAK DUO BLK-G10+400 | HANWHA |  | 0.4 | 3 | 307 | 23 |  | Fixed | Roof
NJADRE1555529719 | Administratively Determined Incentive Program | KEARNY | 7032 | 8 | 4.8 | Residential | Behind the Meter | Yes | Net Metered Residential | Momentum Solar Energy Services |  | PSE&G | Accepted | 2023-12-26 | 2024-01-25 | 2025-01-25 | Solar Panels | Q. PEAK DUO BLK-G10+400 | HANWHA |  | 0.4 | 9 | 127 | 23 |  | Fixed | Roof
NJADRE1555529731 | Administratively Determined Incentive Program | HAZLET TOWNSHIP | 7734 | 17 | 4.86 | Residential | Behind the Meter | Yes | Net Metered Residential | Sunrun Installation Services, Inc. |  | JCP&L | Accepted | 2023-12-26 | 2024-01-25 | 2025-01-25 | Inverters | SOLAREDGE TECHNOLOGIES | SE3800H-USMN | 3800 |  | 1 |  |  | 0.99 |  | Outdoor | Next To Meter
NJADRE1555529731 | Administratively Determined Incentive Program | HAZLET TOWNSHIP | 7734 | 17 | 4.86 | Residential | Behind the Meter | Yes | Net Metered Residential | Sunrun Installation Services, Inc. |  | JCP&L | Accepted | 2023-12-26 | 2024-01-25 | 2025-01-25 | Solar Panels | HANWHA Q-CELLS | Q.PEAK DUO BLK ML-G10+ 405 |  | 0.405 | 12 | 104 | 22 |  | Fixed | Roof
NJADRE1555529731 | Administratively Determined Incentive Program | HAZLET TOWNSHIP | 7734 | 17 | 4.86 | Residential | Behind the Meter | Yes | Net Metered Residential | Sunrun Installation Services, Inc. |  | JCP&L | Accepted | 2023-12-26 | 2024-01-25 | 2025-01-25 | Electric Storage Battery | TESLA | POWERWALL |  |  | 1 |  |  |  | Lithium Ion |  | OUTSIDE
NJADRE1555529738 | Administratively Determined Incentive Program | LAVALLETTE | 8735 | 18 | 4.05 | Residential | Behind the Meter | Yes | Net Metered Residential | Trinity Solar |  | JCP&L | Accepted | 2023-12-28 | 2024-01-26 | 2025-01-26 | Inverters | Solar Edge | SE3000H-US | 3 |  | 1 |  |  | 0.97 |  | Outside
NJADRE1555529738 | Administratively Determined Incentive Program | LAVALLETTE | 8735 | 18 | 4.05 | Residential | Behind the Meter | Yes | Net Metered Residential | Trinity Solar |  | JCP&L | Accepted | 2023-12-28 | 2024-01-26 | 2025-01-26 | Solar Panels | Solar Edge | Q.PEAK DUO BLK ML-G10+405 |  | 0.405 | 10 | 277 | 27 |  | Fixed | Roof
NJADRE1555529755 | Administratively Determined Incentive Program | SALEM | 8079 | 16 | 4.1 | Residential | Behind the Meter | No | Net Metered Residential | Venture Home Solar, LLC |  | AC Electric | Accepted | 2023-12-26 | 2024-01-25 | 2025-01-25 | Inverters | EnPhase | IQ8PLUS-72-2-US (240V) | 300 |  | 10 |  |  | 0.96667 |  | Outside
NJADRE1555529755 | Administratively Determined Incentive Program | SALEM | 8079 | 16 | 4.1 | Residential | Behind the Meter | No | Net Metered Residential | Venture Home Solar, LLC |  | AC Electric | Accepted | 2023-12-26 | 2024-01-25 | 2025-01-25 | Solar Panels | Hanwha | Q.PEAK DUO BLK ML-G10+ 410 |  | 0.41 | 6 | 230 | 23 |  | Fixed | Roof
NJADRE1555529755 | Administratively Determined Incentive Program | SALEM | 8079 | 16 | 4.1 | Residential | Behind the Meter | No | Net Metered Residential | Venture Home Solar, LLC |  | AC Electric | Accepted | 2023-12-26 | 2024-01-25 | 2025-01-25 | Solar Panels | Hanwha | Q.PEAK DUO BLK ML-G10+ 410 |  | 0.41 | 2 | 230 | 40 |  | Fixed | Roof
NJADRE1555529755 | Administratively Determined Incentive Program | SALEM | 8079 | 16 | 4.1 | Residential | Behind the Meter | No | Net Metered Residential | Venture Home Solar, LLC |  | AC Electric | Accepted | 2023-12-26 | 2024-01-25 | 2025-01-25 | Solar Panels | Hanwha | Q.PEAK DUO BLK ML-G10+ 410 |  | 0.41 | 2 | 140 | 21 |  | Fixed | Roof
NJADRE1555529757 | Administratively Determined Incentive Program | PARSIPPANY | 7054 | 3 | 17.01 | Residential | Behind the Meter | Yes | Net Metered Residential | Trinity Solar Inc. |  | JCP&L | Accepted | 2023-12-26 | 2024-01-25 | 2025-01-25 | Inverters | Solar Edge | SE7600H-US | 15 |  | 2 |  |  | 0.97 |  | Outdoor
NJADRE1555529757 | Administratively Determined Incentive Program | PARSIPPANY | 7054 | 3 | 17.01 | Residential | Behind the Meter | Yes | Net Metered Residential | Trinity Solar Inc. |  | JCP&L | Accepted | 2023-12-26 | 2024-01-25 | 2025-01-25 | Solar Panels | HANWHA | HANWHA 405 (Q.PEAK DUO BLK ML-G10+ 405) |  | 0.405 | 21 | 335 | 37 |  | Fixed | Roof
NJADRE1555529757 | Administratively Determined Incentive Program | PARSIPPANY | 7054 | 3 | 17.01 | Residential | Behind the Meter | Yes | Net Metered Residential | Trinity Solar Inc. |  | JCP&L | Accepted | 2023-12-26 | 2024-01-25 | 2025-01-25 | Solar Panels | HANWHA | HANWHA 405 (Q.PEAK DUO BLK ML-G10+ 405) |  | 0.405 | 21 | 155 | 37 |  | Fixed | Roof
NJADRE1555529795 | Administratively Determined Incentive Program | MANVILLE | 8835 | 5 | 5.27 | Residential | Behind the Meter | Yes | Net Metered Residential | Sunrun Installation Services, Inc. |  | PSE&G | Accepted | 2023-12-26 | 2024-01-25 | 2025-01-25 | Solar Panels | HANWHA Q-CELLS | Q.PEAK DUO BLK ML-G10+ 405 |  | 0.405 | 13 | 204 | 22 |  | Fixed | Roof
NJADRE1555529795 | Administratively Determined Incentive Program | MANVILLE | 8835 | 5 | 5.27 | Residential | Behind the Meter | Yes | Net Metered Residential | Sunrun Installation Services, Inc. |  | PSE&G | Accepted | 2023-12-26 | 2024-01-25 | 2025-01-25 | Inverters | SolarEdge Technologies | SE3800H-USMN | 3800 |  | 1 |  |  | 0.99 |  | Outdoor | NEXT TO METER
NJADRE1555529817 | Administratively Determined Incentive Program | DEMAREST | 7627 | 7 | 16.2 | Residential | Behind the Meter | Yes | Net Metered Residential | Trinity Solar |  | Orange Rockland Electric | Accepted | 2023-12-26 | 2024-01-25 | 2025-01-25 | Inverters | Solar Edge | SE6000H-US | 6000 |  | 2 |  |  | 0.97 |  | Outdoor
NJADRE1555529817 | Administratively Determined Incentive Program | DEMAREST | 7627 | 7 | 16.2 | Residential | Behind the Meter | Yes | Net Metered Residential | Trinity Solar |  | Orange Rockland Electric | Accepted | 2023-12-26 | 2024-01-25 | 2025-01-25 | Solar Panels | HANWHA | HANWHA 405 (Q.PEAK DUO BLK ML-G10+ 405) |  | 0.405 | 13 | 38 | 14 |  | Fixed | Roof
NJADRE1555529817 | Administratively Determined Incentive Program | DEMAREST | 7627 | 7 | 16.2 | Residential | Behind the Meter | Yes | Net Metered Residential | Trinity Solar |  | Orange Rockland Electric | Accepted | 2023-12-26 | 2024-01-25 | 2025-01-25 | Solar Panels | HANWHA | HANWHA 405 (Q.PEAK DUO BLK ML-G10+ 405) |  | 0.405 | 9 | 218 | 14 |  | Fixed | Roof
NJADRE1555529817 | Administratively Determined Incentive Program | DEMAREST | 7627 | 7 | 16.2 | Residential | Behind the Meter | Yes | Net Metered Residential | Trinity Solar |  | Orange Rockland Electric | Accepted | 2023-12-26 | 2024-01-25 | 2025-01-25 | Solar Panels | HANWHA | HANWHA 405 (Q.PEAK DUO BLK ML-G10+ 405) |  | 0.405 | 8 | 308 | 27 |  | Fixed | Roof
NJADRE1555529817 | Administratively Determined Incentive Program | DEMAREST | 7627 | 7 | 16.2 | Residential | Behind the Meter | Yes | Net Metered Residential | Trinity Solar |  | Orange Rockland Electric | Accepted | 2023-12-26 | 2024-01-25 | 2025-01-25 | Solar Panels | HANWHA | HANWHA 405 (Q.PEAK DUO BLK ML-G10+ 405) |  | 0.405 | 7 | 218 | 34 |  | Fixed | Roof
NJADRE1555529817 | Administratively Determined Incentive Program | DEMAREST | 7627 | 7 | 16.2 | Residential | Behind the Meter | Yes | Net Metered Residential | Trinity Solar |  | Orange Rockland Electric | Accepted | 2023-12-26 | 2024-01-25 | 2025-01-25 | Solar Panels | HANWHA | HANWHA 405 (Q.PEAK DUO BLK ML-G10+ 405) |  | 0.405 | 3 | 308 | 34 |  | Fixed | Roof
NJADRE1555529826 | Administratively Determined Incentive Program | PARSIPPANY | 7054 | 3 | 5.27 | Residential | Behind the Meter | No | Net Metered Residential | Seabright Solar LLC |  | JCP&L | Accepted | 2023-12-26 | 2024-01-25 | 2025-01-25 | Solar Panels | Sunpower | SPR-U-405 |  | 0.405 | 13 | 155 | 25 |  | Fixed | Roof
NJADRE1555529826 | Administratively Determined Incentive Program | PARSIPPANY | 7054 | 3 | 5.27 | Residential | Behind the Meter | No | Net Metered Residential | Seabright Solar LLC |  | JCP&L | Accepted | 2023-12-26 | 2024-01-25 | 2025-01-25 | Inverters | Enphase | IQ 7HS | 384 |  | 13 |  |  | 0.99 |  | Outside | Roof
NJADRE1555529844 | Administratively Determined Incentive Program | MONMOUTH BEACH | 7750 | 17 | 11 | Residential | Behind the Meter | No | Net Metered Residential | Seabright Solar LLC |  | JCP&L | Accepted | 2023-12-26 | 2024-01-26 | 2025-01-26 | Solar Panels | Sunpower | SPR-M-440 |  | 0.44 | 10 | 187 | 28 |  | Fixed | Roof
NJADRE1555529844 | Administratively Determined Incentive Program | MONMOUTH BEACH | 7750 | 17 | 11 | Residential | Behind the Meter | No | Net Metered Residential | Seabright Solar LLC |  | JCP&L | Accepted | 2023-12-26 | 2024-01-26 | 2025-01-26 | Solar Panels | Sunpower | SPR-M-440 |  | 0.44 | 10 | 97 | 26 |  | Fixed | Roof
NJADRE1555529844 | Administratively Determined Incentive Program | MONMOUTH BEACH | 7750 | 17 | 11 | Residential | Behind the Meter | No | Net Metered Residential | Seabright Solar LLC |  | JCP&L | Accepted | 2023-12-26 | 2024-01-26 | 2025-01-26 | Solar Panels | Sunpower | SPR-M-440 |  | 0.44 | 5 | 187 | 28 |  | Fixed | Roof
NJADRE1555529844 | Administratively Determined Incentive Program | MONMOUTH BEACH | 7750 | 17 | 11 | Residential | Behind the Meter | No | Net Metered Residential | Seabright Solar LLC |  | JCP&L | Accepted | 2023-12-26 | 2024-01-26 | 2025-01-26 | Inverters | Enphase | IQ 7HS | 384 |  | 25 |  |  | 0.99 |  | Outside | Roof
NJADRE1555529852 | Administratively Determined Incentive Program | LAKEWOOD | 8701 | 18 | 9.09 | Residential | Behind the Meter | No | Net Metered Residential | Powerlutions |  | JCP&L | Accepted | 2023-12-26 | 2024-01-25 | 2025-01-25 | Solar Panels | Trina | TSM-DE09C.07 |  | 0.395 | 18 | 187 | 25 |  | Fixed | Roof
NJADRE1555529852 | Administratively Determined Incentive Program | LAKEWOOD | 8701 | 18 | 9.09 | Residential | Behind the Meter | No | Net Metered Residential | Powerlutions |  | JCP&L | Accepted | 2023-12-26 | 2024-01-25 | 2025-01-25 | Solar Panels | Trina | TSM-DE09C.07 |  | 0.395 | 5 | 277 | 21 |  | Fixed | Roof
NJADRE1555529852 | Administratively Determined Incentive Program | LAKEWOOD | 8701 | 18 | 9.09 | Residential | Behind the Meter | No | Net Metered Residential | Powerlutions |  | JCP&L | Accepted | 2023-12-26 | 2024-01-25 | 2025-01-25 | Inverters | ENPHASE | IQ7PLUS-72-2-US | 290 |  | 23 |  |  | 0.98 |  | Outdoor
NJADRE1555529859 | Administratively Determined Incentive Program | TRENTON | 8690 | 12 | 8 | Residential | Behind the Meter | Yes | Net Metered Residential | Seabright Solar LLC |  | PSE&G | Accepted | 2023-12-26 | 2024-01-26 | 2025-01-26 | Solar Panels | Sunpower | SPR-U-400 |  | 0.4 | 15 | 117 | 26 |  | Fixed | Roof
NJADRE1555529859 | Administratively Determined Incentive Program | TRENTON | 8690 | 12 | 8 | Residential | Behind the Meter | Yes | Net Metered Residential | Seabright Solar LLC |  | PSE&G | Accepted | 2023-12-26 | 2024-01-26 | 2025-01-26 | Solar Panels | Sunpower | SPR-U-400 |  | 0.4 | 5 | 117 | 26 |  | Fixed | Roof
NJADRE1555529859 | Administratively Determined Incentive Program | TRENTON | 8690 | 12 | 8 | Residential | Behind the Meter | Yes | Net Metered Residential | Seabright Solar LLC |  | PSE&G | Accepted | 2023-12-26 | 2024-01-26 | 2025-01-26 | Inverters | Enphase | IQ 7HS | 384 |  | 20 |  |  | 0.99 |  | Outdoor | Roof
NJADRE1555529877 | Administratively Determined Incentive Program | DELRAN TWP | 8075 | 13 | 6.48 | Residential | Behind the Meter | Yes | Net Metered Residential | Sunrun Installation Services, Inc. |  | PSE&G | Accepted | 2023-12-26 | 2024-01-25 | 2025-01-25 | Inverters | DELTA ELECTRONICS | E6-TL-US | 5760 |  | 1 |  |  | 0.97 |  | Outdoor | Next To Meter
NJADRE1555529877 | Administratively Determined Incentive Program | DELRAN TWP | 8075 | 13 | 6.48 | Residential | Behind the Meter | Yes | Net Metered Residential | Sunrun Installation Services, Inc. |  | PSE&G | Accepted | 2023-12-26 | 2024-01-25 | 2025-01-25 | Solar Panels | HANWHA Q-CELLS | Q.PEAK DUO BLK ML-G10+ 405 |  | 0.405 | 6 | 333 | 18 |  | Fixed | Roof
NJADRE1555529877 | Administratively Determined Incentive Program | DELRAN TWP | 8075 | 13 | 6.48 | Residential | Behind the Meter | Yes | Net Metered Residential | Sunrun Installation Services, Inc. |  | PSE&G | Accepted | 2023-12-26 | 2024-01-25 | 2025-01-25 | Solar Panels | HANWHA Q-CELLS | Q.PEAK DUO BLK ML-G10+ 405 |  | 0.405 | 10 | 63 | 18 |  | Fixed | Roof
NJADRE1555529920 | Administratively Determined Incentive Program | BLOOMFIELD TWP | 7003 | 9 | 4.86 | Residential | Behind the Meter | Yes | Net Metered Residential | Sunrun Installation Services, Inc. |  | PSE&G | Accepted | 2023-12-26 | 2024-02-05 | 2025-02-05 | Solar Panels | HANWHA Q-CELLS | Q.PEAK DUO BLK ML-G10+ 405 |  | 0.405 | 9 | 174 | 22 |  | Fixed | Roof
NJADRE1555529920 | Administratively Determined Incentive Program | BLOOMFIELD TWP | 7003 | 9 | 4.86 | Residential | Behind the Meter | Yes | Net Metered Residential | Sunrun Installation Services, Inc. |  | PSE&G | Accepted | 2023-12-26 | 2024-02-05 | 2025-02-05 | Solar Panels | HANWHA Q-CELLS | Q.PEAK DUO BLK ML-G10+ 405 |  | 0.405 | 3 | 353 | 23 |  | Fixed | Roof
NJADRE1555529920 | Administratively Determined Incentive Program | BLOOMFIELD TWP | 7003 | 9 | 4.86 | Residential | Behind the Meter | Yes | Net Metered Residential | Sunrun Installation Services, Inc. |  | PSE&G | Accepted | 2023-12-26 | 2024-02-05 | 2025-02-05 | Inverters | SOLAREDGE TECHNOLOGIES | SE3800H-USMN | 6000 |  | 1 |  |  | 0.99 |  | Outdoor | Next to the meter
NJADRE1555529923 | Administratively Determined Incentive Program | HOPEWELL | 8525 | 12 | 5.95 | Residential | Behind the Meter | No | Net Metered Residential | NJ Solar Power |  | JCP&L | Accepted | 2023-12-26 | 2024-01-26 | 2025-01-26 | Inverters | Solar edge | SE7600H-US | 7600 |  | 1 |  |  | 0.99 |  | Outdoor
NJADRE1555529923 | Administratively Determined Incentive Program | HOPEWELL | 8525 | 12 | 5.95 | Residential | Behind the Meter | No | Net Metered Residential | NJ Solar Power |  | JCP&L | Accepted | 2023-12-26 | 2024-01-26 | 2025-01-26 | Solar Panels | Hanwha | Q.Tron BLK M-G2+ 425 |  | 0.425 | 14 | 183 | 45 |  | Fixed | Roof | Roof 1
NJADRE1555529923 | Administratively Determined Incentive Program | HOPEWELL | 8525 | 12 | 5.95 | Residential | Behind the Meter | No | Net Metered Residential | NJ Solar Power |  | JCP&L | Accepted | 2023-12-26 | 2024-01-26 | 2025-01-26 | Electric Storage Battery | LG | RESU10H PRIME BATTERY |  |  | 2 |  |  |  | Lithium Ion |  | Outside
NJADRE1555529965 | Administratively Determined Incentive Program | IRVINGTON | 7111 | 9 | 3.28 | Residential | Behind the Meter | Yes | Net Metered Residential | Rhythm Solar LLC |  | PSE&G | Accepted | 2024-01-02 | 2024-01-29 | 2025-01-29 | Inverters | Enphase | IQ8PLUS-72-2-US | 290 |  | 1 |  |  | 0.976 |  | Outside | Under each pv panel
NJADRE1555529965 | Administratively Determined Incentive Program | IRVINGTON | 7111 | 9 | 3.28 | Residential | Behind the Meter | Yes | Net Metered Residential | Rhythm Solar LLC |  | PSE&G | Accepted | 2024-01-02 | 2024-01-29 | 2025-01-29 | Inverters | Enphase | IQ8PLUS-72-2-US | 290 |  | 5 |  |  | 0.976 |  | Outside | Under each pv panel
NJADRE1555529965 | Administratively Determined Incentive Program | IRVINGTON | 7111 | 9 | 3.28 | Residential | Behind the Meter | Yes | Net Metered Residential | Rhythm Solar LLC |  | PSE&G | Accepted | 2024-01-02 | 2024-01-29 | 2025-01-29 | Inverters | Enphase | IQ8PLUS-72-2-US | 290 |  | 2 |  |  | 0.976 |  | Outside | Under each pv panel
NJADRE1555529965 | Administratively Determined Incentive Program | IRVINGTON | 7111 | 9 | 3.28 | Residential | Behind the Meter | Yes | Net Metered Residential | Rhythm Solar LLC |  | PSE&G | Accepted | 2024-01-02 | 2024-01-29 | 2025-01-29 | Solar Panels | ZNShine | ZXM7-SH108 410W |  | 0.41 | 5 | 177 | 32 |  | Fixed | Roof
NJADRE1555529965 | Administratively Determined Incentive Program | IRVINGTON | 7111 | 9 | 3.28 | Residential | Behind the Meter | Yes | Net Metered Residential | Rhythm Solar LLC |  | PSE&G | Accepted | 2024-01-02 | 2024-01-29 | 2025-01-29 | Solar Panels | ZNShine | ZXM7-SH108 410W |  | 0.41 | 2 | 357 | 29 |  | Fixed | Roof
NJADRE1555529965 | Administratively Determined Incentive Program | IRVINGTON | 7111 | 9 | 3.28 | Residential | Behind the Meter | Yes | Net Metered Residential | Rhythm Solar LLC |  | PSE&G | Accepted | 2024-01-02 | 2024-01-29 | 2025-01-29 | Solar Panels | ZNShine | ZXM7-SH108 410W |  | 0.41 | 1 | 177 | 49 |  | Fixed | Roof
NJADRE1555529980 | Administratively Determined Incentive Program | LINDENWOLD | 8021 | 14 | 5.27 | Residential | Behind the Meter | No | Net Metered Residential | Voltaic Solaire LLC |  | AC Electric | Accepted | 2023-12-26 | 2024-01-25 | 2025-01-25 | Inverters | SOLAR EDGE | SE5000H-US | 5000 |  | 1 |  |  | 0.99 |  | Outside | Next to Utility Meter
NJADRE1555529980 | Administratively Determined Incentive Program | LINDENWOLD | 8021 | 14 | 5.27 | Residential | Behind the Meter | No | Net Metered Residential | Voltaic Solaire LLC |  | AC Electric | Accepted | 2023-12-26 | 2024-01-25 | 2025-01-25 | Solar Panels | HYUNDAI | HiS-S405YH(BK) |  | 0.405 | 3 | 295 | 15 |  | Fixed | Roof
NJADRE1555529980 | Administratively Determined Incentive Program | LINDENWOLD | 8021 | 14 | 5.27 | Residential | Behind the Meter | No | Net Metered Residential | Voltaic Solaire LLC |  | AC Electric | Accepted | 2023-12-26 | 2024-01-25 | 2025-01-25 | Solar Panels | HYUNDAI | HiS-S405YH(BK) |  | 0.405 | 10 | 115 | 15 |  | Fixed | Roof
NJADRE1555529981 | Administratively Determined Incentive Program | ELIZABETHPORT | 7206 | 10 | 4.46 | Residential | Behind the Meter | No | Net Metered Residential | Voltaic Solaire LLC |  | PSE&G | Accepted | 2023-12-27 | 2024-02-02 | 2025-02-02 | Inverters | Enphase | IQ 7PLUS -72-2-US | 295 |  | 11 |  |  | 0.99 |  | Outside | Next to utility meter
NJADRE1555529981 | Administratively Determined Incentive Program | ELIZABETHPORT | 7206 | 10 | 4.46 | Residential | Behind the Meter | No | Net Metered Residential | Voltaic Solaire LLC |  | PSE&G | Accepted | 2023-12-27 | 2024-02-02 | 2025-02-02 | Solar Panels | Hyundai | HiS-S405YH(BK) |  | 0.405 | 11 | 237 | 25 |  | Fixed | Roof
NJADRE1555529988 | Administratively Determined Incentive Program | HAINESPRT TWP | 8036 | 13 | 5.67 | Residential | Behind the Meter | Yes | Net Metered Residential | Sunrun Installation Services, Inc. |  | PSE&G | Accepted | 2023-12-26 | 2024-01-25 | 2025-01-25 | Inverters | DELTA ELECTRONICS | E4-TL-US | 3840 |  | 1 |  |  | 0.97 |  | Outdoor | Next To Meter
NJADRE1555529988 | Administratively Determined Incentive Program | HAINESPRT TWP | 8036 | 13 | 5.67 | Residential | Behind the Meter | Yes | Net Metered Residential | Sunrun Installation Services, Inc. |  | PSE&G | Accepted | 2023-12-26 | 2024-01-25 | 2025-01-25 | Solar Panels | HANWHA Q-CELLS | Q.PEAK DUO BLK ML-G10+ 405 |  | 0.405 | 14 | 344 | 34 |  | Fixed | Roof
NJADRE1555531341 | Administratively Determined Incentive Program | BROWNS MILLS | 8015 | 13 | 8 | Residential | Behind the Meter | Yes | Net Metered Residential | Suntuity Solar LLC |  | JCP&L | Accepted | 2023-12-27 | 2024-01-25 | 2025-01-25 | Inverters | (20) ENPHASE | IQ8PLUS-72-2-US | 290 |  | 20 |  |  | 0.97 |  | Outdoor | Behind the PV modules
NJADRE1555531341 | Administratively Determined Incentive Program | BROWNS MILLS | 8015 | 13 | 8 | Residential | Behind the Meter | Yes | Net Metered Residential | Suntuity Solar LLC |  | JCP&L | Accepted | 2023-12-27 | 2024-01-25 | 2025-01-25 | Solar Panels | (20) CANADIAN SOLAR | CS6R-400MS-HL |  | 0.4 | 6 | 207 | 22 |  | Fixed | Roof
NJADRE1555531341 | Administratively Determined Incentive Program | BROWNS MILLS | 8015 | 13 | 8 | Residential | Behind the Meter | Yes | Net Metered Residential | Suntuity Solar LLC |  | JCP&L | Accepted | 2023-12-27 | 2024-01-25 | 2025-01-25 | Solar Panels | (20) CANADIAN SOLAR | CS6R-400MS-HL |  | 0.4 | 10 | 27 | 41 |  | Fixed | Roof
NJADRE1555531341 | Administratively Determined Incentive Program | BROWNS MILLS | 8015 | 13 | 8 | Residential | Behind the Meter | Yes | Net Metered Residential | Suntuity Solar LLC |  | JCP&L | Accepted | 2023-12-27 | 2024-01-25 | 2025-01-25 | Solar Panels | (20) CANADIAN SOLAR | CS6R-400MS-HL |  | 0.4 | 4 | 207 | 6 |  | Fixed | Roof
NJADRE1555531342 | Administratively Determined Incentive Program | HOWELL | 7731 | 17 | 12 | Residential | Behind the Meter | Yes | Net Metered Residential | Suntuity Solar LLC |  | JCP&L | Accepted | 2023-12-27 | 2024-01-25 | 2025-01-25 | Inverters | (30) ENPHASE | IQ8PLUS-72-2-US | 290 |  | 30 |  |  | 0.97 |  | Outdoor | Behind the PV modules
NJADRE1555531342 | Administratively Determined Incentive Program | HOWELL | 7731 | 17 | 12 | Residential | Behind the Meter | Yes | Net Metered Residential | Suntuity Solar LLC |  | JCP&L | Accepted | 2023-12-27 | 2024-01-25 | 2025-01-25 | Solar Panels | (30) CANADIAN SOLAR | CS6R-400MS-HL |  | 0.4 | 17 | 154 | 19 |  | Fixed | Roof
NJADRE1555531342 | Administratively Determined Incentive Program | HOWELL | 7731 | 17 | 12 | Residential | Behind the Meter | Yes | Net Metered Residential | Suntuity Solar LLC |  | JCP&L | Accepted | 2023-12-27 | 2024-01-25 | 2025-01-25 | Solar Panels | (30) CANADIAN SOLAR | CS6R-400MS-HL |  | 0.4 | 13 | 334 | 19 |  | Fixed | Roof
NJADRE1555531350 | Administratively Determined Incentive Program | ELMWOOD PARK | 7407 | 7 | 3.65 | Residential | Behind the Meter | Yes | Net Metered Residential | Sunrun Installation Services, Inc. |  | PSE&G | Accepted | 2023-12-27 | 2024-01-25 | 2025-01-25 | Inverters | SolarEdge Technologies | SE3800H-USMN | 3800 |  | 1 |  |  | 0.96 |  | Outdoor | Next To Meter
NJADRE1555531350 | Administratively Determined Incentive Program | ELMWOOD PARK | 7407 | 7 | 3.65 | Residential | Behind the Meter | Yes | Net Metered Residential | Sunrun Installation Services, Inc. |  | PSE&G | Accepted | 2023-12-27 | 2024-01-25 | 2025-01-25 | Solar Panels | Hanwha Q Cells | Q.PEAK DUO BLK ML-G10+ 405 |  | 0.405 | 9 | 70 | 30 |  | Fixed | Roof
NJADRE1555531352 | Administratively Determined Incentive Program | GLASSBORO | 8028 | 15 | 6.08 | Residential | Behind the Meter | Yes | Net Metered Residential | SunnyMac LLC |  | AC Electric | Accepted | 2023-12-27 | 2024-01-25 | 2025-01-25 | Solar Panels | Q.PEAK DUO BLK ML-G10+ 405 | HANWHA |  | 0.405 | 9 | 241 | 26 |  | Fixed | Roof
NJADRE1555531352 | Administratively Determined Incentive Program | GLASSBORO | 8028 | 15 | 6.08 | Residential | Behind the Meter | Yes | Net Metered Residential | SunnyMac LLC |  | AC Electric | Accepted | 2023-12-27 | 2024-01-25 | 2025-01-25 | Solar Panels | Q.PEAK DUO BLK ML-G10+ 405 | HANWHA |  | 0.405 | 6 | 61 | 28 |  | Fixed | Roof
NJADRE1555531352 | Administratively Determined Incentive Program | GLASSBORO | 8028 | 15 | 6.08 | Residential | Behind the Meter | Yes | Net Metered Residential | SunnyMac LLC |  | AC Electric | Accepted | 2023-12-27 | 2024-01-25 | 2025-01-25 | Inverters | SE5000H-US | Solaredge | 5000 |  | 1 |  |  | 0.99 |  | Outdoor | next to meter
NJADRE1555531352 | Administratively Determined Incentive Program | GLASSBORO | 8028 | 15 | 6.08 | Residential | Behind the Meter | Yes | Net Metered Residential | SunnyMac LLC |  | AC Electric | Accepted | 2023-12-27 | 2024-01-25 | 2025-01-25 | Meters | SE-RGMTR-1D-240C-B | Solaredge |  |  | 1 |  |  |  | Yes | Outdoor
NJADRE1555531353 | Administratively Determined Incentive Program | SADDLE BROOK | 7663 | 7 | 7.7 | Residential | Behind the Meter | Yes | Net Metered Residential | Sunrun Installation Services, Inc. |  | PSE&G | Accepted | 2023-12-27 | 2024-01-25 | 2025-01-25 | Inverters | SOLAREDGE TECHNOLOGIES | SE6000H-USSN | 6000 |  | 1 |  |  | 0.992 |  | Outdoor | next to meter
NJADRE1555531353 | Administratively Determined Incentive Program | SADDLE BROOK | 7663 | 7 | 7.7 | Residential | Behind the Meter | Yes | Net Metered Residential | Sunrun Installation Services, Inc. |  | PSE&G | Accepted | 2023-12-27 | 2024-01-25 | 2025-01-25 | Solar Panels | HANWHA Q-CELLS | Q.PEAK DUO BLK ML-G10+ 405 |  | 0.405 | 10 | 162 | 27 |  | Fixed | Roof
NJADRE1555531353 | Administratively Determined Incentive Program | SADDLE BROOK | 7663 | 7 | 7.7 | Residential | Behind the Meter | Yes | Net Metered Residential | Sunrun Installation Services, Inc. |  | PSE&G | Accepted | 2023-12-27 | 2024-01-25 | 2025-01-25 | Solar Panels | HANWHA Q-CELLS | Q.PEAK DUO BLK ML-G10+ 405 |  | 0.405 | 3 | 72 | 25 |  | Fixed | Roof
NJADRE1555531353 | Administratively Determined Incentive Program | SADDLE BROOK | 7663 | 7 | 7.7 | Residential | Behind the Meter | Yes | Net Metered Residential | Sunrun Installation Services, Inc. |  | PSE&G | Accepted | 2023-12-27 | 2024-01-25 | 2025-01-25 | Solar Panels | HANWHA Q-CELLS | Q.PEAK DUO BLK ML-G10+ 405 |  | 0.405 | 6 | 252 | 24 |  | Fixed | Roof
NJADRE1555531364 | Administratively Determined Incentive Program | GLASSBORO | 8028 | 15 | 6.08 | Residential | Behind the Meter | Yes | Net Metered Residential | SunnyMac LLC |  | AC Electric | Accepted | 2023-12-27 | 2024-01-25 | 2025-01-25 | Solar Panels | Q.PEAK DUO BLK ML-G10+ 405 | HANWHA |  | 0.405 | 3 | 93 | 45 |  | Fixed | Roof
NJADRE1555531364 | Administratively Determined Incentive Program | GLASSBORO | 8028 | 15 | 6.08 | Residential | Behind the Meter | Yes | Net Metered Residential | SunnyMac LLC |  | AC Electric | Accepted | 2023-12-27 | 2024-01-25 | 2025-01-25 | Solar Panels | Q.PEAK DUO BLK ML-G10+ 405 | HANWHA |  | 0.405 | 3 | 183 | 45 |  | Fixed | Roof
NJADRE1555531364 | Administratively Determined Incentive Program | GLASSBORO | 8028 | 15 | 6.08 | Residential | Behind the Meter | Yes | Net Metered Residential | SunnyMac LLC |  | AC Electric | Accepted | 2023-12-27 | 2024-01-25 | 2025-01-25 | Solar Panels | Q.PEAK DUO BLK ML-G10+ 405 | HANWHA |  | 0.405 | 9 | 273 | 45 |  | Fixed | Roof
NJADRE1555531364 | Administratively Determined Incentive Program | GLASSBORO | 8028 | 15 | 6.08 | Residential | Behind the Meter | Yes | Net Metered Residential | SunnyMac LLC |  | AC Electric | Accepted | 2023-12-27 | 2024-01-25 | 2025-01-25 | Inverters | SE5000H-US | Solaredge | 5000 |  | 1 |  |  | 0.99 |  | Outdoor | next to meter
NJADRE1555531381 | Administratively Determined Incentive Program | VINELAND | 8360 | 20 | 6.48 | Residential | Behind the Meter | Yes | Net Metered Residential | SunnyMac LLC |  | Vineland Muni Electric | Accepted | 2023-12-27 | 2024-01-25 | 2025-01-25 | Solar Panels | Q.PEAK DUO BLK ML-G10+ 405 | HANWHA |  | 0.405 | 16 | 92 | 22 |  | Fixed | Roof
NJADRE1555531381 | Administratively Determined Incentive Program | VINELAND | 8360 | 20 | 6.48 | Residential | Behind the Meter | Yes | Net Metered Residential | SunnyMac LLC |  | Vineland Muni Electric | Accepted | 2023-12-27 | 2024-01-25 | 2025-01-25 | Inverters | SE5000H-US | Solaredge | 5000 |  | 1 |  |  | 0.99 |  | Outdoor | next to meter
NJADRE1555531381 | Administratively Determined Incentive Program | VINELAND | 8360 | 20 | 6.48 | Residential | Behind the Meter | Yes | Net Metered Residential | SunnyMac LLC |  | Vineland Muni Electric | Accepted | 2023-12-27 | 2024-01-25 | 2025-01-25 | Meters | SE-RGMTR-1D-240C-B | Solaredge |  |  | 1 |  |  |  | Yes | Outdoor
NJADRE1555531382 | Administratively Determined Incentive Program | CLIFTON | 7013 | 6 | 6.89 | Residential | Behind the Meter | Yes | Net Metered Residential | Palmetto Solar, LLC |  | PSE&G | Accepted | 2023-12-27 | 2024-01-29 | 2025-01-29 | Inverters | Enphase | IQ8PLUS-72-2-US | 290 |  | 17 |  |  | 0.99 |  | Outdoor
NJADRE1555531382 | Administratively Determined Incentive Program | CLIFTON | 7013 | 6 | 6.89 | Residential | Behind the Meter | Yes | Net Metered Residential | Palmetto Solar, LLC |  | PSE&G | Accepted | 2023-12-27 | 2024-01-29 | 2025-01-29 | Meters | IQ Combiner | Enphase | 4930 |  | 1 |  |  |  | Yes | Outdoor
NJADRE1555531382 | Administratively Determined Incentive Program | CLIFTON | 7013 | 6 | 6.89 | Residential | Behind the Meter | Yes | Net Metered Residential | Palmetto Solar, LLC |  | PSE&G | Accepted | 2023-12-27 | 2024-01-29 | 2025-01-29 | Solar Panels | Hanwha QCELLS | Q.PEAK DUO BLK ML-G10+ 405 |  | 0.405 | 15 | 223 | 27 |  | Fixed | Roof
NJADRE1555531382 | Administratively Determined Incentive Program | CLIFTON | 7013 | 6 | 6.89 | Residential | Behind the Meter | Yes | Net Metered Residential | Palmetto Solar, LLC |  | PSE&G | Accepted | 2023-12-27 | 2024-01-29 | 2025-01-29 | Solar Panels | Hanwha QCELLS | Q.PEAK DUO BLK ML-G10+ 405 |  | 0.405 | 2 | 43 | 27 |  | Fixed | Roof
NJADRE1555531411 | Administratively Determined Incentive Program | Hammonton | 8037 | 19 | 5.27 | Residential | Behind the Meter | Yes | Net Metered Residential | SunnyMac LLC |  | AC Electric | Accepted | 2023-12-27 | 2024-01-25 | 2025-01-25 | Solar Panels | Q.PEAK DUO BLK ML-G10+ 405 | HANWHA |  | 0.405 | 6 | 310 | 12 |  | Fixed | Roof
NJADRE1555531411 | Administratively Determined Incentive Program | Hammonton | 8037 | 19 | 5.27 | Residential | Behind the Meter | Yes | Net Metered Residential | SunnyMac LLC |  | AC Electric | Accepted | 2023-12-27 | 2024-01-25 | 2025-01-25 | Solar Panels | Q.PEAK DUO BLK ML-G10+ 405 | HANWHA |  | 0.405 | 3 | 40 | 5 |  | Fixed | Roof
NJADRE1555531411 | Administratively Determined Incentive Program | Hammonton | 8037 | 19 | 5.27 | Residential | Behind the Meter | Yes | Net Metered Residential | SunnyMac LLC |  | AC Electric | Accepted | 2023-12-27 | 2024-01-25 | 2025-01-25 | Solar Panels | Q.PEAK DUO BLK ML-G10+ 405 | HANWHA |  | 0.405 | 4 | 220 | 32 |  | Fixed | Roof
NJADRE1555531411 | Administratively Determined Incentive Program | Hammonton | 8037 | 19 | 5.27 | Residential | Behind the Meter | Yes | Net Metered Residential | SunnyMac LLC |  | AC Electric | Accepted | 2023-12-27 | 2024-01-25 | 2025-01-25 | Inverters | SE3800H-US | Solaredge | 3800 |  | 1 |  |  | 0.99 |  | Outdoor | next to meter
NJADRE1555531422 | Administratively Determined Incentive Program | CINNAMINSON | 8077 | 13 | 4.4 | Residential | Behind the Meter | Yes | Net Metered Residential | Pro Custom Solar dba Momentum Solar |  | PSE&G | Accepted | 2023-12-27 | 2024-01-25 | 2025-01-25 | Solar Panels | Q. PEAK DUO BLK ML-G10+400 | hanwha |  | 0.4 | 11 | 194 | 20 |  | Fixed | Roof
NJADRE1555531422 | Administratively Determined Incentive Program | CINNAMINSON | 8077 | 13 | 4.4 | Residential | Behind the Meter | Yes | Net Metered Residential | Pro Custom Solar dba Momentum Solar |  | PSE&G | Accepted | 2023-12-27 | 2024-01-25 | 2025-01-25 | Inverters | IQ8PLUS-72-2-US | enphase | 290 |  | 11 |  |  | 0.97 |  | Outdoor
NJADRE1555531429 | Administratively Determined Incentive Program | LEBANON | 8833 | 4 | 10 | Residential | Behind the Meter | Yes | Net Metered Residential | Trinity Solar |  | JCP&L | Accepted | 2023-12-27 | 2024-01-25 | 2025-01-25 | Inverters | Solar Edge | SE7600H-US | 7600 |  | 1 |  |  | 0.97 |  | Outdoor
NJADRE1555531429 | Administratively Determined Incentive Program | LEBANON | 8833 | 4 | 10 | Residential | Behind the Meter | Yes | Net Metered Residential | Trinity Solar |  | JCP&L | Accepted | 2023-12-27 | 2024-01-25 | 2025-01-25 | Solar Panels | HANWHA | (Q.PEAK DUO BLK ML-G10+ 400) |  | 0.4 | 10 | 291 | 37 |  | Fixed | Roof
NJADRE1555531429 | Administratively Determined Incentive Program | LEBANON | 8833 | 4 | 10 | Residential | Behind the Meter | Yes | Net Metered Residential | Trinity Solar |  | JCP&L | Accepted | 2023-12-27 | 2024-01-25 | 2025-01-25 | Solar Panels | HANWHA | (Q.PEAK DUO BLK ML-G10+ 400) |  | 0.4 | 15 | 201 | 45 |  | Fixed | Roof
NJADRE1555531429 | Administratively Determined Incentive Program | LEBANON | 8833 | 4 | 10 | Residential | Behind the Meter | Yes | Net Metered Residential | Trinity Solar |  | JCP&L | Accepted | 2023-12-27 | 2024-01-25 | 2025-01-25 | Electric Storage Battery | Tesla | Powerwall 2 |  |  | 2 |  |  |  | Lithium Ion |  | inside
NJADRE1555531439 | Administratively Determined Incentive Program | SKILLMAN | 8558 | 5 | 7.46 | Residential | Behind the Meter | No | Net Metered Residential | Solar Energy World |  | PSE&G | Accepted | 2023-12-27 | 2024-01-26 | 2025-01-26 | Inverters | Enphase | IQ8-60-2-US | 240 |  | 21 |  |  | 0.97 |  | Outdoor
NJADRE1555531439 | Administratively Determined Incentive Program | SKILLMAN | 8558 | 5 | 7.46 | Residential | Behind the Meter | No | Net Metered Residential | Solar Energy World |  | PSE&G | Accepted | 2023-12-27 | 2024-01-26 | 2025-01-26 | Solar Panels | LONGi | LR4-60HPB-355M |  | 0.355 | 8 | 91 | 26 |  | Fixed | Roof
NJADRE1555531439 | Administratively Determined Incentive Program | SKILLMAN | 8558 | 5 | 7.46 | Residential | Behind the Meter | No | Net Metered Residential | Solar Energy World |  | PSE&G | Accepted | 2023-12-27 | 2024-01-26 | 2025-01-26 | Solar Panels | LONGi | LR4-60HPB-355M |  | 0.355 | 5 | 90 | 27 |  | Fixed | Roof
NJADRE1555531439 | Administratively Determined Incentive Program | SKILLMAN | 8558 | 5 | 7.46 | Residential | Behind the Meter | No | Net Metered Residential | Solar Energy World |  | PSE&G | Accepted | 2023-12-27 | 2024-01-26 | 2025-01-26 | Solar Panels | LR4-60HPB-355M | LONGi |  | 0.355 | 5 | 180 | 39 |  | Fixed | Roof
NJADRE1555531439 | Administratively Determined Incentive Program | SKILLMAN | 8558 | 5 | 7.46 | Residential | Behind the Meter | No | Net Metered Residential | Solar Energy World |  | PSE&G | Accepted | 2023-12-27 | 2024-01-26 | 2025-01-26 | Solar Panels | LONGi | LR4-60HPB-355M |  | 0.355 | 3 | 180 | 37 |  | Fixed | Roof
NJADRE1555531452 | Administratively Determined Incentive Program | CLAYTON | 8312 | 15 | 12.15 | Residential | Behind the Meter | Yes | Net Metered Residential | SunnyMac LLC |  | AC Electric | Accepted | 2023-12-27 | 2024-01-26 | 2025-01-26 | Solar Panels | Q.PEAK DUO BLK ML-G10+ 405 | HANWHA |  | 0.405 | 11 | 213 | 24 |  | Fixed | Roof
NJADRE1555531452 | Administratively Determined Incentive Program | CLAYTON | 8312 | 15 | 12.15 | Residential | Behind the Meter | Yes | Net Metered Residential | SunnyMac LLC |  | AC Electric | Accepted | 2023-12-27 | 2024-01-26 | 2025-01-26 | Solar Panels | Q.PEAK DUO BLK ML-G10+ 405 | HANWHA |  | 0.405 | 8 | 213 | 24 |  | Fixed | Roof
NJADRE1555531452 | Administratively Determined Incentive Program | CLAYTON | 8312 | 15 | 12.15 | Residential | Behind the Meter | Yes | Net Metered Residential | SunnyMac LLC |  | AC Electric | Accepted | 2023-12-27 | 2024-01-26 | 2025-01-26 | Solar Panels | Q.PEAK DUO BLK ML-G10+ 405 | HANWHA |  | 0.405 | 11 | 33 | 24 |  | Fixed | Roof
NJADRE1555531452 | Administratively Determined Incentive Program | CLAYTON | 8312 | 15 | 12.15 | Residential | Behind the Meter | Yes | Net Metered Residential | SunnyMac LLC |  | AC Electric | Accepted | 2023-12-27 | 2024-01-26 | 2025-01-26 | Inverters | IQ8PLUS-72-2-US | ENPHASE | 290 |  | 30 |  |  | 0.99 |  | Outdoor | next to meter
NJADRE1555531545 | Administratively Determined Incentive Program | PENNS GROVE | 8069 | 16 | 4.86 | Residential | Behind the Meter | Yes | Net Metered Residential | Big Wave Roofing and Solar LLC |  | AC Electric | Accepted | 2023-12-27 | 2024-01-25 | 2025-01-25 | Inverters | Enphase Energy Inc | IQ7PLUS-72-2-US | 290 |  | 12 |  |  | 0.98 |  | Outside
NJADRE1555531545 | Administratively Determined Incentive Program | PENNS GROVE | 8069 | 16 | 4.86 | Residential | Behind the Meter | Yes | Net Metered Residential | Big Wave Roofing and Solar LLC |  | AC Electric | Accepted | 2023-12-27 | 2024-01-25 | 2025-01-25 | Solar Panels | Qcells | Q.PEAK DUO BLK ML-G10 405 |  | 0.405 | 12 | 207 | 20 |  | Fixed | Roof
NJADRE1555531571 | Administratively Determined Incentive Program | PLEASANTVILLE | 8232 | 19 | 9.2 | Residential | Behind the Meter | No | Net Metered Residential | Power Energy Solutions |  | AC Electric | Accepted | 2023-12-31 | 2024-01-26 | 2025-01-26 | Inverters | IQ7PLUS-72-2-US | ENPHACE | 290 |  | 23 |  |  | 0.99 |  | Outside | ROOFTOP/GROUND MOUT
NJADRE1555531571 | Administratively Determined Incentive Program | PLEASANTVILLE | 8232 | 19 | 9.2 | Residential | Behind the Meter | No | Net Metered Residential | Power Energy Solutions |  | AC Electric | Accepted | 2023-12-31 | 2024-01-26 | 2025-01-26 | Solar Panels | CS6R-400MS-HL HIKU6 BLACK MONO | CANNDAIN SOLAR |  | 0.4 | 16 | 180 | 30 |  | Fixed | Ground | GROUND MOUNT
NJADRE1555531571 | Administratively Determined Incentive Program | PLEASANTVILLE | 8232 | 19 | 9.2 | Residential | Behind the Meter | No | Net Metered Residential | Power Energy Solutions |  | AC Electric | Accepted | 2023-12-31 | 2024-01-26 | 2025-01-26 | Solar Panels | CS6R-400MS-HL HIKU6 BLACK MONO | CANNDAIN SOLAR |  | 0.4 | 2 | 29 | 12 |  | Fixed | Roof | ROOFTOP
NJADRE1555531571 | Administratively Determined Incentive Program | PLEASANTVILLE | 8232 | 19 | 9.2 | Residential | Behind the Meter | No | Net Metered Residential | Power Energy Solutions |  | AC Electric | Accepted | 2023-12-31 | 2024-01-26 | 2025-01-26 | Solar Panels | CS6R-400MS-HL HIKU6 BLACK MONO | CANNDAIN SOLAR |  | 0.4 | 1 | 119 | 20 |  | Fixed | Roof | ROOFTOP
NJADRE1555531571 | Administratively Determined Incentive Program | PLEASANTVILLE | 8232 | 19 | 9.2 | Residential | Behind the Meter | No | Net Metered Residential | Power Energy Solutions |  | AC Electric | Accepted | 2023-12-31 | 2024-01-26 | 2025-01-26 | Solar Panels | CS6R-400MS-HL HIKU6 BLACK MONO | CANNDAIN SOLAR |  | 0.4 | 4 | 209 | 20 |  | Fixed | Roof | ROOFTOP
NJADRE1555531588 | Administratively Determined Incentive Program | RIO GRANDE | 8242 | 21 | 1159.2 | Commercial | Behind the Meter | Yes | Large Net-Metered Non-Residential located on Rooftop, Carport, Canopy and Floating Solar | Infiniti Energy Contracting LLC |  | AC Electric | Accepted | 2023-12-27 | 2024-01-26 | 2025-01-26 | Inverters | Solar Edge | SE120KUS | 120000 |  | 7 |  |  | 0.985 |  | Outdoor
NJADRE1555531588 | Administratively Determined Incentive Program | RIO GRANDE | 8242 | 21 | 1159.2 | Commercial | Behind the Meter | Yes | Large Net-Metered Non-Residential located on Rooftop, Carport, Canopy and Floating Solar | Infiniti Energy Contracting LLC |  | AC Electric | Accepted | 2023-12-27 | 2024-01-26 | 2025-01-26 | Solar Panels | SEG Solar | SEG-460-BMB-HV |  | 0.46 | 2520 | 220 | 10 |  | Fixed | Roof
NJADRE1555531592 | Administratively Determined Incentive Program | MAYS LANDING | 8330 | 19 | 5.2 | Residential | Behind the Meter | Yes | Net Metered Residential | Pro Custom Solar dba Momentum Solar |  | AC Electric | Accepted | 2023-12-27 | 2024-01-25 | 2025-01-25 | Solar Panels | Q. PEAK DUO BLK ML-G10+400 | hanwha |  | 0.4 | 13 | 124 | 23 |  | Fixed | Roof
NJADRE1555531592 | Administratively Determined Incentive Program | MAYS LANDING | 8330 | 19 | 5.2 | Residential | Behind the Meter | Yes | Net Metered Residential | Pro Custom Solar dba Momentum Solar |  | AC Electric | Accepted | 2023-12-27 | 2024-01-25 | 2025-01-25 | Inverters | IQ8PLUS-72-2-US | enphase | 290 |  | 13 |  |  | 0.97 |  | Outdoor
NJADRE1555531773 | Administratively Determined Incentive Program | MAHWAH | 7430 | 7 | 4.74 | Residential | Behind the Meter | No | Net Metered Residential | Maier Engineering dba Solar Me |  | Orange Rockland Electric | Accepted | 2023-12-27 | 2024-01-26 | 2025-01-26 | Solar Panels | Canaidan | CS3N-395W |  | 0.395 | 12 | 183 | 40 |  | Fixed | Roof
NJADRE1555531773 | Administratively Determined Incentive Program | MAHWAH | 7430 | 7 | 4.74 | Residential | Behind the Meter | No | Net Metered Residential | Maier Engineering dba Solar Me |  | Orange Rockland Electric | Accepted | 2023-12-27 | 2024-01-26 | 2025-01-26 | Inverters | Enphase | IQ7+ | 290 |  | 12 |  |  | 0.96 |  | Outdoor | Next to meter
NJADRE1555531780 | Administratively Determined Incentive Program | NEWARK | 7114 | 9 | 3.24 | Residential | Behind the Meter | Yes | Net Metered Residential | Big Wave Roofing and Solar LLC |  | PSE&G | Accepted | 2023-12-27 | 2024-01-25 | 2025-01-25 | Inverters | Enphase Energy Inc | IQ7PLUS-72-2-US | 290 |  | 8 |  |  | 0.98 |  | Outside
NJADRE1555531780 | Administratively Determined Incentive Program | NEWARK | 7114 | 9 | 3.24 | Residential | Behind the Meter | Yes | Net Metered Residential | Big Wave Roofing and Solar LLC |  | PSE&G | Accepted | 2023-12-27 | 2024-01-25 | 2025-01-25 | Solar Panels | Qcells | Q.PEAK DUO BLK ML-G10+ 405 |  | 0.405 | 8 | 204 | 23 |  | Fixed | Roof
NJADRE1555531787 | Administratively Determined Incentive Program | ORADELL | 7649 | 7 | 9.66 | Residential | Behind the Meter | No | Net Metered Residential | EMT Renewables |  | PSE&G | Accepted | 2023-12-27 | 2024-01-25 | 2025-01-25 | Inverters | ENPHASE | IQ7x | 315 |  | 23 |  |  | 0.98 |  | Other | UNDER EACH PANEL
NJADRE1555531787 | Administratively Determined Incentive Program | ORADELL | 7649 | 7 | 9.66 | Residential | Behind the Meter | No | Net Metered Residential | EMT Renewables |  | PSE&G | Accepted | 2023-12-27 | 2024-01-25 | 2025-01-25 | Solar Panels | REC ALPHA | REC 420 |  | 0.42 | 7 | 109 | 28 |  | Fixed | Roof
NJADRE1555531787 | Administratively Determined Incentive Program | ORADELL | 7649 | 7 | 9.66 | Residential | Behind the Meter | No | Net Metered Residential | EMT Renewables |  | PSE&G | Accepted | 2023-12-27 | 2024-01-25 | 2025-01-25 | Solar Panels | REC ALPHA | REC 420 |  | 0.42 | 4 | 109 | 15 |  | Fixed | Roof
NJADRE1555531787 | Administratively Determined Incentive Program | ORADELL | 7649 | 7 | 9.66 | Residential | Behind the Meter | No | Net Metered Residential | EMT Renewables |  | PSE&G | Accepted | 2023-12-27 | 2024-01-25 | 2025-01-25 | Solar Panels | REC ALPHA | REC 420 |  | 0.42 | 5 | 199 | 30 |  | Fixed | Roof
NJADRE1555531787 | Administratively Determined Incentive Program | ORADELL | 7649 | 7 | 9.66 | Residential | Behind the Meter | No | Net Metered Residential | EMT Renewables |  | PSE&G | Accepted | 2023-12-27 | 2024-01-25 | 2025-01-25 | Solar Panels | REC ALPHA | REC 420 |  | 0.42 | 7 | 289 | 42 |  | Fixed | Roof
NJADRE1555531789 | Administratively Determined Incentive Program | NEWARK | 7114 | 9 | 2.84 | Residential | Behind the Meter | Yes | Net Metered Residential | Big Wave Roofing and Solar LLC |  | PSE&G | Accepted | 2023-12-27 | 2024-01-25 | 2025-01-25 | Inverters | Enphase Energy Inc | IQ7PLUS-72-2-US | 290 |  | 7 |  |  | 0.98 |  | Outside
NJADRE1555531789 | Administratively Determined Incentive Program | NEWARK | 7114 | 9 | 2.84 | Residential | Behind the Meter | Yes | Net Metered Residential | Big Wave Roofing and Solar LLC |  | PSE&G | Accepted | 2023-12-27 | 2024-01-25 | 2025-01-25 | Solar Panels | Qcells | Q.PEAK DUO BLK ML-G10+ 405 |  | 0.405 | 6 | 114 | 23 |  | Fixed | Roof
NJADRE1555531789 | Administratively Determined Incentive Program | NEWARK | 7114 | 9 | 2.84 | Residential | Behind the Meter | Yes | Net Metered Residential | Big Wave Roofing and Solar LLC |  | PSE&G | Accepted | 2023-12-27 | 2024-01-25 | 2025-01-25 | Solar Panels | Qcells | Q.PEAK DUO BLK ML-G10+ 405 |  | 0.405 | 1 | 204 | 23 |  | Fixed | Roof
NJADRE1555531791 | Administratively Determined Incentive Program | ERIAL | 8081 | 14 | 6.89 | Residential | Behind the Meter | Yes | Net Metered Residential | Sunrun Installation Services, Inc. |  | AC Electric | Accepted | 2023-12-27 | 2024-01-25 | 2025-01-25 | Inverters | Delta Electronics | E6-TL-US | 6000 |  | 1 |  |  | 0.975 |  | Outdoor | next to meter
NJADRE1555531791 | Administratively Determined Incentive Program | ERIAL | 8081 | 14 | 6.89 | Residential | Behind the Meter | Yes | Net Metered Residential | Sunrun Installation Services, Inc. |  | AC Electric | Accepted | 2023-12-27 | 2024-01-25 | 2025-01-25 | Solar Panels | HANWHA Q-CELLS | Q.PEAK DUO BLK ML-G10+ 405 |  | 0.405 | 17 | 133 | 32 |  | Fixed | Roof
NJADRE1555531794 | Administratively Determined Incentive Program | WHITING | 8759 | 18 | 12.4 | Residential | Behind the Meter | No | Net Metered Residential | Power Energy Solutions |  | JCP&L | Accepted | 2023-12-31 | 2024-01-29 | 2025-01-29 | Inverters | SE10000H-US | SOLAREDGE | 10000 |  | 1 |  |  | 0.99 |  | Outside | ROOFTOP
NJADRE1555531794 | Administratively Determined Incentive Program | WHITING | 8759 | 18 | 12.4 | Residential | Behind the Meter | No | Net Metered Residential | Power Energy Solutions |  | JCP&L | Accepted | 2023-12-31 | 2024-01-29 | 2025-01-29 | Solar Panels | CS6R-400MS-HL HIKU6 BLACK MONO | CANNDAIN SOLAR |  | 0.4 | 1 | 142 | 39 |  | Fixed | Roof | ROOFTOP
NJADRE1555531794 | Administratively Determined Incentive Program | WHITING | 8759 | 18 | 12.4 | Residential | Behind the Meter | No | Net Metered Residential | Power Energy Solutions |  | JCP&L | Accepted | 2023-12-31 | 2024-01-29 | 2025-01-29 | Solar Panels | CS6R-400MS-HL HIKU6 BLACK MONO | CANNDAIN SOLAR |  | 0.4 | 18 | 52 | 19 |  | Fixed | Roof | ROOFTOP
NJADRE1555531794 | Administratively Determined Incentive Program | WHITING | 8759 | 18 | 12.4 | Residential | Behind the Meter | No | Net Metered Residential | Power Energy Solutions |  | JCP&L | Accepted | 2023-12-31 | 2024-01-29 | 2025-01-29 | Solar Panels | CS6R-400MS-HL HIKU6 BLACK MONO | CANNDAIN SOLAR |  | 0.4 | 11 | 232 | 19 |  | Fixed | Roof | ROOFTOP
NJADRE1555531794 | Administratively Determined Incentive Program | WHITING | 8759 | 18 | 12.4 | Residential | Behind the Meter | No | Net Metered Residential | Power Energy Solutions |  | JCP&L | Accepted | 2023-12-31 | 2024-01-29 | 2025-01-29 | Solar Panels | CS6R-400MS-HL HIKU6 BLACK MONO | CANNDAIN SOLAR |  | 0.4 | 1 | 322 | 39 |  | Fixed | Roof | ROOFTOP
NJADRE1555531802 | Administratively Determined Incentive Program | NEWARK | 7114 | 9 | 3.24 | Residential | Behind the Meter | Yes | Net Metered Residential | Big Wave Roofing and Solar LLC |  | PSE&G | Accepted | 2023-12-27 | 2024-01-25 | 2025-01-25 | Inverters | Enphase Energy Inc | IQ7PLUS-72-2-US | 290 |  | 8 |  |  | 0.98 |  | Outside
NJADRE1555531802 | Administratively Determined Incentive Program | NEWARK | 7114 | 9 | 3.24 | Residential | Behind the Meter | Yes | Net Metered Residential | Big Wave Roofing and Solar LLC |  | PSE&G | Accepted | 2023-12-27 | 2024-01-25 | 2025-01-25 | Solar Panels | Qcells | Q.PEAK DUO BLK ML-G10+ 405 |  | 0.405 | 8 | 204 | 23 |  | Fixed | Roof
NJADRE1555531805 | Administratively Determined Incentive Program | RIDGEFIELD PARK | 7660 | 7 | 8.47 | Residential | Behind the Meter | Yes | Net Metered Residential | Freedom Forever New Jersey LLC |  | PSE&G | Accepted | 2023-12-27 | 2024-01-30 | 2025-01-30 | Solar Panels | Jinko Solar | JKM385M-6RL3-B |  | 0.385 | 13 | 194 | 34 |  | Fixed | Roof
NJADRE1555531805 | Administratively Determined Incentive Program | RIDGEFIELD PARK | 7660 | 7 | 8.47 | Residential | Behind the Meter | Yes | Net Metered Residential | Freedom Forever New Jersey LLC |  | PSE&G | Accepted | 2023-12-27 | 2024-01-30 | 2025-01-30 | Solar Panels | Jinko Solar | JKM385M-6RL3-B |  | 0.385 | 9 | 14 | 34 |  | Fixed | Roof
NJADRE1555531805 | Administratively Determined Incentive Program | RIDGEFIELD PARK | 7660 | 7 | 8.47 | Residential | Behind the Meter | Yes | Net Metered Residential | Freedom Forever New Jersey LLC |  | PSE&G | Accepted | 2023-12-27 | 2024-01-30 | 2025-01-30 | Inverters | Solar Edge | SE7600H-USRGM | 7600 |  | 1 |  |  | 0.99 |  | Outdoor
NJADRE1555531806 | Administratively Determined Incentive Program | BURLINGTON | 8016 | 13 | 4.4 | Residential | Behind the Meter | No | Net Metered Residential | Pro Custom Solar dba Momentum Solar |  | PSE&G | Accepted | 2023-12-27 | 2024-01-25 | 2025-01-25 | Solar Panels | Q. PEAK DUO BLK ML-G10+400 | hanwha |  | 0.4 | 11 | 162 | 4 |  | Fixed | Roof
NJADRE1555531806 | Administratively Determined Incentive Program | BURLINGTON | 8016 | 13 | 4.4 | Residential | Behind the Meter | No | Net Metered Residential | Pro Custom Solar dba Momentum Solar |  | PSE&G | Accepted | 2023-12-27 | 2024-01-25 | 2025-01-25 | Inverters | IQ8PLUS-72-2-US | enphase | 290 |  | 11 |  |  | 0.97 |  | Outdoor
NJADRE1555531821 | Administratively Determined Incentive Program | RIDGEFIELD | 7657 | 7 | 5.67 | Residential | Behind the Meter | No | Net Metered Residential | Big Wave Roofing and Solar LLC |  | PSE&G | Accepted | 2023-12-27 | 2024-01-26 | 2025-01-26 | Inverters | Enphase Energy Inc | IQ7PLUS-72-2-US | 290 |  | 14 |  |  | 0.98 |  | Outside
NJADRE1555531821 | Administratively Determined Incentive Program | RIDGEFIELD | 7657 | 7 | 5.67 | Residential | Behind the Meter | No | Net Metered Residential | Big Wave Roofing and Solar LLC |  | PSE&G | Accepted | 2023-12-27 | 2024-01-26 | 2025-01-26 | Solar Panels | Qcells | Q.PEAK DUO BLK ML-G10+ 405 |  | 0.405 | 5 | 27 | 42 |  | Fixed | Roof
NJADRE1555531821 | Administratively Determined Incentive Program | RIDGEFIELD | 7657 | 7 | 5.67 | Residential | Behind the Meter | No | Net Metered Residential | Big Wave Roofing and Solar LLC |  | PSE&G | Accepted | 2023-12-27 | 2024-01-26 | 2025-01-26 | Solar Panels | Qcells | Q.PEAK DUO BLK ML-G10+ 405 |  | 0.405 | 9 | 207 | 9 |  | Fixed | Roof
NJADRE1555531827 | Administratively Determined Incentive Program | PATERSON | 7524 | 6 | 2.84 | Residential | Behind the Meter | Yes | Net Metered Residential | Pro Custom Solar dba Momentum Solar |  | PSE&G | Accepted | 2023-12-27 | 2024-01-26 | 2025-01-26 | Solar Panels | Q. PEAK DUO BLK ML-G10+405 | hanwha |  | 0.405 | 3 | 194 | 45 |  | Fixed | Roof
NJADRE1555531827 | Administratively Determined Incentive Program | PATERSON | 7524 | 6 | 2.84 | Residential | Behind the Meter | Yes | Net Metered Residential | Pro Custom Solar dba Momentum Solar |  | PSE&G | Accepted | 2023-12-27 | 2024-01-26 | 2025-01-26 | Solar Panels | Q. PEAK DUO BLK ML-G10+405 | hanwha |  | 0.405 | 4 | 14 | 45 |  | Fixed | Roof
NJADRE1555531827 | Administratively Determined Incentive Program | PATERSON | 7524 | 6 | 2.84 | Residential | Behind the Meter | Yes | Net Metered Residential | Pro Custom Solar dba Momentum Solar |  | PSE&G | Accepted | 2023-12-27 | 2024-01-26 | 2025-01-26 | Inverters | IQ8PLUS-72-2-US | enphase | 290 |  | 7 |  |  | 0.97 |  | Outdoor
NJADRE1555531838 | Administratively Determined Incentive Program | MANALAPAN | 7726 | 17 | 17.38 | Residential | Behind the Meter | Yes | Net Metered Residential | Big Wave Roofing and Solar LLC |  | JCP&L | Accepted | 2023-12-27 | 2024-01-26 | 2025-01-26 | Inverters | Enphase Energy Inc | IQ7PLUS-72-2-US | 290 |  | 44 |  |  | 0.98 |  | Outside
NJADRE1555531838 | Administratively Determined Incentive Program | MANALAPAN | 7726 | 17 | 17.38 | Residential | Behind the Meter | Yes | Net Metered Residential | Big Wave Roofing and Solar LLC |  | JCP&L | Accepted | 2023-12-27 | 2024-01-26 | 2025-01-26 | Solar Panels | Canadian Solar | CS3N-395MS |  | 0.395 | 4 | 69 | 14 |  | Fixed | Roof
NJADRE1555531838 | Administratively Determined Incentive Program | MANALAPAN | 7726 | 17 | 17.38 | Residential | Behind the Meter | Yes | Net Metered Residential | Big Wave Roofing and Solar LLC |  | JCP&L | Accepted | 2023-12-27 | 2024-01-26 | 2025-01-26 | Solar Panels | Canadian Solar | CS3N-395MS |  | 0.395 | 4 | 249 | 14 |  | Fixed | Roof
NJADRE1555531838 | Administratively Determined Incentive Program | MANALAPAN | 7726 | 17 | 17.38 | Residential | Behind the Meter | Yes | Net Metered Residential | Big Wave Roofing and Solar LLC |  | JCP&L | Accepted | 2023-12-27 | 2024-01-26 | 2025-01-26 | Solar Panels | Canadian Solar | CS3N-395MS |  | 0.395 | 10 | 249 | 25 |  | Fixed | Roof
NJADRE1555531838 | Administratively Determined Incentive Program | MANALAPAN | 7726 | 17 | 17.38 | Residential | Behind the Meter | Yes | Net Metered Residential | Big Wave Roofing and Solar LLC |  | JCP&L | Accepted | 2023-12-27 | 2024-01-26 | 2025-01-26 | Solar Panels | Canadian Solar | CS3N-395MS |  | 0.395 | 1 | 159 | 25 |  | Fixed | Roof
NJADRE1555531838 | Administratively Determined Incentive Program | MANALAPAN | 7726 | 17 | 17.38 | Residential | Behind the Meter | Yes | Net Metered Residential | Big Wave Roofing and Solar LLC |  | JCP&L | Accepted | 2023-12-27 | 2024-01-26 | 2025-01-26 | Solar Panels | Canadian Solar | CS3N-395MS |  | 0.395 | 7 | 69 | 25 |  | Fixed | Roof
NJADRE1555531838 | Administratively Determined Incentive Program | MANALAPAN | 7726 | 17 | 17.38 | Residential | Behind the Meter | Yes | Net Metered Residential | Big Wave Roofing and Solar LLC |  | JCP&L | Accepted | 2023-12-27 | 2024-01-26 | 2025-01-26 | Solar Panels | Canadian Solar | CS3N-395MS |  | 0.395 | 5 | 69 | 6 |  | Fixed | Roof
NJADRE1555531838 | Administratively Determined Incentive Program | MANALAPAN | 7726 | 17 | 17.38 | Residential | Behind the Meter | Yes | Net Metered Residential | Big Wave Roofing and Solar LLC |  | JCP&L | Accepted | 2023-12-27 | 2024-01-26 | 2025-01-26 | Solar Panels | Canadian Solar | CS3N-395MS |  | 0.395 | 6 | 69 | 17 |  | Fixed | Roof
NJADRE1555531838 | Administratively Determined Incentive Program | MANALAPAN | 7726 | 17 | 17.38 | Residential | Behind the Meter | Yes | Net Metered Residential | Big Wave Roofing and Solar LLC |  | JCP&L | Accepted | 2023-12-27 | 2024-01-26 | 2025-01-26 | Solar Panels | Canadian Solar | CS3N-395MS |  | 0.395 | 4 | 249 | 17 |  | Fixed | Roof
NJADRE1555531838 | Administratively Determined Incentive Program | MANALAPAN | 7726 | 17 | 17.38 | Residential | Behind the Meter | Yes | Net Metered Residential | Big Wave Roofing and Solar LLC |  | JCP&L | Accepted | 2023-12-27 | 2024-01-26 | 2025-01-26 | Solar Panels | Canadian Solar | CS3N-395MS |  | 0.395 | 3 | 339 | 6 |  | Fixed | Roof
NJADRE1555531928 | Administratively Determined Incentive Program | VENTNOR CITY | 8406 | 19 | 7.51 | Residential | Behind the Meter | Yes | Net Metered Residential | Big Wave Roofing and Solar LLC |  | AC Electric | Accepted | 2023-12-27 | 2024-01-25 | 2025-01-25 | Inverters | Enphase Energy Inc | IQ7PLUS-72-2-US | 290 |  | 19 |  |  | 0.98 |  | Outside
NJADRE1555531928 | Administratively Determined Incentive Program | VENTNOR CITY | 8406 | 19 | 7.51 | Residential | Behind the Meter | Yes | Net Metered Residential | Big Wave Roofing and Solar LLC |  | AC Electric | Accepted | 2023-12-27 | 2024-01-25 | 2025-01-25 | Solar Panels | Canadian Solar | CS3N-395MS |  | 0.395 | 15 | 148 | 23 |  | Fixed | Roof
NJADRE1555531928 | Administratively Determined Incentive Program | VENTNOR CITY | 8406 | 19 | 7.51 | Residential | Behind the Meter | Yes | Net Metered Residential | Big Wave Roofing and Solar LLC |  | AC Electric | Accepted | 2023-12-27 | 2024-01-25 | 2025-01-25 | Solar Panels | Canadian Solar | CS3N-395MS |  | 0.395 | 4 | 148 | 23 |  | Fixed | Roof
NJADRE1555531951 | Administratively Determined Incentive Program | PLEASANTVILLE | 8232 | 19 | 5.53 | Residential | Behind the Meter | Yes | Net Metered Residential | Big Wave Roofing and Solar LLC |  | AC Electric | Accepted | 2023-12-27 | 2024-01-25 | 2025-01-25 | Inverters | Enphase Energy Inc | IQ7PLUS-72-2-US | 290 |  | 14 |  |  | 0.98 |  | Outside
NJADRE1555531951 | Administratively Determined Incentive Program | PLEASANTVILLE | 8232 | 19 | 5.53 | Residential | Behind the Meter | Yes | Net Metered Residential | Big Wave Roofing and Solar LLC |  | AC Electric | Accepted | 2023-12-27 | 2024-01-25 | 2025-01-25 | Solar Panels | Canadian Solar | CS3N-395MS |  | 0.395 | 8 | 220 | 17 |  | Fixed | Roof
NJADRE1555531951 | Administratively Determined Incentive Program | PLEASANTVILLE | 8232 | 19 | 5.53 | Residential | Behind the Meter | Yes | Net Metered Residential | Big Wave Roofing and Solar LLC |  | AC Electric | Accepted | 2023-12-27 | 2024-01-25 | 2025-01-25 | Solar Panels | Canadian Solar | CS3N-395MS |  | 0.395 | 6 | 220 | 16 |  | Fixed | Roof
NJADRE1555532053 | Administratively Determined Incentive Program | IRVINGTON TOWN | 7111 | 9 | 3.24 | Residential | Behind the Meter | Yes | Net Metered Residential | Sunrun Installation Services, Inc. |  | PSE&G | Accepted | 2023-12-27 | 2024-01-25 | 2025-01-25 | Inverters | Delta Electronics | E4-TL-US | 3840 |  | 1 |  |  | 0.975 |  | Outdoor | next to meter
NJADRE1555532053 | Administratively Determined Incentive Program | IRVINGTON TOWN | 7111 | 9 | 3.24 | Residential | Behind the Meter | Yes | Net Metered Residential | Sunrun Installation Services, Inc. |  | PSE&G | Accepted | 2023-12-27 | 2024-01-25 | 2025-01-25 | Solar Panels | HANWHA Q-CELLS | Q.PEAK DUO BLK ML-G10+ 405 |  | 0.405 | 8 | 211 | 30 |  | Fixed | Roof
NJADRE1555532194 | Administratively Determined Incentive Program | BLACKWOOD | 8012 | 14 | 6.8 | Residential | Behind the Meter | Yes | Net Metered Residential | Pro Custom Solar dba Momentum Solar |  | AC Electric | Accepted | 2023-12-27 | 2024-01-25 | 2025-01-25 | Solar Panels | Q. PEAK DUO BLK ML-G10+400 | hanwha |  | 0.4 | 15 | 262 | 30 |  | Fixed | Roof
NJADRE1555532194 | Administratively Determined Incentive Program | BLACKWOOD | 8012 | 14 | 6.8 | Residential | Behind the Meter | Yes | Net Metered Residential | Pro Custom Solar dba Momentum Solar |  | AC Electric | Accepted | 2023-12-27 | 2024-01-25 | 2025-01-25 | Solar Panels | Q. PEAK DUO BLK ML-G10+400 | hanwha |  | 0.4 | 2 | 82 | 30 |  | Fixed | Roof
NJADRE1555532194 | Administratively Determined Incentive Program | BLACKWOOD | 8012 | 14 | 6.8 | Residential | Behind the Meter | Yes | Net Metered Residential | Pro Custom Solar dba Momentum Solar |  | AC Electric | Accepted | 2023-12-27 | 2024-01-25 | 2025-01-25 | Inverters | IQ8PLUS-72-2-US | enphase | 290 |  | 17 |  |  | 0.97 |  | Outdoor
NJADRE1555532237 | Administratively Determined Incentive Program | IRVINGTON | 7111 | 9 | 8.4 | Residential | Behind the Meter | Yes | Net Metered Residential | Pro Custom Solar dba Momentum Solar |  | PSE&G | Accepted | 2023-12-27 | 2024-01-25 | 2025-01-25 | Solar Panels | Q. PEAK DUO BLK ML-G10+400 | hanwha |  | 0.4 | 4 | 138 | 43 |  | Fixed | Roof
NJADRE1555532237 | Administratively Determined Incentive Program | IRVINGTON | 7111 | 9 | 8.4 | Residential | Behind the Meter | Yes | Net Metered Residential | Pro Custom Solar dba Momentum Solar |  | PSE&G | Accepted | 2023-12-27 | 2024-01-25 | 2025-01-25 | Solar Panels | Q. PEAK DUO BLK ML-G10+400 | hanwha |  | 0.4 | 3 | 47 | 8 |  | Fixed | Roof
NJADRE1555532237 | Administratively Determined Incentive Program | IRVINGTON | 7111 | 9 | 8.4 | Residential | Behind the Meter | Yes | Net Metered Residential | Pro Custom Solar dba Momentum Solar |  | PSE&G | Accepted | 2023-12-27 | 2024-01-25 | 2025-01-25 | Solar Panels | Q. PEAK DUO BLK ML-G10+400 | hanwha |  | 0.4 | 9 | 226 | 20 |  | Fixed | Roof
NJADRE1555532237 | Administratively Determined Incentive Program | IRVINGTON | 7111 | 9 | 8.4 | Residential | Behind the Meter | Yes | Net Metered Residential | Pro Custom Solar dba Momentum Solar |  | PSE&G | Accepted | 2023-12-27 | 2024-01-25 | 2025-01-25 | Solar Panels | Q. PEAK DUO BLK ML-G10+400 | hanwha |  | 0.4 | 5 | 227 | 8 |  | Fixed | Roof
NJADRE1555532237 | Administratively Determined Incentive Program | IRVINGTON | 7111 | 9 | 8.4 | Residential | Behind the Meter | Yes | Net Metered Residential | Pro Custom Solar dba Momentum Solar |  | PSE&G | Accepted | 2023-12-27 | 2024-01-25 | 2025-01-25 | Inverters | IQ8PLUS-72-2-US | enphase | 290 |  | 21 |  |  | 0.97 |  | Outdoor
NJADRE1555532243 | Administratively Determined Incentive Program | WILLIAMSTOWN | 8094 | 15 | 6.89 | Residential | Behind the Meter | Yes | Net Metered Residential | Sunrun Installation Services, Inc. |  | AC Electric | Accepted | 2023-12-27 | 2024-01-26 | 2025-01-26 | Solar Panels | HANWHA Q-CELLS | Q.PEAK DUO BLK ML-G10+ 405 |  | 0.405 | 15 | 11 | 29 |  | Fixed | Roof
NJADRE1555532243 | Administratively Determined Incentive Program | WILLIAMSTOWN | 8094 | 15 | 6.89 | Residential | Behind the Meter | Yes | Net Metered Residential | Sunrun Installation Services, Inc. |  | AC Electric | Accepted | 2023-12-27 | 2024-01-26 | 2025-01-26 | Solar Panels | HANWHA Q-CELLS | Q.PEAK DUO BLK ML-G10+ 405 |  | 0.405 | 2 | 190 | 31 |  | Fixed | Roof
NJADRE1555532243 | Administratively Determined Incentive Program | WILLIAMSTOWN | 8094 | 15 | 6.89 | Residential | Behind the Meter | Yes | Net Metered Residential | Sunrun Installation Services, Inc. |  | AC Electric | Accepted | 2023-12-27 | 2024-01-26 | 2025-01-26 | Inverters | SOLAREDGE TECHNOLOGIES | SE6000H-USSN | 6000 |  | 1 |  |  | 0.99 |  | Outdoor | Next to Meter
NJADRE1555532284 | Administratively Determined Incentive Program | GLOUCESTER CITY | 8030 | 14 | 8.91 | Residential | Behind the Meter | No | Net Metered Residential | Sunwise Energy LLC |  | PSE&G | Accepted | 2023-12-27 | 2024-01-25 | 2025-01-25 | Solar Panels | HANWHA Q CELLS | Q.PEAK DUO BLK ML-G10+ |  | 0.405 | 12 | 184 | 30 |  | Fixed | Roof
NJADRE1555532284 | Administratively Determined Incentive Program | GLOUCESTER CITY | 8030 | 14 | 8.91 | Residential | Behind the Meter | No | Net Metered Residential | Sunwise Energy LLC |  | PSE&G | Accepted | 2023-12-27 | 2024-01-25 | 2025-01-25 | Solar Panels | HANWHA Q CELLS | Q.PEAK DUO BLK ML-G10+ |  | 0.405 | 10 | 186 | 35 |  | Fixed | Roof
NJADRE1555532284 | Administratively Determined Incentive Program | GLOUCESTER CITY | 8030 | 14 | 8.91 | Residential | Behind the Meter | No | Net Metered Residential | Sunwise Energy LLC |  | PSE&G | Accepted | 2023-12-27 | 2024-01-25 | 2025-01-25 | Inverters | ENPHASE ENERGY | IQ8A-72-2-US | 349 |  | 22 |  |  | 0.977 |  | Outside
NJADRE1555532314 | Administratively Determined Incentive Program | NORTH BRUNSWICK | 8902 | 11 | 8.1 | Residential | Behind the Meter | Yes | Net Metered Residential | Sunrun Installation Services, Inc. |  | PSE&G | Accepted | 2024-01-03 | 2024-01-29 | 2025-01-29 | Solar Panels | HANWHA Q-CELLS | Q.PEAK DUO BLK ML-G10+ 405 |  | 0.405 | 5 | 121 | 19 |  | Fixed | Roof
NJADRE1555532314 | Administratively Determined Incentive Program | NORTH BRUNSWICK | 8902 | 11 | 8.1 | Residential | Behind the Meter | Yes | Net Metered Residential | Sunrun Installation Services, Inc. |  | PSE&G | Accepted | 2024-01-03 | 2024-01-29 | 2025-01-29 | Solar Panels | HANWHA Q-CELLS | Q.PEAK DUO BLK ML-G10+ 405 |  | 0.405 | 4 | 122 | 19 |  | Fixed | Roof
NJADRE1555532314 | Administratively Determined Incentive Program | NORTH BRUNSWICK | 8902 | 11 | 8.1 | Residential | Behind the Meter | Yes | Net Metered Residential | Sunrun Installation Services, Inc. |  | PSE&G | Accepted | 2024-01-03 | 2024-01-29 | 2025-01-29 | Solar Panels | HANWHA Q-CELLS | Q.PEAK DUO BLK ML-G10+ 405 |  | 0.405 | 5 | 302 | 19 |  | Fixed | Roof
NJADRE1555532314 | Administratively Determined Incentive Program | NORTH BRUNSWICK | 8902 | 11 | 8.1 | Residential | Behind the Meter | Yes | Net Metered Residential | Sunrun Installation Services, Inc. |  | PSE&G | Accepted | 2024-01-03 | 2024-01-29 | 2025-01-29 | Solar Panels | HANWHA Q-CELLS | Q.PEAK DUO BLK ML-G10+ 405 |  | 0.405 | 6 | 302 | 19 |  | Fixed | Roof
NJADRE1555532314 | Administratively Determined Incentive Program | NORTH BRUNSWICK | 8902 | 11 | 8.1 | Residential | Behind the Meter | Yes | Net Metered Residential | Sunrun Installation Services, Inc. |  | PSE&G | Accepted | 2024-01-03 | 2024-01-29 | 2025-01-29 | Inverters | SOLAREDGE TECHNOLOGIES | SE6000H-USSN | 6000 |  | 1 |  |  | 0.99 |  | Outdoor | Next to the meter
NJADRE1555532318 | Administratively Determined Incentive Program | PATERSON | 7524 | 6 | 2.41 | Residential | Behind the Meter | Yes | Net Metered Residential | Pro Custom Solar dba Momentum Solar |  | PSE&G | Accepted | 2023-12-27 | 2024-01-25 | 2025-01-25 | Solar Panels | Q. PEAK DUO BLK ML-G10+405 | hanwha |  | 0.4 | 4 | 194 | 45 |  | Fixed | Roof
NJADRE1555532318 | Administratively Determined Incentive Program | PATERSON | 7524 | 6 | 2.41 | Residential | Behind the Meter | Yes | Net Metered Residential | Pro Custom Solar dba Momentum Solar |  | PSE&G | Accepted | 2023-12-27 | 2024-01-25 | 2025-01-25 | Solar Panels | Q. PEAK DUO BLK ML-G10+405 | hanwha |  | 0.405 | 2 | 14 | 45 |  | Fixed | Roof
NJADRE1555532318 | Administratively Determined Incentive Program | PATERSON | 7524 | 6 | 2.41 | Residential | Behind the Meter | Yes | Net Metered Residential | Pro Custom Solar dba Momentum Solar |  | PSE&G | Accepted | 2023-12-27 | 2024-01-25 | 2025-01-25 | Inverters | IQ8PLUS-72-2-US | enphase | 290 |  | 6 |  |  | 0.97 |  | Outdoor
NJADRE1555532369 | Administratively Determined Incentive Program | PENNSVILLE | 8070 | 16 | 5.27 | Residential | Behind the Meter | Yes | Net Metered Residential | Sunrun Installation Services, Inc. |  | AC Electric | Accepted | 2023-12-27 | 2024-01-25 | 2025-01-25 | Inverters | SOLAREDGE TECHNOLOGIES | SE3800H-USMN | 3800 |  | 1 |  |  | 0.99 |  | Outdoor | Next to Meter
NJADRE1555532369 | Administratively Determined Incentive Program | PENNSVILLE | 8070 | 16 | 5.27 | Residential | Behind the Meter | Yes | Net Metered Residential | Sunrun Installation Services, Inc. |  | AC Electric | Accepted | 2023-12-27 | 2024-01-25 | 2025-01-25 | Solar Panels | HANWHA Q-CELLS | Q.PEAK DUO BLK ML-G10+ 405 |  | 0.405 | 13 | 218 | 21 |  | Fixed | Roof
NJADRE1555532628 | Administratively Determined Incentive Program | South Amboy | 8879 | 11 | 7.51 | Residential | Behind the Meter | Yes | Net Metered Residential | Solar Mite Solutions |  | JCP&L | Accepted | 2023-12-27 | 2024-01-25 | 2025-01-25 | Inverters | Enphase | IQ8PLUS-72-2 | 290 |  | 19 |  |  | 0.98 |  | Outdoor
NJADRE1555532628 | Administratively Determined Incentive Program | South Amboy | 8879 | 11 | 7.51 | Residential | Behind the Meter | Yes | Net Metered Residential | Solar Mite Solutions |  | JCP&L | Accepted | 2023-12-27 | 2024-01-25 | 2025-01-25 | Solar Panels | Canadian Solar | CS6R |  | 0.395 | 6 | 228 | 16 |  | Fixed | Roof | Array 1
NJADRE1555532628 | Administratively Determined Incentive Program | South Amboy | 8879 | 11 | 7.51 | Residential | Behind the Meter | Yes | Net Metered Residential | Solar Mite Solutions |  | JCP&L | Accepted | 2023-12-27 | 2024-01-25 | 2025-01-25 | Solar Panels | Canadian Solar | CS6R |  | 0.395 | 13 | 48 | 12 |  | Fixed | Roof | Array 2
NJADRE1555534584 | Administratively Determined Incentive Program | CHERRY HILL | 8002 | 14 | 6.4 | Residential | Behind the Meter | Yes | Net Metered Residential | Suntuity Solar LLC |  | PSE&G | Accepted | 2023-12-28 | 2024-01-26 | 2025-01-26 | Inverters | (16) ENPHASE | IQ8PLUS-72-2-US | 290 |  | 16 |  |  | 0.97 |  | Outdoor | Behind the PV modules
NJADRE1555534584 | Administratively Determined Incentive Program | CHERRY HILL | 8002 | 14 | 6.4 | Residential | Behind the Meter | Yes | Net Metered Residential | Suntuity Solar LLC |  | PSE&G | Accepted | 2023-12-28 | 2024-01-26 | 2025-01-26 | Solar Panels | (16) CANADIAN SOLAR | CS6R-400MS-HL |  | 0.4 | 8 | 278 | 10 |  | Fixed | Roof
NJADRE1555534584 | Administratively Determined Incentive Program | CHERRY HILL | 8002 | 14 | 6.4 | Residential | Behind the Meter | Yes | Net Metered Residential | Suntuity Solar LLC |  | PSE&G | Accepted | 2023-12-28 | 2024-01-26 | 2025-01-26 | Solar Panels | (16) CANADIAN SOLAR | CS6R-400MS-HL |  | 0.4 | 8 | 98 | 10 |  | Fixed | Roof
NJADRE1555534590 | Administratively Determined Incentive Program | BOGOTA | 7603 | 7 | 3.65 | Residential | Behind the Meter | Yes | Net Metered Residential | Sunrun Installation Services, Inc. |  | PSE&G | Accepted | 2023-12-28 | 2024-01-25 | 2025-01-25 | Electric Storage Battery | Tesla | Powerwall 2 AC |  |  | 1 |  |  |  | Lithium Ion |  | outside
NJADRE1555534590 | Administratively Determined Incentive Program | BOGOTA | 7603 | 7 | 3.65 | Residential | Behind the Meter | Yes | Net Metered Residential | Sunrun Installation Services, Inc. |  | PSE&G | Accepted | 2023-12-28 | 2024-01-25 | 2025-01-25 | Inverters | SolarEdge Technologies | SE3800H-USMN | 3800 |  | 1 |  |  | 0.96 |  | Outdoor | Next To Meter
NJADRE1555534590 | Administratively Determined Incentive Program | BOGOTA | 7603 | 7 | 3.65 | Residential | Behind the Meter | Yes | Net Metered Residential | Sunrun Installation Services, Inc. |  | PSE&G | Accepted | 2023-12-28 | 2024-01-25 | 2025-01-25 | Solar Panels | Hanwha Q Cells | Q.PEAK DUO BLK ML-G10+ 405 |  | 0.405 | 9 | 19 | 37 |  | Fixed | Roof
NJADRE1555534592 | Administratively Determined Incentive Program | HAMILTON TOWNSHIP | 8619 | 12 | 11.34 | Residential | Behind the Meter | Yes | Net Metered Residential | Sunrun Installation Services, Inc. |  | PSE&G | Accepted | 2023-12-28 | 2024-01-25 | 2025-01-25 | Inverters | Delta Electronics | E4-TL-US | 3840 |  | 2 |  |  | 0.96 |  | Outdoor | Next To Meter
NJADRE1555534592 | Administratively Determined Incentive Program | HAMILTON TOWNSHIP | 8619 | 12 | 11.34 | Residential | Behind the Meter | Yes | Net Metered Residential | Sunrun Installation Services, Inc. |  | PSE&G | Accepted | 2023-12-28 | 2024-01-25 | 2025-01-25 | Solar Panels | Hanwha Q Cells | Q.PEAK DUO BLK ML-G10+ 405 |  | 0.405 | 12 | 256 | 20 |  | Fixed | Roof
NJADRE1555534592 | Administratively Determined Incentive Program | HAMILTON TOWNSHIP | 8619 | 12 | 11.34 | Residential | Behind the Meter | Yes | Net Metered Residential | Sunrun Installation Services, Inc. |  | PSE&G | Accepted | 2023-12-28 | 2024-01-25 | 2025-01-25 | Solar Panels | Hanwha Q Cells | Q.PEAK DUO BLK ML-G10+ 405 |  | 0.405 | 2 | 256 | 20 |  | Fixed | Roof
NJADRE1555534592 | Administratively Determined Incentive Program | HAMILTON TOWNSHIP | 8619 | 12 | 11.34 | Residential | Behind the Meter | Yes | Net Metered Residential | Sunrun Installation Services, Inc. |  | PSE&G | Accepted | 2023-12-28 | 2024-01-25 | 2025-01-25 | Solar Panels | Hanwha Q Cells | Q.PEAK DUO BLK ML-G10+ 405 |  | 0.405 | 7 | 76 | 18 |  | Fixed | Roof
NJADRE1555534592 | Administratively Determined Incentive Program | HAMILTON TOWNSHIP | 8619 | 12 | 11.34 | Residential | Behind the Meter | Yes | Net Metered Residential | Sunrun Installation Services, Inc. |  | PSE&G | Accepted | 2023-12-28 | 2024-01-25 | 2025-01-25 | Solar Panels | Hanwha Q Cells | Q.PEAK DUO BLK ML-G10+ 405 |  | 0.405 | 7 | 165 | 20 |  | Fixed | Roof
NJADRE1555534598 | Administratively Determined Incentive Program | PISCATAWAY | 8854 | 11 | 5.27 | Residential | Behind the Meter | Yes | Net Metered Residential | Sunrun Installation Services, Inc. |  | PSE&G | Accepted | 2023-12-28 | 2024-01-26 | 2025-01-26 | Inverters | Delta Electronics | E4-TL-US | 4000 |  | 1 |  |  | 0.975 |  | Outdoor | next to meter
NJADRE1555534598 | Administratively Determined Incentive Program | PISCATAWAY | 8854 | 11 | 5.27 | Residential | Behind the Meter | Yes | Net Metered Residential | Sunrun Installation Services, Inc. |  | PSE&G | Accepted | 2023-12-28 | 2024-01-26 | 2025-01-26 | Solar Panels | HANWHA Q-CELLS | Q.PEAK DUO BLK ML-G10+ 405 |  | 0.405 | 6 | 247 | 31 |  | Fixed | Roof
NJADRE1555534598 | Administratively Determined Incentive Program | PISCATAWAY | 8854 | 11 | 5.27 | Residential | Behind the Meter | Yes | Net Metered Residential | Sunrun Installation Services, Inc. |  | PSE&G | Accepted | 2023-12-28 | 2024-01-26 | 2025-01-26 | Solar Panels | HANWHA Q-CELLS | Q.PEAK DUO BLK ML-G10+ 405 |  | 0.405 | 7 | 67 | 31 |  | Fixed | Roof
NJADRE1555534600 | Administratively Determined Incentive Program | MOUNT HOLLY | 8060 | 13 | 5.27 | Residential | Behind the Meter | Yes | Net Metered Residential | SunnyMac LLC |  | PSE&G | Accepted | 2023-12-28 | 2024-02-07 | 2025-02-07 | Solar Panels | Q.PEAK DUO BLK ML-G10+ 405 | HANWHA |  | 0.405 | 13 | 260 | 22 |  | Fixed | Roof
NJADRE1555534600 | Administratively Determined Incentive Program | MOUNT HOLLY | 8060 | 13 | 5.27 | Residential | Behind the Meter | Yes | Net Metered Residential | SunnyMac LLC |  | PSE&G | Accepted | 2023-12-28 | 2024-02-07 | 2025-02-07 | Inverters | SE5000H-US | Solaredge | 5000 |  | 1 |  |  | 0.99 |  | Outdoor | next to meter
NJADRE1555534600 | Administratively Determined Incentive Program | MOUNT HOLLY | 8060 | 13 | 5.27 | Residential | Behind the Meter | Yes | Net Metered Residential | SunnyMac LLC |  | PSE&G | Accepted | 2023-12-28 | 2024-02-07 | 2025-02-07 | Meters | SE-RGMTR-1D-240C-B | Solaredge |  |  | 1 |  |  |  | Yes | Outdoor
NJADRE1555534614 | Administratively Determined Incentive Program | FIELDSBORO | 8505 | 13 | 10.94 | Residential | Behind the Meter | Yes | Net Metered Residential | SunnyMac LLC |  | PSE&G | Accepted | 2023-12-28 | 2024-01-25 | 2025-01-25 | Solar Panels | Q.PEAK DUO BLK ML-G10+ 405 | HANWHA |  | 0.405 | 14 | 147 | 40 |  | Fixed | Roof
NJADRE1555534614 | Administratively Determined Incentive Program | FIELDSBORO | 8505 | 13 | 10.94 | Residential | Behind the Meter | Yes | Net Metered Residential | SunnyMac LLC |  | PSE&G | Accepted | 2023-12-28 | 2024-01-25 | 2025-01-25 | Solar Panels | Q.PEAK DUO BLK ML-G10+ 405 | HANWHA |  | 0.405 | 10 | 327 | 40 |  | Fixed | Roof
NJADRE1555534614 | Administratively Determined Incentive Program | FIELDSBORO | 8505 | 13 | 10.94 | Residential | Behind the Meter | Yes | Net Metered Residential | SunnyMac LLC |  | PSE&G | Accepted | 2023-12-28 | 2024-01-25 | 2025-01-25 | Solar Panels | Q.PEAK DUO BLK ML-G10+ 405 | HANWHA |  | 0.405 | 3 | 327 | 40 |  | Fixed | Roof
NJADRE1555534614 | Administratively Determined Incentive Program | FIELDSBORO | 8505 | 13 | 10.94 | Residential | Behind the Meter | Yes | Net Metered Residential | SunnyMac LLC |  | PSE&G | Accepted | 2023-12-28 | 2024-01-25 | 2025-01-25 | Inverters | SE7600H-US | Solaredge | 7600 |  | 1 |  |  | 0.99 |  | Outdoor | next to meter
NJADRE1555534617 | Administratively Determined Incentive Program | FORT LEE | 7024 | 7 | 7.29 | Residential | Behind the Meter | Yes | Net Metered Residential | Sunrun Installation Services, Inc. |  | PSE&G | Accepted | 2023-12-28 | 2024-01-25 | 2025-01-25 | Inverters | SOLAREDGE TECHNOLOGIES | SE6000H-USSN | 6000 |  | 1 |  |  | 0.992 |  | Outdoor | next to meter
NJADRE1555534617 | Administratively Determined Incentive Program | FORT LEE | 7024 | 7 | 7.29 | Residential | Behind the Meter | Yes | Net Metered Residential | Sunrun Installation Services, Inc. |  | PSE&G | Accepted | 2023-12-28 | 2024-01-25 | 2025-01-25 | Solar Panels | HANWHA Q-CELLS | Q.PEAK DUO BLK ML-G10+ 405 |  | 0.405 | 3 | 308 | 18 |  | Fixed | Roof
NJADRE1555534617 | Administratively Determined Incentive Program | FORT LEE | 7024 | 7 | 7.29 | Residential | Behind the Meter | Yes | Net Metered Residential | Sunrun Installation Services, Inc. |  | PSE&G | Accepted | 2023-12-28 | 2024-01-25 | 2025-01-25 | Solar Panels | HANWHA Q-CELLS | Q.PEAK DUO BLK ML-G10+ 405 |  | 0.405 | 15 | 219 | 19 |  | Fixed | Roof
NJADRE1555534644 | Administratively Determined Incentive Program | SOUTH ORANGE VILLAGE TWP | 7079 | 9 | 7.7 | Residential | Behind the Meter | Yes | Net Metered Residential | Sunrun Installation Services, Inc. |  | PSE&G | Accepted | 2023-12-28 | 2024-01-25 | 2025-01-25 | Inverters | SOLAREDGE TECHNOLOGIES | SE6000H-USSN | 6000 |  | 1 |  |  | 0.99 |  | Outdoor | next to meter
NJADRE1555534644 | Administratively Determined Incentive Program | SOUTH ORANGE VILLAGE TWP | 7079 | 9 | 7.7 | Residential | Behind the Meter | Yes | Net Metered Residential | Sunrun Installation Services, Inc. |  | PSE&G | Accepted | 2023-12-28 | 2024-01-25 | 2025-01-25 | Solar Panels | Hanwha Q Cells | Q.PEAK DUO BLK ML-G10+ 405 |  | 0.405 | 16 | 209 | 34 |  | Fixed | Roof
NJADRE1555534644 | Administratively Determined Incentive Program | SOUTH ORANGE VILLAGE TWP | 7079 | 9 | 7.7 | Residential | Behind the Meter | Yes | Net Metered Residential | Sunrun Installation Services, Inc. |  | PSE&G | Accepted | 2023-12-28 | 2024-01-25 | 2025-01-25 | Solar Panels | Hanwha Q Cells | Q.PEAK DUO BLK ML-G10+ 405 |  | 0.405 | 3 | 209 | 33 |  | Fixed | Roof
NJADRE1555534644 | Administratively Determined Incentive Program | SOUTH ORANGE VILLAGE TWP | 7079 | 9 | 7.7 | Residential | Behind the Meter | Yes | Net Metered Residential | Sunrun Installation Services, Inc. |  | PSE&G | Accepted | 2023-12-28 | 2024-01-25 | 2025-01-25 | Electric Storage Battery | Tesla | Powerwall |  |  | 1 |  |  |  | Lithium Ion |  | Inside
NJADRE1555534646 | Administratively Determined Incentive Program | BRICK TOWNSHIP | 8724 | 18 | 13.77 | Residential | Behind the Meter | Yes | Net Metered Residential | SunnyMac LLC |  | JCP&L | Accepted | 2023-12-28 | 2024-01-29 | 2025-01-29 | Solar Panels | Q.PEAK DUO BLK ML-G10+ 405 | HANWHA |  | 0.405 | 12 | 175 | 25 |  | Fixed | Roof
NJADRE1555534646 | Administratively Determined Incentive Program | BRICK TOWNSHIP | 8724 | 18 | 13.77 | Residential | Behind the Meter | Yes | Net Metered Residential | SunnyMac LLC |  | JCP&L | Accepted | 2023-12-28 | 2024-01-29 | 2025-01-29 | Solar Panels | Q.PEAK DUO BLK ML-G10+ 405 | HANWHA |  | 0.405 | 12 | 175 | 25 |  | Fixed | Roof
NJADRE1555534646 | Administratively Determined Incentive Program | BRICK TOWNSHIP | 8724 | 18 | 13.77 | Residential | Behind the Meter | Yes | Net Metered Residential | SunnyMac LLC |  | JCP&L | Accepted | 2023-12-28 | 2024-01-29 | 2025-01-29 | Solar Panels | Q.PEAK DUO BLK ML-G10+ 405 | HANWHA |  | 0.405 | 6 | 175 | 25 |  | Fixed | Roof
NJADRE1555534646 | Administratively Determined Incentive Program | BRICK TOWNSHIP | 8724 | 18 | 13.77 | Residential | Behind the Meter | Yes | Net Metered Residential | SunnyMac LLC |  | JCP&L | Accepted | 2023-12-28 | 2024-01-29 | 2025-01-29 | Solar Panels | Q.PEAK DUO BLK ML-G10+ 405 | HANWHA |  | 0.405 | 4 | 355 | 25 |  | Fixed | Roof
NJADRE1555534646 | Administratively Determined Incentive Program | BRICK TOWNSHIP | 8724 | 18 | 13.77 | Residential | Behind the Meter | Yes | Net Metered Residential | SunnyMac LLC |  | JCP&L | Accepted | 2023-12-28 | 2024-01-29 | 2025-01-29 | Inverters | SOLAREDGE | SE11400H-US | 11400 |  | 1 |  |  | 0.99 |  | Outdoor | next to meter
NJADRE1555534646 | Administratively Determined Incentive Program | BRICK TOWNSHIP | 8724 | 18 | 13.77 | Residential | Behind the Meter | Yes | Net Metered Residential | SunnyMac LLC |  | JCP&L | Accepted | 2023-12-28 | 2024-01-29 | 2025-01-29 | Meters | SE-RGMTR-1D-240C-B | Solaredge |  |  | 1 |  |  |  | Yes | Outdoor
NJADRE1555534817 | Administratively Determined Incentive Program | MAHWAH | 7430 | 7 | 6.08 | Residential | Behind the Meter | Yes | Net Metered Residential | Trinity Solar Inc. |  | Orange Rockland Electric | Accepted | 2023-12-28 | 2024-01-26 | 2025-01-26 | Solar Panels | Hanwha | Q.PEAK DUO BLK ML-G10+ 405 |  | 0.405 | 3 | 169 | 40 |  | Fixed | Roof
NJADRE1555534817 | Administratively Determined Incentive Program | MAHWAH | 7430 | 7 | 6.08 | Residential | Behind the Meter | Yes | Net Metered Residential | Trinity Solar Inc. |  | Orange Rockland Electric | Accepted | 2023-12-28 | 2024-01-26 | 2025-01-26 | Solar Panels | Hanwha | Q.PEAK DUO BLK ML-G10+ 405 |  | 0.405 | 6 | 79 | 40 |  | Fixed | Roof
NJADRE1555534817 | Administratively Determined Incentive Program | MAHWAH | 7430 | 7 | 6.08 | Residential | Behind the Meter | Yes | Net Metered Residential | Trinity Solar Inc. |  | Orange Rockland Electric | Accepted | 2023-12-28 | 2024-01-26 | 2025-01-26 | Solar Panels | Hanwha | Q.PEAK DUO BLK ML-G10+ 405 |  | 0.405 | 6 | 259 | 40 |  | Fixed | Roof
NJADRE1555534817 | Administratively Determined Incentive Program | MAHWAH | 7430 | 7 | 6.08 | Residential | Behind the Meter | Yes | Net Metered Residential | Trinity Solar Inc. |  | Orange Rockland Electric | Accepted | 2023-12-28 | 2024-01-26 | 2025-01-26 | Inverters | Solar Edge | SE5000H-US | 5000 |  | 1 |  |  | 0.97 |  | Outside
NJADRE1555534861 | Administratively Determined Incentive Program | TRENTON | 8629 | 12 | 5.2 | Residential | Behind the Meter | No | Net Metered Residential | Power Energy Solutions |  | PSE&G | Accepted | 2023-12-31 | 2024-01-26 | 2025-01-26 | Inverters | SE3800H-US | SOLAREDGE | 3800 |  | 1 |  |  | 0.99 |  | Outside | ROOFTOP
NJADRE1555534861 | Administratively Determined Incentive Program | TRENTON | 8629 | 12 | 5.2 | Residential | Behind the Meter | No | Net Metered Residential | Power Energy Solutions |  | PSE&G | Accepted | 2023-12-31 | 2024-01-26 | 2025-01-26 | Solar Panels | SIL-400 HC+ | SILFAB SOLAR |  | 0.4 | 5 | 232 | 37 |  | Fixed | Roof | ROOFTOP
NJADRE1555534861 | Administratively Determined Incentive Program | TRENTON | 8629 | 12 | 5.2 | Residential | Behind the Meter | No | Net Metered Residential | Power Energy Solutions |  | PSE&G | Accepted | 2023-12-31 | 2024-01-26 | 2025-01-26 | Solar Panels | SIL-400 HC+ | SILFAB SOLAR |  | 0.4 | 8 | 232 | 6 |  | Fixed | Roof | ROOFTOP
NJADRE1555534862 | Administratively Determined Incentive Program | SICKLERVILLE | 8081 | 14 | 5.33 | Residential | Behind the Meter | No | Net Metered Residential | Solar Energy World |  | AC Electric | Accepted | 2023-12-28 | 2024-01-26 | 2025-01-26 | Solar Panels | Longi | LR4-60-HPB-355M |  | 0.355 | 15 | 154 | 26 |  | Fixed | Roof
NJADRE1555534862 | Administratively Determined Incentive Program | SICKLERVILLE | 8081 | 14 | 5.33 | Residential | Behind the Meter | No | Net Metered Residential | Solar Energy World |  | AC Electric | Accepted | 2023-12-28 | 2024-01-26 | 2025-01-26 | Inverters | Enphase | IQ8-602-US | 240 |  | 15 |  |  | 0.97 |  | Outside
NJADRE1555534908 | Administratively Determined Incentive Program | TOMS RIVER | 8753 | 18 | 14.18 | Residential | Behind the Meter | Yes | Net Metered Residential | Sunrun Installation Services, Inc. |  | JCP&L | Accepted | 2023-12-28 | 2024-01-26 | 2025-01-26 | Inverters | Delta Electronics | E6-TL-US | 5760 |  | 1 |  |  | 0.96 |  | Outdoor | next to meter
NJADRE1555534908 | Administratively Determined Incentive Program | TOMS RIVER | 8753 | 18 | 14.18 | Residential | Behind the Meter | Yes | Net Metered Residential | Sunrun Installation Services, Inc. |  | JCP&L | Accepted | 2023-12-28 | 2024-01-26 | 2025-01-26 | Solar Panels | Q.PEAK DUO BLK ML-G10+ 405 | Hanwha Q Cells |  | 0.405 | 6 | 276 | 31 |  | Fixed | Roof
NJADRE1555534908 | Administratively Determined Incentive Program | TOMS RIVER | 8753 | 18 | 14.18 | Residential | Behind the Meter | Yes | Net Metered Residential | Sunrun Installation Services, Inc. |  | JCP&L | Accepted | 2023-12-28 | 2024-01-26 | 2025-01-26 | Solar Panels | Hanwha Q Cells | Q.PEAK DUO BLK ML-G10+ 405 |  | 0.405 | 9 | 277 | 39 |  | Fixed | Roof
NJADRE1555534908 | Administratively Determined Incentive Program | TOMS RIVER | 8753 | 18 | 14.18 | Residential | Behind the Meter | Yes | Net Metered Residential | Sunrun Installation Services, Inc. |  | JCP&L | Accepted | 2023-12-28 | 2024-01-26 | 2025-01-26 | Solar Panels | Hanwha Q Cells | Q.PEAK DUO BLK ML-G10+ 405 |  | 0.405 | 8 | 96 | 30 |  | Fixed | Roof
NJADRE1555534908 | Administratively Determined Incentive Program | TOMS RIVER | 8753 | 18 | 14.18 | Residential | Behind the Meter | Yes | Net Metered Residential | Sunrun Installation Services, Inc. |  | JCP&L | Accepted | 2023-12-28 | 2024-01-26 | 2025-01-26 | Solar Panels | Hanwha Q Cells | Q.PEAK DUO BLK ML-G10+ 405 |  | 0.405 | 12 | 97 | 38 |  | Fixed | Roof
NJADRE1555534923 | Administratively Determined Incentive Program | PENNS GROVE | 8069 | 16 | 5.68 | Residential | Behind the Meter | No | Net Metered Residential | Solar Energy World |  | AC Electric | Accepted | 2023-12-28 | 2024-01-26 | 2025-01-26 | Solar Panels | Longi | LR4-60HP-355M |  | 0.355 | 10 | 137 | 13 |  | Fixed | Roof
NJADRE1555534923 | Administratively Determined Incentive Program | PENNS GROVE | 8069 | 16 | 5.68 | Residential | Behind the Meter | No | Net Metered Residential | Solar Energy World |  | AC Electric | Accepted | 2023-12-28 | 2024-01-26 | 2025-01-26 | Solar Panels | Longi | LR4-60HP-355M |  | 0.355 | 6 | 227 | 12 |  | Fixed | Roof
NJADRE1555534923 | Administratively Determined Incentive Program | PENNS GROVE | 8069 | 16 | 5.68 | Residential | Behind the Meter | No | Net Metered Residential | Solar Energy World |  | AC Electric | Accepted | 2023-12-28 | 2024-01-26 | 2025-01-26 | Inverters | Enphase | IQ8-60-2-US | 290 |  | 16 |  |  | 0.97 |  | Outdoor
NJADRE1555534929 | Administratively Determined Incentive Program | JACKSON | 8527 | 18 | 7.7 | Residential | Behind the Meter | Yes | Net Metered Residential | EMT Renewables |  | JCP&L | Accepted | 2023-12-28 | 2024-01-25 | 2025-01-25 | Inverters | ENPHASE | IQ8+ | 290 |  | 19 |  |  | 0.98 |  | Other | UNDER EACH PANEL
NJADRE1555534929 | Administratively Determined Incentive Program | JACKSON | 8527 | 18 | 7.7 | Residential | Behind the Meter | Yes | Net Metered Residential | EMT Renewables |  | JCP&L | Accepted | 2023-12-28 | 2024-01-25 | 2025-01-25 | Solar Panels | Q CELLS | Q PEAK DUO BLK |  | 0.405 | 4 | 206 | 27 |  | Fixed | Roof
NJADRE1555534929 | Administratively Determined Incentive Program | JACKSON | 8527 | 18 | 7.7 | Residential | Behind the Meter | Yes | Net Metered Residential | EMT Renewables |  | JCP&L | Accepted | 2023-12-28 | 2024-01-25 | 2025-01-25 | Solar Panels | Q CELLS | Q PEAK DUO BLK |  | 0.405 | 4 | 205 | 27 |  | Fixed | Roof
NJADRE1555534929 | Administratively Determined Incentive Program | JACKSON | 8527 | 18 | 7.7 | Residential | Behind the Meter | Yes | Net Metered Residential | EMT Renewables |  | JCP&L | Accepted | 2023-12-28 | 2024-01-25 | 2025-01-25 | Solar Panels | Q CELLS | Q PEAK DUO BLK |  | 0.405 | 4 | 26 | 28 |  | Fixed | Roof
NJADRE1555534929 | Administratively Determined Incentive Program | JACKSON | 8527 | 18 | 7.7 | Residential | Behind the Meter | Yes | Net Metered Residential | EMT Renewables |  | JCP&L | Accepted | 2023-12-28 | 2024-01-25 | 2025-01-25 | Solar Panels | Q CELLS | Q PEAK DUO BLK |  | 0.405 | 5 | 25 | 27 |  | Fixed | Roof
NJADRE1555534929 | Administratively Determined Incentive Program | JACKSON | 8527 | 18 | 7.7 | Residential | Behind the Meter | Yes | Net Metered Residential | EMT Renewables |  | JCP&L | Accepted | 2023-12-28 | 2024-01-25 | 2025-01-25 | Solar Panels | Q CELLS | Q PEAK DUO BLK |  | 0.405 | 2 | 205 | 16 |  | Fixed | Roof
NJADRE1555534970 | Administratively Determined Incentive Program | KEYPORT | 7735 | 17 | 6.48 | Residential | Behind the Meter | No | Net Metered Residential | Green Sun Energy Services, LLC |  | JCP&L | Accepted | 2023-12-28 | 2024-01-26 | 2025-01-26 | Inverters | SolarEdge | SE6000H-US000NNC2 | 6000 |  | 1 |  |  | 0.99 |  | Outdoor
NJADRE1555534970 | Administratively Determined Incentive Program | KEYPORT | 7735 | 17 | 6.48 | Residential | Behind the Meter | No | Net Metered Residential | Green Sun Energy Services, LLC |  | JCP&L | Accepted | 2023-12-28 | 2024-01-26 | 2025-01-26 | Meters | SolarEdge | SE6000H-US000NNC2 | 6000 |  | 1 |  |  |  | Yes | Outdoor
NJADRE1555534970 | Administratively Determined Incentive Program | KEYPORT | 7735 | 17 | 6.48 | Residential | Behind the Meter | No | Net Metered Residential | Green Sun Energy Services, LLC |  | JCP&L | Accepted | 2023-12-28 | 2024-01-26 | 2025-01-26 | Solar Panels | Qcells | Q.PEAK DUO BLK ML G10+ 405 |  | 0.405 | 16 | 180 | 23 |  | Fixed | Roof
NJADRE1555535251 | Administratively Determined Incentive Program | IRVINGTON | 7111 | 9 | 5.63 | Residential | Behind the Meter | Yes | Net Metered Residential | Sunrun Installation Services, Inc. |  | PSE&G | Accepted | 2023-12-28 | 2024-01-26 | 2025-01-26 | Electric Storage Battery | Tesla | Powerwall |  |  | 1 |  |  |  | Lithium Ion |  | Outside
NJADRE1555535251 | Administratively Determined Incentive Program | IRVINGTON | 7111 | 9 | 5.63 | Residential | Behind the Meter | Yes | Net Metered Residential | Sunrun Installation Services, Inc. |  | PSE&G | Accepted | 2023-12-28 | 2024-01-26 | 2025-01-26 | Inverters | SOLAREDGE TECHNOLOGIES | SE3800H-USMN | 3800 |  | 1 |  |  | 0.99 |  | Outdoor | next to meter
NJADRE1555535251 | Administratively Determined Incentive Program | IRVINGTON | 7111 | 9 | 5.63 | Residential | Behind the Meter | Yes | Net Metered Residential | Sunrun Installation Services, Inc. |  | PSE&G | Accepted | 2023-12-28 | 2024-01-26 | 2025-01-26 | Solar Panels | Vikram Solar | VSMDHT.60.375.05 |  | 0.375 | 15 | 125 | 33 |  | Fixed | Roof
NJADRE1555536118 | Administratively Determined Incentive Program | Manahawkin | 8050 | 18 | 3.65 | Residential | Behind the Meter | Yes | Net Metered Residential | Sunrun Installation Services, Inc. |  | AC Electric | Accepted | 2024-01-22 | 2024-02-13 | 2025-02-13 | Solar Panels | Q.PEAK DUO BLK ML-G10+ 405 | HANWHA Q-CELLS: |  | 0.405 | 9 | 60 | 44 |  | Fixed | Roof
NJADRE1555536118 | Administratively Determined Incentive Program | Manahawkin | 8050 | 18 | 3.65 | Residential | Behind the Meter | Yes | Net Metered Residential | Sunrun Installation Services, Inc. |  | AC Electric | Accepted | 2024-01-22 | 2024-02-13 | 2025-02-13 | Inverters | E4-TL-US | DELTA ELECTRONICS | 4000 |  | 1 |  |  | 0.975 |  | Outdoor | Next to Meter
NJADRE1555536708 | Administratively Determined Incentive Program | TUCKERTON | 8087 | 18 | 15.8 | Residential | Behind the Meter | Yes | Net Metered Residential | Trinity Solar Inc. |  | AC Electric | Accepted | 2023-12-28 | 2024-01-26 | 2025-01-26 | Inverters | Solar Edge | SE6000H-US000BEi4 | 12000 |  | 2 |  |  | 0.97 |  | Outdoor
NJADRE1555536708 | Administratively Determined Incentive Program | TUCKERTON | 8087 | 18 | 15.8 | Residential | Behind the Meter | Yes | Net Metered Residential | Trinity Solar Inc. |  | AC Electric | Accepted | 2023-12-28 | 2024-01-26 | 2025-01-26 | Solar Panels | HANWHA | Q.PEAK DUO BLK ML-G10+ 405 |  | 0.405 | 13 | 276 | 34 |  | Fixed | Roof
NJADRE1555536708 | Administratively Determined Incentive Program | TUCKERTON | 8087 | 18 | 15.8 | Residential | Behind the Meter | Yes | Net Metered Residential | Trinity Solar Inc. |  | AC Electric | Accepted | 2023-12-28 | 2024-01-26 | 2025-01-26 | Solar Panels | HANWHA | Q.PEAK DUO BLK ML-G10+ 405 |  | 0.405 | 12 | 186 | 23 |  | Fixed | Roof
NJADRE1555536708 | Administratively Determined Incentive Program | TUCKERTON | 8087 | 18 | 15.8 | Residential | Behind the Meter | Yes | Net Metered Residential | Trinity Solar Inc. |  | AC Electric | Accepted | 2023-12-28 | 2024-01-26 | 2025-01-26 | Solar Panels | HANWHA | Q.PEAK DUO BLK ML-G10+ 405 |  | 0.405 | 9 | 96 | 34 |  | Fixed | Roof
NJADRE1555536708 | Administratively Determined Incentive Program | TUCKERTON | 8087 | 18 | 15.8 | Residential | Behind the Meter | Yes | Net Metered Residential | Trinity Solar Inc. |  | AC Electric | Accepted | 2023-12-28 | 2024-01-26 | 2025-01-26 | Solar Panels | HANWHA | Q.PEAK DUO BLK ML-G10+ 405 |  | 0.405 | 3 | 186 | 18 |  | Fixed | Roof
NJADRE1555536708 | Administratively Determined Incentive Program | TUCKERTON | 8087 | 18 | 15.8 | Residential | Behind the Meter | Yes | Net Metered Residential | Trinity Solar Inc. |  | AC Electric | Accepted | 2023-12-28 | 2024-01-26 | 2025-01-26 | Solar Panels | HANWHA | Q.PEAK DUO BLK ML-G10+ 405 |  | 0.405 | 2 | 186 | 34 |  | Fixed | Roof
NJADRE1555536806 | Administratively Determined Incentive Program | TRENTON | 8619 | 12 | 6.4 | Residential | Behind the Meter | Yes | Net Metered Residential | Pro Custom Solar dba Momentum Solar |  | PSE&G | Accepted | 2023-12-28 | 2024-01-26 | 2025-01-26 | Solar Panels | Q. PEAK DUO BLK ML-G10+400 | hanwha |  | 0.4 | 7 | 175 | 31 |  | Fixed | Roof
NJADRE1555536806 | Administratively Determined Incentive Program | TRENTON | 8619 | 12 | 6.4 | Residential | Behind the Meter | Yes | Net Metered Residential | Pro Custom Solar dba Momentum Solar |  | PSE&G | Accepted | 2023-12-28 | 2024-01-26 | 2025-01-26 | Solar Panels | Q. PEAK DUO BLK ML-G10+400 | hanwha |  | 0.4 | 5 | 174 | 27 |  | Fixed | Roof
NJADRE1555536806 | Administratively Determined Incentive Program | TRENTON | 8619 | 12 | 6.4 | Residential | Behind the Meter | Yes | Net Metered Residential | Pro Custom Solar dba Momentum Solar |  | PSE&G | Accepted | 2023-12-28 | 2024-01-26 | 2025-01-26 | Solar Panels | Q. PEAK DUO BLK ML-G10+400 | hanwha |  | 0.4 | 4 | 354 | 27 |  | Fixed | Roof
NJADRE1555536806 | Administratively Determined Incentive Program | TRENTON | 8619 | 12 | 6.4 | Residential | Behind the Meter | Yes | Net Metered Residential | Pro Custom Solar dba Momentum Solar |  | PSE&G | Accepted | 2023-12-28 | 2024-01-26 | 2025-01-26 | Inverters | IQ8PLUS-72-2-US | enphase | 290 |  | 16 |  |  | 0.97 |  | Outdoor
NJADRE1555536823 | Administratively Determined Incentive Program | MORGANVILLE | 7751 | 17 | 171.31 | Commercial | Behind the Meter | No | Small Net-Metered Non-Residential located on Rooftop, Carport, Canopy and Floating Solar | Powerlutions |  | JCP&L | Accepted | 2024-01-04 | 2024-02-02 | 2025-02-02 | Solar Panels | Znshine | ZXM6-NH120 |  | 0.37 | 139 | 168 | 10 |  | Fixed | Roof
NJADRE1555536823 | Administratively Determined Incentive Program | MORGANVILLE | 7751 | 17 | 171.31 | Commercial | Behind the Meter | No | Small Net-Metered Non-Residential located on Rooftop, Carport, Canopy and Floating Solar | Powerlutions |  | JCP&L | Accepted | 2024-01-04 | 2024-02-02 | 2025-02-02 | Solar Panels | Znshine | ZXM6-NH120 |  | 0.37 | 261 | 168 | 14 |  | Fixed | Roof
NJADRE1555536823 | Administratively Determined Incentive Program | MORGANVILLE | 7751 | 17 | 171.31 | Commercial | Behind the Meter | No | Small Net-Metered Non-Residential located on Rooftop, Carport, Canopy and Floating Solar | Powerlutions |  | JCP&L | Accepted | 2024-01-04 | 2024-02-02 | 2025-02-02 | Solar Panels | Znshine | ZXM6-NH120 |  | 0.37 | 44 | 168 | 14 |  | Fixed | Roof
NJADRE1555536823 | Administratively Determined Incentive Program | MORGANVILLE | 7751 | 17 | 171.31 | Commercial | Behind the Meter | No | Small Net-Metered Non-Residential located on Rooftop, Carport, Canopy and Floating Solar | Powerlutions |  | JCP&L | Accepted | 2024-01-04 | 2024-02-02 | 2025-02-02 | Solar Panels | Znshine | ZXM6-NH120 |  | 0.37 | 19 | 258 | 14 |  | Fixed | Roof
NJADRE1555536823 | Administratively Determined Incentive Program | MORGANVILLE | 7751 | 17 | 171.31 | Commercial | Behind the Meter | No | Small Net-Metered Non-Residential located on Rooftop, Carport, Canopy and Floating Solar | Powerlutions |  | JCP&L | Accepted | 2024-01-04 | 2024-02-02 | 2025-02-02 | Inverters | YOTTA | DPI-1200 MICRO-INVERTER | 1200 |  | 116 |  |  | 0.98 |  | Outdoor
NJADRE1555536846 | Administratively Determined Incentive Program | PARKERTOWN | 8087 | 18 | 6.48 | Residential | Behind the Meter | No | Net Metered Residential | EMT Renewables |  | AC Electric | Accepted | 2023-12-28 | 2024-01-26 | 2025-01-26 | Inverters | ENPHASE | IQ8+ | 290 |  | 16 |  |  | 0.98 |  | Other | UNDER EACH PANEL
NJADRE1555536846 | Administratively Determined Incentive Program | PARKERTOWN | 8087 | 18 | 6.48 | Residential | Behind the Meter | No | Net Metered Residential | EMT Renewables |  | AC Electric | Accepted | 2023-12-28 | 2024-01-26 | 2025-01-26 | Solar Panels | Q CELLS | Q PEAK DUO BLK |  | 0.405 | 6 | 122 | 33 |  | Fixed | Roof
NJADRE1555536846 | Administratively Determined Incentive Program | PARKERTOWN | 8087 | 18 | 6.48 | Residential | Behind the Meter | No | Net Metered Residential | EMT Renewables |  | AC Electric | Accepted | 2023-12-28 | 2024-01-26 | 2025-01-26 | Solar Panels | Q CELLS | Q PEAK DUO BLK |  | 0.405 | 5 | 212 | 18 |  | Fixed | Roof
NJADRE1555536846 | Administratively Determined Incentive Program | PARKERTOWN | 8087 | 18 | 6.48 | Residential | Behind the Meter | No | Net Metered Residential | EMT Renewables |  | AC Electric | Accepted | 2023-12-28 | 2024-01-26 | 2025-01-26 | Solar Panels | Q CELLS | Q PEAK DUO BLK |  | 0.405 | 5 | 122 | 10 |  | Fixed | Roof
NJADRE1555536868 | Administratively Determined Incentive Program | NEWARK | 7106 | 9 | 4.8 | Residential | Behind the Meter | No | Net Metered Residential | Power Energy Solutions |  | PSE&G | Accepted | 2023-12-31 | 2024-01-26 | 2025-01-26 | Inverters | SE3800H-US | solaredge | 3800 |  | 1 |  |  | 0.99 |  | Outside | ROOFTOP
NJADRE1555536868 | Administratively Determined Incentive Program | NEWARK | 7106 | 9 | 4.8 | Residential | Behind the Meter | No | Net Metered Residential | Power Energy Solutions |  | PSE&G | Accepted | 2023-12-31 | 2024-01-26 | 2025-01-26 | Solar Panels | CS6R-400MS-HL HIKU6 BLACK MONO | CANNDAIN SOLAR |  | 0.4 | 3 | 197 | 20 |  | Fixed | Roof | ROOFTOP
NJADRE1555536868 | Administratively Determined Incentive Program | NEWARK | 7106 | 9 | 4.8 | Residential | Behind the Meter | No | Net Metered Residential | Power Energy Solutions |  | PSE&G | Accepted | 2023-12-31 | 2024-01-26 | 2025-01-26 | Solar Panels | CS6R-400MS-HL HIKU6 BLACK MONO | CANNDAIN SOLAR |  | 0.4 | 6 | 197 | 41 |  | Fixed | Roof | ROOFTOP
NJADRE1555536868 | Administratively Determined Incentive Program | NEWARK | 7106 | 9 | 4.8 | Residential | Behind the Meter | No | Net Metered Residential | Power Energy Solutions |  | PSE&G | Accepted | 2023-12-31 | 2024-01-26 | 2025-01-26 | Solar Panels | CS6R-400MS-HL HIKU6 BLACK MONO | CANNDAIN SOLAR |  | 0.4 | 3 | 17 | 41 |  | Fixed | Roof | ROOFTOP
NJADRE1555536912 | Administratively Determined Incentive Program | Forked River | 8731 | 18 | 12.71 | Residential | Behind the Meter | Yes | Net Metered Residential | Freedom Forever New Jersey LLC |  | JCP&L | Accepted | 2023-12-28 | 2024-01-26 | 2025-01-26 | Inverters | Solar Edge | SE10000H-USRGM | 10000 |  | 1 |  |  | 0.99 |  | Outdoor
NJADRE1555536912 | Administratively Determined Incentive Program | Forked River | 8731 | 18 | 12.71 | Residential | Behind the Meter | Yes | Net Metered Residential | Freedom Forever New Jersey LLC |  | JCP&L | Accepted | 2023-12-28 | 2024-01-26 | 2025-01-26 | Solar Panels | Jinko Solar | JKM385M-6RL3-B |  | 0.385 | 19 | 203 | 20 |  | Fixed | Roof
NJADRE1555536912 | Administratively Determined Incentive Program | Forked River | 8731 | 18 | 12.71 | Residential | Behind the Meter | Yes | Net Metered Residential | Freedom Forever New Jersey LLC |  | JCP&L | Accepted | 2023-12-28 | 2024-01-26 | 2025-01-26 | Solar Panels | Jinko Solar | JKM385M-6RL3-B |  | 0.385 | 14 | 23 | 20 |  | Fixed | Roof
NJADRE1555536931 | Administratively Determined Incentive Program | PERTH AMBOY | 8861 | 11 | 7.2 | Residential | Behind the Meter | No | Net Metered Residential | Power Energy Solutions |  | PSE&G | Accepted | 2023-12-31 | 2024-01-26 | 2025-01-26 | Inverters | SE6000H-US | SOAREDGE | 6000 |  | 1 |  |  | 0.99 |  | Outside | ROOFTOP
NJADRE1555536931 | Administratively Determined Incentive Program | PERTH AMBOY | 8861 | 11 | 7.2 | Residential | Behind the Meter | No | Net Metered Residential | Power Energy Solutions |  | PSE&G | Accepted | 2023-12-31 | 2024-01-26 | 2025-01-26 | Solar Panels | CS6R-400MS-HL HIKU6 BLACK MONO | CANNDAIN SOLAR |  | 0.4 | 18 | 186 | 2 |  | Fixed | Roof | ROOFTOP
NJADRE1555536981 | Administratively Determined Incentive Program | PEDRICKTOWN | 8067 | 16 | 12.05 | Residential | Behind the Meter | No | Net Metered Residential | Solar Energy World |  | AC Electric | Accepted | 2023-12-28 | 2024-01-26 | 2025-01-26 | Inverters | Enphase | IQ8Plus-72-2-US | 290 |  | 33 |  |  | 0.97 |  | Outside
NJADRE1555536981 | Administratively Determined Incentive Program | PEDRICKTOWN | 8067 | 16 | 12.05 | Residential | Behind the Meter | No | Net Metered Residential | Solar Energy World |  | AC Electric | Accepted | 2023-12-28 | 2024-01-26 | 2025-01-26 | Solar Panels | Hanwa QCells | Q.Peak.Duo.BLK-G10+365W |  | 0.365 | 15 | 249 | 32 |  | Fixed | Roof
NJADRE1555536981 | Administratively Determined Incentive Program | PEDRICKTOWN | 8067 | 16 | 12.05 | Residential | Behind the Meter | No | Net Metered Residential | Solar Energy World |  | AC Electric | Accepted | 2023-12-28 | 2024-01-26 | 2025-01-26 | Solar Panels | Hanwa QCells | Q.Peak.Duo.BLK-G10+365W |  | 0.365 | 12 | 68 | 32 |  | Fixed | Roof
NJADRE1555536981 | Administratively Determined Incentive Program | PEDRICKTOWN | 8067 | 16 | 12.05 | Residential | Behind the Meter | No | Net Metered Residential | Solar Energy World |  | AC Electric | Accepted | 2023-12-28 | 2024-01-26 | 2025-01-26 | Solar Panels | Hanwa QCells | Q.Peak.Duo.BLK-G10+365W |  | 0.365 | 3 | 69 | 11 |  | Fixed | Roof
NJADRE1555536981 | Administratively Determined Incentive Program | PEDRICKTOWN | 8067 | 16 | 12.05 | Residential | Behind the Meter | No | Net Metered Residential | Solar Energy World |  | AC Electric | Accepted | 2023-12-28 | 2024-01-26 | 2025-01-26 | Solar Panels | Hanwa QCells | Q.Peak.Duo.BLK-G10+365W |  | 0.365 | 3 | 249 | 11 |  | Fixed | Roof
NJADRE1555537012 | Administratively Determined Incentive Program | SOMERDALE | 8083 | 14 | 6.48 | Residential | Behind the Meter | Yes | Net Metered Residential | EMT Renewables |  | AC Electric | Accepted | 2023-12-28 | 2024-01-26 | 2025-01-26 | Inverters | ENPHASE | IQ8+ | 290 |  | 16 |  |  | 0.98 |  | Other | UNDER EACH PANEL
NJADRE1555537012 | Administratively Determined Incentive Program | SOMERDALE | 8083 | 14 | 6.48 | Residential | Behind the Meter | Yes | Net Metered Residential | EMT Renewables |  | AC Electric | Accepted | 2023-12-28 | 2024-01-26 | 2025-01-26 | Solar Panels | Q CELLS | Q PEAK DUO BLK |  | 0.405 | 13 | 180 | 37 |  | Fixed | Roof
NJADRE1555537012 | Administratively Determined Incentive Program | SOMERDALE | 8083 | 14 | 6.48 | Residential | Behind the Meter | Yes | Net Metered Residential | EMT Renewables |  | AC Electric | Accepted | 2023-12-28 | 2024-01-26 | 2025-01-26 | Solar Panels | Q CELLS | Q PEAK DUO BLK |  | 0.405 | 3 | 0 | 13 |  | Fixed | Roof
NJADRE1555537031 | Administratively Determined Incentive Program | GALLOWAY | 8205 | 19 | 3.08 | Residential | Behind the Meter | Yes | Net Metered Residential | Freedom Forever New Jersey LLC |  | AC Electric | Accepted | 2023-12-28 | 2024-01-26 | 2025-01-26 | Inverters | Solar Edge | SE3800H-USRGM | 3800 |  | 1 |  |  | 0.99 |  | Outdoor
NJADRE1555537031 | Administratively Determined Incentive Program | GALLOWAY | 8205 | 19 | 3.08 | Residential | Behind the Meter | Yes | Net Metered Residential | Freedom Forever New Jersey LLC |  | AC Electric | Accepted | 2023-12-28 | 2024-01-26 | 2025-01-26 | Solar Panels | Jinko Solar | JKM385M-6RL3-B |  | 0.385 | 8 | 213 | 23 |  | Fixed | Roof
NJADRE1555537335 | Administratively Determined Incentive Program | MAYS LANDING | 8330 | 19 | 6.48 | Residential | Behind the Meter | No | Net Metered Residential | Trinity Solar |  | AC Electric | Accepted | 2023-12-28 | 2024-01-26 | 2025-01-26 | Inverters | Solar Edge | SE5000H-US000BEi4 | 5000 |  | 1 |  |  | 0.97 |  | Outdoor
NJADRE1555537335 | Administratively Determined Incentive Program | MAYS LANDING | 8330 | 19 | 6.48 | Residential | Behind the Meter | No | Net Metered Residential | Trinity Solar |  | AC Electric | Accepted | 2023-12-28 | 2024-01-26 | 2025-01-26 | Solar Panels | HANWHA | Q.PEAK DUO BLK ML-G10+ 405 |  | 0.405 | 16 | 125 | 30 |  | Fixed | Roof
NJADRE1555537338 | Administratively Determined Incentive Program | ROSELLE | 7203 | 10 | 6 | Residential | Behind the Meter | Yes | Net Metered Residential | Pro Custom Solar dba Momentum Solar |  | PSE&G | Accepted | 2023-12-28 | 2024-01-26 | 2025-01-26 | Solar Panels | Q. PEAK DUO BLK ML-G10+400 | hanwha |  | 0.4 | 15 | 170 | 35 |  | Fixed | Roof
NJADRE1555537338 | Administratively Determined Incentive Program | ROSELLE | 7203 | 10 | 6 | Residential | Behind the Meter | Yes | Net Metered Residential | Pro Custom Solar dba Momentum Solar |  | PSE&G | Accepted | 2023-12-28 | 2024-01-26 | 2025-01-26 | Inverters | IQ8PLUS-72-2-US | enphase | 290 |  | 15 |  |  | 0.97 |  | Outdoor
NJADRE1555537347 | Administratively Determined Incentive Program | MARLTON | 8053 | 13 | 12.71 | Residential | Behind the Meter | Yes | Net Metered Residential | Freedom Forever New Jersey LLC |  | AC Electric | Accepted | 2023-12-28 | 2024-01-26 | 2025-01-26 | Inverters | Solar Edge | SE10000H-USRGM | 10000 |  | 1 |  |  | 0.99 |  | Outdoor
NJADRE1555537347 | Administratively Determined Incentive Program | MARLTON | 8053 | 13 | 12.71 | Residential | Behind the Meter | Yes | Net Metered Residential | Freedom Forever New Jersey LLC |  | AC Electric | Accepted | 2023-12-28 | 2024-01-26 | 2025-01-26 | Solar Panels | Jinko Solar | JKM385M-6RL3-B |  | 0.385 | 12 | 29 | 34 |  | Fixed | Roof
NJADRE1555537347 | Administratively Determined Incentive Program | MARLTON | 8053 | 13 | 12.71 | Residential | Behind the Meter | Yes | Net Metered Residential | Freedom Forever New Jersey LLC |  | AC Electric | Accepted | 2023-12-28 | 2024-01-26 | 2025-01-26 | Solar Panels | Jinko Solar | JKM385M-6RL3-B |  | 0.385 | 15 | 209 | 27 |  | Fixed | Roof
NJADRE1555537347 | Administratively Determined Incentive Program | MARLTON | 8053 | 13 | 12.71 | Residential | Behind the Meter | Yes | Net Metered Residential | Freedom Forever New Jersey LLC |  | AC Electric | Accepted | 2023-12-28 | 2024-01-26 | 2025-01-26 | Solar Panels | Jinko Solar | JKM385M-6RL3-B |  | 0.385 | 6 | 299 | 34 |  | Fixed | Roof
NJADRE1555537353 | Administratively Determined Incentive Program | VAUXHALL | 7088 | 10 | 2.84 | Residential | Behind the Meter | Yes | Net Metered Residential | Sunrun Installation Services, Inc. |  | PSE&G | Accepted | 2023-12-28 | 2024-01-26 | 2025-01-26 | Inverters | DELTA ELECTRONICS | E4-TL-US | 3840 |  | 1 |  |  | 0.97 |  | Outdoor | Next To Meter
NJADRE1555537353 | Administratively Determined Incentive Program | VAUXHALL | 7088 | 10 | 2.84 | Residential | Behind the Meter | Yes | Net Metered Residential | Sunrun Installation Services, Inc. |  | PSE&G | Accepted | 2023-12-28 | 2024-01-26 | 2025-01-26 | Solar Panels | HANWHA Q-CELLS | Q.PEAK DUO BLK ML-G10+ 405 |  | 0.405 | 7 | 349 | 21 |  | Fixed | Roof
NJADRE1555537353 | Administratively Determined Incentive Program | VAUXHALL | 7088 | 10 | 2.84 | Residential | Behind the Meter | Yes | Net Metered Residential | Sunrun Installation Services, Inc. |  | PSE&G | Accepted | 2023-12-28 | 2024-01-26 | 2025-01-26 | Electric Storage Battery | TESLA | POWERWALL |  |  | 1 |  |  |  | Lithium Ion |  | INSIDE
NJADRE1555537357 | Administratively Determined Incentive Program | ELIZABETH | 7208 | 10 | 4.86 | Residential | Behind the Meter | Yes | Net Metered Residential | Sunrun Installation Services, Inc. |  | PSE&G | Accepted | 2023-12-28 | 2024-01-26 | 2025-01-26 | Inverters | Delta Electronics | E4-TL-US | 4000 |  | 1 |  |  | 0.975 |  | Outdoor | next to meter
NJADRE1555537357 | Administratively Determined Incentive Program | ELIZABETH | 7208 | 10 | 4.86 | Residential | Behind the Meter | Yes | Net Metered Residential | Sunrun Installation Services, Inc. |  | PSE&G | Accepted | 2023-12-28 | 2024-01-26 | 2025-01-26 | Solar Panels | HANWHA Q-CELLS | Q.PEAK DUO BLK ML-G10+ 405 |  | 0.405 | 12 | 218 | 34 |  | Fixed | Roof
NJADRE1555537358 | Administratively Determined Incentive Program | ATLANTIC CITY | 8401 | 19 | 9.32 | Residential | Behind the Meter | No | Net Metered Residential | EMT Renewables |  | AC Electric | Accepted | 2023-12-28 | 2024-01-26 | 2025-01-26 | Inverters | ENPHASE | IQ8+ | 290 |  | 23 |  |  | 0.98 |  | Other | UNDER EACH PANEL
NJADRE1555537358 | Administratively Determined Incentive Program | ATLANTIC CITY | 8401 | 19 | 9.32 | Residential | Behind the Meter | No | Net Metered Residential | EMT Renewables |  | AC Electric | Accepted | 2023-12-28 | 2024-01-26 | 2025-01-26 | Solar Panels | Q CELLS | Q PEAK DUO BLK |  | 0.405 | 16 | 148 | 30 |  | Fixed | Roof
NJADRE1555537358 | Administratively Determined Incentive Program | ATLANTIC CITY | 8401 | 19 | 9.32 | Residential | Behind the Meter | No | Net Metered Residential | EMT Renewables |  | AC Electric | Accepted | 2023-12-28 | 2024-01-26 | 2025-01-26 | Solar Panels | Q CELLS | Q PEAK DUO BLK |  | 0.405 | 7 | 328 | 30 |  | Fixed | Roof
NJADRE1555537475 | Administratively Determined Incentive Program | MAHWAH | 7430 | 7 | 13.6 | Residential | Behind the Meter | Yes | Net Metered Residential | SunPower Corporation, Systems |  | Orange Rockland Electric | Accepted | 2023-12-28 | 2024-01-26 | 2025-01-26 | Solar Panels | WAAREE ENERGIES LIMITED | WSMDI-400 |  | 0.4 | 3 | 286 | 30 |  | Fixed | Roof
NJADRE1555537475 | Administratively Determined Incentive Program | MAHWAH | 7430 | 7 | 13.6 | Residential | Behind the Meter | Yes | Net Metered Residential | SunPower Corporation, Systems |  | Orange Rockland Electric | Accepted | 2023-12-28 | 2024-01-26 | 2025-01-26 | Solar Panels | WAAREE ENERGIES LIMITED | WSMDI-400 |  | 0.4 | 3 | 106 | 30 |  | Fixed | Roof
NJADRE1555537475 | Administratively Determined Incentive Program | MAHWAH | 7430 | 7 | 13.6 | Residential | Behind the Meter | Yes | Net Metered Residential | SunPower Corporation, Systems |  | Orange Rockland Electric | Accepted | 2023-12-28 | 2024-01-26 | 2025-01-26 | Solar Panels | WAAREE ENERGIES LIMITED | WSMDI-400 |  | 0.4 | 12 | 196 | 22 |  | Fixed | Roof
NJADRE1555537475 | Administratively Determined Incentive Program | MAHWAH | 7430 | 7 | 13.6 | Residential | Behind the Meter | Yes | Net Metered Residential | SunPower Corporation, Systems |  | Orange Rockland Electric | Accepted | 2023-12-28 | 2024-01-26 | 2025-01-26 | Solar Panels | WAAREE ENERGIES LIMITED | WSMDI-400 |  | 0.4 | 7 | 16 | 22 |  | Fixed | Roof
NJADRE1555537475 | Administratively Determined Incentive Program | MAHWAH | 7430 | 7 | 13.6 | Residential | Behind the Meter | Yes | Net Metered Residential | SunPower Corporation, Systems |  | Orange Rockland Electric | Accepted | 2023-12-28 | 2024-01-26 | 2025-01-26 | Solar Panels | WAAREE ENERGIES LIMITED | WSMDI-400 |  | 0.4 | 9 | 196 | 22 |  | Fixed | Roof
NJADRE1555537475 | Administratively Determined Incentive Program | MAHWAH | 7430 | 7 | 13.6 | Residential | Behind the Meter | Yes | Net Metered Residential | SunPower Corporation, Systems |  | Orange Rockland Electric | Accepted | 2023-12-28 | 2024-01-26 | 2025-01-26 | Inverters | Enphase | IQ7HS-66-M-US | 384 |  | 34 |  |  | 0.97 |  | Other | Under Each Panel
NJADRE1555537513 | Administratively Determined Incentive Program | HAMILTON | 8330 | 19 | 9.32 | Residential | Behind the Meter | Yes | Net Metered Residential | Sunrun Installation Services, Inc. |  | AC Electric | Accepted | 2023-12-28 | 2024-01-26 | 2025-01-26 | Solar Panels | Hanwha Q-Cells | Q.PEAK DUO BLK ML-G10+ 405 |  | 0.405 | 7 | 111 | 27 |  | Fixed | Roof
NJADRE1555537513 | Administratively Determined Incentive Program | HAMILTON | 8330 | 19 | 9.32 | Residential | Behind the Meter | Yes | Net Metered Residential | Sunrun Installation Services, Inc. |  | AC Electric | Accepted | 2023-12-28 | 2024-01-26 | 2025-01-26 | Solar Panels | Hanwha Q-Cells | Q.PEAK DUO BLK ML-G10+ 405 |  | 0.405 | 16 | 16 | 25 |  | Fixed | Roof
NJADRE1555537513 | Administratively Determined Incentive Program | HAMILTON | 8330 | 19 | 9.32 | Residential | Behind the Meter | Yes | Net Metered Residential | Sunrun Installation Services, Inc. |  | AC Electric | Accepted | 2023-12-28 | 2024-01-26 | 2025-01-26 | Inverters | SolarEdge Technologies | SE7600H-USSN | 7600 |  | 1 |  |  | 0.99 |  | Outside
NJADRE1555537918 | Administratively Determined Incentive Program | MOUNT HOLLY | 8060 | 13 | 9.88 | Residential | Behind the Meter | Yes | Net Metered Residential | Solar Mite Solutions |  | PSE&G | Accepted | 2023-12-28 | 2024-01-26 | 2025-01-26 | Inverters | Enphase | IQ8PLUS-72-2 | 290 |  | 25 |  |  | 0.98 |  | Outdoor
NJADRE1555537918 | Administratively Determined Incentive Program | MOUNT HOLLY | 8060 | 13 | 9.88 | Residential | Behind the Meter | Yes | Net Metered Residential | Solar Mite Solutions |  | PSE&G | Accepted | 2023-12-28 | 2024-01-26 | 2025-01-26 | Solar Panels | Canadian Solar | CS6R |  | 0.395 | 13 | 211 | 27 |  | Fixed | Roof | Array 1
NJADRE1555537918 | Administratively Determined Incentive Program | MOUNT HOLLY | 8060 | 13 | 9.88 | Residential | Behind the Meter | Yes | Net Metered Residential | Solar Mite Solutions |  | PSE&G | Accepted | 2023-12-28 | 2024-01-26 | 2025-01-26 | Solar Panels | Canadian Solar | CS6R |  | 0.395 | 12 | 211 | 30 |  | Fixed | Roof | Array 2
NJADRE1555541768 | Administratively Determined Incentive Program | LINDEN | 7036 | 10 | 8.91 | Residential | Behind the Meter | Yes | Net Metered Residential | Sunrun Installation Services, Inc. |  | PSE&G | Accepted | 2023-12-29 | 2024-01-26 | 2025-01-26 | Inverters | SOLAREDGE TECHNOLOGIES | SE6000H-USSN | 6000 |  | 1 |  |  | 0.992 |  | Outdoor | next to meter
NJADRE1555541768 | Administratively Determined Incentive Program | LINDEN | 7036 | 10 | 8.91 | Residential | Behind the Meter | Yes | Net Metered Residential | Sunrun Installation Services, Inc. |  | PSE&G | Accepted | 2023-12-29 | 2024-01-26 | 2025-01-26 | Solar Panels | HANWHA Q-CELLS | Q.PEAK DUO BLK ML-G10+ 405 |  | 0.405 | 4 | 309 | 35 |  | Fixed | Roof
NJADRE1555541768 | Administratively Determined Incentive Program | LINDEN | 7036 | 10 | 8.91 | Residential | Behind the Meter | Yes | Net Metered Residential | Sunrun Installation Services, Inc. |  | PSE&G | Accepted | 2023-12-29 | 2024-01-26 | 2025-01-26 | Solar Panels | HANWHA Q-CELLS | Q.PEAK DUO BLK ML-G10+ 405 |  | 0.405 | 9 | 219 | 37 |  | Fixed | Roof
NJADRE1555541768 | Administratively Determined Incentive Program | LINDEN | 7036 | 10 | 8.91 | Residential | Behind the Meter | Yes | Net Metered Residential | Sunrun Installation Services, Inc. |  | PSE&G | Accepted | 2023-12-29 | 2024-01-26 | 2025-01-26 | Solar Panels | HANWHA Q-CELLS | Q.PEAK DUO BLK ML-G10+ 405 |  | 0.405 | 9 | 129 | 35 |  | Fixed | Roof
NJADRE1555541782 | Administratively Determined Incentive Program | Fair Lawn | 7410 | 7 | 7.29 | Residential | Behind the Meter | No | Net Metered Residential | Solar Living, Inc. |  | PSE&G | Accepted | 2023-12-29 | 2024-01-26 | 2025-01-26 | Inverters | Enphase | IQ8A | 349 |  | 18 |  |  | 0.975 |  | Outdoor | below modules
NJADRE1555541782 | Administratively Determined Incentive Program | Fair Lawn | 7410 | 7 | 7.29 | Residential | Behind the Meter | No | Net Metered Residential | Solar Living, Inc. |  | PSE&G | Accepted | 2023-12-29 | 2024-01-26 | 2025-01-26 | Solar Panels | Hanwha | Q Cell ML-G10+ |  | 0.405 | 14 | 167 | 36 |  | Fixed | Roof
NJADRE1555541782 | Administratively Determined Incentive Program | Fair Lawn | 7410 | 7 | 7.29 | Residential | Behind the Meter | No | Net Metered Residential | Solar Living, Inc. |  | PSE&G | Accepted | 2023-12-29 | 2024-01-26 | 2025-01-26 | Solar Panels | Hanwha | Q Cell ML-G10+ |  | 0.405 | 4 | 77 | 25 |  | Fixed | Roof
NJADRE1555541786 | Administratively Determined Incentive Program | WINSLOW TOWNSHIP | 8081 | 14 | 6.08 | Residential | Behind the Meter | Yes | Net Metered Residential | SunnyMac LLC |  | AC Electric | Accepted | 2023-12-29 | 2024-01-26 | 2025-01-26 | Solar Panels | Q.PEAK DUO BLK ML-G10+ 405 | HANWHA |  | 0.405 | 15 | 202 | 21 |  | Fixed | Roof
NJADRE1555541786 | Administratively Determined Incentive Program | WINSLOW TOWNSHIP | 8081 | 14 | 6.08 | Residential | Behind the Meter | Yes | Net Metered Residential | SunnyMac LLC |  | AC Electric | Accepted | 2023-12-29 | 2024-01-26 | 2025-01-26 | Inverters | SE5000H-US | SOLAREDGE | 5000 |  | 1 |  |  | 0.1 |  | Outdoor | next to meter
NJADRE1555541805 | Administratively Determined Incentive Program | AUDUBON | 8106 | 14 | 8.1 | Residential | Behind the Meter | Yes | Net Metered Residential | SunnyMac LLC |  | PSE&G | Accepted | 2024-01-02 | 2024-01-29 | 2025-01-29 | Solar Panels | Q.PEAK DUO BLK ML-G10+ 405 | HANWHA |  | 0.405 | 13 | 231 | 39 |  | Fixed | Roof
NJADRE1555541805 | Administratively Determined Incentive Program | AUDUBON | 8106 | 14 | 8.1 | Residential | Behind the Meter | Yes | Net Metered Residential | SunnyMac LLC |  | PSE&G | Accepted | 2024-01-02 | 2024-01-29 | 2025-01-29 | Solar Panels | Q.PEAK DUO BLK ML-G10+ 405 | HANWHA |  | 0.405 | 7 | 231 | 11 |  | Fixed | Roof
NJADRE1555541805 | Administratively Determined Incentive Program | AUDUBON | 8106 | 14 | 8.1 | Residential | Behind the Meter | Yes | Net Metered Residential | SunnyMac LLC |  | PSE&G | Accepted | 2024-01-02 | 2024-01-29 | 2025-01-29 | Inverters | SE6000H-US | Solaredge | 6000 |  | 1 |  |  | 0.1 |  | Outdoor | next to meter
NJADRE1555541821 | Administratively Determined Incentive Program | LUMBERTON | 8048 | 13 | 980.1 | Commercial | Behind the Meter | Yes | Small Net-Metered Non-Residential located on Rooftop, Carport, Canopy and Floating Solar | Infiniti Energy |  | PSE&G | Accepted | 2023-12-29 | 2024-02-06 | 2025-02-06 | Inverters | Chint Power System | CPS SCA60KTL-DO/US-480 | 60000 |  | 6 |  |  | 0.988 |  | Outdoor
NJADRE1555541821 | Administratively Determined Incentive Program | LUMBERTON | 8048 | 13 | 980.1 | Commercial | Behind the Meter | Yes | Small Net-Metered Non-Residential located on Rooftop, Carport, Canopy and Floating Solar | Infiniti Energy |  | PSE&G | Accepted | 2023-12-29 | 2024-02-06 | 2025-02-06 | Inverters | Chint Power System | CPS SCA50KTL-DO/US-480 | 50 |  | 8 |  |  | 0.988 |  | Outdoor
NJADRE1555541821 | Administratively Determined Incentive Program | LUMBERTON | 8048 | 13 | 980.1 | Commercial | Behind the Meter | Yes | Small Net-Metered Non-Residential located on Rooftop, Carport, Canopy and Floating Solar | Infiniti Energy |  | PSE&G | Accepted | 2023-12-29 | 2024-02-06 | 2025-02-06 | Solar Panels | Canadian Solar | CS3W-450MB-AC |  | 0.45 | 2178 | 137 | 10 |  | Fixed | Roof
NJADRE1555541821 | Administratively Determined Incentive Program | LUMBERTON | 8048 | 13 | 980.1 | Commercial | Behind the Meter | Yes | Small Net-Metered Non-Residential located on Rooftop, Carport, Canopy and Floating Solar | Infiniti Energy |  | PSE&G | Accepted | 2023-12-29 | 2024-02-06 | 2025-02-06 | Meters | Landis & Gyr | E650 |  |  | 1 |  |  |  | Yes | Outdoor
NJADRE1555541824 | Administratively Determined Incentive Program | CAMDEN | 8104 | 14 | 42.84 | Commercial | Behind the Meter | No | Small Net-Metered Non-Residential located on Rooftop, Carport, Canopy and Floating Solar | tj technology |  | PSE&G | Accepted | 2023-12-29 | 2024-02-01 | 2025-02-01 | Inverters | ENPHASE ENERGY | ENPHASE IQ 8 PLUS | 290 |  | 102 |  |  | 0.96 |  | Outdoor
NJADRE1555541824 | Administratively Determined Incentive Program | CAMDEN | 8104 | 14 | 42.84 | Commercial | Behind the Meter | No | Small Net-Metered Non-Residential located on Rooftop, Carport, Canopy and Floating Solar | tj technology |  | PSE&G | Accepted | 2023-12-29 | 2024-02-01 | 2025-02-01 | Solar Panels | JINKO | JINKO JKM 420M |  | 0.42 | 102 | 202 | 7 |  | Fixed | Roof
NJADRE1555541828 | Administratively Determined Incentive Program | Irvington Town | 7111 | 9 | 3.65 | Residential | Behind the Meter | Yes | Net Metered Residential | Sunrun Installation Services, Inc. |  | PSE&G | Accepted | 2023-12-29 | 2024-01-26 | 2025-01-26 | Solar Panels | HANWHA Q-CELLS | Q.PEAK DUO BLK ML-G10+ 405 |  | 0.405 | 9 | 89 | 19 |  | Fixed | Roof
NJADRE1555541828 | Administratively Determined Incentive Program | Irvington Town | 7111 | 9 | 3.65 | Residential | Behind the Meter | Yes | Net Metered Residential | Sunrun Installation Services, Inc. |  | PSE&G | Accepted | 2023-12-29 | 2024-01-26 | 2025-01-26 | Inverters | SolarEdge Technologies | SE3800H-USMN | 3800 |  | 1 |  |  | 0.99 |  | Outdoor | Next to Meter
NJADRE1555541830 | Administratively Determined Incentive Program | HAMILTON TOWNSHIP | 8619 | 12 | 5.27 | Residential | Behind the Meter | Yes | Net Metered Residential | Sunny Mac LLC |  | PSE&G | Accepted | 2023-12-29 | 2024-01-29 | 2025-01-29 | Solar Panels | Q.PEAK DUO BLK ML-G10+ 405W | HANWHA |  | 0.405 | 11 | 173 | 27 |  | Fixed | Roof
NJADRE1555541830 | Administratively Determined Incentive Program | HAMILTON TOWNSHIP | 8619 | 12 | 5.27 | Residential | Behind the Meter | Yes | Net Metered Residential | Sunny Mac LLC |  | PSE&G | Accepted | 2023-12-29 | 2024-01-29 | 2025-01-29 | Solar Panels | Q.PEAK DUO BLK ML-G10+ 405W | HANWHA |  | 0.405 | 2 | 353 | 27 |  | Fixed | Roof
NJADRE1555541830 | Administratively Determined Incentive Program | HAMILTON TOWNSHIP | 8619 | 12 | 5.27 | Residential | Behind the Meter | Yes | Net Metered Residential | Sunny Mac LLC |  | PSE&G | Accepted | 2023-12-29 | 2024-01-29 | 2025-01-29 | Inverters | SE5000H-US | Solaredge | 5000 |  | 1 |  |  | 0.99 |  | Outdoor | next to meter
NJADRE1555541842 | Administratively Determined Incentive Program | LAWRENCE TWP MER | 8648 | 12 | 4.46 | Residential | Behind the Meter | Yes | Net Metered Residential | Sunrun Installation Services, Inc. |  | PSE&G | Accepted | 2023-12-29 | 2024-01-26 | 2025-01-26 | Inverters | SOLAREDGE TECHNOLOGIES | SE3800H-USMN | 3800 |  | 1 |  |  | 0.992 |  | Outdoor | next to meter
NJADRE1555541842 | Administratively Determined Incentive Program | LAWRENCE TWP MER | 8648 | 12 | 4.46 | Residential | Behind the Meter | Yes | Net Metered Residential | Sunrun Installation Services, Inc. |  | PSE&G | Accepted | 2023-12-29 | 2024-01-26 | 2025-01-26 | Solar Panels | HANWHA Q-CELLS | Q.PEAK DUO BLK ML-G10+ 405 |  | 0.405 | 11 | 198 | 22 |  | Fixed | Roof
NJADRE1555541894 | Administratively Determined Incentive Program | TEANECK | 7666 | 7 | 11.46 | Residential | Behind the Meter | No | Net Metered Residential | Whitman Construction, LLC |  | PSE&G | Accepted | 2024-01-02 | 2024-01-29 | 2025-01-29 | Solar Panels | JA solar | JAM54S30 |  | 0.395 | 8 | 204 | 27 |  | Fixed | Roof
NJADRE1555541894 | Administratively Determined Incentive Program | TEANECK | 7666 | 7 | 11.46 | Residential | Behind the Meter | No | Net Metered Residential | Whitman Construction, LLC |  | PSE&G | Accepted | 2024-01-02 | 2024-01-29 | 2025-01-29 | Solar Panels | JA Solar | JAM54S30 |  | 0.395 | 18 | 114 | 37 |  | Fixed | Roof
NJADRE1555541894 | Administratively Determined Incentive Program | TEANECK | 7666 | 7 | 11.46 | Residential | Behind the Meter | No | Net Metered Residential | Whitman Construction, LLC |  | PSE&G | Accepted | 2024-01-02 | 2024-01-29 | 2025-01-29 | Solar Panels | JA Solar | JAM54S30 |  | 0.395 | 3 | 114 | 37 |  | Fixed | Roof
NJADRE1555541894 | Administratively Determined Incentive Program | TEANECK | 7666 | 7 | 11.46 | Residential | Behind the Meter | No | Net Metered Residential | Whitman Construction, LLC |  | PSE&G | Accepted | 2024-01-02 | 2024-01-29 | 2025-01-29 | Inverters | enphase | iq7plus-72-2-us | 290 |  | 29 |  |  | 0.975 |  | Outdoor
NJADRE1555541895 | Administratively Determined Incentive Program | WILLINGBORO | 8046 | 13 | 3.24 | Residential | Behind the Meter | Yes | Net Metered Residential | Sunrun Installation Services, Inc. |  | PSE&G | Accepted | 2023-12-29 | 2024-01-26 | 2025-01-26 | Inverters | SOLAREDGE TECHNOLOGIES | SE3800H-USMN | 3800 |  | 1 |  |  | 0.99 |  | Outdoor | next to meter
NJADRE1555541895 | Administratively Determined Incentive Program | WILLINGBORO | 8046 | 13 | 3.24 | Residential | Behind the Meter | Yes | Net Metered Residential | Sunrun Installation Services, Inc. |  | PSE&G | Accepted | 2023-12-29 | 2024-01-26 | 2025-01-26 | Solar Panels | Hanwha Q Cells | Q.PEAK DUO BLK ML-G10+ 405 |  | 0.405 | 8 | 133 | 19 |  | Fixed | Roof
NJADRE1555541899 | Administratively Determined Incentive Program | RUNNEMEDE | 8078 | 14 | 12.15 | Residential | Behind the Meter | Yes | Net Metered Residential | SunnyMac LLC |  | PSE&G | Accepted | 2023-12-29 | 2024-01-26 | 2025-01-26 | Solar Panels | Q.PEAK DUO BLK ML-G10+ 405 | HANWHA |  | 0.405 | 19 | 158 | 15 |  | Fixed | Roof
NJADRE1555541899 | Administratively Determined Incentive Program | RUNNEMEDE | 8078 | 14 | 12.15 | Residential | Behind the Meter | Yes | Net Metered Residential | SunnyMac LLC |  | PSE&G | Accepted | 2023-12-29 | 2024-01-26 | 2025-01-26 | Solar Panels | Q.PEAK DUO BLK ML-G10+ 405 | HANWHA |  | 0.405 | 11 | 338 | 15 |  | Fixed | Roof
NJADRE1555541899 | Administratively Determined Incentive Program | RUNNEMEDE | 8078 | 14 | 12.15 | Residential | Behind the Meter | Yes | Net Metered Residential | SunnyMac LLC |  | PSE&G | Accepted | 2023-12-29 | 2024-01-26 | 2025-01-26 | Inverters | SE10000H-US | Solaredge | 10000 |  | 1 |  |  | 0.1 |  | Outdoor | next to meter
NJADRE1555541935 | Administratively Determined Incentive Program | ALLENTOWN | 8501 | 17 | 19.44 | Residential | Behind the Meter | Yes | Net Metered Residential | SunnyMac LLC |  | PSE&G | Accepted | 2023-12-29 | 2024-01-26 | 2025-01-26 | Solar Panels | Q.PEAK DUO BLK ML-G10+ 405 | HANWHA |  | 0.405 | 2 | 159 | 46 |  | Fixed | Roof
NJADRE1555541935 | Administratively Determined Incentive Program | ALLENTOWN | 8501 | 17 | 19.44 | Residential | Behind the Meter | Yes | Net Metered Residential | SunnyMac LLC |  | PSE&G | Accepted | 2023-12-29 | 2024-01-26 | 2025-01-26 | Solar Panels | Q.PEAK DUO BLK ML-G10+ 405 | HANWHA |  | 0.405 | 15 | 249 | 30 |  | Fixed | Roof
NJADRE1555541935 | Administratively Determined Incentive Program | ALLENTOWN | 8501 | 17 | 19.44 | Residential | Behind the Meter | Yes | Net Metered Residential | SunnyMac LLC |  | PSE&G | Accepted | 2023-12-29 | 2024-01-26 | 2025-01-26 | Solar Panels | Q.PEAK DUO BLK ML-G10+ 405 | HANWHA |  | 0.405 | 10 | 249 | 28 |  | Fixed | Roof
NJADRE1555541935 | Administratively Determined Incentive Program | ALLENTOWN | 8501 | 17 | 19.44 | Residential | Behind the Meter | Yes | Net Metered Residential | SunnyMac LLC |  | PSE&G | Accepted | 2023-12-29 | 2024-01-26 | 2025-01-26 | Solar Panels | Q.PEAK DUO BLK ML-G10+ 405 | HANWHA |  | 0.405 | 19 | 69 | 30 |  | Fixed | Roof
NJADRE1555541935 | Administratively Determined Incentive Program | ALLENTOWN | 8501 | 17 | 19.44 | Residential | Behind the Meter | Yes | Net Metered Residential | SunnyMac LLC |  | PSE&G | Accepted | 2023-12-29 | 2024-01-26 | 2025-01-26 | Solar Panels | Q.PEAK DUO BLK ML-G10+ 405 | HANWHA |  | 0.405 | 2 | 69 | 28 |  | Fixed | Roof
NJADRE1555541935 | Administratively Determined Incentive Program | ALLENTOWN | 8501 | 17 | 19.44 | Residential | Behind the Meter | Yes | Net Metered Residential | SunnyMac LLC |  | PSE&G | Accepted | 2023-12-29 | 2024-01-26 | 2025-01-26 | Inverters | SE6000H-US | Solaredge | 6000 |  | 1 |  |  | 0.1 |  | Outdoor | next to meter
NJADRE1555541935 | Administratively Determined Incentive Program | ALLENTOWN | 8501 | 17 | 19.44 | Residential | Behind the Meter | Yes | Net Metered Residential | SunnyMac LLC |  | PSE&G | Accepted | 2023-12-29 | 2024-01-26 | 2025-01-26 | Inverters | SE 10000H -US | Solaredge | 10000 |  | 1 |  |  | 0.1 |  | Outdoor | next to meter
NJADRE1555541958 | Administratively Determined Incentive Program | GLENDORA | 8029 | 14 | 5.67 | Residential | Behind the Meter | Yes | Net Metered Residential | Sunrun Installation Services, Inc. |  | PSE&G | Accepted | 2023-12-29 | 2024-01-26 | 2025-01-26 | Solar Panels | Hanwha Q-Cells | Q.PEAK DUO BLK ML-G10+ 405 |  | 0.405 | 6 | 257 | 20 |  | Fixed | Roof
NJADRE1555541958 | Administratively Determined Incentive Program | GLENDORA | 8029 | 14 | 5.67 | Residential | Behind the Meter | Yes | Net Metered Residential | Sunrun Installation Services, Inc. |  | PSE&G | Accepted | 2023-12-29 | 2024-01-26 | 2025-01-26 | Solar Panels | Q.PEAK DUO BLK ML-G10+ 405 | Hanwha Q-Cells |  | 0.405 | 4 | 77 | 20 |  | Fixed | Roof
NJADRE1555541958 | Administratively Determined Incentive Program | GLENDORA | 8029 | 14 | 5.67 | Residential | Behind the Meter | Yes | Net Metered Residential | Sunrun Installation Services, Inc. |  | PSE&G | Accepted | 2023-12-29 | 2024-01-26 | 2025-01-26 | Solar Panels | Hanwha Q-Cells | Q.PEAK DUO BLK ML-G10+ 405 |  | 0.405 | 4 | 346 | 19 |  | Fixed | Roof
NJADRE1555541958 | Administratively Determined Incentive Program | GLENDORA | 8029 | 14 | 5.67 | Residential | Behind the Meter | Yes | Net Metered Residential | Sunrun Installation Services, Inc. |  | PSE&G | Accepted | 2023-12-29 | 2024-01-26 | 2025-01-26 | Inverters | SolarEdge Technologies | SE3800H-USMN | 3800 |  | 1 |  |  | 0.99 |  | Outdoor | Next to meter
NJADRE1555541999 | Administratively Determined Incentive Program | Old Bridge | 8857 | 11 | 21.06 | Residential | Behind the Meter | Yes | Net Metered Residential | SunnyMac LLC |  | JCP&L | Accepted | 2023-12-29 | 2024-01-26 | 2025-01-26 | Solar Panels | Q.PEAK DUO BLK ML-G10+ 405 | HANWHA |  | 0.405 | 40 | 252 | 34 |  | Fixed | Roof
NJADRE1555541999 | Administratively Determined Incentive Program | Old Bridge | 8857 | 11 | 21.06 | Residential | Behind the Meter | Yes | Net Metered Residential | SunnyMac LLC |  | JCP&L | Accepted | 2023-12-29 | 2024-01-26 | 2025-01-26 | Solar Panels | Q.PEAK DUO BLK ML-G10+ 405 | HANWHA |  | 0.405 | 8 | 162 | 41 |  | Fixed | Roof
NJADRE1555541999 | Administratively Determined Incentive Program | Old Bridge | 8857 | 11 | 21.06 | Residential | Behind the Meter | Yes | Net Metered Residential | SunnyMac LLC |  | JCP&L | Accepted | 2023-12-29 | 2024-01-26 | 2025-01-26 | Solar Panels | Q.PEAK DUO BLK ML-G10+ 405 | HANWHA |  | 0.405 | 4 | 162 | 41 |  | Fixed | Roof
NJADRE1555541999 | Administratively Determined Incentive Program | Old Bridge | 8857 | 11 | 21.06 | Residential | Behind the Meter | Yes | Net Metered Residential | SunnyMac LLC |  | JCP&L | Accepted | 2023-12-29 | 2024-01-26 | 2025-01-26 | Inverters | SE7600H-US | Solaredge | 7600 |  | 1 |  |  | 0.1 |  | Outdoor | next to meter
NJADRE1555542004 | Administratively Determined Incentive Program | TOMS RIVER | 8757 | 18 | 9.32 | Residential | Behind the Meter | Yes | Net Metered Residential | Sunrun Installation Services, Inc. |  | JCP&L | Accepted | 2024-01-05 | 2024-01-31 | 2025-01-31 | Inverters | Solaredge Technologies | SE7600H-USSN | 7600 |  | 1 |  |  | 0.99 |  | Outside
NJADRE1555542004 | Administratively Determined Incentive Program | TOMS RIVER | 8757 | 18 | 9.32 | Residential | Behind the Meter | Yes | Net Metered Residential | Sunrun Installation Services, Inc. |  | JCP&L | Accepted | 2024-01-05 | 2024-01-31 | 2025-01-31 | Solar Panels | HANWHA Q-CELLS | Q.PEAK DUO BLK ML-G10+ 405 |  | 0.405 | 23 | 95 | 17 |  | Fixed | Roof
NJADRE1555542088 | Administratively Determined Incentive Program | WOODBRIDGE | 7067 | 10 | 5.84 | Residential | Behind the Meter | No | Net Metered Residential | Power Home Remodeling |  | PSE&G | Accepted | 2023-12-29 | 2024-01-26 | 2025-01-26 | Inverters | SolarEdge | SE3800H-US | 3800 |  | 1 |  |  | 0.99 |  | Outdoor
NJADRE1555542088 | Administratively Determined Incentive Program | WOODBRIDGE | 7067 | 10 | 5.84 | Residential | Behind the Meter | No | Net Metered Residential | Power Home Remodeling |  | PSE&G | Accepted | 2023-12-29 | 2024-01-26 | 2025-01-26 | Meters | SolarEdge | Revenue Grade Data Ansi C12.20 |  |  | 1 |  |  |  | Yes | Outdoor
NJADRE1555542088 | Administratively Determined Incentive Program | WOODBRIDGE | 7067 | 10 | 5.84 | Residential | Behind the Meter | No | Net Metered Residential | Power Home Remodeling |  | PSE&G | Accepted | 2023-12-29 | 2024-01-26 | 2025-01-26 | Solar Panels | QCell | Q.PEAK DUO BLK-G10+ 365 |  | 0.365 | 16 | 155 | 22 |  | Fixed | Roof
NJADRE1555542164 | Administratively Determined Incentive Program | SEWELL | 8080 | 15 | 15.6 | Residential | Behind the Meter | Yes | Net Metered Residential | Pro Custom Solar dba Momentum Solar |  | AC Electric | Accepted | 2023-12-29 | 2024-01-26 | 2025-01-26 | Solar Panels | Q. PEAK DUO BLK ML-G10+400 | hanwha |  | 0.4 | 14 | 220 | 30 |  | Double Axis | Roof
NJADRE1555542164 | Administratively Determined Incentive Program | SEWELL | 8080 | 15 | 15.6 | Residential | Behind the Meter | Yes | Net Metered Residential | Pro Custom Solar dba Momentum Solar |  | AC Electric | Accepted | 2023-12-29 | 2024-01-26 | 2025-01-26 | Solar Panels | Q. PEAK DUO BLK ML-G10+400 | hanwha |  | 0.4 | 6 | 221 | 16 |  | Fixed | Roof
NJADRE1555542164 | Administratively Determined Incentive Program | SEWELL | 8080 | 15 | 15.6 | Residential | Behind the Meter | Yes | Net Metered Residential | Pro Custom Solar dba Momentum Solar |  | AC Electric | Accepted | 2023-12-29 | 2024-01-26 | 2025-01-26 | Solar Panels | Q. PEAK DUO BLK ML-G10+400 | hanwha |  | 0.4 | 6 | 221 | 16 |  | Fixed | Roof
NJADRE1555542164 | Administratively Determined Incentive Program | SEWELL | 8080 | 15 | 15.6 | Residential | Behind the Meter | Yes | Net Metered Residential | Pro Custom Solar dba Momentum Solar |  | AC Electric | Accepted | 2023-12-29 | 2024-01-26 | 2025-01-26 | Solar Panels | Q. PEAK DUO BLK ML-G10+400 | hanwha |  | 0.4 | 3 | 130 | 42 |  | Fixed | Roof
NJADRE1555542164 | Administratively Determined Incentive Program | SEWELL | 8080 | 15 | 15.6 | Residential | Behind the Meter | Yes | Net Metered Residential | Pro Custom Solar dba Momentum Solar |  | AC Electric | Accepted | 2023-12-29 | 2024-01-26 | 2025-01-26 | Solar Panels | Q. PEAK DUO BLK ML-G10+400 | hanwha |  | 0.4 | 10 | 40 | 30 |  | Fixed | Roof
NJADRE1555542164 | Administratively Determined Incentive Program | SEWELL | 8080 | 15 | 15.6 | Residential | Behind the Meter | Yes | Net Metered Residential | Pro Custom Solar dba Momentum Solar |  | AC Electric | Accepted | 2023-12-29 | 2024-01-26 | 2025-01-26 | Inverters | IQ8PLUS-72-2-US | enphase | 290 |  | 39 |  |  | 0.97 |  | Outdoor
NJADRE1555542351 | Administratively Determined Incentive Program | MONTVILLE | 7082 | 3 | 6 | Residential | Behind the Meter | No | Net Metered Residential | Exact Solar |  | JCP&L | Accepted | 2023-12-29 | 2024-01-29 | 2025-01-29 | Solar Panels | VSun | VSUN400-108M-BB |  | 0.4 | 6 | 161 | 40 |  | Fixed | Roof
NJADRE1555542351 | Administratively Determined Incentive Program | MONTVILLE | 7082 | 3 | 6 | Residential | Behind the Meter | No | Net Metered Residential | Exact Solar |  | JCP&L | Accepted | 2023-12-29 | 2024-01-29 | 2025-01-29 | Solar Panels | VSun | VSUN400-108M-BB |  | 0.4 | 9 | 340.9 | 16 |  | Fixed | Roof
NJADRE1555542351 | Administratively Determined Incentive Program | MONTVILLE | 7082 | 3 | 6 | Residential | Behind the Meter | No | Net Metered Residential | Exact Solar |  | JCP&L | Accepted | 2023-12-29 | 2024-01-29 | 2025-01-29 | Inverters | Enphase | IQ8M | 325 |  | 15 |  |  | 0.97 |  | Outside | Under panels
NJADRE1555542358 | Administratively Determined Incentive Program | SEWELL | 8080 | 15 | 4.8 | Residential | Behind the Meter | Yes | Net Metered Residential | Pro Custom Solar dba Momentum Solar |  | AC Electric | Accepted | 2023-12-29 | 2024-01-26 | 2025-01-26 | Solar Panels | Q. PEAK DUO BLK ML-G10+400 | hanwha |  | 0.4 | 8 | 212 | 26 |  | Fixed | Roof
NJADRE1555542358 | Administratively Determined Incentive Program | SEWELL | 8080 | 15 | 4.8 | Residential | Behind the Meter | Yes | Net Metered Residential | Pro Custom Solar dba Momentum Solar |  | AC Electric | Accepted | 2023-12-29 | 2024-01-26 | 2025-01-26 | Solar Panels | Q. PEAK DUO BLK ML-G10+400 | hanwha |  | 0.4 | 4 | 122 | 27 |  | Fixed | Roof
NJADRE1555542358 | Administratively Determined Incentive Program | SEWELL | 8080 | 15 | 4.8 | Residential | Behind the Meter | Yes | Net Metered Residential | Pro Custom Solar dba Momentum Solar |  | AC Electric | Accepted | 2023-12-29 | 2024-01-26 | 2025-01-26 | Inverters | IQ8PLUS-72-2-US | enphase | 290 |  | 12 |  |  | 0.97 |  | Outdoor
NJADRE1555542389 | Administratively Determined Incentive Program | KRESSON | 8043 | 14 | 5.27 | Residential | Behind the Meter | Yes | Net Metered Residential | Sunrun Installation Services, Inc. |  | AC Electric | Accepted | 2023-12-29 | 2024-01-26 | 2025-01-26 | Inverters | Delta Electronics | E4-TL-US | 4000 |  | 1 |  |  | 0.98 |  | Outdoor | NEXT TO METER
NJADRE1555542389 | Administratively Determined Incentive Program | KRESSON | 8043 | 14 | 5.27 | Residential | Behind the Meter | Yes | Net Metered Residential | Sunrun Installation Services, Inc. |  | AC Electric | Accepted | 2023-12-29 | 2024-01-26 | 2025-01-26 | Solar Panels | Hanwha Q Cells | Q.PEAK DUO BLK ML-G10+ 405 |  | 0.405 | 8 | 214 | 23 |  | Fixed | Roof
NJADRE1555542389 | Administratively Determined Incentive Program | KRESSON | 8043 | 14 | 5.27 | Residential | Behind the Meter | Yes | Net Metered Residential | Sunrun Installation Services, Inc. |  | AC Electric | Accepted | 2023-12-29 | 2024-01-26 | 2025-01-26 | Solar Panels | Hanwha Q Cells | Q.PEAK DUO BLK ML-G10+ 405 |  | 0.405 | 5 | 214 | 24 |  | Fixed | Roof
NJADRE1555542395 | Administratively Determined Incentive Program | ANDOVER | 7821 | 1 | 9 | Residential | Behind the Meter | Yes | Net Metered Residential | Sunrun Installation Services, Inc. |  | JCP&L | Accepted | 2023-12-29 | 2024-02-08 | 2025-02-08 | Solar Panels | VIKRAM SOLAR | VSMDHT.60.375.05 |  | 0.375 | 21 | 69 | 35 |  | Fixed | Roof
NJADRE1555542395 | Administratively Determined Incentive Program | ANDOVER | 7821 | 1 | 9 | Residential | Behind the Meter | Yes | Net Metered Residential | Sunrun Installation Services, Inc. |  | JCP&L | Accepted | 2023-12-29 | 2024-02-08 | 2025-02-08 | Solar Panels | VIKRAM SOLAR: | VSMDHT.60.375.05 |  | 0.375 | 3 | 69 | 35 |  | Fixed | Roof
NJADRE1555542395 | Administratively Determined Incentive Program | ANDOVER | 7821 | 1 | 9 | Residential | Behind the Meter | Yes | Net Metered Residential | Sunrun Installation Services, Inc. |  | JCP&L | Accepted | 2023-12-29 | 2024-02-08 | 2025-02-08 | Inverters | Delta Electronics | E8-TL-US | 8000 |  | 1 |  |  | 0.975 |  | Outdoor
NJADRE1555542415 | Administratively Determined Incentive Program | PENNSVILLE | 8070 | 16 | 9.32 | Residential | Behind the Meter | Yes | Net Metered Residential | Sunny Mac LLC |  | AC Electric | Accepted | 2023-12-29 | 2024-01-30 | 2025-01-30 | Solar Panels | Q.PEAK DUO BLK ML-G10+ 405 | HANWHA |  | 0.405 | 8 | 196 | 18 |  | Fixed | Roof
NJADRE1555542415 | Administratively Determined Incentive Program | PENNSVILLE | 8070 | 16 | 9.32 | Residential | Behind the Meter | Yes | Net Metered Residential | Sunny Mac LLC |  | AC Electric | Accepted | 2023-12-29 | 2024-01-30 | 2025-01-30 | Solar Panels | Q.PEAK DUO BLK ML-G10+ 405 | HANWHA |  | 0.405 | 6 | 16 | 18 |  | Fixed | Roof
NJADRE1555542415 | Administratively Determined Incentive Program | PENNSVILLE | 8070 | 16 | 9.32 | Residential | Behind the Meter | Yes | Net Metered Residential | Sunny Mac LLC |  | AC Electric | Accepted | 2023-12-29 | 2024-01-30 | 2025-01-30 | Solar Panels | Q.PEAK DUO BLK ML-G10+ 405 | HANWHA |  | 0.405 | 3 | 196 | 36 |  | Fixed | Roof
NJADRE1555542415 | Administratively Determined Incentive Program | PENNSVILLE | 8070 | 16 | 9.32 | Residential | Behind the Meter | Yes | Net Metered Residential | Sunny Mac LLC |  | AC Electric | Accepted | 2023-12-29 | 2024-01-30 | 2025-01-30 | Solar Panels | Q.PEAK DUO BLK ML-G10+ 405 | HANWHA |  | 0.405 | 4 | 106 | 34 |  | Fixed | Roof
NJADRE1555542415 | Administratively Determined Incentive Program | PENNSVILLE | 8070 | 16 | 9.32 | Residential | Behind the Meter | Yes | Net Metered Residential | Sunny Mac LLC |  | AC Electric | Accepted | 2023-12-29 | 2024-01-30 | 2025-01-30 | Solar Panels | Q.PEAK DUO BLK ML-G10+ 405 | HANWHA |  | 0.405 | 2 | 286 | 34 |  | Fixed | Roof
NJADRE1555542415 | Administratively Determined Incentive Program | PENNSVILLE | 8070 | 16 | 9.32 | Residential | Behind the Meter | Yes | Net Metered Residential | Sunny Mac LLC |  | AC Electric | Accepted | 2023-12-29 | 2024-01-30 | 2025-01-30 | Inverters | SE5000H-US | Solaredge | 5000 |  | 1 |  |  | 0.1 |  | Outdoor | next to meter
NJADRE1555542415 | Administratively Determined Incentive Program | PENNSVILLE | 8070 | 16 | 9.32 | Residential | Behind the Meter | Yes | Net Metered Residential | Sunny Mac LLC |  | AC Electric | Accepted | 2023-12-29 | 2024-01-30 | 2025-01-30 | Inverters | SE3000H-US | Solaredge | 3000 |  | 1 |  |  | 0.1 |  | Outdoor | next to meter
NJADRE1555542475 | Administratively Determined Incentive Program | CLAYTON | 8312 | 15 | 4.8 | Residential | Behind the Meter | Yes | Net Metered Residential | SunnyMac LLC |  | AC Electric | Accepted | 2023-12-29 | 2024-01-30 | 2025-01-30 | Solar Panels | Q.PEAK DUO BLK ML-G10+ 400W | HANWHA |  | 0.4 | 12 | 142 | 26 |  | Fixed | Roof
NJADRE1555542475 | Administratively Determined Incentive Program | CLAYTON | 8312 | 15 | 4.8 | Residential | Behind the Meter | Yes | Net Metered Residential | SunnyMac LLC |  | AC Electric | Accepted | 2023-12-29 | 2024-01-30 | 2025-01-30 | Inverters | SE3800H-US | Solaredge | 3800 |  | 1 |  |  | 0.1 |  | Outdoor | next to meter
NJADRE1555542475 | Administratively Determined Incentive Program | CLAYTON | 8312 | 15 | 4.8 | Residential | Behind the Meter | Yes | Net Metered Residential | SunnyMac LLC |  | AC Electric | Accepted | 2023-12-29 | 2024-01-30 | 2025-01-30 | Meters | SE-RGMTR-1D-240C-B | Solaredge |  |  | 1 |  |  |  | Yes | Outdoor
NJADRE1555542492 | Administratively Determined Incentive Program | PATERSON | 7501 | 6 | 4.05 | Residential | Behind the Meter | No | Net Metered Residential | SunnyMac LLC |  | PSE&G | Accepted | 2024-01-02 | 2024-01-29 | 2025-01-29 | Solar Panels | Q.PEAK DUO BLK ML-G10+ 405 | HANWHA |  | 0.405 | 10 | 180 | 34 |  | Fixed | Roof
NJADRE1555542492 | Administratively Determined Incentive Program | PATERSON | 7501 | 6 | 4.05 | Residential | Behind the Meter | No | Net Metered Residential | SunnyMac LLC |  | PSE&G | Accepted | 2024-01-02 | 2024-01-29 | 2025-01-29 | Inverters | IQ8PLUS-72-2-US | ENPHASE | 290 |  | 10 |  |  | 0.1 |  | Outdoor | next to meter
NJADRE1555542500 | Administratively Determined Incentive Program | West Milford | 7480 | 6 | 6.8 | Residential | Behind the Meter | Yes | Net Metered Residential | Pro Custom Solar dba Momentum Solar |  | Orange Rockland Electric | Accepted | 2023-12-29 | 2024-01-29 | 2025-01-29 | Solar Panels | Q. PEAK DUO BLK ML-G10+400 | hanwha |  | 0.4 | 14 | 220 | 23 |  | Fixed | Roof
NJADRE1555542500 | Administratively Determined Incentive Program | West Milford | 7480 | 6 | 6.8 | Residential | Behind the Meter | Yes | Net Metered Residential | Pro Custom Solar dba Momentum Solar |  | Orange Rockland Electric | Accepted | 2023-12-29 | 2024-01-29 | 2025-01-29 | Solar Panels | Q. PEAK DUO BLK ML-G10+400 | hanwha |  | 0.4 | 3 | 40 | 22 |  | Fixed | Roof
NJADRE1555542500 | Administratively Determined Incentive Program | West Milford | 7480 | 6 | 6.8 | Residential | Behind the Meter | Yes | Net Metered Residential | Pro Custom Solar dba Momentum Solar |  | Orange Rockland Electric | Accepted | 2023-12-29 | 2024-01-29 | 2025-01-29 | Inverters | IQ8PLUS-72-2-US | enphase | 300 |  | 17 |  |  | 0.97 |  | Outdoor
NJADRE1555545020 | Administratively Determined Incentive Program | North Brunswick Township | 8902 | 11 | 9.32 | Residential | Behind the Meter | Yes | Net Metered Residential | Sunrun Installation Services, Inc. |  | PSE&G | Accepted | 2023-12-29 | 2024-01-26 | 2025-01-26 | Solar Panels | HANWHA Q-CELLS | Q.PEAK DUO BLK ML-G10+ 405 |  | 0.405 | 20 | 204 | 32 |  | Fixed | Roof
NJADRE1555545020 | Administratively Determined Incentive Program | North Brunswick Township | 8902 | 11 | 9.32 | Residential | Behind the Meter | Yes | Net Metered Residential | Sunrun Installation Services, Inc. |  | PSE&G | Accepted | 2023-12-29 | 2024-01-26 | 2025-01-26 | Solar Panels | HANWHA Q-CELLS: | Q.PEAK DUO BLK ML-G10+ 405 |  | 0.405 | 3 | 203 | 32 |  | Fixed | Roof
NJADRE1555545020 | Administratively Determined Incentive Program | North Brunswick Township | 8902 | 11 | 9.32 | Residential | Behind the Meter | Yes | Net Metered Residential | Sunrun Installation Services, Inc. |  | PSE&G | Accepted | 2023-12-29 | 2024-01-26 | 2025-01-26 | Inverters | SOLAREDGE TECHNOLOGIES: | SE7600H-USSN | 7600 |  | 1 |  |  | 0.99 |  | Outdoor
NJADRE1555546137 | Administratively Determined Incentive Program | WILLINGBORO TWP | 8046 | 13 | 3.24 | Residential | Behind the Meter | Yes | Net Metered Residential | Sunrun Installation Services, Inc. |  | PSE&G | Accepted | 2023-12-29 | 2024-01-26 | 2025-01-26 | Inverters | Delta Electronics | E4-TL-US | 4000 |  | 1 |  |  | 0.975 |  | Outdoor | next to meter
NJADRE1555546137 | Administratively Determined Incentive Program | WILLINGBORO TWP | 8046 | 13 | 3.24 | Residential | Behind the Meter | Yes | Net Metered Residential | Sunrun Installation Services, Inc. |  | PSE&G | Accepted | 2023-12-29 | 2024-01-26 | 2025-01-26 | Solar Panels | HANWHA Q-CELLS | Q.PEAK DUO BLK ML-G10+ 405 |  | 0.405 | 8 | 122 | 28 |  | Fixed | Roof
NJADRE1555549409 | Administratively Determined Incentive Program | Plainfield | 7062 | 10 | 6.16 | Residential | Behind the Meter | Yes | Net Metered Residential | Freedom Forever New Jersey LLC |  | PSE&G | Accepted | 2023-12-29 | 2024-01-31 | 2025-01-31 | Inverters | Solar Edge | SE5000H-USRGM | 5000 |  | 1 |  |  | 0.99 |  | Outdoor
NJADRE1555549409 | Administratively Determined Incentive Program | Plainfield | 7062 | 10 | 6.16 | Residential | Behind the Meter | Yes | Net Metered Residential | Freedom Forever New Jersey LLC |  | PSE&G | Accepted | 2023-12-29 | 2024-01-31 | 2025-01-31 | Solar Panels | Jinko Solar | JKM385M-6RL3-B |  | 0.385 | 16 | 210 | 38 |  | Fixed | Roof
NJADRE1555552752 | Administratively Determined Incentive Program | Cherry Hill Twp | 8034 | 14 | 6.81 | Residential | Behind the Meter | No | Net Metered Residential | GAF Energy |  | PSE&G | Accepted | 2023-12-29 | 2024-02-06 | 2025-02-06 | Inverters | Delta | M6-TL-US | 6000 |  | 1 |  |  | 0.975 |  | Outdoor
NJADRE1555552752 | Administratively Determined Incentive Program | Cherry Hill Twp | 8034 | 14 | 6.81 | Residential | Behind the Meter | No | Net Metered Residential | GAF Energy |  | PSE&G | Accepted | 2023-12-29 | 2024-02-06 | 2025-02-06 | Solar Panels | GAF Energy | TLS-1 |  | 0.046 | 132 | 244 | 34 |  | Fixed | Roof
NJADRE1555552752 | Administratively Determined Incentive Program | Cherry Hill Twp | 8034 | 14 | 6.81 | Residential | Behind the Meter | No | Net Metered Residential | GAF Energy |  | PSE&G | Accepted | 2023-12-29 | 2024-02-06 | 2025-02-06 | Solar Panels | GAF Energy | TLS-1 |  | 0.046 | 16 | 64 | 34 |  | Fixed | Roof
NJADRE1555552809 | Administratively Determined Incentive Program | South Toms River | 8757 | 18 | 10.53 | Residential | Behind the Meter | Yes | Net Metered Residential | Sunrun Installation Services, Inc. |  | JCP&L | Accepted | 2023-12-29 | 2024-01-26 | 2025-01-26 | Inverters | SOLAREDGE TECHNOLOGIES | SE7600H-USSN | 7600 |  | 1 |  |  | 0.99 |  | Outdoor | Next to Meter
NJADRE1555552809 | Administratively Determined Incentive Program | South Toms River | 8757 | 18 | 10.53 | Residential | Behind the Meter | Yes | Net Metered Residential | Sunrun Installation Services, Inc. |  | JCP&L | Accepted | 2023-12-29 | 2024-01-26 | 2025-01-26 | Solar Panels | Hanwha Q-Cells | Q.PEAK DUO BLK ML-G10+ 405 |  | 0.405 | 4 | 198 | 18 |  | Fixed | Roof
NJADRE1555552809 | Administratively Determined Incentive Program | South Toms River | 8757 | 18 | 10.53 | Residential | Behind the Meter | Yes | Net Metered Residential | Sunrun Installation Services, Inc. |  | JCP&L | Accepted | 2023-12-29 | 2024-01-26 | 2025-01-26 | Solar Panels | Hanwha Q-Cells | Q.PEAK DUO BLK ML-G10+ 405 |  | 0.405 | 10 | 288 | 18 |  | Fixed | Roof
NJADRE1555552809 | Administratively Determined Incentive Program | South Toms River | 8757 | 18 | 10.53 | Residential | Behind the Meter | Yes | Net Metered Residential | Sunrun Installation Services, Inc. |  | JCP&L | Accepted | 2023-12-29 | 2024-01-26 | 2025-01-26 | Solar Panels | Hanwha Q-Cells | Q.PEAK DUO BLK ML-G10+ 405 |  | 0.405 | 6 | 108 | 18 |  | Fixed | Roof
NJADRE1555552809 | Administratively Determined Incentive Program | South Toms River | 8757 | 18 | 10.53 | Residential | Behind the Meter | Yes | Net Metered Residential | Sunrun Installation Services, Inc. |  | JCP&L | Accepted | 2023-12-29 | 2024-01-26 | 2025-01-26 | Solar Panels | Hanwha Q-Cells | Q.PEAK DUO BLK ML-G10+ 405 |  | 0.405 | 6 | 18 | 18 |  | Fixed | Roof
NJADRE1555552814 | Administratively Determined Incentive Program | Union | 7083 | 10 | 7.32 | Residential | Behind the Meter | Yes | Net Metered Residential | Freedom Forever New Jersey LLC |  | PSE&G | Accepted | 2023-12-29 | 2024-01-26 | 2025-01-26 | Inverters | Solar Edge | SE5000H-USRGM | 5000 |  | 1 |  |  | 0.99 |  | Outdoor
NJADRE1555552814 | Administratively Determined Incentive Program | Union | 7083 | 10 | 7.32 | Residential | Behind the Meter | Yes | Net Metered Residential | Freedom Forever New Jersey LLC |  | PSE&G | Accepted | 2023-12-29 | 2024-01-26 | 2025-01-26 | Solar Panels | Jinko Solar | JKM385M-6RL3-B |  | 0.385 | 12 | 218 | 10 |  | Fixed | Roof
NJADRE1555552814 | Administratively Determined Incentive Program | Union | 7083 | 10 | 7.32 | Residential | Behind the Meter | Yes | Net Metered Residential | Freedom Forever New Jersey LLC |  | PSE&G | Accepted | 2023-12-29 | 2024-01-26 | 2025-01-26 | Solar Panels | Jinko Solar | JKM385M-6RL3-B |  | 0.385 | 7 | 38 | 38 |  | Fixed | Roof
NJADRE1555552859 | Administratively Determined Incentive Program | CLIFFWOOD | 7721 | 17 | 12.71 | Residential | Behind the Meter | Yes | Net Metered Residential | Freedom Forever New Jersey LLC |  | JCP&L | Accepted | 2023-12-29 | 2024-01-30 | 2025-01-30 | Inverters | Solar Edge | SE10000H-USRGM | 10000 |  | 1 |  |  | 0.99 |  | Outdoor
NJADRE1555552859 | Administratively Determined Incentive Program | CLIFFWOOD | 7721 | 17 | 12.71 | Residential | Behind the Meter | Yes | Net Metered Residential | Freedom Forever New Jersey LLC |  | JCP&L | Accepted | 2023-12-29 | 2024-01-30 | 2025-01-30 | Solar Panels | Jinko Solar | JKM385M-6RL3-B |  | 0.385 | 18 | 262 | 21 |  | Fixed | Roof
NJADRE1555552859 | Administratively Determined Incentive Program | CLIFFWOOD | 7721 | 17 | 12.71 | Residential | Behind the Meter | Yes | Net Metered Residential | Freedom Forever New Jersey LLC |  | JCP&L | Accepted | 2023-12-29 | 2024-01-30 | 2025-01-30 | Solar Panels | Jinko Solar | JKM385M-6RL3-B |  | 0.385 | 15 | 82 | 21 |  | Fixed | Roof
NJADRE1555552864 | Administratively Determined Incentive Program | WHIPPANY | 7981 | 3 | 5.67 | Residential | Behind the Meter | Yes | Net Metered Residential | Sunrun Installation Services, Inc. |  | JCP&L | Accepted | 2023-12-29 | 2024-02-19 | 2025-02-19 | Inverters | Delta Electronics | E4-TL-US | 3840 |  | 1 |  |  | 0.96 |  | Outdoor | Next To Meter
NJADRE1555552864 | Administratively Determined Incentive Program | WHIPPANY | 7981 | 3 | 5.67 | Residential | Behind the Meter | Yes | Net Metered Residential | Sunrun Installation Services, Inc. |  | JCP&L | Accepted | 2023-12-29 | 2024-02-19 | 2025-02-19 | Solar Panels | Hanwha Q Cells | Q.PEAK DUO BLK ML-G10+ 405 |  | 0.405 | 8 | 258 | 19 |  | Fixed | Roof
NJADRE1555552864 | Administratively Determined Incentive Program | WHIPPANY | 7981 | 3 | 5.67 | Residential | Behind the Meter | Yes | Net Metered Residential | Sunrun Installation Services, Inc. |  | JCP&L | Accepted | 2023-12-29 | 2024-02-19 | 2025-02-19 | Solar Panels | Hanwha Q Cells | Q.PEAK DUO BLK ML-G10+ 405 |  | 0.405 | 6 | 349 | 23 |  | Fixed | Roof
NJADRE1555552866 | Administratively Determined Incentive Program | CLIFTON | 7013 | 6 | 5.27 | Residential | Behind the Meter | Yes | Net Metered Residential | Sunrun Installation Services, Inc. |  | PSE&G | Accepted | 2023-12-29 | 2024-01-26 | 2025-01-26 | Inverters | SOLAREDGE TECHNOLOGIES | SE3800H-USMN | 3800 |  | 1 |  |  | 0.99 |  | Outdoor | Next To Meter
NJADRE1555552866 | Administratively Determined Incentive Program | CLIFTON | 7013 | 6 | 5.27 | Residential | Behind the Meter | Yes | Net Metered Residential | Sunrun Installation Services, Inc. |  | PSE&G | Accepted | 2023-12-29 | 2024-01-26 | 2025-01-26 | Solar Panels | HANWHA Q-CELLS | Q.PEAK DUO BLK ML-G10+ 405 |  | 0.405 | 10 | 223 | 17 |  | Fixed | Roof
NJADRE1555552866 | Administratively Determined Incentive Program | CLIFTON | 7013 | 6 | 5.27 | Residential | Behind the Meter | Yes | Net Metered Residential | Sunrun Installation Services, Inc. |  | PSE&G | Accepted | 2023-12-29 | 2024-01-26 | 2025-01-26 | Solar Panels | HANWHA Q-CELLS | Q.PEAK DUO BLK ML-G10+ 405 |  | 0.405 | 3 | 43 | 8 |  | Fixed | Roof
NJADRE1555556584 | Administratively Determined Incentive Program | Burlington Township | 8016 | 13 | 5.67 | Residential | Behind the Meter | Yes | Net Metered Residential | Sunrun Installation Services, Inc. |  | PSE&G | Accepted | 2023-12-30 | 2024-01-29 | 2025-01-29 | Inverters | Delta Electronics | E4-TL-US | 3840 |  | 1 |  |  | 0.96 |  | Outdoor | Next To Meter
NJADRE1555556584 | Administratively Determined Incentive Program | Burlington Township | 8016 | 13 | 5.67 | Residential | Behind the Meter | Yes | Net Metered Residential | Sunrun Installation Services, Inc. |  | PSE&G | Accepted | 2023-12-30 | 2024-01-29 | 2025-01-29 | Solar Panels | Hanwha Q Cells | Q.PEAK DUO BLK ML-G10+ 405 |  | 0.405 | 14 | 127 | 23 |  | Fixed | Roof
NJADRE1555556862 | Administratively Determined Incentive Program | Camden | 8105 | 14 | 6.84 | Residential | Behind the Meter | Yes | Net Metered Residential | Bright Planet Solar |  | PSE&G | Accepted | 2023-12-30 | 2024-01-29 | 2025-01-29 | Inverters | Solar Edge | SE5000H-USRGM | 5000 |  | 1 |  |  | 0.98 |  | Outdoor | OUTSIDE
NJADRE1555556862 | Administratively Determined Incentive Program | Camden | 8105 | 14 | 6.84 | Residential | Behind the Meter | Yes | Net Metered Residential | Bright Planet Solar |  | PSE&G | Accepted | 2023-12-30 | 2024-01-29 | 2025-01-29 | Solar Panels | Hanwha Q-cells | Q.PEak Duo BLK ML-G9+ 380W |  | 0.38 | 3 | 61 | 34 |  | Fixed | Roof
NJADRE1555556862 | Administratively Determined Incentive Program | Camden | 8105 | 14 | 6.84 | Residential | Behind the Meter | Yes | Net Metered Residential | Bright Planet Solar |  | PSE&G | Accepted | 2023-12-30 | 2024-01-29 | 2025-01-29 | Solar Panels | Hanwha Q-cells | Q.Peak Duo BLK ML-G9+ 380W |  | 0.38 | 4 | 330 | 34 |  | Fixed | Roof
NJADRE1555556862 | Administratively Determined Incentive Program | Camden | 8105 | 14 | 6.84 | Residential | Behind the Meter | Yes | Net Metered Residential | Bright Planet Solar |  | PSE&G | Accepted | 2023-12-30 | 2024-01-29 | 2025-01-29 | Solar Panels | Hanwha Q-cells | Q.Peak Duo BLK ML-G9+ 380W |  | 0.38 | 3 | 241 | 34 |  | Fixed | Roof
NJADRE1555556862 | Administratively Determined Incentive Program | Camden | 8105 | 14 | 6.84 | Residential | Behind the Meter | Yes | Net Metered Residential | Bright Planet Solar |  | PSE&G | Accepted | 2023-12-30 | 2024-01-29 | 2025-01-29 | Solar Panels | Hanwha Q-cells | Q.Peak Duo BLK ML-G9+ 380W |  | 0.38 | 3 | 149 | 34 |  | Fixed | Roof
NJADRE1555556862 | Administratively Determined Incentive Program | Camden | 8105 | 14 | 6.84 | Residential | Behind the Meter | Yes | Net Metered Residential | Bright Planet Solar |  | PSE&G | Accepted | 2023-12-30 | 2024-01-29 | 2025-01-29 | Solar Panels | Hanwha Q-cells | Q.Peak Duo BLK ML-G9+ 380W |  | 0.38 | 1 | 241 | 18 |  | Fixed | Roof
NJADRE1555556862 | Administratively Determined Incentive Program | Camden | 8105 | 14 | 6.84 | Residential | Behind the Meter | Yes | Net Metered Residential | Bright Planet Solar |  | PSE&G | Accepted | 2023-12-30 | 2024-01-29 | 2025-01-29 | Solar Panels | Hanwha Q-cells | Q.Peak Duo BLK ML-G9+ 380W |  | 0.38 | 4 | 151 | 34 |  | Fixed | Roof
NJADRE1555556885 | Administratively Determined Incentive Program | LAFAYETTE | 7848 | 1 | 15.2 | Residential | Behind the Meter | No | Net Metered Residential | UNITED SOLAR LLC |  | JCP&L | Accepted | 2023-12-31 | 2024-01-29 | 2025-01-29 | Inverters | SOLAR EDGE | SE11400H-US | 11200 |  | 1 |  |  | 0.99 |  | Outdoor
NJADRE1555556885 | Administratively Determined Incentive Program | LAFAYETTE | 7848 | 1 | 15.2 | Residential | Behind the Meter | No | Net Metered Residential | UNITED SOLAR LLC |  | JCP&L | Accepted | 2023-12-31 | 2024-01-29 | 2025-01-29 | Solar Panels | SILFAB | SIL-400 HC + |  | 0.4 | 38 | 180 | 25 |  | Fixed | Ground
NJADRE1555556900 | Administratively Determined Incentive Program | CAMDEN | 8103 | 14 | 17.64 | Commercial | Behind the Meter | No | Small Net-Metered Non-Residential located on Rooftop, Carport, Canopy and Floating Solar | TJ Technology |  | PSE&G | Accepted | 2024-01-03 | 2024-02-01 | 2025-02-01 | Inverters | ENPHASE ENERGY | ENPHASE IQ 8 PLUS | 290 |  | 42 |  |  | 0.96 |  | Outside
NJADRE1555556900 | Administratively Determined Incentive Program | CAMDEN | 8103 | 14 | 17.64 | Commercial | Behind the Meter | No | Small Net-Metered Non-Residential located on Rooftop, Carport, Canopy and Floating Solar | TJ Technology |  | PSE&G | Accepted | 2024-01-03 | 2024-02-01 | 2025-02-01 | Solar Panels | JINKO SOLAR | JINKO JKM-420 |  | 0.42 | 42 | 187 | 10 |  | Fixed | Roof
NJADRE1555557662 | Administratively Determined Incentive Program | GUTTENBERG | 7093 | 8 | 9.6 | Residential | Behind the Meter | No | Net Metered Residential | Power Energy Solutions |  | PSE&G | Accepted | 2024-01-04 | 2024-01-30 | 2025-01-30 | Inverters | SE7600H-US | solaredge | 7600 |  | 1 |  |  | 0.99 |  | Outside | rooftop
NJADRE1555557662 | Administratively Determined Incentive Program | GUTTENBERG | 7093 | 8 | 9.6 | Residential | Behind the Meter | No | Net Metered Residential | Power Energy Solutions |  | PSE&G | Accepted | 2024-01-04 | 2024-01-30 | 2025-01-30 | Solar Panels | SIL-400 HC+ | SILFAB SOLAR |  | 0.4 | 24 | 200 | 2 |  | Fixed | Roof | ROOFTOP
NJADRE1555557816 | Administratively Determined Incentive Program | MAPLEWOOD | 7040 | 9 | 6.4 | Residential | Behind the Meter | No | Net Metered Residential | Power Energy Solutions |  | PSE&G | Accepted | 2024-01-04 | 2024-01-30 | 2025-01-30 | Inverters | SE6000H-US | SOLAREDGE | 6000 |  | 1 |  |  | 0.99 |  | Outside | ROOFTOP
NJADRE1555557816 | Administratively Determined Incentive Program | MAPLEWOOD | 7040 | 9 | 6.4 | Residential | Behind the Meter | No | Net Metered Residential | Power Energy Solutions |  | PSE&G | Accepted | 2024-01-04 | 2024-01-30 | 2025-01-30 | Solar Panels | SIL-400 HC+ | SILFAB SOLAR |  | 0.4 | 5 | 216 | 30 |  | Fixed | Roof | ROOFTOP
NJADRE1555557816 | Administratively Determined Incentive Program | MAPLEWOOD | 7040 | 9 | 6.4 | Residential | Behind the Meter | No | Net Metered Residential | Power Energy Solutions |  | PSE&G | Accepted | 2024-01-04 | 2024-01-30 | 2025-01-30 | Solar Panels | SIL-400 HC+ | SILFAB SOLAR |  | 0.4 | 6 | 216 | 13 |  | Fixed | Roof | ROOFTOP
NJADRE1555557816 | Administratively Determined Incentive Program | MAPLEWOOD | 7040 | 9 | 6.4 | Residential | Behind the Meter | No | Net Metered Residential | Power Energy Solutions |  | PSE&G | Accepted | 2024-01-04 | 2024-01-30 | 2025-01-30 | Solar Panels | SIL-400 HC+ | SILFAB SOLAR |  | 0.4 | 5 | 36 | 14 |  | Fixed | Roof | ROOFTOP
NJADRE1555558881 | Administratively Determined Incentive Program | JACKSON | 8527 | 18 | 9.88 | Residential | Behind the Meter | No | Net Metered Residential | Powerlutions |  | JCP&L | Accepted | 2024-01-01 | 2024-01-26 | 2025-01-26 | Solar Panels | Trina | TSM-DE09C.07 |  | 0.395 | 11 | 159 | 27 |  | Fixed | Roof
NJADRE1555558881 | Administratively Determined Incentive Program | JACKSON | 8527 | 18 | 9.88 | Residential | Behind the Meter | No | Net Metered Residential | Powerlutions |  | JCP&L | Accepted | 2024-01-01 | 2024-01-26 | 2025-01-26 | Solar Panels | Trina | TSM-DE09C.07 |  | 0.395 | 14 | 160 | 27 |  | Fixed | Roof
NJADRE1555558881 | Administratively Determined Incentive Program | JACKSON | 8527 | 18 | 9.88 | Residential | Behind the Meter | No | Net Metered Residential | Powerlutions |  | JCP&L | Accepted | 2024-01-01 | 2024-01-26 | 2025-01-26 | Inverters | ENPHASE | IQ7PLUS-72-2-US | 290 |  | 25 |  |  | 0.98 |  | Outdoor
NJADRE1555558905 | Administratively Determined Incentive Program | LYNDHURST | 7071 | 7 | 14.43 | Residential | Behind the Meter | No | Net Metered Residential | UNITED SOLAR LLC |  | PSE&G | Accepted | 2024-01-01 | 2024-02-05 | 2025-02-05 | Inverters | SOLAR EDGE | SE11400 | 11400 |  | 1 |  |  | 0.99 |  | Indoor
NJADRE1555558905 | Administratively Determined Incentive Program | LYNDHURST | 7071 | 7 | 14.43 | Residential | Behind the Meter | No | Net Metered Residential | UNITED SOLAR LLC |  | PSE&G | Accepted | 2024-01-01 | 2024-02-05 | 2025-02-05 | Solar Panels | CROSSROADS | 390 W BB |  | 0.39 | 37 | 216 | 35 |  | Fixed | Roof
NJADRE1555560213 | Administratively Determined Incentive Program | PHILLIPSBURG | 8865 | 2 | 8.4 | Residential | Behind the Meter | Yes | Net Metered Residential | Suntuity Solar LLC |  | JCP&L | Accepted | 2024-01-02 | 2024-01-26 | 2025-01-26 | Inverters | (21) ENPHASE | IQ8PLUS-72-2-US | 290 |  | 21 |  |  | 0.97 |  | Outdoor | Behind the PV modules
NJADRE1555560213 | Administratively Determined Incentive Program | PHILLIPSBURG | 8865 | 2 | 8.4 | Residential | Behind the Meter | Yes | Net Metered Residential | Suntuity Solar LLC |  | JCP&L | Accepted | 2024-01-02 | 2024-01-26 | 2025-01-26 | Solar Panels | (21) CANADIANSOLAR | CS6R-400MS-HL |  | 0.4 | 15 | 349 | 33 |  | Fixed | Roof
NJADRE1555560213 | Administratively Determined Incentive Program | PHILLIPSBURG | 8865 | 2 | 8.4 | Residential | Behind the Meter | Yes | Net Metered Residential | Suntuity Solar LLC |  | JCP&L | Accepted | 2024-01-02 | 2024-01-26 | 2025-01-26 | Solar Panels | (21) CANADIANSOLAR | CS6R-400MS-HL |  | 0.4 | 6 | 169 | 33 |  | Fixed | Roof
NJADRE1555560215 | Administratively Determined Incentive Program | SICKLERVILLE | 8081 | 14 | 6 | Residential | Behind the Meter | Yes | Net Metered Residential | Suntuity Solar LLC |  | AC Electric | Accepted | 2024-01-02 | 2024-01-26 | 2025-01-26 | Inverters | (15) ENPHASE | IQ8PLUS-72-2-US | 290 |  | 15 |  |  | 0.97 |  | Outdoor | Behind the PV modules
NJADRE1555560215 | Administratively Determined Incentive Program | SICKLERVILLE | 8081 | 14 | 6 | Residential | Behind the Meter | Yes | Net Metered Residential | Suntuity Solar LLC |  | AC Electric | Accepted | 2024-01-02 | 2024-01-26 | 2025-01-26 | Solar Panels | (15) CANADIANSOLAR | CS6R-400MS-HL |  | 0.4 | 15 | 163 | 31 |  | Fixed | Roof
NJADRE1555560219 | Administratively Determined Incentive Program | WILLINGBORO TWP | 8046 | 13 | 12.15 | Residential | Behind the Meter | Yes | Net Metered Residential | Sunrun Installation Services, Inc. |  | PSE&G | Accepted | 2024-01-02 | 2024-01-26 | 2025-01-26 | Inverters | Delta Electronics | E10-TL-US | 9600 |  | 1 |  |  | 0.975 |  | Outdoor | next to meter
NJADRE1555560219 | Administratively Determined Incentive Program | WILLINGBORO TWP | 8046 | 13 | 12.15 | Residential | Behind the Meter | Yes | Net Metered Residential | Sunrun Installation Services, Inc. |  | PSE&G | Accepted | 2024-01-02 | 2024-01-26 | 2025-01-26 | Solar Panels | HANWHA Q-CELLS | Q.PEAK DUO BLK ML-G10+ 405 |  | 0.405 | 12 | 155 | 19 |  | Fixed | Roof
NJADRE1555560219 | Administratively Determined Incentive Program | WILLINGBORO TWP | 8046 | 13 | 12.15 | Residential | Behind the Meter | Yes | Net Metered Residential | Sunrun Installation Services, Inc. |  | PSE&G | Accepted | 2024-01-02 | 2024-01-26 | 2025-01-26 | Solar Panels | HANWHA Q-CELLS | Q.PEAK DUO BLK ML-G10+ 405 |  | 0.405 | 18 | 246 | 18 |  | Fixed | Roof
NJADRE1555560220 | Administratively Determined Incentive Program | DUNELLEN | 8812 | 11 | 10.94 | Residential | Behind the Meter | Yes | Net Metered Residential | SunnyMac LLC |  | PSE&G | Accepted | 2024-01-02 | 2024-01-29 | 2025-01-29 | Solar Panels | Q.PEAK DUO BLK ML-G10+ 405 | HANWHA |  | 0.405 | 8 | 83 | 32 |  | Fixed | Roof
NJADRE1555560220 | Administratively Determined Incentive Program | DUNELLEN | 8812 | 11 | 10.94 | Residential | Behind the Meter | Yes | Net Metered Residential | SunnyMac LLC |  | PSE&G | Accepted | 2024-01-02 | 2024-01-29 | 2025-01-29 | Solar Panels | Q.PEAK DUO BLK ML-G10+ 405 | HANWHA |  | 0.405 | 19 | 263 | 32 |  | Fixed | Roof
NJADRE1555560220 | Administratively Determined Incentive Program | DUNELLEN | 8812 | 11 | 10.94 | Residential | Behind the Meter | Yes | Net Metered Residential | SunnyMac LLC |  | PSE&G | Accepted | 2024-01-02 | 2024-01-29 | 2025-01-29 | Inverters | SE7600H-US | SOLAREDGE | 7600 |  | 1 |  |  | 0.1 |  | Outdoor | next to meter
NJADRE1555560222 | Administratively Determined Incentive Program | PLAINFIELD | 7060 | 10 | 9.32 | Residential | Behind the Meter | Yes | Net Metered Residential | SunnyMac LLC |  | PSE&G | Accepted | 2024-01-02 | 2024-01-29 | 2025-01-29 | Solar Panels | Q.PEAK DUO BLK ML-G10+ 405 | HANWHA |  | 0.405 | 15 | 175 | 29 |  | Fixed | Roof
NJADRE1555560222 | Administratively Determined Incentive Program | PLAINFIELD | 7060 | 10 | 9.32 | Residential | Behind the Meter | Yes | Net Metered Residential | SunnyMac LLC |  | PSE&G | Accepted | 2024-01-02 | 2024-01-29 | 2025-01-29 | Solar Panels | Q.PEAK DUO BLK ML-G10+ 405 | HANWHA |  | 0.405 | 3 | 265 | 12 |  | Fixed | Roof
NJADRE1555560222 | Administratively Determined Incentive Program | PLAINFIELD | 7060 | 10 | 9.32 | Residential | Behind the Meter | Yes | Net Metered Residential | SunnyMac LLC |  | PSE&G | Accepted | 2024-01-02 | 2024-01-29 | 2025-01-29 | Solar Panels | Q.PEAK DUO BLK ML-G10+ 405 | HANWHA |  | 0.405 | 5 | 355 | 29 |  | Fixed | Roof
NJADRE1555560222 | Administratively Determined Incentive Program | PLAINFIELD | 7060 | 10 | 9.32 | Residential | Behind the Meter | Yes | Net Metered Residential | SunnyMac LLC |  | PSE&G | Accepted | 2024-01-02 | 2024-01-29 | 2025-01-29 | Inverters | SE7600H-US | SOLAREDGE | 7600 |  | 1 |  |  | 0.1 |  | Outdoor | next to meter
NJADRE1555560223 | Administratively Determined Incentive Program | BROWNS MILLS | 8015 | 13 | 6.08 | Residential | Behind the Meter | Yes | Net Metered Residential | Sunrun Installation Services, Inc. |  | JCP&L | Accepted | 2024-01-02 | 2024-01-26 | 2025-01-26 | Inverters | Delta Electronics | E6-TL-US | 5760 |  | 1 |  |  | 0.975 |  | Outdoor | next to meter
NJADRE1555560223 | Administratively Determined Incentive Program | BROWNS MILLS | 8015 | 13 | 6.08 | Residential | Behind the Meter | Yes | Net Metered Residential | Sunrun Installation Services, Inc. |  | JCP&L | Accepted | 2024-01-02 | 2024-01-26 | 2025-01-26 | Solar Panels | HANWHA Q-CELLS | Q.PEAK DUO BLK ML-G10+ 405 |  | 0.405 | 6 | 17 | 21 |  | Fixed | Roof
NJADRE1555560223 | Administratively Determined Incentive Program | BROWNS MILLS | 8015 | 13 | 6.08 | Residential | Behind the Meter | Yes | Net Metered Residential | Sunrun Installation Services, Inc. |  | JCP&L | Accepted | 2024-01-02 | 2024-01-26 | 2025-01-26 | Solar Panels | HANWHA Q-CELLS | Q.PEAK DUO BLK ML-G10+ 405 |  | 0.405 | 9 | 197 | 23 |  | Fixed | Roof
NJADRE1555560230 | Administratively Determined Incentive Program | CLIFTON | 7013 | 6 | 5.88 | Residential | Behind the Meter | No | Net Metered Residential | EMT Renewables |  | PSE&G | Accepted | 2024-01-02 | 2024-01-29 | 2025-01-29 | Inverters | ENPHASE | IQ7x | 315 |  | 14 |  |  | 0.98 |  | Other | UNDER EACH PANEL
NJADRE1555560230 | Administratively Determined Incentive Program | CLIFTON | 7013 | 6 | 5.88 | Residential | Behind the Meter | No | Net Metered Residential | EMT Renewables |  | PSE&G | Accepted | 2024-01-02 | 2024-01-29 | 2025-01-29 | Solar Panels | REC ALPHA | REC 420 |  | 0.42 | 10 | 116 | 12 |  | Fixed | Roof
NJADRE1555560230 | Administratively Determined Incentive Program | CLIFTON | 7013 | 6 | 5.88 | Residential | Behind the Meter | No | Net Metered Residential | EMT Renewables |  | PSE&G | Accepted | 2024-01-02 | 2024-01-29 | 2025-01-29 | Solar Panels | REC ALPHA | REC 420 |  | 0.42 | 2 | 116 | 32 |  | Fixed | Roof
NJADRE1555560230 | Administratively Determined Incentive Program | CLIFTON | 7013 | 6 | 5.88 | Residential | Behind the Meter | No | Net Metered Residential | EMT Renewables |  | PSE&G | Accepted | 2024-01-02 | 2024-01-29 | 2025-01-29 | Solar Panels | REC ALPHA | REC 420 |  | 0.42 | 2 | 296 | 30 |  | Fixed | Roof
NJADRE1555560238 | Administratively Determined Incentive Program | Millville | 8332 | 20 | 11.74 | Residential | Behind the Meter | No | Net Metered Residential | Tesla Energy Operations Inc |  | AC Electric | Accepted | 2024-01-02 | 2024-01-31 | 2025-01-31 | Electric Storage Battery | Tesla | AC Powerwall 2.0 |  |  | 1 |  |  |  | Lithium Ion |  | Inside
NJADRE1555560238 | Administratively Determined Incentive Program | Millville | 8332 | 20 | 11.74 | Residential | Behind the Meter | No | Net Metered Residential | Tesla Energy Operations Inc |  | AC Electric | Accepted | 2024-01-02 | 2024-01-31 | 2025-01-31 | Solar Panels | Tesla | SR72T2 |  | 0.072 | 26 | 223 | 32 |  | Fixed | Roof
NJADRE1555560238 | Administratively Determined Incentive Program | Millville | 8332 | 20 | 11.74 | Residential | Behind the Meter | No | Net Metered Residential | Tesla Energy Operations Inc |  | AC Electric | Accepted | 2024-01-02 | 2024-01-31 | 2025-01-31 | Inverters | Tesla | #1850000-00-C | 7600 |  | 1 |  |  | 0.98 |  | Indoor
NJADRE1555560238 | Administratively Determined Incentive Program | Millville | 8332 | 20 | 11.74 | Residential | Behind the Meter | No | Net Metered Residential | Tesla Energy Operations Inc |  | AC Electric | Accepted | 2024-01-02 | 2024-01-31 | 2025-01-31 | Solar Panels | Tesla | SR72T2 |  | 0.072 | 35 | 43 | 32 |  | Fixed | Roof
NJADRE1555560238 | Administratively Determined Incentive Program | Millville | 8332 | 20 | 11.74 | Residential | Behind the Meter | No | Net Metered Residential | Tesla Energy Operations Inc |  | AC Electric | Accepted | 2024-01-02 | 2024-01-31 | 2025-01-31 | Solar Panels | Tesla | SR72T2 |  | 0.072 | 60 | 313 | 44 |  | Fixed | Roof
NJADRE1555560238 | Administratively Determined Incentive Program | Millville | 8332 | 20 | 11.74 | Residential | Behind the Meter | No | Net Metered Residential | Tesla Energy Operations Inc |  | AC Electric | Accepted | 2024-01-02 | 2024-01-31 | 2025-01-31 | Solar Panels | Tesla | SR72T2 |  | 0.072 | 42 | 133 | 44 |  | Fixed | Roof
NJADRE1555560363 | Administratively Determined Incentive Program | IRVINGTON TOWN | 7111 | 9 | 3.2 | Residential | Behind the Meter | No | Net Metered Residential | Freedom Forever New Jersey LLC |  | PSE&G | Accepted | 2024-01-02 | 2024-01-29 | 2025-01-29 | Inverters | Solar Edge | SE3800H-USRGM [SI1] | 3800 |  | 1 |  |  | 0.99 |  | Outside
NJADRE1555560363 | Administratively Determined Incentive Program | IRVINGTON TOWN | 7111 | 9 | 3.2 | Residential | Behind the Meter | No | Net Metered Residential | Freedom Forever New Jersey LLC |  | PSE&G | Accepted | 2024-01-02 | 2024-01-29 | 2025-01-29 | Solar Panels | Freedom Forever | FF-MP-BBB-400 |  | 0.4 | 8 | 121 | 23 |  | Fixed | Roof
NJADRE1555560367 | Administratively Determined Incentive Program | LAWRENCE TWP | 8648 | 12 | 10.53 | Residential | Behind the Meter | Yes | Net Metered Residential | SunnyMac LLC |  | PSE&G | Accepted | 2024-01-02 | 2024-01-29 | 2025-01-29 | Solar Panels | Q.PEAK DUO BLK ML-G10+ 405 | HANWHA |  | 0.405 | 12 | 193 | 9 |  | Fixed | Roof
NJADRE1555560367 | Administratively Determined Incentive Program | LAWRENCE TWP | 8648 | 12 | 10.53 | Residential | Behind the Meter | Yes | Net Metered Residential | SunnyMac LLC |  | PSE&G | Accepted | 2024-01-02 | 2024-01-29 | 2025-01-29 | Solar Panels | Q.PEAK DUO BLK ML-G10+ 405 | HANWHA |  | 0.405 | 14 | 13 | 30 |  | Fixed | Roof
NJADRE1555560367 | Administratively Determined Incentive Program | LAWRENCE TWP | 8648 | 12 | 10.53 | Residential | Behind the Meter | Yes | Net Metered Residential | SunnyMac LLC |  | PSE&G | Accepted | 2024-01-02 | 2024-01-29 | 2025-01-29 | Inverters | SE7600H-US | SOLAREDGE | 7600 |  | 1 |  |  | 0.1 |  | Outdoor | next to meter
NJADRE1555560404 | Administratively Determined Incentive Program | BELLE MEAD | 8502 | 5 | 15.6 | Residential | Behind the Meter | No | Net Metered Residential | Exact Solar |  | PSE&G | Accepted | 2024-01-04 | 2024-01-30 | 2025-01-30 | Inverters | Enphase | IQ8M-72-2-US | 325 |  | 39 |  |  | 0.978 |  | Outdoor | Under the panels
NJADRE1555560404 | Administratively Determined Incentive Program | BELLE MEAD | 8502 | 5 | 15.6 | Residential | Behind the Meter | No | Net Metered Residential | Exact Solar |  | PSE&G | Accepted | 2024-01-04 | 2024-01-30 | 2025-01-30 | Solar Panels | VSUN | VSUN400-108BMH |  | 0.4 | 23 | 78.6 | 35 |  | Fixed | Roof
NJADRE1555560404 | Administratively Determined Incentive Program | BELLE MEAD | 8502 | 5 | 15.6 | Residential | Behind the Meter | No | Net Metered Residential | Exact Solar |  | PSE&G | Accepted | 2024-01-04 | 2024-01-30 | 2025-01-30 | Solar Panels | VSUN | VSUN400-108BMH |  | 0.4 | 14 | 258.6 | 34 |  | Fixed | Roof
NJADRE1555560404 | Administratively Determined Incentive Program | BELLE MEAD | 8502 | 5 | 15.6 | Residential | Behind the Meter | No | Net Metered Residential | Exact Solar |  | PSE&G | Accepted | 2024-01-04 | 2024-01-30 | 2025-01-30 | Solar Panels | VSUN | VSUN400-108BMH |  | 0.4 | 2 | 78.2 | 35 |  | Fixed | Roof
NJADRE1555560404 | Administratively Determined Incentive Program | BELLE MEAD | 8502 | 5 | 15.6 | Residential | Behind the Meter | No | Net Metered Residential | Exact Solar |  | PSE&G | Accepted | 2024-01-04 | 2024-01-30 | 2025-01-30 | Electric Storage Battery | Enphase | IQBATTERY-5P-1P-ROW |  |  | 2 |  |  |  | Lithium Ion |  | Inside
NJADRE1555560434 | Administratively Determined Incentive Program | PISCATAWAY | 8854 | 11 | 6.89 | Residential | Behind the Meter | Yes | Net Metered Residential | SunnyMac LLC |  | PSE&G | Accepted | 2024-01-02 | 2024-01-29 | 2025-01-29 | Solar Panels | Q.PEAK DUO BLK ML-G10+ 405 | HANWHA |  | 0.405 | 17 | 144 | 35 |  | Fixed | Roof
NJADRE1555560434 | Administratively Determined Incentive Program | PISCATAWAY | 8854 | 11 | 6.89 | Residential | Behind the Meter | Yes | Net Metered Residential | SunnyMac LLC |  | PSE&G | Accepted | 2024-01-02 | 2024-01-29 | 2025-01-29 | Inverters | SE6000H-US | Solaredge | 6000 |  | 1 |  |  | 0.1 |  | Outdoor | next to meter
NJADRE1555560435 | Administratively Determined Incentive Program | TEANECK | 7666 | 7 | 6.48 | Residential | Behind the Meter | Yes | Net Metered Residential | Sunrun Installation Services, Inc. |  | PSE&G | Accepted | 2024-01-02 | 2024-01-29 | 2025-01-29 | Inverters | SOLAREDGE TECHNOLOGIES | SE6000H-USSN | 6000 |  | 1 |  |  | 0.992 |  | Outdoor | Next to meter
NJADRE1555560435 | Administratively Determined Incentive Program | TEANECK | 7666 | 7 | 6.48 | Residential | Behind the Meter | Yes | Net Metered Residential | Sunrun Installation Services, Inc. |  | PSE&G | Accepted | 2024-01-02 | 2024-01-29 | 2025-01-29 | Solar Panels | HANWHA Q-CELLS | Q.PEAK DUO BLK ML-G10+ 405 |  | 0.405 | 5 | 309 | 41 |  | Fixed | Roof
NJADRE1555560435 | Administratively Determined Incentive Program | TEANECK | 7666 | 7 | 6.48 | Residential | Behind the Meter | Yes | Net Metered Residential | Sunrun Installation Services, Inc. |  | PSE&G | Accepted | 2024-01-02 | 2024-01-29 | 2025-01-29 | Solar Panels | HANWHA Q-CELLS | Q.PEAK DUO BLK ML-G10+ 405 |  | 0.405 | 11 | 129 | 42 |  | Fixed | Roof
NJADRE1555560487 | Administratively Determined Incentive Program | Bridgeton | 8302 | 20 | 7.29 | Residential | Behind the Meter | Yes | Net Metered Residential | Trinity Solar Inc. |  | AC Electric | Accepted | 2024-01-04 | 2024-01-30 | 2025-01-30 | Inverters | Solar Edge | SE6000H-US000BEi4 | 6000 |  | 1 |  |  | 0.97 |  | Outside
NJADRE1555560487 | Administratively Determined Incentive Program | Bridgeton | 8302 | 20 | 7.29 | Residential | Behind the Meter | Yes | Net Metered Residential | Trinity Solar Inc. |  | AC Electric | Accepted | 2024-01-04 | 2024-01-30 | 2025-01-30 | Solar Panels | HANWHA | (Q.PEAK DUO BLK ML-G10+ 405) |  | 0.405 | 18 | 156 | 23 |  | Fixed | Roof
NJADRE1555560817 | Administratively Determined Incentive Program | WILLINGBORO | 8046 | 13 | 7.11 | Residential | Behind the Meter | Yes | Net Metered Residential | Sunrun Installation Services, Inc. |  | PSE&G | Accepted | 2024-01-02 | 2024-01-29 | 2025-01-29 | Inverters | SolarEdge Technologies | SE6000H-USSN | 6000 |  | 1 |  |  | 0.96 |  | Outdoor
NJADRE1555560817 | Administratively Determined Incentive Program | WILLINGBORO | 8046 | 13 | 7.11 | Residential | Behind the Meter | Yes | Net Metered Residential | Sunrun Installation Services, Inc. |  | PSE&G | Accepted | 2024-01-02 | 2024-01-29 | 2025-01-29 | Solar Panels | Trina Solar | TSM-395DE09C.07 |  | 0.395 | 18 | 113 | 41 |  | Fixed | Roof
NJADRE1555560888 | Administratively Determined Incentive Program | EGG HARBOR TWP | 8234 | 19 | 939.15 | Commercial | Behind the Meter | Yes | Small Net-Metered Non-Residential located on Rooftop, Carport, Canopy and Floating Solar | Novitium Energy LLC |  | AC Electric | Accepted | 2024-01-02 | 2024-01-30 | 2025-01-30 | Inverters | Chint | CPS SCA50KTL-DO/US-480 | 50000 |  | 5 |  |  | 0.98 |  | Outside
NJADRE1555560888 | Administratively Determined Incentive Program | EGG HARBOR TWP | 8234 | 19 | 939.15 | Commercial | Behind the Meter | Yes | Small Net-Metered Non-Residential located on Rooftop, Carport, Canopy and Floating Solar | Novitium Energy LLC |  | AC Electric | Accepted | 2024-01-02 | 2024-01-30 | 2025-01-30 | Inverters | Chint | CPS SCA36KTL-DO/US-480 | 36000 |  | 1 |  |  | 0.98 |  | Outside
NJADRE1555560888 | Administratively Determined Incentive Program | EGG HARBOR TWP | 8234 | 19 | 939.15 | Commercial | Behind the Meter | Yes | Small Net-Metered Non-Residential located on Rooftop, Carport, Canopy and Floating Solar | Novitium Energy LLC |  | AC Electric | Accepted | 2024-01-02 | 2024-01-30 | 2025-01-30 | Inverters | Chint | CPS SCA60KTL-DO/US-480 | 60000 |  | 8 |  |  | 0 |  | Outside
NJADRE1555560888 | Administratively Determined Incentive Program | EGG HARBOR TWP | 8234 | 19 | 939.15 | Commercial | Behind the Meter | Yes | Small Net-Metered Non-Residential located on Rooftop, Carport, Canopy and Floating Solar | Novitium Energy LLC |  | AC Electric | Accepted | 2024-01-02 | 2024-01-30 | 2025-01-30 | Solar Panels | Zn Shine | ZNSHINE SOLAR ZXM6-NHLDD144 450W |  | 0.45 | 2087 | 202 | 5 |  | Fixed | Parking Lot
NJADRE1555560905 | Administratively Determined Incentive Program | Hawthorne | 7506 | 6 | 6.08 | Residential | Behind the Meter | Yes | Net Metered Residential | SunnyMac LLC |  | PSE&G | Accepted | 2024-01-02 | 2024-01-30 | 2025-01-30 | Solar Panels | Q.PEAK DUO BLK ML-G10+ 405 | HANWHA |  | 0.405 | 5 | 103 | 48 |  | Fixed | Roof
NJADRE1555560905 | Administratively Determined Incentive Program | Hawthorne | 7506 | 6 | 6.08 | Residential | Behind the Meter | Yes | Net Metered Residential | SunnyMac LLC |  | PSE&G | Accepted | 2024-01-02 | 2024-01-30 | 2025-01-30 | Solar Panels | Q.PEAK DUO BLK ML-G10+ 405 | HANWHA |  | 0.405 | 3 | 193 | 43 |  | Fixed | Roof
NJADRE1555560905 | Administratively Determined Incentive Program | Hawthorne | 7506 | 6 | 6.08 | Residential | Behind the Meter | Yes | Net Metered Residential | SunnyMac LLC |  | PSE&G | Accepted | 2024-01-02 | 2024-01-30 | 2025-01-30 | Solar Panels | Q.PEAK DUO BLK ML-G10+ 405 | HANWHA |  | 0.405 | 2 | 193 | 22 |  | Fixed | Roof
NJADRE1555560905 | Administratively Determined Incentive Program | Hawthorne | 7506 | 6 | 6.08 | Residential | Behind the Meter | Yes | Net Metered Residential | SunnyMac LLC |  | PSE&G | Accepted | 2024-01-02 | 2024-01-30 | 2025-01-30 | Solar Panels | Q.PEAK DUO BLK ML-G10+ 405 | HANWHA |  | 0.405 | 2 | 13 | 22 |  | Fixed | Roof
NJADRE1555560905 | Administratively Determined Incentive Program | Hawthorne | 7506 | 6 | 6.08 | Residential | Behind the Meter | Yes | Net Metered Residential | SunnyMac LLC |  | PSE&G | Accepted | 2024-01-02 | 2024-01-30 | 2025-01-30 | Solar Panels | Q.PEAK DUO BLK ML-G10+ 405 | HANWHA |  | 0.405 | 3 | 283 | 22 |  | Fixed | Roof
NJADRE1555560905 | Administratively Determined Incentive Program | Hawthorne | 7506 | 6 | 6.08 | Residential | Behind the Meter | Yes | Net Metered Residential | SunnyMac LLC |  | PSE&G | Accepted | 2024-01-02 | 2024-01-30 | 2025-01-30 | Inverters | SE5000H-US | Solaredge | 5000 |  | 1 |  |  | 0.1 |  | Outdoor | next to meter
NJADRE1555560905 | Administratively Determined Incentive Program | Hawthorne | 7506 | 6 | 6.08 | Residential | Behind the Meter | Yes | Net Metered Residential | SunnyMac LLC |  | PSE&G | Accepted | 2024-01-02 | 2024-01-30 | 2025-01-30 | Meters | SE-RGMTR-1D-240C-B | Solaredge |  |  | 1 |  |  |  | Yes | Outdoor
NJADRE1555560906 | Administratively Determined Incentive Program | NORTH CALDWELL | 7006 | 9 | 22.19 | Residential | Behind the Meter | No | Net Metered Residential | Vanguard Energy Partners, LLC |  | PSE&G | Accepted | 2024-01-02 | 2024-01-30 | 2025-01-30 | Inverters | Solaredge | SE7600H-US | 7600 |  | 2 |  |  | 0.99 |  | Outdoor
NJADRE1555560906 | Administratively Determined Incentive Program | NORTH CALDWELL | 7006 | 9 | 22.19 | Residential | Behind the Meter | No | Net Metered Residential | Vanguard Energy Partners, LLC |  | PSE&G | Accepted | 2024-01-02 | 2024-01-30 | 2025-01-30 | Solar Panels | Hyundai | HiE-S435HG |  | 0.435 | 51 | 218 | 10 |  | Fixed | Roof
NJADRE1555560915 | Administratively Determined Incentive Program | Fords | 8863 | 11 | 7.7 | Residential | Behind the Meter | Yes | Net Metered Residential | All Season Solar |  | PSE&G | Accepted | 2024-01-02 | 2024-01-29 | 2025-01-29 | Inverters | Enphase | IQ8Plus | 290 |  | 20 |  |  | 0 |  | Outside
NJADRE1555560915 | Administratively Determined Incentive Program | Fords | 8863 | 11 | 7.7 | Residential | Behind the Meter | Yes | Net Metered Residential | All Season Solar |  | PSE&G | Accepted | 2024-01-02 | 2024-01-29 | 2025-01-29 | Solar Panels | JA Solar | JAM54S31 |  | 0.385 | 2 | 354 | 30 |  | Fixed | Roof
NJADRE1555560915 | Administratively Determined Incentive Program | Fords | 8863 | 11 | 7.7 | Residential | Behind the Meter | Yes | Net Metered Residential | All Season Solar |  | PSE&G | Accepted | 2024-01-02 | 2024-01-29 | 2025-01-29 | Solar Panels | JA Solar | JAM54S31 |  | 0.385 | 2 | 174 | 30 |  | Fixed | Roof
NJADRE1555560915 | Administratively Determined Incentive Program | Fords | 8863 | 11 | 7.7 | Residential | Behind the Meter | Yes | Net Metered Residential | All Season Solar |  | PSE&G | Accepted | 2024-01-02 | 2024-01-29 | 2025-01-29 | Solar Panels | JA Solar | JAM54S31 |  | 0.385 | 14 | 174 | 30 |  | Fixed | Roof
NJADRE1555560915 | Administratively Determined Incentive Program | Fords | 8863 | 11 | 7.7 | Residential | Behind the Meter | Yes | Net Metered Residential | All Season Solar |  | PSE&G | Accepted | 2024-01-02 | 2024-01-29 | 2025-01-29 | Solar Panels | JA Solar | JAM54S31 |  | 0.385 | 2 | 174 | 20 |  | Fixed | Roof
NJADRE1555560922 | Administratively Determined Incentive Program | Haddon Heights | 8035 | 14 | 4.46 | Residential | Behind the Meter | Yes | Net Metered Residential | SunnyMac LLC |  | PSE&G | Accepted | 2024-01-02 | 2024-01-29 | 2025-01-29 | Solar Panels | Q.PEAK DUO BLK ML-G10+ 405 | HANWHA |  | 0.405 | 11 | 184 | 30 |  | Fixed | Roof
NJADRE1555560922 | Administratively Determined Incentive Program | Haddon Heights | 8035 | 14 | 4.46 | Residential | Behind the Meter | Yes | Net Metered Residential | SunnyMac LLC |  | PSE&G | Accepted | 2024-01-02 | 2024-01-29 | 2025-01-29 | Inverters | SE3800H-USc | SOLAREDGE | 3800 |  | 1 |  |  | 0.1 |  | Outdoor | next to meter
NJADRE1555560953 | Administratively Determined Incentive Program | PISCATAWAY | 8854 | 11 | 8.51 | Residential | Behind the Meter | Yes | Net Metered Residential | SunnyMac LLC |  | PSE&G | Accepted | 2024-01-02 | 2024-02-01 | 2025-02-01 | Solar Panels | Q.PEAK DUO BLK ML-G10+ 405 | HANWHA |  | 0.405 | 9 | 234 | 18 |  | Fixed | Roof
NJADRE1555560953 | Administratively Determined Incentive Program | PISCATAWAY | 8854 | 11 | 8.51 | Residential | Behind the Meter | Yes | Net Metered Residential | SunnyMac LLC |  | PSE&G | Accepted | 2024-01-02 | 2024-02-01 | 2025-02-01 | Solar Panels | Q.PEAK DUO BLK ML-G10+ 405 | HANWHA |  | 0.405 | 8 | 324 | 15 |  | Fixed | Roof
NJADRE1555560953 | Administratively Determined Incentive Program | PISCATAWAY | 8854 | 11 | 8.51 | Residential | Behind the Meter | Yes | Net Metered Residential | SunnyMac LLC |  | PSE&G | Accepted | 2024-01-02 | 2024-02-01 | 2025-02-01 | Solar Panels | Q.PEAK DUO BLK ML-G10+ 405 | HANWHA |  | 0.405 | 4 | 54 | 18 |  | Fixed | Roof
NJADRE1555560953 | Administratively Determined Incentive Program | PISCATAWAY | 8854 | 11 | 8.51 | Residential | Behind the Meter | Yes | Net Metered Residential | SunnyMac LLC |  | PSE&G | Accepted | 2024-01-02 | 2024-02-01 | 2025-02-01 | Inverters | SE 6000H-US | SOLAREDGE | 6000 |  | 1 |  |  | 0.1 |  | Outdoor | next to meter
NJADRE1555560961 | Administratively Determined Incentive Program | Roselle | 7203 | 10 | 8.4 | Residential | Behind the Meter | Yes | Net Metered Residential | Pro Custom Solar dba Momentum Solar |  | PSE&G | Accepted | 2024-01-02 | 2024-01-29 | 2025-01-29 | Solar Panels | Q. PEAK DUO BLK ML-G10+400 | hanwha |  | 0.4 | 6 | 170 | 33 |  | Fixed | Roof
NJADRE1555560961 | Administratively Determined Incentive Program | Roselle | 7203 | 10 | 8.4 | Residential | Behind the Meter | Yes | Net Metered Residential | Pro Custom Solar dba Momentum Solar |  | PSE&G | Accepted | 2024-01-02 | 2024-01-29 | 2025-01-29 | Solar Panels | Q. PEAK DUO BLK ML-G10+400 | hanwha |  | 0.4 | 15 | 350 | 33 |  | Fixed | Roof
NJADRE1555560961 | Administratively Determined Incentive Program | Roselle | 7203 | 10 | 8.4 | Residential | Behind the Meter | Yes | Net Metered Residential | Pro Custom Solar dba Momentum Solar |  | PSE&G | Accepted | 2024-01-02 | 2024-01-29 | 2025-01-29 | Inverters | IQ8PLUS-72-2-US | enphase | 290 |  | 21 |  |  | 0.97 |  | Outdoor
NJADRE1555560974 | Administratively Determined Incentive Program | Cape May Court House | 8210 | 21 | 5.6 | Residential | Behind the Meter | Yes | Net Metered Residential | Pro Custom Solar dba Momentum Solar |  | AC Electric | Accepted | 2024-01-02 | 2024-01-29 | 2025-01-29 | Solar Panels | Q. PEAK DUO BLK ML-G10+400 | HANWHA |  | 0.4 | 14 | 219 | 27 |  | Fixed | Roof
NJADRE1555560974 | Administratively Determined Incentive Program | Cape May Court House | 8210 | 21 | 5.6 | Residential | Behind the Meter | Yes | Net Metered Residential | Pro Custom Solar dba Momentum Solar |  | AC Electric | Accepted | 2024-01-02 | 2024-01-29 | 2025-01-29 | Inverters | IQ8PLUS-72-2-US | enphase | 290 |  | 14 |  |  | 0.97 |  | Outdoor
NJADRE1555560988 | Administratively Determined Incentive Program | PATERSON | 7513 | 6 | 9.6 | Residential | Behind the Meter | Yes | Net Metered Residential | Pro Custom Solar dba Momentum Solar |  | PSE&G | Accepted | 2024-01-02 | 2024-01-29 | 2025-01-29 | Solar Panels | Q. PEAK DUO BLK ML-G10+400 | hanwha |  | 0.4 | 12 | 98 | 32 |  | Fixed | Roof
NJADRE1555560988 | Administratively Determined Incentive Program | PATERSON | 7513 | 6 | 9.6 | Residential | Behind the Meter | Yes | Net Metered Residential | Pro Custom Solar dba Momentum Solar |  | PSE&G | Accepted | 2024-01-02 | 2024-01-29 | 2025-01-29 | Solar Panels | Q. PEAK DUO BLK ML-G10+400 | hanwha |  | 0.4 | 12 | 278 | 32 |  | Fixed | Roof
NJADRE1555560988 | Administratively Determined Incentive Program | PATERSON | 7513 | 6 | 9.6 | Residential | Behind the Meter | Yes | Net Metered Residential | Pro Custom Solar dba Momentum Solar |  | PSE&G | Accepted | 2024-01-02 | 2024-01-29 | 2025-01-29 | Inverters | IQ8PLUS-72-2-US | enphase | 290 |  | 24 |  |  | 0.97 |  | Outdoor
NJADRE1555560998 | Administratively Determined Incentive Program | PARSIPPANY | 7054 | 3 | 8.8 | Residential | Behind the Meter | Yes | Net Metered Residential | Pro Custom Solar dba Momentum Solar |  | JCP&L | Accepted | 2024-01-02 | 2024-01-29 | 2025-01-29 | Solar Panels | Q. PEAK DUO BLK ML-G10+400 | hanwha |  | 0.4 | 9 | 269 | 19 |  | Fixed | Roof
NJADRE1555560998 | Administratively Determined Incentive Program | PARSIPPANY | 7054 | 3 | 8.8 | Residential | Behind the Meter | Yes | Net Metered Residential | Pro Custom Solar dba Momentum Solar |  | JCP&L | Accepted | 2024-01-02 | 2024-01-29 | 2025-01-29 | Solar Panels | Q. PEAK DUO BLK ML-G10+400 | hanwha |  | 0.4 | 7 | 269 | 15 |  | Fixed | Roof
NJADRE1555560998 | Administratively Determined Incentive Program | PARSIPPANY | 7054 | 3 | 8.8 | Residential | Behind the Meter | Yes | Net Metered Residential | Pro Custom Solar dba Momentum Solar |  | JCP&L | Accepted | 2024-01-02 | 2024-01-29 | 2025-01-29 | Solar Panels | Q. PEAK DUO BLK ML-G10+400 | hanwha |  | 0.4 | 3 | 270 | 18 |  | Fixed | Roof
NJADRE1555560998 | Administratively Determined Incentive Program | PARSIPPANY | 7054 | 3 | 8.8 | Residential | Behind the Meter | Yes | Net Metered Residential | Pro Custom Solar dba Momentum Solar |  | JCP&L | Accepted | 2024-01-02 | 2024-01-29 | 2025-01-29 | Solar Panels | Q. PEAK DUO BLK ML-G10+400 | hanwha |  | 0.4 | 3 | 0.9 | 18 |  | Fixed | Roof
NJADRE1555560998 | Administratively Determined Incentive Program | PARSIPPANY | 7054 | 3 | 8.8 | Residential | Behind the Meter | Yes | Net Metered Residential | Pro Custom Solar dba Momentum Solar |  | JCP&L | Accepted | 2024-01-02 | 2024-01-29 | 2025-01-29 | Inverters | IQ8PLUS-72-2-US | enphase | 290 |  | 22 |  |  | 0.97 |  | Outdoor
NJADRE1555561003 | Administratively Determined Incentive Program | FLEMINGTON | 8822 | 4 | 18.23 | Residential | Behind the Meter | No | Net Metered Residential | Green Power Energy |  | JCP&L | Accepted | 2024-01-02 | 2024-01-29 | 2025-01-29 | Inverters | Enphase Energy | IQ8PLUS-72-2-US [240V] | 290 |  | 45 |  |  | 0.975 |  | Outdoor | Roof
NJADRE1555561003 | Administratively Determined Incentive Program | FLEMINGTON | 8822 | 4 | 18.23 | Residential | Behind the Meter | No | Net Metered Residential | Green Power Energy |  | JCP&L | Accepted | 2024-01-02 | 2024-01-29 | 2025-01-29 | Solar Panels | Hanwha Q-Cells | Q.PEAK DUO BLK ML-G10+ 405 |  | 0.405 | 35 | 254 | 23 |  | Fixed | Roof
NJADRE1555561003 | Administratively Determined Incentive Program | FLEMINGTON | 8822 | 4 | 18.23 | Residential | Behind the Meter | No | Net Metered Residential | Green Power Energy |  | JCP&L | Accepted | 2024-01-02 | 2024-01-29 | 2025-01-29 | Solar Panels | Hanwha Q-Cells | Q.PEAK DUO BLK ML-G10+ 405 |  | 0.405 | 10 | 74 | 23 |  | Fixed | Roof
NJADRE1555561106 | Administratively Determined Incentive Program | BURLNGTN TWP | 8016 | 13 | 16.61 | Residential | Behind the Meter | Yes | Net Metered Residential | Sunrun Installation Services, Inc. |  | PSE&G | Accepted | 2024-01-02 | 2024-01-29 | 2025-01-29 | Inverters | DELTA ELECTRONICS | E8-TL-US | 8000 |  | 2 |  |  | 0.975 |  | Outdoor | Next to meter
NJADRE1555561106 | Administratively Determined Incentive Program | BURLNGTN TWP | 8016 | 13 | 16.61 | Residential | Behind the Meter | Yes | Net Metered Residential | Sunrun Installation Services, Inc. |  | PSE&G | Accepted | 2024-01-02 | 2024-01-29 | 2025-01-29 | Solar Panels | HANWHA Q-CELLS | Q.PEAK DUO BLK ML-G10+ 405 |  | 0.405 | 16 | 208 | 31 |  | Fixed | Roof
NJADRE1555561106 | Administratively Determined Incentive Program | BURLNGTN TWP | 8016 | 13 | 16.61 | Residential | Behind the Meter | Yes | Net Metered Residential | Sunrun Installation Services, Inc. |  | PSE&G | Accepted | 2024-01-02 | 2024-01-29 | 2025-01-29 | Solar Panels | HANWHA Q-CELLS | Q.PEAK DUO BLK ML-G10+ 405 |  | 0.405 | 25 | 28 | 30 |  | Fixed | Roof
NJADRE1555561112 | Administratively Determined Incentive Program | BRIDGETON | 8302 | 20 | 12.4 | Residential | Behind the Meter | Yes | Net Metered Residential | Big Solar Energy, LLC |  | AC Electric | Accepted | 2024-01-02 | 2024-02-06 | 2025-02-06 | Inverters | SolarEdge | SE10000H-US | 42 |  | 1 |  |  | 0.992 |  | Outside
NJADRE1555561112 | Administratively Determined Incentive Program | BRIDGETON | 8302 | 20 | 12.4 | Residential | Behind the Meter | Yes | Net Metered Residential | Big Solar Energy, LLC |  | AC Electric | Accepted | 2024-01-02 | 2024-02-06 | 2025-02-06 | Solar Panels | JA Solar | JAM54S31-400/MR |  | 0.4 | 11 | 72 | 20 |  | Fixed | Roof
NJADRE1555561112 | Administratively Determined Incentive Program | BRIDGETON | 8302 | 20 | 12.4 | Residential | Behind the Meter | Yes | Net Metered Residential | Big Solar Energy, LLC |  | AC Electric | Accepted | 2024-01-02 | 2024-02-06 | 2025-02-06 | Solar Panels | JA Solar | JAM54S31-400/MR |  | 0.4 | 20 | 252 | 20 |  | Fixed | Roof
NJADRE1555561127 | Administratively Determined Incentive Program | NEWARK | 7106 | 9 | 3.65 | Residential | Behind the Meter | No | Net Metered Residential | Pro Custom Solar dba Momentum Solar |  | PSE&G | Accepted | 2024-01-02 | 2024-01-29 | 2025-01-29 | Solar Panels | Q. PEAK DUO BLK ML-G10+405 | hanwha |  | 0.405 | 3 | 123 | 11 |  | Fixed | Roof
NJADRE1555561127 | Administratively Determined Incentive Program | NEWARK | 7106 | 9 | 3.65 | Residential | Behind the Meter | No | Net Metered Residential | Pro Custom Solar dba Momentum Solar |  | PSE&G | Accepted | 2024-01-02 | 2024-01-29 | 2025-01-29 | Solar Panels | Q. PEAK DUO BLK ML-G10+405 | hanwha |  | 0.405 | 6 | 123 | 23 |  | Fixed | Roof
NJADRE1555561127 | Administratively Determined Incentive Program | NEWARK | 7106 | 9 | 3.65 | Residential | Behind the Meter | No | Net Metered Residential | Pro Custom Solar dba Momentum Solar |  | PSE&G | Accepted | 2024-01-02 | 2024-01-29 | 2025-01-29 | Inverters | IQ8PLUS-72-2-US | enphase | 290 |  | 9 |  |  | 0.97 |  | Outdoor
NJADRE1555564613 | Administratively Determined Incentive Program | OCEAN | 8758 | 18 | 15.39 | Residential | Behind the Meter | Yes | Net Metered Residential | Sunny Mac LLC |  | JCP&L | Accepted | 2024-01-03 | 2024-01-30 | 2025-01-30 | Solar Panels | Q.PEAK DUO BLK ML-G10+ 405 | HANWHA |  | 0.405 | 11 | 262 | 23 |  | Fixed | Roof
NJADRE1555564613 | Administratively Determined Incentive Program | OCEAN | 8758 | 18 | 15.39 | Residential | Behind the Meter | Yes | Net Metered Residential | Sunny Mac LLC |  | JCP&L | Accepted | 2024-01-03 | 2024-01-30 | 2025-01-30 | Solar Panels | Q.PEAK DUO BLK ML-G10+ 405 | HANWHA |  | 0.405 | 6 | 172 | 21 |  | Fixed | Roof
NJADRE1555564613 | Administratively Determined Incentive Program | OCEAN | 8758 | 18 | 15.39 | Residential | Behind the Meter | Yes | Net Metered Residential | Sunny Mac LLC |  | JCP&L | Accepted | 2024-01-03 | 2024-01-30 | 2025-01-30 | Solar Panels | Q.PEAK DUO BLK ML-G10+ 405 | HANWHA |  | 0.405 | 21 | 82 | 23 |  | Fixed | Roof
NJADRE1555564613 | Administratively Determined Incentive Program | OCEAN | 8758 | 18 | 15.39 | Residential | Behind the Meter | Yes | Net Metered Residential | Sunny Mac LLC |  | JCP&L | Accepted | 2024-01-03 | 2024-01-30 | 2025-01-30 | Inverters | SE11400H-US | Solaredge | 11400 |  | 1 |  |  | 0.1 |  | Outdoor | next to meter
NJADRE1555564621 | Administratively Determined Incentive Program | Hamilton Twp Mer | 8690 | 12 | 12.96 | Residential | Behind the Meter | Yes | Net Metered Residential | SunnyMac LLC |  | PSE&G | Accepted | 2024-01-03 | 2024-01-29 | 2025-01-29 | Solar Panels | Q.PEAK DUO BLK ML-G10+ 405 | HANWHA |  | 0.405 | 6 | 121 | 32 |  | Fixed | Roof
NJADRE1555564621 | Administratively Determined Incentive Program | Hamilton Twp Mer | 8690 | 12 | 12.96 | Residential | Behind the Meter | Yes | Net Metered Residential | SunnyMac LLC |  | PSE&G | Accepted | 2024-01-03 | 2024-01-29 | 2025-01-29 | Solar Panels | Q.PEAK DUO BLK ML-G10+ 405 | HANWHA |  | 0.405 | 11 | 301 | 32 |  | Fixed | Roof
NJADRE1555564621 | Administratively Determined Incentive Program | Hamilton Twp Mer | 8690 | 12 | 12.96 | Residential | Behind the Meter | Yes | Net Metered Residential | SunnyMac LLC |  | PSE&G | Accepted | 2024-01-03 | 2024-01-29 | 2025-01-29 | Solar Panels | Q.PEAK DUO BLK ML-G10+ 405 | HANWHA |  | 0.405 | 15 | 301 | 31 |  | Fixed | Roof
NJADRE1555564621 | Administratively Determined Incentive Program | Hamilton Twp Mer | 8690 | 12 | 12.96 | Residential | Behind the Meter | Yes | Net Metered Residential | SunnyMac LLC |  | PSE&G | Accepted | 2024-01-03 | 2024-01-29 | 2025-01-29 | Inverters | SE10000H-US | Solaredge | 10000 |  | 1 |  |  | 0.1 |  | Outdoor | next to meter
NJADRE1555564644 | Administratively Determined Incentive Program | LAKEWOOD | 8701 | 18 | 10.4 | Residential | Behind the Meter | Yes | Net Metered Residential | Suntuity Solar LLC |  | JCP&L | Accepted | 2024-01-03 | 2024-01-29 | 2025-01-29 | Inverters | (26) ENPHASE | IQ8PLUS-72-2-US | 290 |  | 26 |  |  | 0.97 |  | Outdoor | Behind the PV modules
NJADRE1555564644 | Administratively Determined Incentive Program | LAKEWOOD | 8701 | 18 | 10.4 | Residential | Behind the Meter | Yes | Net Metered Residential | Suntuity Solar LLC |  | JCP&L | Accepted | 2024-01-03 | 2024-01-29 | 2025-01-29 | Solar Panels | (26) CANADIAN SOLAR | CS6R-400MS-HL |  | 0.4 | 26 | 278 | 30 |  | Fixed | Roof
NJADRE1555564648 | Administratively Determined Incentive Program | NORTH BERGEN | 7047 | 8 | 8.4 | Residential | Behind the Meter | No | Net Metered Residential | Kamtech Solar |  | PSE&G | Accepted | 2024-01-03 | 2024-01-30 | 2025-01-30 | Inverters | ENPHASE | IQ7HS-66-M-US | 384 |  | 21 |  |  | 0 |  | Outdoor | ROOFTOP
NJADRE1555564648 | Administratively Determined Incentive Program | NORTH BERGEN | 7047 | 8 | 8.4 | Residential | Behind the Meter | No | Net Metered Residential | Kamtech Solar |  | PSE&G | Accepted | 2024-01-03 | 2024-01-30 | 2025-01-30 | Solar Panels | WAAREE ARKA | WSMDI-400 |  | 0.4 | 12 | 209 | 20 |  | Fixed | Roof
NJADRE1555564648 | Administratively Determined Incentive Program | NORTH BERGEN | 7047 | 8 | 8.4 | Residential | Behind the Meter | No | Net Metered Residential | Kamtech Solar |  | PSE&G | Accepted | 2024-01-03 | 2024-01-30 | 2025-01-30 | Solar Panels | WAAREE ARKA | WSMDI-400 |  | 0.4 | 9 | 29 | 20 |  | Fixed | Roof
NJADRE1555564652 | Administratively Determined Incentive Program | MONTGOMERY | 8502 | 5 | 12.15 | Residential | Behind the Meter | Yes | Net Metered Residential | Sunny Mac LLC |  | PSE&G | Accepted | 2024-01-03 | 2024-01-29 | 2025-01-29 | Solar Panels | Q.PEAK DUO BLK ML-G10+ 405 | HANWHA |  | 0.405 | 22 | 197 | 33 |  | Fixed | Roof
NJADRE1555564652 | Administratively Determined Incentive Program | MONTGOMERY | 8502 | 5 | 12.15 | Residential | Behind the Meter | Yes | Net Metered Residential | Sunny Mac LLC |  | PSE&G | Accepted | 2024-01-03 | 2024-01-29 | 2025-01-29 | Solar Panels | Q.PEAK DUO BLK ML-G10+ 405 | HANWHA |  | 0.405 | 5 | 197 | 34 |  | Fixed | Roof
NJADRE1555564652 | Administratively Determined Incentive Program | MONTGOMERY | 8502 | 5 | 12.15 | Residential | Behind the Meter | Yes | Net Metered Residential | Sunny Mac LLC |  | PSE&G | Accepted | 2024-01-03 | 2024-01-29 | 2025-01-29 | Solar Panels | Q.PEAK DUO BLK ML-G10+ 405 | HANWHA |  | 0.405 | 3 | 287 | 34 |  | Fixed | Roof
NJADRE1555564652 | Administratively Determined Incentive Program | MONTGOMERY | 8502 | 5 | 12.15 | Residential | Behind the Meter | Yes | Net Metered Residential | Sunny Mac LLC |  | PSE&G | Accepted | 2024-01-03 | 2024-01-29 | 2025-01-29 | Inverters | SE10000H-US | Solaredge | 10000 |  | 1 |  |  | 0.1 |  | Outdoor | next to meter
NJADRE1555564660 | Administratively Determined Incentive Program | MONROE TOWNSHIP | 8831 | 11 | 15.6 | Residential | Behind the Meter | No | Net Metered Residential | Suntuity Solar LLC |  | JCP&L | Accepted | 2024-01-03 | 2024-02-02 | 2025-02-02 | Inverters | (39) ENPHASE | IQ8PLUS-72-2-US | 290 |  | 39 |  |  | 0.97 |  | Outdoor | Behind the PV modules
NJADRE1555564660 | Administratively Determined Incentive Program | MONROE TOWNSHIP | 8831 | 11 | 15.6 | Residential | Behind the Meter | No | Net Metered Residential | Suntuity Solar LLC |  | JCP&L | Accepted | 2024-01-03 | 2024-02-02 | 2025-02-02 | Solar Panels | (39) CANADIAN SOLAR | CS6R-400MS-HL |  | 0.4 | 11 | 118 | 37 |  | Fixed | Roof
NJADRE1555564660 | Administratively Determined Incentive Program | MONROE TOWNSHIP | 8831 | 11 | 15.6 | Residential | Behind the Meter | No | Net Metered Residential | Suntuity Solar LLC |  | JCP&L | Accepted | 2024-01-03 | 2024-02-02 | 2025-02-02 | Solar Panels | (39) CANADIAN SOLAR | CS6R-400MS-HL |  | 0.4 | 4 | 118 | 37 |  | Fixed | Roof
NJADRE1555564660 | Administratively Determined Incentive Program | MONROE TOWNSHIP | 8831 | 11 | 15.6 | Residential | Behind the Meter | No | Net Metered Residential | Suntuity Solar LLC |  | JCP&L | Accepted | 2024-01-03 | 2024-02-02 | 2025-02-02 | Solar Panels | (39) CANADIAN SOLAR | CS6R-400MS-HL |  | 0.4 | 6 | 208 | 37 |  | Fixed | Roof
NJADRE1555564660 | Administratively Determined Incentive Program | MONROE TOWNSHIP | 8831 | 11 | 15.6 | Residential | Behind the Meter | No | Net Metered Residential | Suntuity Solar LLC |  | JCP&L | Accepted | 2024-01-03 | 2024-02-02 | 2025-02-02 | Solar Panels | (39) CANADIAN SOLAR | CS6R-400MS-HL |  | 0.4 | 4 | 298 | 37 |  | Fixed | Roof
NJADRE1555564660 | Administratively Determined Incentive Program | MONROE TOWNSHIP | 8831 | 11 | 15.6 | Residential | Behind the Meter | No | Net Metered Residential | Suntuity Solar LLC |  | JCP&L | Accepted | 2024-01-03 | 2024-02-02 | 2025-02-02 | Solar Panels | (39) CANADIAN SOLAR | CS6R-400MS-HL |  | 0.4 | 14 | 298 | 37 |  | Fixed | Roof
NJADRE1555564674 | Administratively Determined Incentive Program | PHILLIPSBURG | 8865 | 2 | 8.91 | Residential | Behind the Meter | Yes | Net Metered Residential | Trinity Solar |  | JCP&L | Accepted | 2024-01-03 | 2024-01-29 | 2025-01-29 | Inverters | Solar Edge | SE7600H-US | 7600 |  | 1 |  |  | 0.97 |  | Outside
NJADRE1555564674 | Administratively Determined Incentive Program | PHILLIPSBURG | 8865 | 2 | 8.91 | Residential | Behind the Meter | Yes | Net Metered Residential | Trinity Solar |  | JCP&L | Accepted | 2024-01-03 | 2024-01-29 | 2025-01-29 | Solar Panels | HANWHA | Q.PEAK DUO BLK ML-G10+ 405 |  | 0.405 | 14 | 80 | 43 |  | Fixed | Roof
NJADRE1555564674 | Administratively Determined Incentive Program | PHILLIPSBURG | 8865 | 2 | 8.91 | Residential | Behind the Meter | Yes | Net Metered Residential | Trinity Solar |  | JCP&L | Accepted | 2024-01-03 | 2024-01-29 | 2025-01-29 | Solar Panels | HANWHA | Q.PEAK DUO BLK ML-G10+ 405 |  | 0.405 | 4 | 260 | 40 |  | Fixed | Roof
NJADRE1555564674 | Administratively Determined Incentive Program | PHILLIPSBURG | 8865 | 2 | 8.91 | Residential | Behind the Meter | Yes | Net Metered Residential | Trinity Solar |  | JCP&L | Accepted | 2024-01-03 | 2024-01-29 | 2025-01-29 | Solar Panels | HANWHA | Q.PEAK DUO BLK ML-G10+ 405 |  | 0.405 | 4 | 170 | 40 |  | Fixed | Roof
NJADRE1555564683 | Administratively Determined Incentive Program | CHERRY HILL | 8034 | 14 | 6.89 | Residential | Behind the Meter | Yes | Net Metered Residential | SunnyMac LLC |  | PSE&G | Accepted | 2024-01-03 | 2024-01-29 | 2025-01-29 | Solar Panels | Q.PEAK DUO BLK ML-G10+ 405 | HANWHA |  | 0.405 | 12 | 266 | 7 |  | Fixed | Roof
NJADRE1555564683 | Administratively Determined Incentive Program | CHERRY HILL | 8034 | 14 | 6.89 | Residential | Behind the Meter | Yes | Net Metered Residential | SunnyMac LLC |  | PSE&G | Accepted | 2024-01-03 | 2024-01-29 | 2025-01-29 | Solar Panels | Q.PEAK DUO BLK ML-G10+ 405 | HANWHA |  | 0.405 | 3 | 86 | 30 |  | Fixed | Pole
NJADRE1555564683 | Administratively Determined Incentive Program | CHERRY HILL | 8034 | 14 | 6.89 | Residential | Behind the Meter | Yes | Net Metered Residential | SunnyMac LLC |  | PSE&G | Accepted | 2024-01-03 | 2024-01-29 | 2025-01-29 | Solar Panels | Q.PEAK DUO BLK ML-G10+ 405 | HANWHA |  | 0.405 | 2 | 266 | 30 |  | Fixed | Roof
NJADRE1555564683 | Administratively Determined Incentive Program | CHERRY HILL | 8034 | 14 | 6.89 | Residential | Behind the Meter | Yes | Net Metered Residential | SunnyMac LLC |  | PSE&G | Accepted | 2024-01-03 | 2024-01-29 | 2025-01-29 | Inverters | SE5000H-US | Solaredge | 5000 |  | 1 |  |  | 0.1 |  | Outdoor | next to meter
NJADRE1555564706 | Administratively Determined Incentive Program | FLEMINGTON | 8822 | 4 | 8.91 | Residential | Behind the Meter | Yes | Net Metered Residential | Trinity Solar |  | JCP&L | Accepted | 2024-01-03 | 2024-01-29 | 2025-01-29 | Inverters | Solar Edge | SE7600H-US | 7600 |  | 1 |  |  | 0.97 |  | Outdoor
NJADRE1555564706 | Administratively Determined Incentive Program | FLEMINGTON | 8822 | 4 | 8.91 | Residential | Behind the Meter | Yes | Net Metered Residential | Trinity Solar |  | JCP&L | Accepted | 2024-01-03 | 2024-01-29 | 2025-01-29 | Solar Panels | HANWHA | (Q.PEAK DUO BLK ML-G10+ 405) |  | 0.405 | 8 | 292 | 18 |  | Fixed | Roof
NJADRE1555564706 | Administratively Determined Incentive Program | FLEMINGTON | 8822 | 4 | 8.91 | Residential | Behind the Meter | Yes | Net Metered Residential | Trinity Solar |  | JCP&L | Accepted | 2024-01-03 | 2024-01-29 | 2025-01-29 | Solar Panels | HANWHA | (Q.PEAK DUO BLK ML-G10+ 405) |  | 0.405 | 3 | 202 | 18 |  | Fixed | Roof
NJADRE1555564706 | Administratively Determined Incentive Program | FLEMINGTON | 8822 | 4 | 8.91 | Residential | Behind the Meter | Yes | Net Metered Residential | Trinity Solar |  | JCP&L | Accepted | 2024-01-03 | 2024-01-29 | 2025-01-29 | Solar Panels | HANWHA | (Q.PEAK DUO BLK ML-G10+ 405) |  | 0.405 | 6 | 112 | 18 |  | Fixed | Roof
NJADRE1555564706 | Administratively Determined Incentive Program | FLEMINGTON | 8822 | 4 | 8.91 | Residential | Behind the Meter | Yes | Net Metered Residential | Trinity Solar |  | JCP&L | Accepted | 2024-01-03 | 2024-01-29 | 2025-01-29 | Solar Panels | HANWHA | (Q.PEAK DUO BLK ML-G10+ 405) |  | 0.405 | 5 | 292 | 18 |  | Fixed | Roof
NJADRE1555564729 | Administratively Determined Incentive Program | PERTH AMBOY | 8861 | 11 | 5.67 | Residential | Behind the Meter | Yes | Net Metered Residential | SunnyMac LLC |  | PSE&G | Accepted | 2024-01-03 | 2024-01-29 | 2025-01-29 | Solar Panels | Q.PEAK DUO BLK ML-G10+ 405 | HANWHA |  | 0.405 | 7 | 115 | 40 |  | Fixed | Roof
NJADRE1555564729 | Administratively Determined Incentive Program | PERTH AMBOY | 8861 | 11 | 5.67 | Residential | Behind the Meter | Yes | Net Metered Residential | SunnyMac LLC |  | PSE&G | Accepted | 2024-01-03 | 2024-01-29 | 2025-01-29 | Solar Panels | Q.PEAK DUO BLK ML-G10+ 405 | HANWHA |  | 0.405 | 7 | 295 | 40 |  | Fixed | Roof
NJADRE1555564729 | Administratively Determined Incentive Program | PERTH AMBOY | 8861 | 11 | 5.67 | Residential | Behind the Meter | Yes | Net Metered Residential | SunnyMac LLC |  | PSE&G | Accepted | 2024-01-03 | 2024-01-29 | 2025-01-29 | Inverters | SE3800H-US | Solaredge | 3800 |  | 1 |  |  | 0.1 |  | Outdoor | next to meter
NJADRE1555564732 | Administratively Determined Incentive Program | LITTLE EGG HARBOR | 8087 | 18 | 6.89 | Residential | Behind the Meter | Yes | Net Metered Residential | Trinity Solar |  | AC Electric | Accepted | 2024-01-03 | 2024-01-29 | 2025-01-29 | Inverters | Solar Edge | SE6000H-US | 6000 |  | 1 |  |  | 0.97 |  | Outside
NJADRE1555564732 | Administratively Determined Incentive Program | LITTLE EGG HARBOR | 8087 | 18 | 6.89 | Residential | Behind the Meter | Yes | Net Metered Residential | Trinity Solar |  | AC Electric | Accepted | 2024-01-03 | 2024-01-29 | 2025-01-29 | Solar Panels | Hanwha | HANWHA 405 (Q.PEAK DUO BLK ML-G10+ 405) |  | 0.405 | 17 | 61 | 30 |  | Fixed | Roof
NJADRE1555564738 | Administratively Determined Incentive Program | FAIRVIEW | 7022 | 7 | 6.8 | Residential | Behind the Meter | Yes | Net Metered Residential | Pro Custom Solar dba Momentum Solar |  | PSE&G | Accepted | 2024-01-03 | 2024-01-30 | 2025-01-30 | Solar Panels | Q. PEAK DUO BLK ML-G10+400 | hanwha |  | 0.4 | 14 | 125 | 32 |  | Fixed | Roof
NJADRE1555564738 | Administratively Determined Incentive Program | FAIRVIEW | 7022 | 7 | 6.8 | Residential | Behind the Meter | Yes | Net Metered Residential | Pro Custom Solar dba Momentum Solar |  | PSE&G | Accepted | 2024-01-03 | 2024-01-30 | 2025-01-30 | Solar Panels | Q. PEAK DUO BLK ML-G10+400 | hanwha |  | 0.4 | 3 | 305 | 30 |  | Fixed | Roof
NJADRE1555564738 | Administratively Determined Incentive Program | FAIRVIEW | 7022 | 7 | 6.8 | Residential | Behind the Meter | Yes | Net Metered Residential | Pro Custom Solar dba Momentum Solar |  | PSE&G | Accepted | 2024-01-03 | 2024-01-30 | 2025-01-30 | Inverters | IQ8PLUS-72-2-US | enphase | 290 |  | 17 |  |  | 0.97 |  | Outdoor
NJADRE1555564784 | Administratively Determined Incentive Program | LODI | 7644 | 7 | 6.4 | Residential | Behind the Meter | Yes | Net Metered Residential | Pro Custom Solar dba Momentum Solar |  | PSE&G | Accepted | 2024-01-03 | 2024-01-29 | 2025-01-29 | Solar Panels | Q. PEAK DUO BLK ML-G10+400 | hanwha |  | 0.4 | 5 | 218 | 17 |  | Fixed | Roof
NJADRE1555564784 | Administratively Determined Incentive Program | LODI | 7644 | 7 | 6.4 | Residential | Behind the Meter | Yes | Net Metered Residential | Pro Custom Solar dba Momentum Solar |  | PSE&G | Accepted | 2024-01-03 | 2024-01-29 | 2025-01-29 | Solar Panels | Q. PEAK DUO BLK ML-G10+400 | HANWHA |  | 0.4 | 11 | 38 | 18 |  | Fixed | Roof
NJADRE1555564784 | Administratively Determined Incentive Program | LODI | 7644 | 7 | 6.4 | Residential | Behind the Meter | Yes | Net Metered Residential | Pro Custom Solar dba Momentum Solar |  | PSE&G | Accepted | 2024-01-03 | 2024-01-29 | 2025-01-29 | Inverters | IQ8PLUS-72-2-US | enphase | 290 |  | 16 |  |  | 0.97 |  | Outdoor
NJADRE1555564820 | Administratively Determined Incentive Program | KENDALL PARK | 8824 | 11 | 9.32 | Residential | Behind the Meter | Yes | Net Metered Residential | Sunrun Installation Services, Inc. |  | PSE&G | Accepted | 2024-01-03 | 2024-02-06 | 2025-02-06 | Inverters | SolarEdge Technologies | SE7600H-USSN | 7600 |  | 1 |  |  | 0.99 |  | Outdoor | Next to meter
NJADRE1555564820 | Administratively Determined Incentive Program | KENDALL PARK | 8824 | 11 | 9.32 | Residential | Behind the Meter | Yes | Net Metered Residential | Sunrun Installation Services, Inc. |  | PSE&G | Accepted | 2024-01-03 | 2024-02-06 | 2025-02-06 | Solar Panels | Hanwha Q Cells | Q.PEAK DUO BLK ML-G10+ 405 |  | 0.405 | 23 | 152 | 18 |  | Fixed | Roof
NJADRE1555564835 | Administratively Determined Incentive Program | IRVINGTON | 7111 | 9 | 101.7 | Commercial | Behind the Meter | No | Small Net-Metered Non-Residential located on Rooftop, Carport, Canopy and Floating Solar | Ampericon |  | PSE&G | Accepted | 2024-01-03 | 2024-02-05 | 2025-02-05 | Inverters | Chint CPS | CPS-SCA25KTL-DO-US-208 | 25000 |  | 3 |  |  | 0.965 |  | Outside | Roof
NJADRE1555564835 | Administratively Determined Incentive Program | IRVINGTON | 7111 | 9 | 101.7 | Commercial | Behind the Meter | No | Small Net-Metered Non-Residential located on Rooftop, Carport, Canopy and Floating Solar | Ampericon |  | PSE&G | Accepted | 2024-01-03 | 2024-02-05 | 2025-02-05 | Solar Panels | Phono Solar | PS450M-24TH |  | 0.45 | 113 | 260 | 10 |  | Fixed | Roof
NJADRE1555564835 | Administratively Determined Incentive Program | IRVINGTON | 7111 | 9 | 101.7 | Commercial | Behind the Meter | No | Small Net-Metered Non-Residential located on Rooftop, Carport, Canopy and Floating Solar | Ampericon |  | PSE&G | Accepted | 2024-01-03 | 2024-02-05 | 2025-02-05 | Solar Panels | Phono Solar | PS450M-24TH |  | 0.45 | 113 | 80 | 10 |  | Fixed | Roof
NJADRE1555564835 | Administratively Determined Incentive Program | IRVINGTON | 7111 | 9 | 101.7 | Commercial | Behind the Meter | No | Small Net-Metered Non-Residential located on Rooftop, Carport, Canopy and Floating Solar | Ampericon |  | PSE&G | Accepted | 2024-01-03 | 2024-02-05 | 2025-02-05 | Meters | EKM | Omnimeter Pulse UL v.4 |  |  | 1 |  |  |  | Yes | Indoor
NJADRE1555564854 | Administratively Determined Incentive Program | PENNSAUKEN | 8109 | 14 | 8.1 | Residential | Behind the Meter | Yes | Net Metered Residential | Sunny Mac LLC |  | PSE&G | Accepted | 2024-01-03 | 2024-01-30 | 2025-01-30 | Solar Panels | Q.PEAK DUO BLK ML-G10+ 405 | HANWHA |  | 0.405 | 20 | 145 | 18 |  | Fixed | Roof
NJADRE1555564854 | Administratively Determined Incentive Program | PENNSAUKEN | 8109 | 14 | 8.1 | Residential | Behind the Meter | Yes | Net Metered Residential | Sunny Mac LLC |  | PSE&G | Accepted | 2024-01-03 | 2024-01-30 | 2025-01-30 | Inverters | SE5000H-US | SOLAREDGE | 5000 |  | 1 |  |  | 0.1 |  | Outdoor | next to meter
NJADRE1555564854 | Administratively Determined Incentive Program | PENNSAUKEN | 8109 | 14 | 8.1 | Residential | Behind the Meter | Yes | Net Metered Residential | Sunny Mac LLC |  | PSE&G | Accepted | 2024-01-03 | 2024-01-30 | 2025-01-30 | Meters | SE-RGMTR-1D-240C-B | Solaredge |  |  | 1 |  |  |  | Yes | Outdoor
NJADRE1555564906 | Administratively Determined Incentive Program | BERLIN | 8009 | 14 | 8.2 | Residential | Behind the Meter | No | Net Metered Residential | TITAN SOLAR POWER |  | AC Electric | Accepted | 2024-01-03 | 2024-02-08 | 2025-02-08 | Inverters | Solaredge | SE7600H-US | 7600 |  | 1 |  |  | 0.99 |  | Outdoor
NJADRE1555564906 | Administratively Determined Incentive Program | BERLIN | 8009 | 14 | 8.2 | Residential | Behind the Meter | No | Net Metered Residential | TITAN SOLAR POWER |  | AC Electric | Accepted | 2024-01-03 | 2024-02-08 | 2025-02-08 | Solar Panels | Silfab | SIL-410HC+ |  | 0.41 | 20 | 173 | 19 |  | Fixed | Roof
NJADRE1555565203 | Administratively Determined Incentive Program | MADISON | 7940 | 3 | 8.82 | Residential | Behind the Meter | No | Net Metered Residential | Green House Solar |  | Borough of Madison | Accepted | 2024-01-03 | 2024-01-29 | 2025-01-29 | Inverters | EPHASE | IQ7X | 315 |  | 21 |  |  | 0.97 |  | Outside
NJADRE1555565203 | Administratively Determined Incentive Program | MADISON | 7940 | 3 | 8.82 | Residential | Behind the Meter | No | Net Metered Residential | Green House Solar |  | Borough of Madison | Accepted | 2024-01-03 | 2024-01-29 | 2025-01-29 | Solar Panels | SUNPOWER | REC420 |  | 0.42 | 21 | 159 | 30 |  | Fixed | Roof
NJADRE1555565911 | Administratively Determined Incentive Program | Elmer | 8318 | 16 | 6.39 | Residential | Behind the Meter | No | Small Net-Metered Non-Residential located on Rooftop, Carport, Canopy and Floating Solar | Solar Energy World |  | AC Electric | Accepted | 2024-01-03 | 2024-02-07 | 2025-02-07 | Solar Panels | Longi | LR4-60-HPB-355M |  | 0.355 | 18 | 139 | 43 |  | Fixed | Roof
NJADRE1555565911 | Administratively Determined Incentive Program | Elmer | 8318 | 16 | 6.39 | Residential | Behind the Meter | No | Small Net-Metered Non-Residential located on Rooftop, Carport, Canopy and Floating Solar | Solar Energy World |  | AC Electric | Accepted | 2024-01-03 | 2024-02-07 | 2025-02-07 | Inverters | Enphase | IQ8-60-2-US | 290 |  | 18 |  |  | 0.97 |  | Outdoor
NJADRE1555565938 | Administratively Determined Incentive Program | VINELAND | 8361 | 20 | 15.4 | Residential | Behind the Meter | Yes | Net Metered Residential | RCL Enterprises Inc |  | Vineland Muni Electric | Accepted | 2024-01-03 | 2024-02-06 | 2025-02-06 | Inverters | Enphase | IQ8plus | 290 |  | 40 |  |  | 0.97 |  | Outdoor
NJADRE1555565938 | Administratively Determined Incentive Program | VINELAND | 8361 | 20 | 15.4 | Residential | Behind the Meter | Yes | Net Metered Residential | RCL Enterprises Inc |  | Vineland Muni Electric | Accepted | 2024-01-03 | 2024-02-06 | 2025-02-06 | Solar Panels | JA Solar | JAM54S31 |  | 0.385 | 22 | 183 | 22 |  | Fixed | Roof
NJADRE1555565938 | Administratively Determined Incentive Program | VINELAND | 8361 | 20 | 15.4 | Residential | Behind the Meter | Yes | Net Metered Residential | RCL Enterprises Inc |  | Vineland Muni Electric | Accepted | 2024-01-03 | 2024-02-06 | 2025-02-06 | Solar Panels | JA Solar | JAM54S31 |  | 0.385 | 10 | 183 | 11 |  | Fixed | Roof
NJADRE1555565938 | Administratively Determined Incentive Program | VINELAND | 8361 | 20 | 15.4 | Residential | Behind the Meter | Yes | Net Metered Residential | RCL Enterprises Inc |  | Vineland Muni Electric | Accepted | 2024-01-03 | 2024-02-06 | 2025-02-06 | Solar Panels | JA Solar | JAM54S31 |  | 0.385 | 8 | 273 | 22 |  | Fixed | Roof
NJADRE1555566011 | Administratively Determined Incentive Program | EAST ORANGE | 7017 | 9 | 7.2 | Residential | Behind the Meter | Yes | Net Metered Residential | Pro Custom Solar dba Momentum Solar |  | PSE&G | Accepted | 2024-01-03 | 2024-01-29 | 2025-01-29 | Solar Panels | Q. PEAK DUO BLK ML-G10+400 | hanwha |  | 0.4 | 11 | 196 | 38 |  | Fixed | Roof
NJADRE1555566011 | Administratively Determined Incentive Program | EAST ORANGE | 7017 | 9 | 7.2 | Residential | Behind the Meter | Yes | Net Metered Residential | Pro Custom Solar dba Momentum Solar |  | PSE&G | Accepted | 2024-01-03 | 2024-01-29 | 2025-01-29 | Solar Panels | Q. PEAK DUO BLK ML-G10+400 | hanwha |  | 0.4 | 7 | 16 | 37 |  | Fixed | Roof
NJADRE1555566011 | Administratively Determined Incentive Program | EAST ORANGE | 7017 | 9 | 7.2 | Residential | Behind the Meter | Yes | Net Metered Residential | Pro Custom Solar dba Momentum Solar |  | PSE&G | Accepted | 2024-01-03 | 2024-01-29 | 2025-01-29 | Inverters | IQ8PLUS-72-2-US | enphase | 290 |  | 18 |  |  | 0.97 |  | Outdoor
NJADRE1555566084 | Administratively Determined Incentive Program | BORDENTOWN | 8505 | 13 | 4.05 | Residential | Behind the Meter | Yes | Net Metered Residential | Sunrun, Inc. |  | PSE&G | Accepted | 2024-01-03 | 2024-01-30 | 2025-01-30 | Solar Panels | HANWHA Q-CELLS | Q.PEAK DUO BLK ML-G10+ 405 |  | 0.405 | 10 | 191 | 30 |  | Fixed | Roof
NJADRE1555566084 | Administratively Determined Incentive Program | BORDENTOWN | 8505 | 13 | 4.05 | Residential | Behind the Meter | Yes | Net Metered Residential | Sunrun, Inc. |  | PSE&G | Accepted | 2024-01-03 | 2024-01-30 | 2025-01-30 | Inverters | SOLAREDGE TECHNOLOGIES | SE3800H-USMN | 3800 |  | 1 |  |  | 0.99 |  | Outdoor
NJADRE1555566180 | Administratively Determined Incentive Program | Carteret | 7008 | 11 | 6.4 | Residential | Behind the Meter | Yes | Net Metered Residential | Pro Custom Solar dba Momentum Solar |  | PSE&G | Accepted | 2024-01-03 | 2024-01-29 | 2025-01-29 | Solar Panels | Q. PEAK DUO BLK ML-G10+400 | hanwha |  | 0.4 | 8 | 169 | 22 |  | Fixed | Pole
NJADRE1555566180 | Administratively Determined Incentive Program | Carteret | 7008 | 11 | 6.4 | Residential | Behind the Meter | Yes | Net Metered Residential | Pro Custom Solar dba Momentum Solar |  | PSE&G | Accepted | 2024-01-03 | 2024-01-29 | 2025-01-29 | Solar Panels | Q. PEAK DUO BLK ML-G10+400 | hanwha |  | 0.4 | 8 | 350 | 23 |  | Fixed | Roof
NJADRE1555566180 | Administratively Determined Incentive Program | Carteret | 7008 | 11 | 6.4 | Residential | Behind the Meter | Yes | Net Metered Residential | Pro Custom Solar dba Momentum Solar |  | PSE&G | Accepted | 2024-01-03 | 2024-01-29 | 2025-01-29 | Inverters | IQ8PLUS-72-2-US | enphase | 290 |  | 16 |  |  | 0.97 |  | Outdoor
NJADRE1555566207 | Administratively Determined Incentive Program | WEST NEW YORK | 7093 | 8 | 7.85 | Residential | Behind the Meter | No | Small Net-Metered Non-Residential located on Rooftop, Carport, Canopy and Floating Solar | KamTech Solar |  | PSE&G | Accepted | 2024-01-08 | 2024-02-01 | 2025-02-01 | Inverters | ENPHASE | IQ7XS | 315 |  | 24 |  |  | 0.975 |  | Outdoor | ROOFTOP
NJADRE1555566207 | Administratively Determined Incentive Program | WEST NEW YORK | 7093 | 8 | 7.85 | Residential | Behind the Meter | No | Small Net-Metered Non-Residential located on Rooftop, Carport, Canopy and Floating Solar | KamTech Solar |  | PSE&G | Accepted | 2024-01-08 | 2024-02-01 | 2025-02-01 | Solar Panels | SUNPOWER | SPR-E20-327-E-AC |  | 0.327 | 16 | 211 | 4 |  | Fixed | Roof
NJADRE1555566207 | Administratively Determined Incentive Program | WEST NEW YORK | 7093 | 8 | 7.85 | Residential | Behind the Meter | No | Small Net-Metered Non-Residential located on Rooftop, Carport, Canopy and Floating Solar | KamTech Solar |  | PSE&G | Accepted | 2024-01-08 | 2024-02-01 | 2025-02-01 | Solar Panels | ENPHASE | SPR-E20-327-E-AC |  | 0.327 | 8 | 211 | 3 |  | Fixed | Roof
NJADRE1555566209 | Administratively Determined Incentive Program | Elizabeth | 7206 | 10 | 12.96 | Residential | Behind the Meter | Yes | Net Metered Residential | SunnyMac LLC |  | PSE&G | Accepted | 2024-01-03 | 2024-01-30 | 2025-01-30 | Solar Panels | Q.PEAK DUO BLK ML-G10+ 405 | HANWHA |  | 0.405 | 17 | 144 | 46 |  | Fixed | Roof
NJADRE1555566209 | Administratively Determined Incentive Program | Elizabeth | 7206 | 10 | 12.96 | Residential | Behind the Meter | Yes | Net Metered Residential | SunnyMac LLC |  | PSE&G | Accepted | 2024-01-03 | 2024-01-30 | 2025-01-30 | Solar Panels | Q.PEAK DUO BLK ML-G10+ 405 | HANWHA |  | 0.405 | 15 | 324 | 45 |  | Fixed | Roof
NJADRE1555566209 | Administratively Determined Incentive Program | Elizabeth | 7206 | 10 | 12.96 | Residential | Behind the Meter | Yes | Net Metered Residential | SunnyMac LLC |  | PSE&G | Accepted | 2024-01-03 | 2024-01-30 | 2025-01-30 | Inverters | SE3000H-US | Solaredge | 3000 |  | 1 |  |  | 0.1 |  | Outdoor | next to meter
NJADRE1555566244 | Administratively Determined Incentive Program | Union | 7083 | 10 | 4 | Residential | Behind the Meter | Yes | Net Metered Residential | Pro Custom Solar dba Momentum Solar |  | PSE&G | Accepted | 2024-01-03 | 2024-01-29 | 2025-01-29 | Solar Panels | Q. PEAK DUO BLK ML-G10+400 | hanwha |  | 0.4 | 7 | 215 | 22 |  | Fixed | Roof
NJADRE1555566244 | Administratively Determined Incentive Program | Union | 7083 | 10 | 4 | Residential | Behind the Meter | Yes | Net Metered Residential | Pro Custom Solar dba Momentum Solar |  | PSE&G | Accepted | 2024-01-03 | 2024-01-29 | 2025-01-29 | Solar Panels | Q. PEAK DUO BLK ML-G10+400 | hanwha |  | 0.4 | 3 | 35 | 22 |  | Fixed | Roof
NJADRE1555566244 | Administratively Determined Incentive Program | Union | 7083 | 10 | 4 | Residential | Behind the Meter | Yes | Net Metered Residential | Pro Custom Solar dba Momentum Solar |  | PSE&G | Accepted | 2024-01-03 | 2024-01-29 | 2025-01-29 | Inverters | IQ8PLUS-72-2-US | enphase | 290 |  | 10 |  |  | 0.97 |  | Outdoor
NJADRE1555566321 | Administratively Determined Incentive Program | Millville | 8332 | 20 | 4.4 | Residential | Behind the Meter | Yes | Net Metered Residential | Pro Custom Solar dba Momentum Solar |  | AC Electric | Accepted | 2024-01-03 | 2024-01-29 | 2025-01-29 | Solar Panels | Q. PEAK DUO BLK ML-G10+400 | HANWHA |  | 0.4 | 7 | 161 | 39 |  | Fixed | Roof
NJADRE1555566321 | Administratively Determined Incentive Program | Millville | 8332 | 20 | 4.4 | Residential | Behind the Meter | Yes | Net Metered Residential | Pro Custom Solar dba Momentum Solar |  | AC Electric | Accepted | 2024-01-03 | 2024-01-29 | 2025-01-29 | Solar Panels | Q. PEAK DUO BLK ML-G10+400 | hanwha |  | 0.4 | 4 | 341 | 6 |  | Fixed | Roof
NJADRE1555566321 | Administratively Determined Incentive Program | Millville | 8332 | 20 | 4.4 | Residential | Behind the Meter | Yes | Net Metered Residential | Pro Custom Solar dba Momentum Solar |  | AC Electric | Accepted | 2024-01-03 | 2024-01-29 | 2025-01-29 | Inverters | IQ8PLUS-72-2-US | enphase | 290 |  | 11 |  |  | 0.97 |  | Outdoor
NJADRE1555566337 | Administratively Determined Incentive Program | CRESSKILL | 7626 | 7 | 19.44 | Residential | Behind the Meter | No | Net Metered Residential | Tesla Energy Operations Inc |  | Orange Rockland Electric | Accepted | 2024-01-03 | 2024-02-02 | 2025-02-02 | Inverters | Tesla Inc | 1538000-45-A | 7600 |  | 2 |  |  | 0.98 |  | Indoor
NJADRE1555566337 | Administratively Determined Incentive Program | CRESSKILL | 7626 | 7 | 19.44 | Residential | Behind the Meter | No | Net Metered Residential | Tesla Energy Operations Inc |  | Orange Rockland Electric | Accepted | 2024-01-03 | 2024-02-02 | 2025-02-02 | Solar Panels | Hanwha | Q.PEAK DUO BLK ML-G10+/TS 405 |  | 0.405 | 16 | 304 | 26 |  | Fixed | Roof
NJADRE1555566337 | Administratively Determined Incentive Program | CRESSKILL | 7626 | 7 | 19.44 | Residential | Behind the Meter | No | Net Metered Residential | Tesla Energy Operations Inc |  | Orange Rockland Electric | Accepted | 2024-01-03 | 2024-02-02 | 2025-02-02 | Solar Panels | Hanwha | Q.PEAK DUO BLK ML-G10+/TS 405 |  | 0.405 | 5 | 34 | 33 |  | Fixed | Roof
NJADRE1555566337 | Administratively Determined Incentive Program | CRESSKILL | 7626 | 7 | 19.44 | Residential | Behind the Meter | No | Net Metered Residential | Tesla Energy Operations Inc |  | Orange Rockland Electric | Accepted | 2024-01-03 | 2024-02-02 | 2025-02-02 | Solar Panels | Hanwha | Q.PEAK DUO BLK ML-G10+/TS 405 |  | 0.405 | 27 | 124 | 26 |  | Fixed | Roof
NJADRE1555566379 | Administratively Determined Incentive Program | SEASIDE PARK | 8752 | 18 | 5.2 | Residential | Behind the Meter | Yes | Net Metered Residential | Pro Custom Solar dba Momentum Solar |  | JCP&L | Accepted | 2024-01-03 | 2024-01-29 | 2025-01-29 | Solar Panels | Q. PEAK DUO BLK ML-G10+400 | hanwha |  | 0.4 | 13 | 187 | 30 |  | Fixed | Roof
NJADRE1555566379 | Administratively Determined Incentive Program | SEASIDE PARK | 8752 | 18 | 5.2 | Residential | Behind the Meter | Yes | Net Metered Residential | Pro Custom Solar dba Momentum Solar |  | JCP&L | Accepted | 2024-01-03 | 2024-01-29 | 2025-01-29 | Inverters | IQ8PLUS-72-2-US | enphase | 290 |  | 13 |  |  | 0.97 |  | Outdoor
NJADRE1555566422 | Administratively Determined Incentive Program | NEWARK | 7112 | 9 | 3.24 | Residential | Behind the Meter | Yes | Net Metered Residential | SunnyMac LLC |  | PSE&G | Accepted | 2024-01-03 | 2024-01-29 | 2025-01-29 | Solar Panels | Q.PEAK DUO BLK ML-G10+ 405 | HANWHA |  | 0.405 | 8 | 214 | 44 |  | Fixed | Roof
NJADRE1555566422 | Administratively Determined Incentive Program | NEWARK | 7112 | 9 | 3.24 | Residential | Behind the Meter | Yes | Net Metered Residential | SunnyMac LLC |  | PSE&G | Accepted | 2024-01-03 | 2024-01-29 | 2025-01-29 | Inverters | SE3000H-US | Solaredge | 3000 |  | 1 |  |  | 0.1 |  | Outdoor | next to meter
NJADRE1555566438 | Administratively Determined Incentive Program | VOORHEES | 8043 | 14 | 16.2 | Residential | Behind the Meter | No | Net Metered Residential | Tesla Energy Operations Inc |  | AC Electric | Accepted | 2024-01-03 | 2024-01-31 | 2025-01-31 | Inverters | Tesla | 1538000-45-A | 7600 |  | 2 |  |  | 0.98 |  | Outside
NJADRE1555566438 | Administratively Determined Incentive Program | VOORHEES | 8043 | 14 | 16.2 | Residential | Behind the Meter | No | Net Metered Residential | Tesla Energy Operations Inc |  | AC Electric | Accepted | 2024-01-03 | 2024-01-31 | 2025-01-31 | Solar Panels | Hanwha | # Q.PEAK DUO BLK ML-G10+/TS 405 |  | 0.405 | 19 | 153 | 30 |  | Fixed | Roof
NJADRE1555566438 | Administratively Determined Incentive Program | VOORHEES | 8043 | 14 | 16.2 | Residential | Behind the Meter | No | Net Metered Residential | Tesla Energy Operations Inc |  | AC Electric | Accepted | 2024-01-03 | 2024-01-31 | 2025-01-31 | Solar Panels | Hanwha | # Q.PEAK DUO BLK ML-G10+/TS 405 |  | 0.405 | 21 | 333 | 30 |  | Fixed | Roof
NJADRE1555566455 | Administratively Determined Incentive Program | PEDRICKTOWN | 8067 | 16 | 10.27 | Residential | Behind the Meter | No | Net Metered Residential | RCL Enterprises Inc |  | AC Electric | Accepted | 2024-01-03 | 2024-01-30 | 2025-01-30 | Inverters | Enphase | IQ8plus | 290 |  | 26 |  |  | 0.97 |  | Outdoor
NJADRE1555566455 | Administratively Determined Incentive Program | PEDRICKTOWN | 8067 | 16 | 10.27 | Residential | Behind the Meter | No | Net Metered Residential | RCL Enterprises Inc |  | AC Electric | Accepted | 2024-01-03 | 2024-01-30 | 2025-01-30 | Solar Panels | Trina | TSMDE09C |  | 0.395 | 26 | 163 | 18 |  | Fixed | Roof
NJADRE1555566711 | Administratively Determined Incentive Program | GREEN BROOK | 8812 | 11 | 8.91 | Residential | Behind the Meter | No | Net Metered Residential | Green Sun Energy Services, LLC |  | PSE&G | Accepted | 2024-01-03 | 2024-01-29 | 2025-01-29 | Inverters | SolarEdge | SE7600H-USNBBL14 | 7600 |  | 1 |  |  | 0.99 |  | Outdoor
NJADRE1555566711 | Administratively Determined Incentive Program | GREEN BROOK | 8812 | 11 | 8.91 | Residential | Behind the Meter | No | Net Metered Residential | Green Sun Energy Services, LLC |  | PSE&G | Accepted | 2024-01-03 | 2024-01-29 | 2025-01-29 | Meters | SolarEdge | SE7600H-USNBBL14 | 7600 |  | 1 |  |  |  | Yes | Outdoor
NJADRE1555566711 | Administratively Determined Incentive Program | GREEN BROOK | 8812 | 11 | 8.91 | Residential | Behind the Meter | No | Net Metered Residential | Green Sun Energy Services, LLC |  | PSE&G | Accepted | 2024-01-03 | 2024-01-29 | 2025-01-29 | Solar Panels | Qcells | Q.PEAK DUO BLK ML G10+ 405 |  | 0.405 | 5 | 237 | 23 |  | Fixed | Roof
NJADRE1555566711 | Administratively Determined Incentive Program | GREEN BROOK | 8812 | 11 | 8.91 | Residential | Behind the Meter | No | Net Metered Residential | Green Sun Energy Services, LLC |  | PSE&G | Accepted | 2024-01-03 | 2024-01-29 | 2025-01-29 | Solar Panels | Qcells | Q.PEAK DUO BLK ML G10+ 405 |  | 0.405 | 12 | 57 | 23 |  | Fixed | Roof
NJADRE1555566711 | Administratively Determined Incentive Program | GREEN BROOK | 8812 | 11 | 8.91 | Residential | Behind the Meter | No | Net Metered Residential | Green Sun Energy Services, LLC |  | PSE&G | Accepted | 2024-01-03 | 2024-01-29 | 2025-01-29 | Solar Panels | Qcells | Q.PEAK DUO BLK ML G10+ 405 |  | 0.405 | 5 | 147 | 23 |  | Fixed | Roof
NJADRE1555566883 | Administratively Determined Incentive Program | BAYVILLE | 8721 | 18 | 7.29 | Residential | Behind the Meter | Yes | Net Metered Residential | EMT Renewables |  | JCP&L | Accepted | 2024-01-03 | 2024-01-30 | 2025-01-30 | Inverters | ENPHASE | IQ8+ | 290 |  | 18 |  |  | 0.98 |  | Outside | UNDER EACH PANEL
NJADRE1555566883 | Administratively Determined Incentive Program | BAYVILLE | 8721 | 18 | 7.29 | Residential | Behind the Meter | Yes | Net Metered Residential | EMT Renewables |  | JCP&L | Accepted | 2024-01-03 | 2024-01-30 | 2025-01-30 | Solar Panels | Q CELLS | Q PEAK DUO BLK |  | 0.405 | 15 | 184 | 24 |  | Fixed | Roof
NJADRE1555566883 | Administratively Determined Incentive Program | BAYVILLE | 8721 | 18 | 7.29 | Residential | Behind the Meter | Yes | Net Metered Residential | EMT Renewables |  | JCP&L | Accepted | 2024-01-03 | 2024-01-30 | 2025-01-30 | Solar Panels | Q CELLS | Q PEAK DUO BLK |  | 0.405 | 3 | 4 | 24 |  | Fixed | Roof
NJADRE1555566943 | Administratively Determined Incentive Program | Woodbine | 8270 | 21 | 6.89 | Residential | Behind the Meter | Yes | Net Metered Residential | Trinity Solar |  | AC Electric | Accepted | 2024-01-03 | 2024-01-29 | 2025-01-29 | Inverters | Solar Edge | SE6000H-US | 6000 |  | 1 |  |  | 0.97 |  | Outdoor
NJADRE1555566943 | Administratively Determined Incentive Program | Woodbine | 8270 | 21 | 6.89 | Residential | Behind the Meter | Yes | Net Metered Residential | Trinity Solar |  | AC Electric | Accepted | 2024-01-03 | 2024-01-29 | 2025-01-29 | Solar Panels | HANWHA | (Q.PEAK DUO BLK ML-G10+ 405) |  | 0.405 | 17 | 197 | 30 |  | Fixed | Roof
NJADRE1555567227 | Administratively Determined Incentive Program | EGG HARBOR | 8234 | 19 | 10.8 | Residential | Behind the Meter | Yes | Net Metered Residential | Pro Custom Solar dba Momentum Solar |  | AC Electric | Accepted | 2024-01-03 | 2024-01-29 | 2025-01-29 | Solar Panels | Q. PEAK DUO BLK ML-G10+400 | hanwha |  | 0.4 | 23 | 224 | 30 |  | Fixed | Roof
NJADRE1555567227 | Administratively Determined Incentive Program | EGG HARBOR | 8234 | 19 | 10.8 | Residential | Behind the Meter | Yes | Net Metered Residential | Pro Custom Solar dba Momentum Solar |  | AC Electric | Accepted | 2024-01-03 | 2024-01-29 | 2025-01-29 | Solar Panels | Q. PEAK DUO BLK ML-G10+400 | hanwha |  | 0.4 | 4 | 224 | 10 |  | Fixed | Roof
NJADRE1555567227 | Administratively Determined Incentive Program | EGG HARBOR | 8234 | 19 | 10.8 | Residential | Behind the Meter | Yes | Net Metered Residential | Pro Custom Solar dba Momentum Solar |  | AC Electric | Accepted | 2024-01-03 | 2024-01-29 | 2025-01-29 | Inverters | IQ8PLUS-72-2-US | enphase | 290 |  | 27 |  |  | 0.97 |  | Outdoor
NJADRE1555567540 | Administratively Determined Incentive Program | PINE HILL | 8021 | 14 | 10.53 | Residential | Behind the Meter | Yes | Net Metered Residential | Trinity Solar |  | AC Electric | Accepted | 2024-01-03 | 2024-01-29 | 2025-01-29 | Inverters | Solar Edge | SE10000H-US | 10000 |  | 1 |  |  | 0.97 |  | Outside
NJADRE1555567540 | Administratively Determined Incentive Program | PINE HILL | 8021 | 14 | 10.53 | Residential | Behind the Meter | Yes | Net Metered Residential | Trinity Solar |  | AC Electric | Accepted | 2024-01-03 | 2024-01-29 | 2025-01-29 | Solar Panels | HANWHA | Q.PEAK DUO BLK ML-G10+ 405 |  | 0.405 | 22 | 236 | 18 |  | Fixed | Roof
NJADRE1555567540 | Administratively Determined Incentive Program | PINE HILL | 8021 | 14 | 10.53 | Residential | Behind the Meter | Yes | Net Metered Residential | Trinity Solar |  | AC Electric | Accepted | 2024-01-03 | 2024-01-29 | 2025-01-29 | Solar Panels | HANWHA | Q.PEAK DUO BLK ML-G10+ 405 |  | 0.405 | 4 | 56 | 17 |  | Fixed | Roof
NJADRE1555567615 | Administratively Determined Incentive Program | ABSECON | 8201 | 19 | 9.6 | Residential | Behind the Meter | Yes | Net Metered Residential | Pro Custom Solar dba Momentum Solar |  | AC Electric | Accepted | 2024-01-03 | 2024-01-29 | 2025-01-29 | Solar Panels | Q. PEAK DUO BLK ML-G10+400 | hanwha |  | 0.4 | 12 | 263 | 33 |  | Fixed | Roof
NJADRE1555567615 | Administratively Determined Incentive Program | ABSECON | 8201 | 19 | 9.6 | Residential | Behind the Meter | Yes | Net Metered Residential | Pro Custom Solar dba Momentum Solar |  | AC Electric | Accepted | 2024-01-03 | 2024-01-29 | 2025-01-29 | Solar Panels | Q. PEAK DUO BLK ML-G10+400 | hanwha |  | 0.4 | 12 | 83 | 33 |  | Fixed | Roof
NJADRE1555567615 | Administratively Determined Incentive Program | ABSECON | 8201 | 19 | 9.6 | Residential | Behind the Meter | Yes | Net Metered Residential | Pro Custom Solar dba Momentum Solar |  | AC Electric | Accepted | 2024-01-03 | 2024-01-29 | 2025-01-29 | Inverters | IQ8PLUS-72-2-US | enphase | 290 |  | 24 |  |  | 0.97 |  | Outdoor
NJADRE1555567984 | Administratively Determined Incentive Program | East Hanover | 7936 | 3 | 4.8 | Residential | Behind the Meter | Yes | Net Metered Residential | Pro Custom Solar dba Momentum Solar |  | JCP&L | Accepted | 2024-01-03 | 2024-01-29 | 2025-01-29 | Solar Panels | Q. PEAK DUO BLK ML-G10+400 | hanwha |  | 0.4 | 4 | 208 | 27 |  | Fixed | Roof
NJADRE1555567984 | Administratively Determined Incentive Program | East Hanover | 7936 | 3 | 4.8 | Residential | Behind the Meter | Yes | Net Metered Residential | Pro Custom Solar dba Momentum Solar |  | JCP&L | Accepted | 2024-01-03 | 2024-01-29 | 2025-01-29 | Solar Panels | Q. PEAK DUO BLK ML-G10+400 | hanwha |  | 0.4 | 8 | 298 | 26 |  | Fixed | Roof
NJADRE1555567984 | Administratively Determined Incentive Program | East Hanover | 7936 | 3 | 4.8 | Residential | Behind the Meter | Yes | Net Metered Residential | Pro Custom Solar dba Momentum Solar |  | JCP&L | Accepted | 2024-01-03 | 2024-01-29 | 2025-01-29 | Inverters | IQ8PLUS-72-2-US | enphase | 290 |  | 12 |  |  | 0.97 |  | Outdoor
NJADRE1555568018 | Administratively Determined Incentive Program | EDISON | 8817 | 11 | 10.13 | Residential | Behind the Meter | No | Net Metered Residential | Tesla Energy Operations Inc |  | PSE&G | Accepted | 2024-01-03 | 2024-01-30 | 2025-01-30 | Inverters | Tesla | 1538000-45-A | 5000 |  | 1 |  |  | 0.98 |  | Outside
NJADRE1555568018 | Administratively Determined Incentive Program | EDISON | 8817 | 11 | 10.13 | Residential | Behind the Meter | No | Net Metered Residential | Tesla Energy Operations Inc |  | PSE&G | Accepted | 2024-01-03 | 2024-01-30 | 2025-01-30 | Inverters | Tesla | 1538000-45-A | 3800 |  | 1 |  |  | 0.98 |  | Outside
NJADRE1555568018 | Administratively Determined Incentive Program | EDISON | 8817 | 11 | 10.13 | Residential | Behind the Meter | No | Net Metered Residential | Tesla Energy Operations Inc |  | PSE&G | Accepted | 2024-01-03 | 2024-01-30 | 2025-01-30 | Solar Panels | Hanwha | # Q.PEAK DUO BLK ML-G10+/TS 405 |  | 0.405 | 6 | 265 | 18 |  | Fixed | Roof
NJADRE1555568018 | Administratively Determined Incentive Program | EDISON | 8817 | 11 | 10.13 | Residential | Behind the Meter | No | Net Metered Residential | Tesla Energy Operations Inc |  | PSE&G | Accepted | 2024-01-03 | 2024-01-30 | 2025-01-30 | Solar Panels | Hanwha | # Q.PEAK DUO BLK ML-G10+/TS 405 |  | 0.405 | 9 | 85 | 18 |  | Fixed | Roof
NJADRE1555568018 | Administratively Determined Incentive Program | EDISON | 8817 | 11 | 10.13 | Residential | Behind the Meter | No | Net Metered Residential | Tesla Energy Operations Inc |  | PSE&G | Accepted | 2024-01-03 | 2024-01-30 | 2025-01-30 | Solar Panels | Hanwha | # Q.PEAK DUO BLK ML-G10+/TS 405 |  | 0.405 | 6 | 85 | 18 |  | Fixed | Roof
NJADRE1555568018 | Administratively Determined Incentive Program | EDISON | 8817 | 11 | 10.13 | Residential | Behind the Meter | No | Net Metered Residential | Tesla Energy Operations Inc |  | PSE&G | Accepted | 2024-01-03 | 2024-01-30 | 2025-01-30 | Solar Panels | Hanwha | # Q.PEAK DUO BLK ML-G10+/TS 405 |  | 0.405 | 2 | 265 | 18 |  | Fixed | Roof
NJADRE1555568018 | Administratively Determined Incentive Program | EDISON | 8817 | 11 | 10.13 | Residential | Behind the Meter | No | Net Metered Residential | Tesla Energy Operations Inc |  | PSE&G | Accepted | 2024-01-03 | 2024-01-30 | 2025-01-30 | Solar Panels | Hanwha | # Q.PEAK DUO BLK ML-G10+/TS 405 |  | 0.405 | 2 | 265 | 18 |  | Fixed | Roof
NJADRE1555568155 | Administratively Determined Incentive Program | WOODBRIDGE TWP | 7067 | 10 | 3.65 | Residential | Behind the Meter | Yes | Net Metered Residential | EMT Renewables |  | PSE&G | Accepted | 2024-01-03 | 2024-01-29 | 2025-01-29 | Inverters | ENPHASE | IQ8+ | 290 |  | 9 |  |  | 0.98 |  | Other | UNDER EACH PANEL
NJADRE1555568155 | Administratively Determined Incentive Program | WOODBRIDGE TWP | 7067 | 10 | 3.65 | Residential | Behind the Meter | Yes | Net Metered Residential | EMT Renewables |  | PSE&G | Accepted | 2024-01-03 | 2024-01-29 | 2025-01-29 | Solar Panels | Q CELLS | Q PEAK DUO BLK |  | 0.405 | 6 | 125 | 28 |  | Fixed | Roof
NJADRE1555568155 | Administratively Determined Incentive Program | WOODBRIDGE TWP | 7067 | 10 | 3.65 | Residential | Behind the Meter | Yes | Net Metered Residential | EMT Renewables |  | PSE&G | Accepted | 2024-01-03 | 2024-01-29 | 2025-01-29 | Solar Panels | Q CELLS | Q PEAK DUO BLK |  | 0.405 | 3 | 305 | 28 |  | Fixed | Roof
NJADRE1555568636 | Administratively Determined Incentive Program | VOORHEES | 8043 | 14 | 8.51 | Residential | Behind the Meter | Yes | Net Metered Residential | Sunrun Installation Services, Inc. |  | PSE&G | Accepted | 2024-01-03 | 2024-01-30 | 2025-01-30 | Inverters | DELTA ELECTRONICS | E8-TL-US | 8000 |  | 1 |  |  | 0.975 |  | Outdoor | Next to meter
NJADRE1555568636 | Administratively Determined Incentive Program | VOORHEES | 8043 | 14 | 8.51 | Residential | Behind the Meter | Yes | Net Metered Residential | Sunrun Installation Services, Inc. |  | PSE&G | Accepted | 2024-01-03 | 2024-01-30 | 2025-01-30 | Solar Panels | HANWHA Q-CELLS | Q.PEAK DUO BLK ML-G10+ 405 |  | 0.405 | 14 | 314 | 31 |  | Fixed | Roof
NJADRE1555568636 | Administratively Determined Incentive Program | VOORHEES | 8043 | 14 | 8.51 | Residential | Behind the Meter | Yes | Net Metered Residential | Sunrun Installation Services, Inc. |  | PSE&G | Accepted | 2024-01-03 | 2024-01-30 | 2025-01-30 | Solar Panels | HANWHA Q-CELLS | Q.PEAK DUO BLK ML-G10+ 405 |  | 0.405 | 7 | 40 | 18 |  | Fixed | Roof
NJADRE1555568701 | Administratively Determined Incentive Program | LITTLE FERRY | 7643 | 7 | 17.01 | Residential | Behind the Meter | Yes | Net Metered Residential | Pro Custom Solar dba Momentum Solar |  | PSE&G | Accepted | 2024-01-03 | 2024-01-30 | 2025-01-30 | Solar Panels | Q. PEAK DUO BLK ML-G10+405 | hanwha |  | 0.405 | 17 | 176 | 24 |  | Fixed | Roof
NJADRE1555568701 | Administratively Determined Incentive Program | LITTLE FERRY | 7643 | 7 | 17.01 | Residential | Behind the Meter | Yes | Net Metered Residential | Pro Custom Solar dba Momentum Solar |  | PSE&G | Accepted | 2024-01-03 | 2024-01-30 | 2025-01-30 | Solar Panels | Q. PEAK DUO BLK ML-G10+405 | hanwha |  | 0.405 | 5 | 266 | 23 |  | Fixed | Roof
NJADRE1555568701 | Administratively Determined Incentive Program | LITTLE FERRY | 7643 | 7 | 17.01 | Residential | Behind the Meter | Yes | Net Metered Residential | Pro Custom Solar dba Momentum Solar |  | PSE&G | Accepted | 2024-01-03 | 2024-01-30 | 2025-01-30 | Solar Panels | Q. PEAK DUO BLK ML-G10+405 | hanwha |  | 0.405 | 5 | 86 | 23 |  | Fixed | Roof
NJADRE1555568701 | Administratively Determined Incentive Program | LITTLE FERRY | 7643 | 7 | 17.01 | Residential | Behind the Meter | Yes | Net Metered Residential | Pro Custom Solar dba Momentum Solar |  | PSE&G | Accepted | 2024-01-03 | 2024-01-30 | 2025-01-30 | Solar Panels | Q. PEAK DUO BLK ML-G10+405 | hanwha |  | 0.405 | 15 | 356 | 24 |  | Fixed | Roof
NJADRE1555568701 | Administratively Determined Incentive Program | LITTLE FERRY | 7643 | 7 | 17.01 | Residential | Behind the Meter | Yes | Net Metered Residential | Pro Custom Solar dba Momentum Solar |  | PSE&G | Accepted | 2024-01-03 | 2024-01-30 | 2025-01-30 | Inverters | IQ8PLUS-72-2-US | enphase | 290 |  | 42 |  |  | 0.97 |  | Outdoor
NJADRE1555568723 | Administratively Determined Incentive Program | GARFIELD | 7026 | 7 | 9.32 | Residential | Behind the Meter | No | Net Metered Residential | Green Power Energy, LLC |  | PSE&G | Accepted | 2024-01-03 | 2024-02-06 | 2025-02-06 | Inverters | Enphase Energy | IQ8PLUS-72-2-US [240V] | 290 |  | 23 |  |  | 0.975 |  | Outdoor | Roof
NJADRE1555568723 | Administratively Determined Incentive Program | GARFIELD | 7026 | 7 | 9.32 | Residential | Behind the Meter | No | Net Metered Residential | Green Power Energy, LLC |  | PSE&G | Accepted | 2024-01-03 | 2024-02-06 | 2025-02-06 | Solar Panels | Hanwha Q-Cells | Q.PEAK DUO BLK ML-G10+ 405 |  | 0.405 | 11 | 341 | 21 |  | Fixed | Roof
NJADRE1555568723 | Administratively Determined Incentive Program | GARFIELD | 7026 | 7 | 9.32 | Residential | Behind the Meter | No | Net Metered Residential | Green Power Energy, LLC |  | PSE&G | Accepted | 2024-01-03 | 2024-02-06 | 2025-02-06 | Solar Panels | Hanwha Q-Cells | Q.PEAK DUO BLK ML-G10+ 405 |  | 0.405 | 12 | 161 | 20 |  | Fixed | Roof
NJADRE1555568783 | Administratively Determined Incentive Program | TOMS RIVER | 8753 | 18 | 4.86 | Residential | Behind the Meter | Yes | Net Metered Residential |  |  | JCP&L | Accepted | 2024-01-03 | 2024-01-30 | 2025-01-30 | Solar Panels | HANWHA Q-CELLS | Q.PEAK DUO BLK ML-G10+ 405 |  | 0.405 | 12 | 67 | 30 |  | Fixed | Roof
NJADRE1555568783 | Administratively Determined Incentive Program | TOMS RIVER | 8753 | 18 | 4.86 | Residential | Behind the Meter | Yes | Net Metered Residential |  |  | JCP&L | Accepted | 2024-01-03 | 2024-01-30 | 2025-01-30 | Inverters | SOLAREDGE TECHNOLOGIES | SE3800H-USMN | 3800 |  | 1 |  |  | 0.99 |  | Outdoor | Next To Meter
NJADRE1555568885 | Administratively Determined Incentive Program | UNION | 7083 | 10 | 4.86 | Residential | Behind the Meter | Yes | Net Metered Residential | Sunrun Installation Services, Inc. |  | PSE&G | Accepted | 2024-01-03 | 2024-01-30 | 2025-01-30 | Inverters | SolarEdge Technologies | SE3800H-USMN | 3800 |  | 1 |  |  | 0.99 |  | Outdoor | Next to meter
NJADRE1555568885 | Administratively Determined Incentive Program | UNION | 7083 | 10 | 4.86 | Residential | Behind the Meter | Yes | Net Metered Residential | Sunrun Installation Services, Inc. |  | PSE&G | Accepted | 2024-01-03 | 2024-01-30 | 2025-01-30 | Solar Panels | Hanwha Q Cells | Q.PEAK DUO BLK ML-G10+ 405 |  | 0.405 | 6 | 334 | 22 |  | Fixed | Roof
NJADRE1555568885 | Administratively Determined Incentive Program | UNION | 7083 | 10 | 4.86 | Residential | Behind the Meter | Yes | Net Metered Residential | Sunrun Installation Services, Inc. |  | PSE&G | Accepted | 2024-01-03 | 2024-01-30 | 2025-01-30 | Solar Panels | Hanwha Q Cells | Q.PEAK DUO BLK ML-G10+ 405 |  | 0.405 | 6 | 63 | 21 |  | Fixed | Roof
NJADRE1555568941 | Administratively Determined Incentive Program | ROSELLE PARK | 7204 | 10 | 10.13 | Residential | Behind the Meter | No | Net Metered Residential | EMT Renewables |  | PSE&G | Accepted | 2024-01-03 | 2024-01-30 | 2025-01-30 | Inverters | ENPHASE | IQ8+ | 290 |  | 25 |  |  | 0.98 |  | Other | UNDER EACH PANEL
NJADRE1555568941 | Administratively Determined Incentive Program | ROSELLE PARK | 7204 | 10 | 10.13 | Residential | Behind the Meter | No | Net Metered Residential | EMT Renewables |  | PSE&G | Accepted | 2024-01-03 | 2024-01-30 | 2025-01-30 | Solar Panels | ENPHASE | Q PEAK DUO BLK |  | 0.405 | 8 | 155 | 29 |  | Fixed | Roof
NJADRE1555568941 | Administratively Determined Incentive Program | ROSELLE PARK | 7204 | 10 | 10.13 | Residential | Behind the Meter | No | Net Metered Residential | EMT Renewables |  | PSE&G | Accepted | 2024-01-03 | 2024-01-30 | 2025-01-30 | Solar Panels | Q CELLS | Q PEAK DUO BLK |  | 0.405 | 4 | 245 | 27 |  | Fixed | Roof
NJADRE1555568941 | Administratively Determined Incentive Program | ROSELLE PARK | 7204 | 10 | 10.13 | Residential | Behind the Meter | No | Net Metered Residential | EMT Renewables |  | PSE&G | Accepted | 2024-01-03 | 2024-01-30 | 2025-01-30 | Solar Panels | Q CELLS | Q PEAK DUO BLK |  | 0.405 | 5 | 65 | 27 |  | Fixed | Roof
NJADRE1555568941 | Administratively Determined Incentive Program | ROSELLE PARK | 7204 | 10 | 10.13 | Residential | Behind the Meter | No | Net Metered Residential | EMT Renewables |  | PSE&G | Accepted | 2024-01-03 | 2024-01-30 | 2025-01-30 | Solar Panels | Q CELLS | Q PEAK DUO BLK |  | 0.405 | 2 | 155 | 22 |  | Fixed | Roof
NJADRE1555568941 | Administratively Determined Incentive Program | ROSELLE PARK | 7204 | 10 | 10.13 | Residential | Behind the Meter | No | Net Metered Residential | EMT Renewables |  | PSE&G | Accepted | 2024-01-03 | 2024-01-30 | 2025-01-30 | Solar Panels | Q CELLS | Q PEAK DUO BLK |  | 0.405 | 6 | 335 | 29 |  | Fixed | Roof
NJADRE1555569067 | Administratively Determined Incentive Program | HILLSBOROUGH TWP | 8844 | 5 | 11.34 | Residential | Behind the Meter | No | Net Metered Residential | EMT Renewables |  | PSE&G | Accepted | 2024-01-03 | 2024-01-30 | 2025-01-30 | Inverters | ENPHASE | IQ8+ | 290 |  | 28 |  |  | 0 |  | Other | UNDER EACH PANEL
NJADRE1555569067 | Administratively Determined Incentive Program | HILLSBOROUGH TWP | 8844 | 5 | 11.34 | Residential | Behind the Meter | No | Net Metered Residential | EMT Renewables |  | PSE&G | Accepted | 2024-01-03 | 2024-01-30 | 2025-01-30 | Solar Panels | Q CELLS | Q PEAK DUO BLK |  | 0.405 | 28 | 179 | 27 |  | Fixed | Roof
NJADRE1555569154 | Administratively Determined Incentive Program | PENNSVILLE | 8070 | 16 | 7.29 | Residential | Behind the Meter | Yes | Net Metered Residential | Sunrun Installation Services, Inc. |  | AC Electric | Accepted | 2024-01-03 | 2024-01-30 | 2025-01-30 | Inverters | SOLAREDGE TECHNOLOGIES | SE6000H-USSN | 6000 |  | 1 |  |  | 0.992 |  | Outdoor | Next to meter
NJADRE1555569154 | Administratively Determined Incentive Program | PENNSVILLE | 8070 | 16 | 7.29 | Residential | Behind the Meter | Yes | Net Metered Residential | Sunrun Installation Services, Inc. |  | AC Electric | Accepted | 2024-01-03 | 2024-01-30 | 2025-01-30 | Solar Panels | HANWHA Q-CELLS | Q.PEAK DUO BLK ML-G10+ 405 |  | 0.405 | 18 | 256 | 34 |  | Fixed | Roof
NJADRE1555569924 | Administratively Determined Incentive Program | VINELAND | 8360 | 20 | 9.24 | Residential | Behind the Meter | No | Net Metered Residential | Freedom Forever New Jersey LLC |  | Vineland Muni Electric | Accepted | 2024-01-03 | 2024-01-30 | 2025-01-30 | Inverters | Solar Edge | SE6000H-USRGM | 6000 |  | 1 |  |  | 0.99 |  | Outside
NJADRE1555569924 | Administratively Determined Incentive Program | VINELAND | 8360 | 20 | 9.24 | Residential | Behind the Meter | No | Net Metered Residential | Freedom Forever New Jersey LLC |  | Vineland Muni Electric | Accepted | 2024-01-03 | 2024-01-30 | 2025-01-30 | Solar Panels | JINKO SOLAR | JKM385M-6RL3-B |  | 0.385 | 6 | 93 | 30 |  | Fixed | Roof
NJADRE1555569924 | Administratively Determined Incentive Program | VINELAND | 8360 | 20 | 9.24 | Residential | Behind the Meter | No | Net Metered Residential | Freedom Forever New Jersey LLC |  | Vineland Muni Electric | Accepted | 2024-01-03 | 2024-01-30 | 2025-01-30 | Solar Panels | JINKO SOLAR | JKM385M-6RL3-B |  | 0.385 | 6 | 273 | 30 |  | Fixed | Roof
NJADRE1555569924 | Administratively Determined Incentive Program | VINELAND | 8360 | 20 | 9.24 | Residential | Behind the Meter | No | Net Metered Residential | Freedom Forever New Jersey LLC |  | Vineland Muni Electric | Accepted | 2024-01-03 | 2024-01-30 | 2025-01-30 | Solar Panels | JINKO SOLAR | JKM385M-6RL3-B |  | 0.385 | 6 | 273 | 28 |  | Fixed | Roof
NJADRE1555569924 | Administratively Determined Incentive Program | VINELAND | 8360 | 20 | 9.24 | Residential | Behind the Meter | No | Net Metered Residential | Freedom Forever New Jersey LLC |  | Vineland Muni Electric | Accepted | 2024-01-03 | 2024-01-30 | 2025-01-30 | Solar Panels | JINKO SOLAR | JKM385M-6RL3-B |  | 0.385 | 6 | 93 | 28 |  | Fixed | Roof
NJADRE1555583839 | Administratively Determined Incentive Program | Cinnaminson | 8077 | 13 | 8.4 | Residential | Behind the Meter | Yes | Net Metered Residential | Suntuity Solar LLC |  | PSE&G | Accepted | 2024-01-04 | 2024-01-30 | 2025-01-30 | Inverters | (21) ENPHASE | IQ8PLUS-72-2-US | 290 |  | 21 |  |  | 0.97 |  | Outdoor | Behind the PV modules
NJADRE1555583839 | Administratively Determined Incentive Program | Cinnaminson | 8077 | 13 | 8.4 | Residential | Behind the Meter | Yes | Net Metered Residential | Suntuity Solar LLC |  | PSE&G | Accepted | 2024-01-04 | 2024-01-30 | 2025-01-30 | Solar Panels | (21) CANADIANSOLAR | CS6R-400MS-HL |  | 0.4 | 4 | 152 | 23 |  | Fixed | Roof
NJADRE1555583839 | Administratively Determined Incentive Program | Cinnaminson | 8077 | 13 | 8.4 | Residential | Behind the Meter | Yes | Net Metered Residential | Suntuity Solar LLC |  | PSE&G | Accepted | 2024-01-04 | 2024-01-30 | 2025-01-30 | Solar Panels | (21) CANADIANSOLAR | CS6R-400MS-HL |  | 0.4 | 17 | 62 | 23 |  | Fixed | Roof
NJADRE1555583848 | Administratively Determined Incentive Program | TOWNSHIP OF WASHINGTON | 7676 | 7 | 9.32 | Residential | Behind the Meter | Yes | Net Metered Residential | Sunrun Installation Services, Inc. |  | PSE&G | Accepted | 2024-01-04 | 2024-01-30 | 2025-01-30 | Inverters | Delta Electronics | E8-TL-US | 7680 |  | 1 |  |  | 0.98 |  | Outdoor
NJADRE1555583848 | Administratively Determined Incentive Program | TOWNSHIP OF WASHINGTON | 7676 | 7 | 9.32 | Residential | Behind the Meter | Yes | Net Metered Residential | Sunrun Installation Services, Inc. |  | PSE&G | Accepted | 2024-01-04 | 2024-01-30 | 2025-01-30 | Solar Panels | Hanwha Q Cells | Q.PEAK DUO BLK ML-G10+ 405 |  | 0.405 | 5 | 195 | 22 |  | Fixed | Roof
NJADRE1555583848 | Administratively Determined Incentive Program | TOWNSHIP OF WASHINGTON | 7676 | 7 | 9.32 | Residential | Behind the Meter | Yes | Net Metered Residential | Sunrun Installation Services, Inc. |  | PSE&G | Accepted | 2024-01-04 | 2024-01-30 | 2025-01-30 | Solar Panels | Hanwha Q Cells | Q.PEAK DUO BLK ML-G10+ 405 |  | 0.405 | 9 | 285 | 22 |  | Fixed | Roof
NJADRE1555583848 | Administratively Determined Incentive Program | TOWNSHIP OF WASHINGTON | 7676 | 7 | 9.32 | Residential | Behind the Meter | Yes | Net Metered Residential | Sunrun Installation Services, Inc. |  | PSE&G | Accepted | 2024-01-04 | 2024-01-30 | 2025-01-30 | Solar Panels | Hanwha Q Cells | Q.PEAK DUO BLK ML-G10+ 405 |  | 0.405 | 9 | 105 | 22 |  | Fixed | Roof
NJADRE1555583854 | Administratively Determined Incentive Program | SKILLMAN | 8558 | 5 | 7.2 | Residential | Behind the Meter | No | Net Metered Residential | Exact Solar |  | PSE&G | Accepted | 2024-01-04 | 2024-01-31 | 2025-01-31 | Inverters | SOLAREDGE | SE6000H-US | 6000 |  | 1 |  |  | 0.992 |  | Indoor
NJADRE1555583854 | Administratively Determined Incentive Program | SKILLMAN | 8558 | 5 | 7.2 | Residential | Behind the Meter | No | Net Metered Residential | Exact Solar |  | PSE&G | Accepted | 2024-01-04 | 2024-01-31 | 2025-01-31 | Solar Panels | VSun | VSUN400-108M-BB |  | 0.4 | 8 | 195.9 | 27 |  | Fixed | Roof
NJADRE1555583854 | Administratively Determined Incentive Program | SKILLMAN | 8558 | 5 | 7.2 | Residential | Behind the Meter | No | Net Metered Residential | Exact Solar |  | PSE&G | Accepted | 2024-01-04 | 2024-01-31 | 2025-01-31 | Solar Panels | VSun | VSUN400-108M-BB |  | 0.4 | 4 | 106 | 26 |  | Fixed | Roof
NJADRE1555583854 | Administratively Determined Incentive Program | SKILLMAN | 8558 | 5 | 7.2 | Residential | Behind the Meter | No | Net Metered Residential | Exact Solar |  | PSE&G | Accepted | 2024-01-04 | 2024-01-31 | 2025-01-31 | Solar Panels | VSun | VSUN400-108M-BB |  | 0.4 | 6 | 1965 | 23 |  | Fixed | Roof
NJADRE1555583864 | Administratively Determined Incentive Program | Hazlet | 7730 | 17 | 4.05 | Residential | Behind the Meter | Yes | Net Metered Residential | SunnyMac LLC |  | JCP&L | Accepted | 2024-01-04 | 2024-01-30 | 2025-01-30 | Solar Panels | Q.PEAK DUO BLK ML-G10+ 405 | HANWHA |  | 0.405 | 5 | 103 | 38 |  | Fixed | Roof
NJADRE1555583864 | Administratively Determined Incentive Program | Hazlet | 7730 | 17 | 4.05 | Residential | Behind the Meter | Yes | Net Metered Residential | SunnyMac LLC |  | JCP&L | Accepted | 2024-01-04 | 2024-01-30 | 2025-01-30 | Solar Panels | Q.PEAK DUO BLK ML-G10+ 405 | HANWHA |  | 0.405 | 5 | 283 | 38 |  | Fixed | Roof
NJADRE1555583864 | Administratively Determined Incentive Program | Hazlet | 7730 | 17 | 4.05 | Residential | Behind the Meter | Yes | Net Metered Residential | SunnyMac LLC |  | JCP&L | Accepted | 2024-01-04 | 2024-01-30 | 2025-01-30 | Inverters | SE 3000H-US | Solaredge | 3000 |  | 1 |  |  | 0.1 |  | Outdoor | next to meter
NJADRE1555583864 | Administratively Determined Incentive Program | Hazlet | 7730 | 17 | 4.05 | Residential | Behind the Meter | Yes | Net Metered Residential | SunnyMac LLC |  | JCP&L | Accepted | 2024-01-04 | 2024-01-30 | 2025-01-30 | Meters | SE-RGMTR-1D-240C-B | Solaredge |  |  | 1 |  |  |  | Yes | Outdoor
NJADRE1555583869 | Administratively Determined Incentive Program | HILLSIDE | 7205 | 10 | 8.91 | Residential | Behind the Meter | Yes | Net Metered Residential | Sunny Mac LLC |  | PSE&G | Accepted | 2024-01-04 | 2024-01-30 | 2025-01-30 | Solar Panels | Q.PEAK DUO BLK ML-G10+ 405 | HANWHA |  | 0.405 | 22 | 265 | 27 |  | Fixed | Roof
NJADRE1555583869 | Administratively Determined Incentive Program | HILLSIDE | 7205 | 10 | 8.91 | Residential | Behind the Meter | Yes | Net Metered Residential | Sunny Mac LLC |  | PSE&G | Accepted | 2024-01-04 | 2024-01-30 | 2025-01-30 | Inverters | SE7600H-US | Solaredge | 7600 |  | 1 |  |  | 0.1 |  | Outdoor | next to meter
NJADRE1555583873 | Administratively Determined Incentive Program | Parlin | 8859 | 11 | 7.29 | Residential | Behind the Meter | Yes | Net Metered Residential | Sunrun Installation Services, Inc. |  | JCP&L | Accepted | 2024-01-04 | 2024-01-30 | 2025-01-30 | Electric Storage Battery | Tesla | Powerwall 2 AC |  |  | 1 |  |  |  | Lithium Ion |  | Outside
NJADRE1555583873 | Administratively Determined Incentive Program | Parlin | 8859 | 11 | 7.29 | Residential | Behind the Meter | Yes | Net Metered Residential | Sunrun Installation Services, Inc. |  | JCP&L | Accepted | 2024-01-04 | 2024-01-30 | 2025-01-30 | Inverters | SolarEdge Technologies | SE6000H-USSN | 6000 |  | 1 |  |  | 0.99 |  | Outside
NJADRE1555583873 | Administratively Determined Incentive Program | Parlin | 8859 | 11 | 7.29 | Residential | Behind the Meter | Yes | Net Metered Residential | Sunrun Installation Services, Inc. |  | JCP&L | Accepted | 2024-01-04 | 2024-01-30 | 2025-01-30 | Solar Panels | Hanwha Q Cells | Q.PEAK DUO BLK ML-G10+ 405 |  | 0.405 | 3 | 110 | 18 |  | Fixed | Roof
NJADRE1555583873 | Administratively Determined Incentive Program | Parlin | 8859 | 11 | 7.29 | Residential | Behind the Meter | Yes | Net Metered Residential | Sunrun Installation Services, Inc. |  | JCP&L | Accepted | 2024-01-04 | 2024-01-30 | 2025-01-30 | Solar Panels | Hanwha Q Cells | Q.PEAK DUO BLK ML-G10+ 405 |  | 0.405 | 6 | 290 | 20 |  | Fixed | Roof
NJADRE1555583873 | Administratively Determined Incentive Program | Parlin | 8859 | 11 | 7.29 | Residential | Behind the Meter | Yes | Net Metered Residential | Sunrun Installation Services, Inc. |  | JCP&L | Accepted | 2024-01-04 | 2024-01-30 | 2025-01-30 | Solar Panels | Hanwha Q Cells | Q.PEAK DUO BLK ML-G10+ 405 |  | 0.405 | 3 | 290 | 19 |  | Fixed | Roof
NJADRE1555583873 | Administratively Determined Incentive Program | Parlin | 8859 | 11 | 7.29 | Residential | Behind the Meter | Yes | Net Metered Residential | Sunrun Installation Services, Inc. |  | JCP&L | Accepted | 2024-01-04 | 2024-01-30 | 2025-01-30 | Solar Panels | Hanwha Q Cells | Q.PEAK DUO BLK ML-G10+ 405 |  | 0.405 | 6 | 20 | 19 |  | Fixed | Roof
NJADRE1555583884 | Administratively Determined Incentive Program | Toms River | 8753 | 18 | 13.37 | Residential | Behind the Meter | Yes | Net Metered Residential | SunnyMac LLC |  | JCP&L | Accepted | 2024-01-04 | 2024-01-30 | 2025-01-30 | Solar Panels | Q.PEAK DUO BLK ML-G10+ 405 | HANWHA |  | 0.405 | 17 | 182 | 34 |  | Fixed | Roof
NJADRE1555583884 | Administratively Determined Incentive Program | Toms River | 8753 | 18 | 13.37 | Residential | Behind the Meter | Yes | Net Metered Residential | SunnyMac LLC |  | JCP&L | Accepted | 2024-01-04 | 2024-01-30 | 2025-01-30 | Solar Panels | Q.PEAK DUO BLK ML-G10+ 405 | HANWHA |  | 0.405 | 16 | 92 | 34 |  | Fixed | Roof
NJADRE1555583884 | Administratively Determined Incentive Program | Toms River | 8753 | 18 | 13.37 | Residential | Behind the Meter | Yes | Net Metered Residential | SunnyMac LLC |  | JCP&L | Accepted | 2024-01-04 | 2024-01-30 | 2025-01-30 | Inverters | SE10000H-US | Solaredge | 10000 |  | 1 |  |  | 0.1 |  | Outdoor | next to meter
NJADRE1555583884 | Administratively Determined Incentive Program | Toms River | 8753 | 18 | 13.37 | Residential | Behind the Meter | Yes | Net Metered Residential | SunnyMac LLC |  | JCP&L | Accepted | 2024-01-04 | 2024-01-30 | 2025-01-30 | Meters | SE-RGMTR-1D-240C-B | Solaredge |  |  | 1 |  |  |  | Yes | Outdoor
NJADRE1555583892 | Administratively Determined Incentive Program | Mystic Islands | 8087 | 18 | 5.67 | Residential | Behind the Meter | Yes | Net Metered Residential | Sunrun Installation Services, Inc. |  | AC Electric | Accepted | 2024-01-04 | 2024-01-30 | 2025-01-30 | Inverters | SOLAREDGE TECHNOLOGIES | SE3800H-USMN | 3800 |  | 1 |  |  | 0.992 |  | Outdoor | Next to meter
NJADRE1555583892 | Administratively Determined Incentive Program | Mystic Islands | 8087 | 18 | 5.67 | Residential | Behind the Meter | Yes | Net Metered Residential | Sunrun Installation Services, Inc. |  | AC Electric | Accepted | 2024-01-04 | 2024-01-30 | 2025-01-30 | Solar Panels | Hanwha Q-Cells | Q.PEAK DUO BLK ML-G10+ 405 |  | 0.405 | 5 | 174 | 26 |  | Fixed | Roof
NJADRE1555583892 | Administratively Determined Incentive Program | Mystic Islands | 8087 | 18 | 5.67 | Residential | Behind the Meter | Yes | Net Metered Residential | Sunrun Installation Services, Inc. |  | AC Electric | Accepted | 2024-01-04 | 2024-01-30 | 2025-01-30 | Solar Panels | Hanwha Q-Cells | Q.PEAK DUO BLK ML-G10+ 405 |  | 0.405 | 9 | 354 | 26 |  | Fixed | Roof
NJADRE1555583904 | Administratively Determined Incentive Program | Hamilton Township | 8690 | 12 | 21.47 | Residential | Behind the Meter | Yes | Net Metered Residential | SunnyMac LLC |  | PSE&G | Accepted | 2024-01-04 | 2024-01-30 | 2025-01-30 | Solar Panels | Q.PEAK DUO BLK ML-G10+ 405 | HANWHA |  | 0.405 | 7 | 84 | 20 |  | Fixed | Roof
NJADRE1555583904 | Administratively Determined Incentive Program | Hamilton Township | 8690 | 12 | 21.47 | Residential | Behind the Meter | Yes | Net Metered Residential | SunnyMac LLC |  | PSE&G | Accepted | 2024-01-04 | 2024-01-30 | 2025-01-30 | Solar Panels | Q.PEAK DUO BLK ML-G10+ 405 | HANWHA |  | 0.405 | 9 | 264 | 20 |  | Fixed | Roof
NJADRE1555583904 | Administratively Determined Incentive Program | Hamilton Township | 8690 | 12 | 21.47 | Residential | Behind the Meter | Yes | Net Metered Residential | SunnyMac LLC |  | PSE&G | Accepted | 2024-01-04 | 2024-01-30 | 2025-01-30 | Solar Panels | Q.PEAK DUO BLK ML-G10+ 405 | HANWHA |  | 0.405 | 8 | 174 | 20 |  | Fixed | Roof
NJADRE1555583904 | Administratively Determined Incentive Program | Hamilton Township | 8690 | 12 | 21.47 | Residential | Behind the Meter | Yes | Net Metered Residential | SunnyMac LLC |  | PSE&G | Accepted | 2024-01-04 | 2024-01-30 | 2025-01-30 | Solar Panels | Q.PEAK DUO BLK ML-G10+ 405 | HANWHA |  | 0.405 | 2 | 264 | 20 |  | Fixed | Roof
NJADRE1555583904 | Administratively Determined Incentive Program | Hamilton Township | 8690 | 12 | 21.47 | Residential | Behind the Meter | Yes | Net Metered Residential | SunnyMac LLC |  | PSE&G | Accepted | 2024-01-04 | 2024-01-30 | 2025-01-30 | Solar Panels | Q.PEAK DUO BLK ML-G10+ 405 | HANWHA |  | 0.405 | 17 | 354 | 20 |  | Fixed | Roof
NJADRE1555583904 | Administratively Determined Incentive Program | Hamilton Township | 8690 | 12 | 21.47 | Residential | Behind the Meter | Yes | Net Metered Residential | SunnyMac LLC |  | PSE&G | Accepted | 2024-01-04 | 2024-01-30 | 2025-01-30 | Solar Panels | Q.PEAK DUO BLK ML-G10+ 405 | HANWHA |  | 0.405 | 4 | 174 | 20 |  | Fixed | Roof
NJADRE1555583904 | Administratively Determined Incentive Program | Hamilton Township | 8690 | 12 | 21.47 | Residential | Behind the Meter | Yes | Net Metered Residential | SunnyMac LLC |  | PSE&G | Accepted | 2024-01-04 | 2024-01-30 | 2025-01-30 | Solar Panels | Q.PEAK DUO BLK ML-G10+ 405 | HANWHA |  | 0.405 | 6 | 84 | 20 |  | Fixed | Roof
NJADRE1555583904 | Administratively Determined Incentive Program | Hamilton Township | 8690 | 12 | 21.47 | Residential | Behind the Meter | Yes | Net Metered Residential | SunnyMac LLC |  | PSE&G | Accepted | 2024-01-04 | 2024-01-30 | 2025-01-30 | Inverters | SE7600H-US | Solaredge | 7600 |  | 2 |  |  | 0.1 |  | Outdoor | next to meter
NJADRE1555583918 | Administratively Determined Incentive Program | WEST WILDWOOD | 8260 | 21 | 3.65 | Residential | Behind the Meter | Yes | Net Metered Residential |  |  | AC Electric | Accepted | 2024-01-04 | 2024-01-30 | 2025-01-30 | Solar Panels | HANWHA Q-CELLS | Q.PEAK DUO BLK ML-G10+ 405 |  | 0.405 | 9 | 133 | 18 |  | Fixed | Roof
NJADRE1555583918 | Administratively Determined Incentive Program | WEST WILDWOOD | 8260 | 21 | 3.65 | Residential | Behind the Meter | Yes | Net Metered Residential |  |  | AC Electric | Accepted | 2024-01-04 | 2024-01-30 | 2025-01-30 | Inverters | SOLAREDGE TECHNOLOGIES | SE3800H-USMN | 3800 |  | 1 |  |  | 0.99 |  | Outdoor | Next To Meter
NJADRE1555583985 | Administratively Determined Incentive Program | HOWELL | 7731 | 17 | 8.3 | Residential | Behind the Meter | Yes | Net Metered Residential | Powerlutions |  | JCP&L | Accepted | 2024-01-04 | 2024-02-08 | 2025-02-08 | Solar Panels | Trina | TSM-DE09C.07 |  | 0.395 | 17 | 228 | 18 |  | Fixed | Roof
NJADRE1555583985 | Administratively Determined Incentive Program | HOWELL | 7731 | 17 | 8.3 | Residential | Behind the Meter | Yes | Net Metered Residential | Powerlutions |  | JCP&L | Accepted | 2024-01-04 | 2024-02-08 | 2025-02-08 | Solar Panels | Trina | TSM-DE09C.07 |  | 0.395 | 4 | 48 | 18 |  | Fixed | Roof
NJADRE1555583985 | Administratively Determined Incentive Program | HOWELL | 7731 | 17 | 8.3 | Residential | Behind the Meter | Yes | Net Metered Residential | Powerlutions |  | JCP&L | Accepted | 2024-01-04 | 2024-02-08 | 2025-02-08 | Inverters | IQ7PLUS-72-2-US | ENPHASE | 290 |  | 21 |  |  | 0.98 |  | Outdoor
NJADRE1555583994 | Administratively Determined Incentive Program | WILLINGBORO | 8046 | 13 | 8.1 | Residential | Behind the Meter | Yes | Net Metered Residential | SunnyMac LLC |  | PSE&G | Accepted | 2024-01-04 | 2024-01-30 | 2025-01-30 | Solar Panels | Q.PEAK DUO BLK ML-G10+ 405 | HANWHA |  | 0.405 | 20 | 189 | 29 |  | Fixed | Roof
NJADRE1555583994 | Administratively Determined Incentive Program | WILLINGBORO | 8046 | 13 | 8.1 | Residential | Behind the Meter | Yes | Net Metered Residential | SunnyMac LLC |  | PSE&G | Accepted | 2024-01-04 | 2024-01-30 | 2025-01-30 | Inverters | SE7600H-US | Solaredge | 7600 |  | 1 |  |  | 0.1 |  | Outdoor | next to meter
NJADRE1555583994 | Administratively Determined Incentive Program | WILLINGBORO | 8046 | 13 | 8.1 | Residential | Behind the Meter | Yes | Net Metered Residential | SunnyMac LLC |  | PSE&G | Accepted | 2024-01-04 | 2024-01-30 | 2025-01-30 | Meters | SE-RGMTR-1D-240C-B | Solaredge |  |  | 1 |  |  |  | Yes | Outdoor
NJADRE1555584015 | Administratively Determined Incentive Program | HAMMONTON | 8037 | 19 | 3.95 | Residential | Behind the Meter | Yes | Net Metered Residential | Big Wave Roofing and Solar LLC |  | AC Electric | Accepted | 2024-01-04 | 2024-01-30 | 2025-01-30 | Inverters | Enphase Energy Inc | IQ7PLUS-72-2-US | 290 |  | 10 |  |  | 0.98 |  | Outside
NJADRE1555584015 | Administratively Determined Incentive Program | HAMMONTON | 8037 | 19 | 3.95 | Residential | Behind the Meter | Yes | Net Metered Residential | Big Wave Roofing and Solar LLC |  | AC Electric | Accepted | 2024-01-04 | 2024-01-30 | 2025-01-30 | Solar Panels | Canadian Solar | CS3N-395MS |  | 0.395 | 10 | 183 | 23 |  | Fixed | Roof
NJADRE1555584021 | Administratively Determined Incentive Program | SHORT HILLS | 7078 | 9 | 8.91 | Residential | Behind the Meter | No | Net Metered Residential | Sunrun Installation Service Inc. |  | JCP&L | Accepted | 2024-01-04 | 2024-01-30 | 2025-01-30 | Electric Storage Battery | TESLA | Powerwall |  |  | 1 |  |  |  | Lithium Ion |  | OUTSIDE
NJADRE1555584021 | Administratively Determined Incentive Program | SHORT HILLS | 7078 | 9 | 8.91 | Residential | Behind the Meter | No | Net Metered Residential | Sunrun Installation Service Inc. |  | JCP&L | Accepted | 2024-01-04 | 2024-01-30 | 2025-01-30 | Solar Panels | HANWHA Q-CELLS | Q.PEAK DUO BLK ML-G10+ 405 |  | 0.405 | 20 | 173 | 34 |  | Fixed | Roof
NJADRE1555584021 | Administratively Determined Incentive Program | SHORT HILLS | 7078 | 9 | 8.91 | Residential | Behind the Meter | No | Net Metered Residential | Sunrun Installation Service Inc. |  | JCP&L | Accepted | 2024-01-04 | 2024-01-30 | 2025-01-30 | Inverters | SOLAREDGE TECHNOLOGIES | SE6000H-USSN | 6000 |  | 1 |  |  | 0.99 |  | Outdoor | Next To Meter
NJADRE1555584021 | Administratively Determined Incentive Program | SHORT HILLS | 7078 | 9 | 8.91 | Residential | Behind the Meter | No | Net Metered Residential | Sunrun Installation Service Inc. |  | JCP&L | Accepted | 2024-01-04 | 2024-01-30 | 2025-01-30 | Solar Panels | HANWHA Q-CELLS | Q.PEAK DUO BLK ML-G10+ 405 |  | 0.405 | 2 | 353 | 34 |  | Fixed | Roof
NJADRE1555584058 | Administratively Determined Incentive Program | Freehold | 7728 | 17 | 12.15 | Residential | Behind the Meter | No | Net Metered Residential | Tesla Energy Operations Inc |  | JCP&L | Accepted | 2024-01-04 | 2024-02-05 | 2025-02-05 | Electric Storage Battery | Tesla | Powerwall3 |  |  | 2 |  |  |  | Lithium Ion |  | Outside
NJADRE1555584058 | Administratively Determined Incentive Program | Freehold | 7728 | 17 | 12.15 | Residential | Behind the Meter | No | Net Metered Residential | Tesla Energy Operations Inc |  | JCP&L | Accepted | 2024-01-04 | 2024-02-05 | 2025-02-05 | Inverters | Tesla | 1707000-20-G | 11500 |  | 2 |  |  | 0.98 |  | Outside
NJADRE1555584058 | Administratively Determined Incentive Program | Freehold | 7728 | 17 | 12.15 | Residential | Behind the Meter | No | Net Metered Residential | Tesla Energy Operations Inc |  | JCP&L | Accepted | 2024-01-04 | 2024-02-05 | 2025-02-05 | Solar Panels | Hanwha | # Q.PEAK DUO BLK ML-G10+/TS 405 |  | 0.405 | 10 | 14 | 34 |  | Fixed | Roof
NJADRE1555584058 | Administratively Determined Incentive Program | Freehold | 7728 | 17 | 12.15 | Residential | Behind the Meter | No | Net Metered Residential | Tesla Energy Operations Inc |  | JCP&L | Accepted | 2024-01-04 | 2024-02-05 | 2025-02-05 | Solar Panels | Hanwha | # Q.PEAK DUO BLK ML-G10+/TS 405 |  | 0.405 | 11 | 14 | 34 |  | Fixed | Roof
NJADRE1555584058 | Administratively Determined Incentive Program | Freehold | 7728 | 17 | 12.15 | Residential | Behind the Meter | No | Net Metered Residential | Tesla Energy Operations Inc |  | JCP&L | Accepted | 2024-01-04 | 2024-02-05 | 2025-02-05 | Solar Panels | Hanwha | # Q.PEAK DUO BLK ML-G10+/TS 405 |  | 0.405 | 9 | 104 | 45 |  | Fixed | Roof
NJADRE1555584078 | Administratively Determined Incentive Program | Penns Grove | 8069 | 16 | 9.32 | Residential | Behind the Meter | Yes | Net Metered Residential | Big Wave Roofing and Solar LLC |  | AC Electric | Accepted | 2024-01-04 | 2024-02-01 | 2025-02-01 | Inverters | Enphase Energy Inc | IQ7PLUS-72-2-US | 290 |  | 23 |  |  | 0.98 |  | Outside
NJADRE1555584078 | Administratively Determined Incentive Program | Penns Grove | 8069 | 16 | 9.32 | Residential | Behind the Meter | Yes | Net Metered Residential | Big Wave Roofing and Solar LLC |  | AC Electric | Accepted | 2024-01-04 | 2024-02-01 | 2025-02-01 | Solar Panels | Qcells | Q.PEAK DUO BLK ML-G10+ 405 |  | 0.405 | 13 | 297 | 32 |  | Fixed | Roof
NJADRE1555584078 | Administratively Determined Incentive Program | Penns Grove | 8069 | 16 | 9.32 | Residential | Behind the Meter | Yes | Net Metered Residential | Big Wave Roofing and Solar LLC |  | AC Electric | Accepted | 2024-01-04 | 2024-02-01 | 2025-02-01 | Solar Panels | Qcells | Q.PEAK DUO BLK ML-G10+ 405 |  | 0.405 | 10 | 117 | 32 |  | Fixed | Roof
NJADRE1555584083 | Administratively Determined Incentive Program | Sicklerville | 8081 | 14 | 10 | Residential | Behind the Meter | No | Net Metered Residential | Power Energy Solutions |  | AC Electric | Accepted | 2024-01-04 | 2024-01-30 | 2025-01-30 | Inverters | SE7600H-US | SOLAREDGE | 7599 |  | 1 |  |  | 0.99 |  | Other | ROOFTOP
NJADRE1555584083 | Administratively Determined Incentive Program | Sicklerville | 8081 | 14 | 10 | Residential | Behind the Meter | No | Net Metered Residential | Power Energy Solutions |  | AC Electric | Accepted | 2024-01-04 | 2024-01-30 | 2025-01-30 | Solar Panels | CS6R-400MS-HL HIKU6 BLACK MONO | CANNDAIN SOLAR |  | 0.4 | 10 | 188 | 30 |  | Fixed | Roof | ROOFTOP
NJADRE1555584083 | Administratively Determined Incentive Program | Sicklerville | 8081 | 14 | 10 | Residential | Behind the Meter | No | Net Metered Residential | Power Energy Solutions |  | AC Electric | Accepted | 2024-01-04 | 2024-01-30 | 2025-01-30 | Solar Panels | CS6R-400MS-HL HIKU6 BLACK MONO | CANNDAIN SOLAR |  | 0.4 | 4 | 188 | 18 |  | Fixed | Roof | ROOFTOP
NJADRE1555584083 | Administratively Determined Incentive Program | Sicklerville | 8081 | 14 | 10 | Residential | Behind the Meter | No | Net Metered Residential | Power Energy Solutions |  | AC Electric | Accepted | 2024-01-04 | 2024-01-30 | 2025-01-30 | Solar Panels | CS6R-400MS-HL HIKU6 BLACK MONO | CANNDAIN SOLAR |  | 0.4 | 5 | 8 | 30 |  | Fixed | Roof | ROOFTOP
NJADRE1555584083 | Administratively Determined Incentive Program | Sicklerville | 8081 | 14 | 10 | Residential | Behind the Meter | No | Net Metered Residential | Power Energy Solutions |  | AC Electric | Accepted | 2024-01-04 | 2024-01-30 | 2025-01-30 | Solar Panels | CS6R-400MS-HL HIKU6 BLACK MONO | CANNDAIN SOLAR |  | 0.4 | 6 | 8 | 29 |  | Fixed | Roof | ROOFTOP
NJADRE1555584115 | Administratively Determined Incentive Program | MCKEE CITY | 8234 | 19 | 9.72 | Residential | Behind the Meter | Yes | Net Metered Residential | Sunrun, Inc. |  | AC Electric | Accepted | 2024-01-04 | 2024-01-30 | 2025-01-30 | Inverters | SOLAREDGE TECHNOLOGIES | SE7600H-USSN | 7600 |  | 1 |  |  | 0.99 |  | Outdoor | Next To Meter
NJADRE1555584115 | Administratively Determined Incentive Program | MCKEE CITY | 8234 | 19 | 9.72 | Residential | Behind the Meter | Yes | Net Metered Residential | Sunrun, Inc. |  | AC Electric | Accepted | 2024-01-04 | 2024-01-30 | 2025-01-30 | Solar Panels | HANWHA Q-CELLS | Q.PEAK DUO BLK ML-G10+ 405 |  | 0.405 | 6 | 184 | 33 |  | Fixed | Roof
NJADRE1555584115 | Administratively Determined Incentive Program | MCKEE CITY | 8234 | 19 | 9.72 | Residential | Behind the Meter | Yes | Net Metered Residential | Sunrun, Inc. |  | AC Electric | Accepted | 2024-01-04 | 2024-01-30 | 2025-01-30 | Solar Panels | HANWHA Q-CELLS | Q.PEAK DUO BLK ML-G10+ 405 |  | 0.405 | 14 | 4 | 33 |  | Fixed | Roof
NJADRE1555584115 | Administratively Determined Incentive Program | MCKEE CITY | 8234 | 19 | 9.72 | Residential | Behind the Meter | Yes | Net Metered Residential | Sunrun, Inc. |  | AC Electric | Accepted | 2024-01-04 | 2024-01-30 | 2025-01-30 | Solar Panels | HANWHA Q-CELLS | Q.PEAK DUO BLK ML-G10+ 405 |  | 0.405 | 2 | 184 | 33 |  | Fixed | Roof
NJADRE1555584115 | Administratively Determined Incentive Program | MCKEE CITY | 8234 | 19 | 9.72 | Residential | Behind the Meter | Yes | Net Metered Residential | Sunrun, Inc. |  | AC Electric | Accepted | 2024-01-04 | 2024-01-30 | 2025-01-30 | Solar Panels | HANWHA Q-CELLS | Q.PEAK DUO BLK ML-G10+ 405 |  | 0.405 | 2 | 4 | 34 |  | Fixed | Roof
NJADRE1555584138 | Administratively Determined Incentive Program | North Bergen | 7047 | 8 | 4.74 | Residential | Behind the Meter | Yes | Net Metered Residential | Big Wave Roofing and Solar LLC |  | PSE&G | Accepted | 2024-01-04 | 2024-02-07 | 2025-02-07 | Inverters | Enphase Energy Inc | IQ7PLUS-72-2-US | 290 |  | 12 |  |  | 0.98 |  | Outside
NJADRE1555584138 | Administratively Determined Incentive Program | North Bergen | 7047 | 8 | 4.74 | Residential | Behind the Meter | Yes | Net Metered Residential | Big Wave Roofing and Solar LLC |  | PSE&G | Accepted | 2024-01-04 | 2024-02-07 | 2025-02-07 | Solar Panels | Canadian Solar | CS3N-395MS |  | 0.395 | 10 | 210 | 22 |  | Fixed | Roof
NJADRE1555584138 | Administratively Determined Incentive Program | North Bergen | 7047 | 8 | 4.74 | Residential | Behind the Meter | Yes | Net Metered Residential | Big Wave Roofing and Solar LLC |  | PSE&G | Accepted | 2024-01-04 | 2024-02-07 | 2025-02-07 | Solar Panels | Canadian Solar | CS3N-395MS |  | 0.395 | 2 | 120 | 22 |  | Fixed | Roof
NJADRE1555584192 | Administratively Determined Incentive Program | HILLSBOROUGH | 8844 | 5 | 10.66 | Residential | Behind the Meter | Yes | Net Metered Residential | Rhythm Solar |  | PSE&G | Accepted | 2024-01-04 | 2024-01-30 | 2025-01-30 | Inverters | Enphase | IQ8PLUS-72-2-US | 290 |  | 24 |  |  | 0.976 |  | Outside | Under each pv panel
NJADRE1555584192 | Administratively Determined Incentive Program | HILLSBOROUGH | 8844 | 5 | 10.66 | Residential | Behind the Meter | Yes | Net Metered Residential | Rhythm Solar |  | PSE&G | Accepted | 2024-01-04 | 2024-01-30 | 2025-01-30 | Inverters | Enphase | IQ8PLUS-72-2-US | 290 |  | 2 |  |  | 0.976 |  | Outside | Under each pv panel
NJADRE1555584192 | Administratively Determined Incentive Program | HILLSBOROUGH | 8844 | 5 | 10.66 | Residential | Behind the Meter | Yes | Net Metered Residential | Rhythm Solar |  | PSE&G | Accepted | 2024-01-04 | 2024-01-30 | 2025-01-30 | Solar Panels | Znshine | ZXM7-SH108 410W |  | 0.41 | 24 | 185 | 30 |  | Fixed | Ground
NJADRE1555584192 | Administratively Determined Incentive Program | HILLSBOROUGH | 8844 | 5 | 10.66 | Residential | Behind the Meter | Yes | Net Metered Residential | Rhythm Solar |  | PSE&G | Accepted | 2024-01-04 | 2024-01-30 | 2025-01-30 | Solar Panels | Znshine | ZXM7-SH108 410W |  | 0.41 | 2 | 185 | 30 |  | Fixed | Ground
NJADRE1555584208 | Administratively Determined Incentive Program | West Keansburg | 7734 | 17 | 6.48 | Residential | Behind the Meter | Yes | Net Metered Residential | Sunrun Installation Services, Inc. |  | JCP&L | Accepted | 2024-01-04 | 2024-01-30 | 2025-01-30 | Inverters | SOLAREDGE TECHNOLOGIES | SE6000H-USSN | 6000 |  | 1 |  |  | 0.992 |  | Outdoor | Next to meter
NJADRE1555584208 | Administratively Determined Incentive Program | West Keansburg | 7734 | 17 | 6.48 | Residential | Behind the Meter | Yes | Net Metered Residential | Sunrun Installation Services, Inc. |  | JCP&L | Accepted | 2024-01-04 | 2024-01-30 | 2025-01-30 | Solar Panels | Hanwha Q-Cells | Q.PEAK DUO BLK ML-G10+ 405 |  | 0.405 | 6 | 38 | 40 |  | Fixed | Roof
NJADRE1555584208 | Administratively Determined Incentive Program | West Keansburg | 7734 | 17 | 6.48 | Residential | Behind the Meter | Yes | Net Metered Residential | Sunrun Installation Services, Inc. |  | JCP&L | Accepted | 2024-01-04 | 2024-01-30 | 2025-01-30 | Solar Panels | Hanwha Q-Cells | Q.PEAK DUO BLK ML-G10+ 405 |  | 0.405 | 10 | 218 | 41 |  | Fixed | Roof
NJADRE1555584225 | Administratively Determined Incentive Program | Belmar | 7719 | 17 | 6.48 | Residential | Behind the Meter | No | Net Metered Residential | Tesla Energy Operations Inc |  | PSE&G | Accepted | 2024-01-04 | 2024-02-02 | 2025-02-02 | Solar Panels | Hanwha | Q.PEAK DUO BLK ML-G10+/TS 405 |  | 0.405 | 7 | 188 | 27 |  | Fixed | Roof
NJADRE1555584225 | Administratively Determined Incentive Program | Belmar | 7719 | 17 | 6.48 | Residential | Behind the Meter | No | Net Metered Residential | Tesla Energy Operations Inc |  | PSE&G | Accepted | 2024-01-04 | 2024-02-02 | 2025-02-02 | Solar Panels | Hanwha | Q.PEAK DUO BLK ML-G10+/TS 405 |  | 0.405 | 9 | 8 | 25 |  | Fixed | Roof
NJADRE1555584225 | Administratively Determined Incentive Program | Belmar | 7719 | 17 | 6.48 | Residential | Behind the Meter | No | Net Metered Residential | Tesla Energy Operations Inc |  | PSE&G | Accepted | 2024-01-04 | 2024-02-02 | 2025-02-02 | Inverters | Tesla | 1538000 | 7600 |  | 1 |  |  | 0.98 |  | Outdoor
NJADRE1555584242 | Administratively Determined Incentive Program | MYSTIC ISLANDS | 8087 | 18 | 11.75 | Residential | Behind the Meter | Yes | Net Metered Residential | Sunrun Installation Services, Inc. |  | AC Electric | Accepted | 2024-01-04 | 2024-01-30 | 2025-01-30 | Inverters | Delta Electronics | E10-TL-US | 9598 |  | 1 |  |  | 0 |  | Outdoor | next to meter
NJADRE1555584242 | Administratively Determined Incentive Program | MYSTIC ISLANDS | 8087 | 18 | 11.75 | Residential | Behind the Meter | Yes | Net Metered Residential | Sunrun Installation Services, Inc. |  | AC Electric | Accepted | 2024-01-04 | 2024-01-30 | 2025-01-30 | Solar Panels | Hanwha Q Cells | Q.PEAK DUO BLK ML-G10+ 405 |  | 0.405 | 29 | 92 | 21 |  | Fixed | Roof
NJADRE1555584260 | Administratively Determined Incentive Program | BRIDGETON | 8302 | 20 | 12.71 | Residential | Behind the Meter | Yes | Net Metered Residential | RCL Enterprises Inc |  | AC Electric | Accepted | 2024-01-04 | 2024-01-31 | 2025-01-31 | Inverters | Enphase | IQ8plus | 290 |  | 33 |  |  | 0.97 |  | Outdoor
NJADRE1555584260 | Administratively Determined Incentive Program | BRIDGETON | 8302 | 20 | 12.71 | Residential | Behind the Meter | Yes | Net Metered Residential | RCL Enterprises Inc |  | AC Electric | Accepted | 2024-01-04 | 2024-01-31 | 2025-01-31 | Solar Panels | JA Solar | JAM54S31 |  | 0.385 | 33 | 88 | 36 |  | Fixed | Roof
NJADRE1555584268 | Administratively Determined Incentive Program | MANVILLE | 8835 | 5 | 7.29 | Residential | Behind the Meter | Yes | Net Metered Residential | Venture Home Solar, LLC |  | PSE&G | Accepted | 2024-01-04 | 2024-01-31 | 2025-01-31 | Inverters | Enphase | IQ8PLUS-72-2-US (240V) | 290 |  | 18 |  |  | 0 |  | Outdoor | Roof
NJADRE1555584268 | Administratively Determined Incentive Program | MANVILLE | 8835 | 5 | 7.29 | Residential | Behind the Meter | Yes | Net Metered Residential | Venture Home Solar, LLC |  | PSE&G | Accepted | 2024-01-04 | 2024-01-31 | 2025-01-31 | Solar Panels | Hanwha | Q.PEAK DUO BLK ML-G10+ 405 |  | 0.405 | 16 | 217 | 38 |  | Fixed | Roof
NJADRE1555584268 | Administratively Determined Incentive Program | MANVILLE | 8835 | 5 | 7.29 | Residential | Behind the Meter | Yes | Net Metered Residential | Venture Home Solar, LLC |  | PSE&G | Accepted | 2024-01-04 | 2024-01-31 | 2025-01-31 | Solar Panels | Hanwha | Q.PEAK DUO BLK ML-G10+ 405 |  | 0.405 | 2 | 217 | 38 |  | Fixed | Roof
NJADRE1555584299 | Administratively Determined Incentive Program | Logan Township | 8085 | 15 | 3.24 | Residential | Behind the Meter | Yes | Net Metered Residential | Sunny Mac LLC |  | AC Electric | Accepted | 2024-01-04 | 2024-01-31 | 2025-01-31 | Solar Panels | Q.PEAK DUO BLK ML-G10+ 405 | HANWHA |  | 0.405 | 8 | 166 | 22 |  | Fixed | Roof
NJADRE1555584299 | Administratively Determined Incentive Program | Logan Township | 8085 | 15 | 3.24 | Residential | Behind the Meter | Yes | Net Metered Residential | Sunny Mac LLC |  | AC Electric | Accepted | 2024-01-04 | 2024-01-31 | 2025-01-31 | Inverters | SE3000H-US | SOLAREDGE | 3000 |  | 1 |  |  | 0.1 |  | Outdoor | next to meter
NJADRE1555584299 | Administratively Determined Incentive Program | Logan Township | 8085 | 15 | 3.24 | Residential | Behind the Meter | Yes | Net Metered Residential | Sunny Mac LLC |  | AC Electric | Accepted | 2024-01-04 | 2024-01-31 | 2025-01-31 | Meters | SE-RGMTR-1D-240C-B | Solaredge |  |  | 1 |  |  |  | Yes | Outdoor
NJADRE1555584333 | Administratively Determined Incentive Program | Woodbridge Township | 7095 | 11 | 3.65 | Residential | Behind the Meter | Yes | Net Metered Residential | Sunrun Installation Services, Inc. |  | PSE&G | Accepted | 2024-01-04 | 2024-02-14 | 2025-02-14 | Inverters | SolarEdge Technologies | SE3800H-USMN | 3800 |  | 1 |  |  | 0.96 |  | Outdoor | next to meter
NJADRE1555584333 | Administratively Determined Incentive Program | Woodbridge Township | 7095 | 11 | 3.65 | Residential | Behind the Meter | Yes | Net Metered Residential | Sunrun Installation Services, Inc. |  | PSE&G | Accepted | 2024-01-04 | 2024-02-14 | 2025-02-14 | Solar Panels | Hanwha Q Cells | Q.PEAK DUO BLK ML-G10+ 405 |  | 0.405 | 3 | 358 | 21 |  | Fixed | Roof
NJADRE1555584333 | Administratively Determined Incentive Program | Woodbridge Township | 7095 | 11 | 3.65 | Residential | Behind the Meter | Yes | Net Metered Residential | Sunrun Installation Services, Inc. |  | PSE&G | Accepted | 2024-01-04 | 2024-02-14 | 2025-02-14 | Solar Panels | Hanwha Q Cells | Q.PEAK DUO BLK ML-G10+ 405 |  | 0.405 | 6 | 268 | 23 |  | Fixed | Roof
NJADRE1555584392 | Administratively Determined Incentive Program | SOMERDALE | 8083 | 14 | 9.72 | Residential | Behind the Meter | Yes | Net Metered Residential | Sunrun, Inc. |  | PSE&G | Accepted | 2024-01-04 | 2024-01-30 | 2025-01-30 | Solar Panels | HANWHA Q-CELLS | Q.PEAK DUO BLK ML-G10+ 405 |  | 0.405 | 16 | 118 | 23 |  | Fixed | Roof
NJADRE1555584392 | Administratively Determined Incentive Program | SOMERDALE | 8083 | 14 | 9.72 | Residential | Behind the Meter | Yes | Net Metered Residential | Sunrun, Inc. |  | PSE&G | Accepted | 2024-01-04 | 2024-01-30 | 2025-01-30 | Solar Panels | Hanwha Q-Cells | Q.PEAK DUO BLK ML-G10+ 405 |  | 0.405 | 8 | 298 | 23 |  | Fixed | Roof
NJADRE1555584392 | Administratively Determined Incentive Program | SOMERDALE | 8083 | 14 | 9.72 | Residential | Behind the Meter | Yes | Net Metered Residential | Sunrun, Inc. |  | PSE&G | Accepted | 2024-01-04 | 2024-01-30 | 2025-01-30 | Inverters | SolarEdge Technologies | SE7600H-USSN | 7600 |  | 1 |  |  | 0.99 |  | Outdoor | Next To Meter
NJADRE1555584392 | Administratively Determined Incentive Program | SOMERDALE | 8083 | 14 | 9.72 | Residential | Behind the Meter | Yes | Net Metered Residential | Sunrun, Inc. |  | PSE&G | Accepted | 2024-01-04 | 2024-01-30 | 2025-01-30 | Electric Storage Battery | TESLA | POWERWALL |  |  | 2 |  |  |  | Lithium Ion |  | OUTSIDE
NJADRE1555584411 | Administratively Determined Incentive Program | LITTLE EGG HARBOR TWP | 8087 | 18 | 5.27 | Residential | Behind the Meter | No | Net Metered Residential | Big Wave Roofing and Solar LLC |  | AC Electric | Accepted | 2024-01-04 | 2024-01-30 | 2025-01-30 | Inverters | Enphase Energy Inc | IQ7PLUS-72-2-US | 290 |  | 13 |  |  | 0.98 |  | Outside
NJADRE1555584411 | Administratively Determined Incentive Program | LITTLE EGG HARBOR TWP | 8087 | 18 | 5.27 | Residential | Behind the Meter | No | Net Metered Residential | Big Wave Roofing and Solar LLC |  | AC Electric | Accepted | 2024-01-04 | 2024-01-30 | 2025-01-30 | Solar Panels | Qcells | Q.PEAK DUO BLK ML-G10+ 405 |  | 0.405 | 9 | 120 | 10 |  | Fixed | Roof
NJADRE1555584411 | Administratively Determined Incentive Program | LITTLE EGG HARBOR TWP | 8087 | 18 | 5.27 | Residential | Behind the Meter | No | Net Metered Residential | Big Wave Roofing and Solar LLC |  | AC Electric | Accepted | 2024-01-04 | 2024-01-30 | 2025-01-30 | Solar Panels | Qcells | Q.PEAK DUO BLK ML-G10+ 405 |  | 0.405 | 4 | 300 | 10 |  | Fixed | Roof
NJADRE1555584461 | Administratively Determined Incentive Program | BRIDGETON | 8302 | 20 | 15.02 | Residential | Behind the Meter | Yes | Net Metered Residential | RCL Enterprises Inc |  | AC Electric | Accepted | 2024-01-04 | 2024-02-06 | 2025-02-06 | Inverters | Enphase | IQ8plus | 290 |  | 39 |  |  | 0.97 |  | Outdoor
NJADRE1555584461 | Administratively Determined Incentive Program | BRIDGETON | 8302 | 20 | 15.02 | Residential | Behind the Meter | Yes | Net Metered Residential | RCL Enterprises Inc |  | AC Electric | Accepted | 2024-01-04 | 2024-02-06 | 2025-02-06 | Solar Panels | JA Solar | JAM54S31 |  | 0.385 | 27 | 163 | 18 |  | Fixed | Roof
NJADRE1555584461 | Administratively Determined Incentive Program | BRIDGETON | 8302 | 20 | 15.02 | Residential | Behind the Meter | Yes | Net Metered Residential | RCL Enterprises Inc |  | AC Electric | Accepted | 2024-01-04 | 2024-02-06 | 2025-02-06 | Solar Panels | JA Solar | JAM54S31 |  | 0.385 | 12 | 163 | 15 |  | Fixed | Roof
NJADRE1555584616 | Administratively Determined Incentive Program | WILLINGBORO | 8046 | 13 | 3.65 | Residential | Behind the Meter | Yes | Net Metered Residential | Sunrun Installation Services, Inc. |  | PSE&G | Accepted | 2024-01-22 | 2024-02-15 | 2025-02-15 | Solar Panels | Hanwha Q Cells | Q.PEAK DUO BLK ML-G10+ 405 |  | 0.405 | 9 | 105 | 27 |  | Fixed | Roof
NJADRE1555584616 | Administratively Determined Incentive Program | WILLINGBORO | 8046 | 13 | 3.65 | Residential | Behind the Meter | Yes | Net Metered Residential | Sunrun Installation Services, Inc. |  | PSE&G | Accepted | 2024-01-22 | 2024-02-15 | 2025-02-15 | Inverters | Delta Electronics | E4-TL-US | 4000 |  | 1 |  |  | 0.975 |  | Outdoor | Next to meter
NJADRE1555584616 | Administratively Determined Incentive Program | WILLINGBORO | 8046 | 13 | 3.65 | Residential | Behind the Meter | Yes | Net Metered Residential | Sunrun Installation Services, Inc. |  | PSE&G | Accepted | 2024-01-22 | 2024-02-15 | 2025-02-15 | Electric Storage Battery | Tesla | Powerwall |  |  | 1 |  |  |  | Lithium Ion |  | Outside
NJADRE1555584622 | Administratively Determined Incentive Program | POINT PLEASANT | 8742 | 18 | 28.05 | Non Profit | Behind the Meter | No | Small Net-Metered Non-Residential located on Rooftop, Carport, Canopy and Floating Solar | Helios Solar Energy, LLC |  | JCP&L | Accepted | 2024-01-09 | 2024-02-05 | 2025-02-05 | Inverters | Solaredge Technologies | SE17.3K-US | 17300 |  | 1 |  |  | 0.98 |  | Outdoor
NJADRE1555584622 | Administratively Determined Incentive Program | POINT PLEASANT | 8742 | 18 | 28.05 | Non Profit | Behind the Meter | No | Small Net-Metered Non-Residential located on Rooftop, Carport, Canopy and Floating Solar | Helios Solar Energy, LLC |  | JCP&L | Accepted | 2024-01-09 | 2024-02-05 | 2025-02-05 | Solar Panels | SEG | SEG Yukon Series 550W |  | 0.55 | 51 | 280 | 5 |  | Fixed | Roof
NJADRE1555584658 | Administratively Determined Incentive Program | TRENTON | 8610 | 12 | 5.67 | Residential | Behind the Meter | Yes | Net Metered Residential | Sunrun Installation Services, Inc. |  | PSE&G | Accepted | 2024-01-04 | 2024-01-30 | 2025-01-30 | Inverters | SOLAREDGE TECHNOLOGIES | SE3800H-USMN | 3800 |  | 1 |  |  | 0.992 |  | Outdoor | Next to meter
NJADRE1555584658 | Administratively Determined Incentive Program | TRENTON | 8610 | 12 | 5.67 | Residential | Behind the Meter | Yes | Net Metered Residential | Sunrun Installation Services, Inc. |  | PSE&G | Accepted | 2024-01-04 | 2024-01-30 | 2025-01-30 | Solar Panels | Hanwha Q-Cells | Q.PEAK DUO BLK ML-G10+ 405 |  | 0.405 | 14 | 183 | 31 |  | Fixed | Roof
NJADRE1555584659 | Administratively Determined Incentive Program | ELMER | 8318 | 16 | 10.4 | Residential | Behind the Meter | Yes | Net Metered Residential | RCL Enterprises Inc |  | AC Electric | Accepted | 2024-01-04 | 2024-01-31 | 2025-01-31 | Inverters | Enphase | IQ8plus | 290 |  | 27 |  |  | 0.97 |  | Outdoor
NJADRE1555584659 | Administratively Determined Incentive Program | ELMER | 8318 | 16 | 10.4 | Residential | Behind the Meter | Yes | Net Metered Residential | RCL Enterprises Inc |  | AC Electric | Accepted | 2024-01-04 | 2024-01-31 | 2025-01-31 | Solar Panels | JA Solar | JAM54S31 |  | 0.385 | 4 | 240 | 40 |  | Fixed | Roof
NJADRE1555584659 | Administratively Determined Incentive Program | ELMER | 8318 | 16 | 10.4 | Residential | Behind the Meter | Yes | Net Metered Residential | RCL Enterprises Inc |  | AC Electric | Accepted | 2024-01-04 | 2024-01-31 | 2025-01-31 | Solar Panels | JA Solar | JAM54S31 |  | 0.385 | 6 | 150 | 40 |  | Fixed | Roof
NJADRE1555584659 | Administratively Determined Incentive Program | ELMER | 8318 | 16 | 10.4 | Residential | Behind the Meter | Yes | Net Metered Residential | RCL Enterprises Inc |  | AC Electric | Accepted | 2024-01-04 | 2024-01-31 | 2025-01-31 | Solar Panels | JA Solar | JAM54S31 |  | 0.385 | 11 | 150 | 18 |  | Fixed | Roof
NJADRE1555584659 | Administratively Determined Incentive Program | ELMER | 8318 | 16 | 10.4 | Residential | Behind the Meter | Yes | Net Metered Residential | RCL Enterprises Inc |  | AC Electric | Accepted | 2024-01-04 | 2024-01-31 | 2025-01-31 | Solar Panels | JA Solar | JAM54S31 |  | 0.385 | 6 | 150 | 22 |  | Fixed | Roof
NJADRE1555584705 | Administratively Determined Incentive Program | MONROEVILLE | 8343 | 16 | 10.53 | Residential | Behind the Meter | Yes | Net Metered Residential | Trinity Solar |  | AC Electric | Accepted | 2024-01-04 | 2024-01-30 | 2025-01-30 | Solar Panels | HANWHA | (Q.PEAK DUO BLK ML-G10+ 405) |  | 0.405 | 21 | 230 | 30 |  | Fixed | Roof
NJADRE1555584705 | Administratively Determined Incentive Program | MONROEVILLE | 8343 | 16 | 10.53 | Residential | Behind the Meter | Yes | Net Metered Residential | Trinity Solar |  | AC Electric | Accepted | 2024-01-04 | 2024-01-30 | 2025-01-30 | Solar Panels | HANWHA | (Q.PEAK DUO BLK ML-G10+ 405) |  | 0.405 | 3 | 230 | 30 |  | Fixed | Roof
NJADRE1555584705 | Administratively Determined Incentive Program | MONROEVILLE | 8343 | 16 | 10.53 | Residential | Behind the Meter | Yes | Net Metered Residential | Trinity Solar |  | AC Electric | Accepted | 2024-01-04 | 2024-01-30 | 2025-01-30 | Solar Panels | HANWHA | (Q.PEAK DUO BLK ML-G10+ 405) |  | 0.405 | 2 | 230 | 30 |  | Fixed | Roof
NJADRE1555584705 | Administratively Determined Incentive Program | MONROEVILLE | 8343 | 16 | 10.53 | Residential | Behind the Meter | Yes | Net Metered Residential | Trinity Solar |  | AC Electric | Accepted | 2024-01-04 | 2024-01-30 | 2025-01-30 | Inverters | Solar Edge | SE10000H-US | 10000 |  | 1 |  |  | 0.97 |  | Outdoor
NJADRE1555584705 | Administratively Determined Incentive Program | MONROEVILLE | 8343 | 16 | 10.53 | Residential | Behind the Meter | Yes | Net Metered Residential | Trinity Solar |  | AC Electric | Accepted | 2024-01-04 | 2024-01-30 | 2025-01-30 | Electric Storage Battery | TESLA | Powerwall 2 |  |  | 2 |  |  |  | Lithium Ion |  | Indoors
NJADRE1555584736 | Administratively Determined Incentive Program | WINSLOW | 8095 | 14 | 8.4 | Residential | Behind the Meter | Yes | Net Metered Residential | SunPower Corporation |  | AC Electric | Accepted | 2024-01-04 | 2024-01-31 | 2025-01-31 | Solar Panels | WAAREE ENERGIES LIMITED | WSMDI-400 |  | 0.4 | 3 | 209 | 22 |  | Fixed | Roof
NJADRE1555584736 | Administratively Determined Incentive Program | WINSLOW | 8095 | 14 | 8.4 | Residential | Behind the Meter | Yes | Net Metered Residential | SunPower Corporation |  | AC Electric | Accepted | 2024-01-04 | 2024-01-31 | 2025-01-31 | Solar Panels | WAAREE ENERGIES LIMITED | WSMDI-400 |  | 0.4 | 5 | 209 | 11 |  | Fixed | Roof
NJADRE1555584736 | Administratively Determined Incentive Program | WINSLOW | 8095 | 14 | 8.4 | Residential | Behind the Meter | Yes | Net Metered Residential | SunPower Corporation |  | AC Electric | Accepted | 2024-01-04 | 2024-01-31 | 2025-01-31 | Solar Panels | WAAREE ENERGIES LIMITED | WSMDI-400 |  | 0.4 | 8 | 209 | 22 |  | Fixed | Roof
NJADRE1555584736 | Administratively Determined Incentive Program | WINSLOW | 8095 | 14 | 8.4 | Residential | Behind the Meter | Yes | Net Metered Residential | SunPower Corporation |  | AC Electric | Accepted | 2024-01-04 | 2024-01-31 | 2025-01-31 | Solar Panels | WAAREE ENERGIES LIMITED | WSMDI-400 |  | 0.4 | 5 | 119 | 24 |  | Fixed | Roof
NJADRE1555584736 | Administratively Determined Incentive Program | WINSLOW | 8095 | 14 | 8.4 | Residential | Behind the Meter | Yes | Net Metered Residential | SunPower Corporation |  | AC Electric | Accepted | 2024-01-04 | 2024-01-31 | 2025-01-31 | Inverters | Enphase | IQ7HS-66-M-US | 384 |  | 21 |  |  | 0.97 |  | Other | Under Each Panel
NJADRE1555584747 | Administratively Determined Incentive Program | BELLE MEAD | 8502 | 5 | 14.58 | Residential | Behind the Meter | No | Net Metered Residential | Tesla Inc. |  | PSE&G | Accepted | 2024-01-04 | 2024-02-05 | 2025-02-05 | Solar Panels | Hanwha | Q.PEAK DUO BLK ML-G10+/TS 405 |  | 0.405 | 6 | 28 | 37 |  | Fixed | Roof
NJADRE1555584747 | Administratively Determined Incentive Program | BELLE MEAD | 8502 | 5 | 14.58 | Residential | Behind the Meter | No | Net Metered Residential | Tesla Inc. |  | PSE&G | Accepted | 2024-01-04 | 2024-02-05 | 2025-02-05 | Solar Panels | Hanwha | Q.PEAK DUO BLK ML-G10+/TS 405 |  | 0.405 | 10 | 118 | 37 |  | Fixed | Roof
NJADRE1555584747 | Administratively Determined Incentive Program | BELLE MEAD | 8502 | 5 | 14.58 | Residential | Behind the Meter | No | Net Metered Residential | Tesla Inc. |  | PSE&G | Accepted | 2024-01-04 | 2024-02-05 | 2025-02-05 | Solar Panels | Hanwha | Q.PEAK DUO BLK ML-G10+/TS 405 |  | 0.405 | 2 | 208 | 37 |  | Fixed | Roof
NJADRE1555584747 | Administratively Determined Incentive Program | BELLE MEAD | 8502 | 5 | 14.58 | Residential | Behind the Meter | No | Net Metered Residential | Tesla Inc. |  | PSE&G | Accepted | 2024-01-04 | 2024-02-05 | 2025-02-05 | Solar Panels | Hanwha | Q.PEAK DUO BLK ML-G10+/TS 405 |  | 0.405 | 8 | 208 | 37 |  | Fixed | Roof
NJADRE1555584747 | Administratively Determined Incentive Program | BELLE MEAD | 8502 | 5 | 14.58 | Residential | Behind the Meter | No | Net Metered Residential | Tesla Inc. |  | PSE&G | Accepted | 2024-01-04 | 2024-02-05 | 2025-02-05 | Solar Panels | Hanwha | Q.PEAK DUO BLK ML-G10+/TS 405 |  | 0.405 | 10 | 208 | 37 |  | Fixed | Roof
NJADRE1555584747 | Administratively Determined Incentive Program | BELLE MEAD | 8502 | 5 | 14.58 | Residential | Behind the Meter | No | Net Metered Residential | Tesla Inc. |  | PSE&G | Accepted | 2024-01-04 | 2024-02-05 | 2025-02-05 | Inverters | Tesla | 1538000-45-A | 7600 |  | 1 |  |  | 0.98 |  | Outdoor
NJADRE1555584747 | Administratively Determined Incentive Program | BELLE MEAD | 8502 | 5 | 14.58 | Residential | Behind the Meter | No | Net Metered Residential | Tesla Inc. |  | PSE&G | Accepted | 2024-01-04 | 2024-02-05 | 2025-02-05 | Inverters | Tesla | 1538000-38-A | 3800 |  | 1 |  |  | 0.98 |  | Outdoor
NJADRE1555584772 | Administratively Determined Incentive Program | BRIDGETON | 8302 | 20 | 16.17 | Residential | Behind the Meter | Yes | Net Metered Residential | RCL Enterprises Inc |  | AC Electric | Accepted | 2024-01-04 | 2024-01-30 | 2025-01-30 | Inverters | Enphase | IQ8plus | 290 |  | 42 |  |  | 0.97 |  | Outdoor
NJADRE1555584772 | Administratively Determined Incentive Program | BRIDGETON | 8302 | 20 | 16.17 | Residential | Behind the Meter | Yes | Net Metered Residential | RCL Enterprises Inc |  | AC Electric | Accepted | 2024-01-04 | 2024-01-30 | 2025-01-30 | Solar Panels | JA Solar | JAM54S31 |  | 0.385 | 22 | 170 | 24 |  | Fixed | Roof
NJADRE1555584772 | Administratively Determined Incentive Program | BRIDGETON | 8302 | 20 | 16.17 | Residential | Behind the Meter | Yes | Net Metered Residential | RCL Enterprises Inc |  | AC Electric | Accepted | 2024-01-04 | 2024-01-30 | 2025-01-30 | Solar Panels | JA Solar | JAM54S31 |  | 0.385 | 20 | 170 | 20 |  | Fixed | Ground
NJADRE1555584773 | Administratively Determined Incentive Program | DELRAN | 8075 | 13 | 8.51 | Residential | Behind the Meter | Yes | Net Metered Residential | Sunny Mac LLC |  | PSE&G | Accepted | 2024-01-04 | 2024-01-30 | 2025-01-30 | Solar Panels | Q.PEAK DUO BLK ML-G10+ 405 | HANWHA |  | 0.405 | 21 | 228 | 30 |  | Fixed | Roof
NJADRE1555584773 | Administratively Determined Incentive Program | DELRAN | 8075 | 13 | 8.51 | Residential | Behind the Meter | Yes | Net Metered Residential | Sunny Mac LLC |  | PSE&G | Accepted | 2024-01-04 | 2024-01-30 | 2025-01-30 | Inverters | SE7600H-US | Solaredge | 7600 |  | 1 |  |  | 0.1 |  | Outdoor | next to meter
NJADRE1555584773 | Administratively Determined Incentive Program | DELRAN | 8075 | 13 | 8.51 | Residential | Behind the Meter | Yes | Net Metered Residential | Sunny Mac LLC |  | PSE&G | Accepted | 2024-01-04 | 2024-01-30 | 2025-01-30 | Meters | SE-RGMTR-1D-240C-B | Solaredge |  |  | 1 |  |  |  | Yes | Outdoor
NJADRE1555584857 | Administratively Determined Incentive Program | Linden | 7036 | 10 | 5.48 | Residential | Behind the Meter | No | Net Metered Residential | Power Home Remodeling |  | PSE&G | Accepted | 2024-01-04 | 2024-02-05 | 2025-02-05 | Inverters | SolarEdge | SE3800H-US | 3800 |  | 1 |  |  | 0.99 |  | Outdoor
NJADRE1555584857 | Administratively Determined Incentive Program | Linden | 7036 | 10 | 5.48 | Residential | Behind the Meter | No | Net Metered Residential | Power Home Remodeling |  | PSE&G | Accepted | 2024-01-04 | 2024-02-05 | 2025-02-05 | Meters | SolarEdge | Revenue Grade Data Ansi C12.20 |  |  | 1 |  |  |  | Yes | Outdoor
NJADRE1555584857 | Administratively Determined Incentive Program | Linden | 7036 | 10 | 5.48 | Residential | Behind the Meter | No | Net Metered Residential | Power Home Remodeling |  | PSE&G | Accepted | 2024-01-04 | 2024-02-05 | 2025-02-05 | Solar Panels | QCell | Q.PEAK DUO BLK-G10+ 365 |  | 0.365 | 6 | 42 | 23 |  | Fixed | Roof
NJADRE1555584857 | Administratively Determined Incentive Program | Linden | 7036 | 10 | 5.48 | Residential | Behind the Meter | No | Net Metered Residential | Power Home Remodeling |  | PSE&G | Accepted | 2024-01-04 | 2024-02-05 | 2025-02-05 | Solar Panels | QCell | Q.PEAK DUO BLK-G10+ 365 |  | 0.365 | 9 | 222 | 23 |  | Fixed | Roof
NJADRE1555584867 | Administratively Determined Incentive Program | PLAINFIELD | 7062 | 10 | 6.48 | Residential | Behind the Meter | Yes | Net Metered Residential | SunnyMac LLC |  | PSE&G | Accepted | 2024-01-04 | 2024-01-31 | 2025-01-31 | Solar Panels | Q.PEAK DUO BLK ML-G10+ 405 | HANWHA |  | 0.405 | 10 | 38 | 6 |  | Fixed | Roof
NJADRE1555584867 | Administratively Determined Incentive Program | PLAINFIELD | 7062 | 10 | 6.48 | Residential | Behind the Meter | Yes | Net Metered Residential | SunnyMac LLC |  | PSE&G | Accepted | 2024-01-04 | 2024-01-31 | 2025-01-31 | Solar Panels | Q.PEAK DUO BLK ML-G10+ 405 | HANWHA |  | 0.405 | 6 | 218 | 9 |  | Fixed | Roof
NJADRE1555584867 | Administratively Determined Incentive Program | PLAINFIELD | 7062 | 10 | 6.48 | Residential | Behind the Meter | Yes | Net Metered Residential | SunnyMac LLC |  | PSE&G | Accepted | 2024-01-04 | 2024-01-31 | 2025-01-31 | Inverters | SE5000H-US | Solaredge | 5000 |  | 1 |  |  | 0.1 |  | Outdoor | next to meter
NJADRE1555584895 | Administratively Determined Incentive Program | BRIDGETON | 8302 | 20 | 15.4 | Residential | Behind the Meter | Yes | Net Metered Residential | RCL Enterprises Inc |  | AC Electric | Accepted | 2024-01-04 | 2024-01-31 | 2025-01-31 | Inverters | Enphase | IQ8plus | 290 |  | 40 |  |  | 0.97 |  | Outdoor
NJADRE1555584895 | Administratively Determined Incentive Program | BRIDGETON | 8302 | 20 | 15.4 | Residential | Behind the Meter | Yes | Net Metered Residential | RCL Enterprises Inc |  | AC Electric | Accepted | 2024-01-04 | 2024-01-31 | 2025-01-31 | Solar Panels | JA Solar | JAM54S31 |  | 0.385 | 24 | 235 | 26 |  | Fixed | Roof
NJADRE1555584895 | Administratively Determined Incentive Program | BRIDGETON | 8302 | 20 | 15.4 | Residential | Behind the Meter | Yes | Net Metered Residential | RCL Enterprises Inc |  | AC Electric | Accepted | 2024-01-04 | 2024-01-31 | 2025-01-31 | Solar Panels | JA Solar | JAM54S31 |  | 0.385 | 16 | 55 | 26 |  | Fixed | Roof
NJADRE1555584902 | Administratively Determined Incentive Program | HASBROUCK HEIGHTS | 7604 | 7 | 20.35 | Residential | Behind the Meter | No | Net Metered Residential | UNITED SOLAR LLC |  | PSE&G | Accepted | 2024-01-04 | 2024-02-13 | 2025-02-13 | Inverters | SOLAR EDGE | SE10000H-US | 10000 |  | 2 |  |  | 0.99 |  | Outside
NJADRE1555584902 | Administratively Determined Incentive Program | HASBROUCK HEIGHTS | 7604 | 7 | 20.35 | Residential | Behind the Meter | No | Net Metered Residential | UNITED SOLAR LLC |  | PSE&G | Accepted | 2024-01-04 | 2024-02-13 | 2025-02-13 | Solar Panels | DEG | SEG 550 BMA TB 182 EL |  | 0.55 | 37 | 130 | 0 |  | Fixed | Roof
NJADRE1555584905 | Administratively Determined Incentive Program | Prospect Park | 7508 | 6 | 6.08 | Residential | Behind the Meter | Yes | Net Metered Residential | Trinity Solar Inc. |  | PSE&G | Accepted | 2024-01-04 | 2024-01-31 | 2025-01-31 | Inverters | Solar Edge | SE5000H-US | 5000 |  | 1 |  |  | 0.97 |  | Outdoor
NJADRE1555584905 | Administratively Determined Incentive Program | Prospect Park | 7508 | 6 | 6.08 | Residential | Behind the Meter | Yes | Net Metered Residential | Trinity Solar Inc. |  | PSE&G | Accepted | 2024-01-04 | 2024-01-31 | 2025-01-31 | Solar Panels | HANWHA | (Q.PEAK DUO BLK ML-G10+ 405) |  | 0.405 | 15 | 325 | 20 |  | Fixed | Roof
NJADRE1555584912 | Administratively Determined Incentive Program | Lakewood | 8701 | 18 | 9.09 | Residential | Behind the Meter | No | Net Metered Residential | Powerlutions |  | JCP&L | Accepted | 2024-01-04 | 2024-01-31 | 2025-01-31 | Solar Panels | Trina | TSM-DE09C.07 |  | 0.395 | 20 | 187 | 23 |  | Fixed | Roof
NJADRE1555584912 | Administratively Determined Incentive Program | Lakewood | 8701 | 18 | 9.09 | Residential | Behind the Meter | No | Net Metered Residential | Powerlutions |  | JCP&L | Accepted | 2024-01-04 | 2024-01-31 | 2025-01-31 | Solar Panels | Trina | TSM-DE09C.07 |  | 0.395 | 3 | 97 | 31 |  | Fixed | Roof
NJADRE1555584912 | Administratively Determined Incentive Program | Lakewood | 8701 | 18 | 9.09 | Residential | Behind the Meter | No | Net Metered Residential | Powerlutions |  | JCP&L | Accepted | 2024-01-04 | 2024-01-31 | 2025-01-31 | Inverters | IQ7PLUS-72-2-US | ENPHASE | 290 |  | 23 |  |  | 0.98 |  | Outdoor
NJADRE1555584924 | Administratively Determined Incentive Program | VOORHEES | 8043 | 14 | 4.4 | Residential | Behind the Meter | Yes | Net Metered Residential | Momentum Solar Energy Services |  | PSE&G | Accepted | 2024-01-04 | 2024-01-31 | 2025-01-31 | Inverters | IQ8PLUS-72-2-US | ENPHASE | 290 |  | 11 |  |  | 0.97 |  | Outdoor
NJADRE1555584924 | Administratively Determined Incentive Program | VOORHEES | 8043 | 14 | 4.4 | Residential | Behind the Meter | Yes | Net Metered Residential | Momentum Solar Energy Services |  | PSE&G | Accepted | 2024-01-04 | 2024-01-31 | 2025-01-31 | Solar Panels | Q. PEAK DUO BLK-G10+400 | HANWHA |  | 0.4 | 11 | 195 | 25 |  | Fixed | Roof
NJADRE1555584969 | Administratively Determined Incentive Program | NEWARK | 7106 | 9 | 4 | Residential | Behind the Meter | Yes | Net Metered Residential | Momentum Solar Energy Services |  | PSE&G | Accepted | 2024-01-04 | 2024-01-30 | 2025-01-30 | Inverters | Q. PEAK DUO BLK-G10+400 | HANWHA | 290 |  | 10 |  |  | 0.97 |  | Outdoor
NJADRE1555584969 | Administratively Determined Incentive Program | NEWARK | 7106 | 9 | 4 | Residential | Behind the Meter | Yes | Net Metered Residential | Momentum Solar Energy Services |  | PSE&G | Accepted | 2024-01-04 | 2024-01-30 | 2025-01-30 | Solar Panels | Q. PEAK DUO BLK-G10+400 | HANWHA |  | 0.4 | 10 | 21 | 5 |  | Fixed | Roof
NJADRE1555584970 | Administratively Determined Incentive Program | SOMERSET | 8873 | 5 | 5.25 | Residential | Behind the Meter | Yes | Net Metered Residential | Sunrun, Inc. |  | PSE&G | Accepted | 2024-01-04 | 2024-01-30 | 2025-01-30 | Inverters | DELTA ELECTRONICS | E4-TL-US | 4000 |  | 1 |  |  | 0.975 |  | Outdoor | Next To Meter
NJADRE1555584970 | Administratively Determined Incentive Program | SOMERSET | 8873 | 5 | 5.25 | Residential | Behind the Meter | Yes | Net Metered Residential | Sunrun, Inc. |  | PSE&G | Accepted | 2024-01-04 | 2024-01-30 | 2025-01-30 | Solar Panels | VIKRAM SOLAR | VSMDHT.60.375.05 |  | 0.375 | 14 | 129 | 22 |  | Fixed | Roof
NJADRE1555584970 | Administratively Determined Incentive Program | SOMERSET | 8873 | 5 | 5.25 | Residential | Behind the Meter | Yes | Net Metered Residential | Sunrun, Inc. |  | PSE&G | Accepted | 2024-01-04 | 2024-01-30 | 2025-01-30 | Electric Storage Battery | LG CHEM | RESU 10H |  |  | 1 |  |  |  | Lithium Ion |  | OUTSIDE
NJADRE1555584978 | Administratively Determined Incentive Program | FAIR LAWN | 7410 | 7 | 6.16 | Residential | Behind the Meter | Yes | Net Metered Residential | Freedom Forever New Jersey LLC |  | PSE&G | Accepted | 2024-01-04 | 2024-01-30 | 2025-01-30 | Inverters | Solar Edge | SE5000H-USRGM [SI1 | 5000 |  | 1 |  |  | 0.99 |  | Outside
NJADRE1555584978 | Administratively Determined Incentive Program | FAIR LAWN | 7410 | 7 | 6.16 | Residential | Behind the Meter | Yes | Net Metered Residential | Freedom Forever New Jersey LLC |  | PSE&G | Accepted | 2024-01-04 | 2024-01-30 | 2025-01-30 | Solar Panels | JINKO SOLAR | JKM385M-6RL3-B |  | 0.385 | 3 | 209 | 14 |  | Fixed | Roof
NJADRE1555584978 | Administratively Determined Incentive Program | FAIR LAWN | 7410 | 7 | 6.16 | Residential | Behind the Meter | Yes | Net Metered Residential | Freedom Forever New Jersey LLC |  | PSE&G | Accepted | 2024-01-04 | 2024-01-30 | 2025-01-30 | Solar Panels | JINKO SOLAR | JKM385M-6RL3-B |  | 0.385 | 4 | 209 | 14 |  | Fixed | Roof
NJADRE1555584978 | Administratively Determined Incentive Program | FAIR LAWN | 7410 | 7 | 6.16 | Residential | Behind the Meter | Yes | Net Metered Residential | Freedom Forever New Jersey LLC |  | PSE&G | Accepted | 2024-01-04 | 2024-01-30 | 2025-01-30 | Solar Panels | JINKO SOLAR | JKM385M-6RL3-B |  | 0.385 | 4 | 30 | 28 |  | Fixed | Roof
NJADRE1555584978 | Administratively Determined Incentive Program | FAIR LAWN | 7410 | 7 | 6.16 | Residential | Behind the Meter | Yes | Net Metered Residential | Freedom Forever New Jersey LLC |  | PSE&G | Accepted | 2024-01-04 | 2024-01-30 | 2025-01-30 | Solar Panels | JINKO SOLAR | JKM385M-6RL3-B |  | 0.385 | 5 | 209 | 32 |  | Fixed | Roof
NJADRE1555584992 | Administratively Determined Incentive Program | NORTHFIELD | 8225 | 19 | 3.6 | Residential | Behind the Meter | Yes | Net Metered Residential | Pro Custom Solar dba Momentum Solar |  | AC Electric | Accepted | 2024-01-04 | 2024-02-01 | 2025-02-01 | Solar Panels | Q. PEAK DUO BLK ML-G10+400 | hanwha |  | 0.4 | 9 | 288 | 24 |  | Fixed | Roof
NJADRE1555584992 | Administratively Determined Incentive Program | NORTHFIELD | 8225 | 19 | 3.6 | Residential | Behind the Meter | Yes | Net Metered Residential | Pro Custom Solar dba Momentum Solar |  | AC Electric | Accepted | 2024-01-04 | 2024-02-01 | 2025-02-01 | Inverters | IQ8PLUS-72-2-US | enphase | 290 |  | 9 |  |  | 0.97 |  | Outdoor
NJADRE1555585019 | Administratively Determined Incentive Program | FLORENCE | 8518 | 13 | 8.09 | Residential | Behind the Meter | Yes | Net Metered Residential | Freedom Forever New Jersey LLC |  | PSE&G | Accepted | 2024-01-04 | 2024-01-31 | 2025-01-31 | Inverters | Solar Edge | SE7600H-USRGM | 7600 |  | 1 |  |  | 0.99 |  | Outdoor
NJADRE1555585019 | Administratively Determined Incentive Program | FLORENCE | 8518 | 13 | 8.09 | Residential | Behind the Meter | Yes | Net Metered Residential | Freedom Forever New Jersey LLC |  | PSE&G | Accepted | 2024-01-04 | 2024-01-31 | 2025-01-31 | Solar Panels | JINKO SOLAR | JKM385M-6RL3-B |  | 0.385 | 13 | 107 | 27 |  | Fixed | Roof
NJADRE1555585019 | Administratively Determined Incentive Program | FLORENCE | 8518 | 13 | 8.09 | Residential | Behind the Meter | Yes | Net Metered Residential | Freedom Forever New Jersey LLC |  | PSE&G | Accepted | 2024-01-04 | 2024-01-31 | 2025-01-31 | Solar Panels | JKM385M-6RL3-B | JINKO SOLAR |  | 0.385 | 8 | 107 | 19 |  | Fixed | Roof
NJADRE1555585030 | Administratively Determined Incentive Program | LEONARDO | 7737 | 17 | 11.38 | Residential | Behind the Meter | No | Net Metered Residential | Tesla Energy Operations Inc |  | JCP&L | Accepted | 2024-01-04 | 2024-02-05 | 2025-02-05 | Solar Panels | Tesla | SR72T2 |  | 0.072 | 12 | 289 | 34 |  | Fixed | Roof
NJADRE1555585030 | Administratively Determined Incentive Program | LEONARDO | 7737 | 17 | 11.38 | Residential | Behind the Meter | No | Net Metered Residential | Tesla Energy Operations Inc |  | JCP&L | Accepted | 2024-01-04 | 2024-02-05 | 2025-02-05 | Solar Panels | Tesla | SR72T2 |  | 0.072 | 77 | 199 | 40 |  | Fixed | Roof
NJADRE1555585030 | Administratively Determined Incentive Program | LEONARDO | 7737 | 17 | 11.38 | Residential | Behind the Meter | No | Net Metered Residential | Tesla Energy Operations Inc |  | JCP&L | Accepted | 2024-01-04 | 2024-02-05 | 2025-02-05 | Inverters | Tesla | #1850000-00-C | 7600 |  | 2 |  |  | 0.98 |  | Indoor
NJADRE1555585030 | Administratively Determined Incentive Program | LEONARDO | 7737 | 17 | 11.38 | Residential | Behind the Meter | No | Net Metered Residential | Tesla Energy Operations Inc |  | JCP&L | Accepted | 2024-01-04 | 2024-02-05 | 2025-02-05 | Electric Storage Battery | Tesla | AC Powerwall 2.0 |  |  | 2 |  |  |  | Lithium Ion |  | Inside
NJADRE1555585030 | Administratively Determined Incentive Program | LEONARDO | 7737 | 17 | 11.38 | Residential | Behind the Meter | No | Net Metered Residential | Tesla Energy Operations Inc |  | JCP&L | Accepted | 2024-01-04 | 2024-02-05 | 2025-02-05 | Solar Panels | Tesla | SR72T2 |  | 0.072 | 57 | 19 | 40 |  | Fixed | Roof
NJADRE1555585030 | Administratively Determined Incentive Program | LEONARDO | 7737 | 17 | 11.38 | Residential | Behind the Meter | No | Net Metered Residential | Tesla Energy Operations Inc |  | JCP&L | Accepted | 2024-01-04 | 2024-02-05 | 2025-02-05 | Solar Panels | Tesla | SR72T2 |  | 0.072 | 12 | 109 | 34 |  | Fixed | Roof
NJADRE1555585033 | Administratively Determined Incentive Program | BASKING RIDGE | 7920 | 5 | 4 | Residential | Behind the Meter | Yes | Net Metered Residential | Momentum Solar Energy Services |  | JCP&L | Accepted | 2024-01-04 | 2024-01-31 | 2025-01-31 | Inverters | IQ8PLUS-72-2-US | ENPHASE | 290 |  | 10 |  |  | 0.97 |  | Outdoor
NJADRE1555585033 | Administratively Determined Incentive Program | BASKING RIDGE | 7920 | 5 | 4 | Residential | Behind the Meter | Yes | Net Metered Residential | Momentum Solar Energy Services |  | JCP&L | Accepted | 2024-01-04 | 2024-01-31 | 2025-01-31 | Solar Panels | Q. PEAK DUO BLK-G10+400 | HANWHA |  | 0.4 | 7 | 179 | 33 |  | Fixed | Roof
NJADRE1555585033 | Administratively Determined Incentive Program | BASKING RIDGE | 7920 | 5 | 4 | Residential | Behind the Meter | Yes | Net Metered Residential | Momentum Solar Energy Services |  | JCP&L | Accepted | 2024-01-04 | 2024-01-31 | 2025-01-31 | Solar Panels | Q. PEAK DUO BLK-G10+400 | HANWHA |  | 0.4 | 3 | 179 | 33 |  | Fixed | Roof
NJADRE1555585053 | Administratively Determined Incentive Program | MOUNT LAUREL | 8054 | 13 | 4.46 | Residential | Behind the Meter | Yes | Net Metered Residential | Sunrun Installation Services, Inc |  | PSE&G | Accepted | 2024-01-04 | 2024-01-31 | 2025-01-31 | Inverters | DELTA ELECTRONICS | E4-TL-US | 3840 |  | 1 |  |  | 0.97 |  | Outdoor | Nxt To Meter
NJADRE1555585053 | Administratively Determined Incentive Program | MOUNT LAUREL | 8054 | 13 | 4.46 | Residential | Behind the Meter | Yes | Net Metered Residential | Sunrun Installation Services, Inc |  | PSE&G | Accepted | 2024-01-04 | 2024-01-31 | 2025-01-31 | Solar Panels | HANWHA Q-CELLS | Q.PEAK DUO BLK ML-G10+ 405 |  | 0.405 | 11 | 138 | 30 |  | Fixed | Roof
NJADRE1555585097 | Administratively Determined Incentive Program | WILLINGBORO | 8046 | 13 | 5.78 | Residential | Behind the Meter | Yes | Net Metered Residential | Freedom Forever New Jersey LLC |  | PSE&G | Accepted | 2024-01-04 | 2024-02-13 | 2025-02-13 | Inverters | Solar Edge | SE6000H-USRGM [SI1] | 6000 |  | 1 |  |  | 0.99 |  | Outside
NJADRE1555585097 | Administratively Determined Incentive Program | WILLINGBORO | 8046 | 13 | 5.78 | Residential | Behind the Meter | Yes | Net Metered Residential | Freedom Forever New Jersey LLC |  | PSE&G | Accepted | 2024-01-04 | 2024-02-13 | 2025-02-13 | Solar Panels | JINKO SOLAR | JKM385M-6RL3-B |  | 0.385 | 13 | 197 | 18 |  | Fixed | Roof
NJADRE1555585097 | Administratively Determined Incentive Program | WILLINGBORO | 8046 | 13 | 5.78 | Residential | Behind the Meter | Yes | Net Metered Residential | Freedom Forever New Jersey LLC |  | PSE&G | Accepted | 2024-01-04 | 2024-02-13 | 2025-02-13 | Solar Panels | JINKO SOLAR | JKM385M-6RL3-B |  | 0.385 | 2 | 107 | 18 |  | Fixed | Roof
NJADRE1555585127 | Administratively Determined Incentive Program | SOUTH AMBOY | 8879 | 11 | 13.09 | Residential | Behind the Meter | Yes | Net Metered Residential | Freedom Forever New Jersey LLC |  | JCP&L | Accepted | 2024-01-04 | 2024-01-31 | 2025-01-31 | Inverters | Solar Edge | SE10000H-USRGM [SI1 | 10000 |  | 1 |  |  | 0.99 |  | Outdoor
NJADRE1555585127 | Administratively Determined Incentive Program | SOUTH AMBOY | 8879 | 11 | 13.09 | Residential | Behind the Meter | Yes | Net Metered Residential | Freedom Forever New Jersey LLC |  | JCP&L | Accepted | 2024-01-04 | 2024-01-31 | 2025-01-31 | Solar Panels | JINKO SOLAR | JKM385M-6RL3-B |  | 0.385 | 10 | 301 | 21 |  | Fixed | Roof
NJADRE1555585127 | Administratively Determined Incentive Program | SOUTH AMBOY | 8879 | 11 | 13.09 | Residential | Behind the Meter | Yes | Net Metered Residential | Freedom Forever New Jersey LLC |  | JCP&L | Accepted | 2024-01-04 | 2024-01-31 | 2025-01-31 | Solar Panels | JINKO SOLAR | JKM385M-6RL3-B |  | 0.385 | 6 | 121 | 21 |  | Fixed | Roof
NJADRE1555585127 | Administratively Determined Incentive Program | SOUTH AMBOY | 8879 | 11 | 13.09 | Residential | Behind the Meter | Yes | Net Metered Residential | Freedom Forever New Jersey LLC |  | JCP&L | Accepted | 2024-01-04 | 2024-01-31 | 2025-01-31 | Solar Panels | JINKO SOLAR | JKM385M-6RL3-B |  | 0.385 | 6 | 301 | 22 |  | Fixed | Roof
NJADRE1555585127 | Administratively Determined Incentive Program | SOUTH AMBOY | 8879 | 11 | 13.09 | Residential | Behind the Meter | Yes | Net Metered Residential | Freedom Forever New Jersey LLC |  | JCP&L | Accepted | 2024-01-04 | 2024-01-31 | 2025-01-31 | Solar Panels | JINKO SOLAR | JKM385M-6RL3-B |  | 0.385 | 12 | 121 | 22 |  | Fixed | Roof
NJADRE1555585135 | Administratively Determined Incentive Program | WOODBRIDGE TOWNSHIP | 7095 | 11 | 5.67 | Residential | Behind the Meter | Yes | Net Metered Residential | Sunrun, Inc. |  | PSE&G | Accepted | 2024-01-04 | 2024-01-31 | 2025-01-31 | Solar Panels | HANWHA Q-CELLS | Q.PEAK DUO BLK ML-G10+ 405 |  | 0.405 | 14 | 12 | 20 |  | Fixed | Roof
NJADRE1555585135 | Administratively Determined Incentive Program | WOODBRIDGE TOWNSHIP | 7095 | 11 | 5.67 | Residential | Behind the Meter | Yes | Net Metered Residential | Sunrun, Inc. |  | PSE&G | Accepted | 2024-01-04 | 2024-01-31 | 2025-01-31 | Inverters | SolarEdge Technologies | SE3800H-USMN | 3800 |  | 1 |  |  | 0.99 |  | Outdoor | Next To Meter
NJADRE1555585140 | Administratively Determined Incentive Program | LEONIA | 7605 | 7 | 5.2 | Residential | Behind the Meter | Yes | Net Metered Residential | Pro Custom Solar dba Momentum Solar Energy Services |  | PSE&G | Accepted | 2024-01-04 | 2024-02-06 | 2025-02-06 | Inverters | IQ8PLUS-72-2-US | ENPHASE | 290 |  | 13 |  |  | 0.97 |  | Outdoor
NJADRE1555585140 | Administratively Determined Incentive Program | LEONIA | 7605 | 7 | 5.2 | Residential | Behind the Meter | Yes | Net Metered Residential | Pro Custom Solar dba Momentum Solar Energy Services |  | PSE&G | Accepted | 2024-01-04 | 2024-02-06 | 2025-02-06 | Solar Panels | Q. PEAK DUO BLK-G10+400 | HANWHA |  | 0.4 | 7 | 127 | 33 |  | Fixed | Roof
NJADRE1555585140 | Administratively Determined Incentive Program | LEONIA | 7605 | 7 | 5.2 | Residential | Behind the Meter | Yes | Net Metered Residential | Pro Custom Solar dba Momentum Solar Energy Services |  | PSE&G | Accepted | 2024-01-04 | 2024-02-06 | 2025-02-06 | Solar Panels | Q. PEAK DUO BLK-G10+400 | HANWHA |  | 0.4 | 6 | 37 | 32 |  | Fixed | Roof
NJADRE1555585188 | Administratively Determined Incentive Program | MOUNT HOLLY TWP | 8060 | 13 | 4.46 | Residential | Behind the Meter | Yes | Net Metered Residential | Sunrun, Inc. |  | PSE&G | Accepted | 2024-01-04 | 2024-01-31 | 2025-01-31 | Solar Panels | HANWHA Q-CELLS | Q.PEAK DUO BLK ML-G10+ 405 |  | 0.405 | 5 | 3 | 26 |  | Fixed | Roof
NJADRE1555585188 | Administratively Determined Incentive Program | MOUNT HOLLY TWP | 8060 | 13 | 4.46 | Residential | Behind the Meter | Yes | Net Metered Residential | Sunrun, Inc. |  | PSE&G | Accepted | 2024-01-04 | 2024-01-31 | 2025-01-31 | Solar Panels | HANWHA Q-CELLS | Q.PEAK DUO BLK ML-G10+ 405 |  | 0.405 | 6 | 184 | 2 |  | Fixed | Roof
NJADRE1555585188 | Administratively Determined Incentive Program | MOUNT HOLLY TWP | 8060 | 13 | 4.46 | Residential | Behind the Meter | Yes | Net Metered Residential | Sunrun, Inc. |  | PSE&G | Accepted | 2024-01-04 | 2024-01-31 | 2025-01-31 | Inverters | DELTA ELECTRONICS | E4-TL-US | 3840 |  | 1 |  |  | 0.975 |  | Outdoor | Next To Meter
NJADRE1555585193 | Administratively Determined Incentive Program | NEWARK | 7112 | 9 | 6.8 | Residential | Behind the Meter | Yes | Net Metered Residential | Pro Custom Solar dba Momentum Solar |  | PSE&G | Accepted | 2024-01-05 | 2024-01-31 | 2025-01-31 | Solar Panels | Q. PEAK DUO BLK-G10+400 | HANWHA |  | 0.4 | 10 | 211 | 36 |  | Fixed | Roof
NJADRE1555585193 | Administratively Determined Incentive Program | NEWARK | 7112 | 9 | 6.8 | Residential | Behind the Meter | Yes | Net Metered Residential | Pro Custom Solar dba Momentum Solar |  | PSE&G | Accepted | 2024-01-05 | 2024-01-31 | 2025-01-31 | Solar Panels | Q. PEAK DUO BLK-G10+400 | HANWHA |  | 0.4 | 7 | 31 | 35 |  | Fixed | Roof
NJADRE1555585193 | Administratively Determined Incentive Program | NEWARK | 7112 | 9 | 6.8 | Residential | Behind the Meter | Yes | Net Metered Residential | Pro Custom Solar dba Momentum Solar |  | PSE&G | Accepted | 2024-01-05 | 2024-01-31 | 2025-01-31 | Inverters | IQ8PLUS-72-2-US | ENPHASE | 290 |  | 17 |  |  | 0.97 |  | Outdoor
NJADRE1555585790 | Administratively Determined Incentive Program | MONTCLAIR | 7042 | 9 | 10.53 | Residential | Behind the Meter | No | Net Metered Residential | Sunrun Installation Services, Inc. |  | PSE&G | Accepted | 2024-01-04 | 2024-01-31 | 2025-01-31 | Inverters | SolarEdge Technologies | SE7600H-USSN | 7600 |  | 1 |  |  | 0.99 |  | Outdoor
NJADRE1555585790 | Administratively Determined Incentive Program | MONTCLAIR | 7042 | 9 | 10.53 | Residential | Behind the Meter | No | Net Metered Residential | Sunrun Installation Services, Inc. |  | PSE&G | Accepted | 2024-01-04 | 2024-01-31 | 2025-01-31 | Solar Panels | Hanwha Q Cells | Q.PEAK DUO BLK ML-G10+ 405 |  | 0.405 | 12 | 273 | 28 |  | Fixed | Roof
NJADRE1555585790 | Administratively Determined Incentive Program | MONTCLAIR | 7042 | 9 | 10.53 | Residential | Behind the Meter | No | Net Metered Residential | Sunrun Installation Services, Inc. |  | PSE&G | Accepted | 2024-01-04 | 2024-01-31 | 2025-01-31 | Solar Panels | Hanwha Q Cells | Q.PEAK DUO BLK ML-G10+ 405 |  | 0.405 | 14 | 92 | 30 |  | Fixed | Roof
NJADRE1555585828 | Administratively Determined Incentive Program | KEANSBURG | 7734 | 17 | 5.14 | Residential | Behind the Meter | No | Net Metered Residential | Bright Planet Solar |  | JCP&L | Accepted | 2024-01-04 | 2024-02-05 | 2025-02-05 | Inverters | Solar Edge | SE3800H-USRGM | 3800 |  | 1 |  |  | 0.98 |  | Outdoor | OUTSIDE
NJADRE1555585828 | Administratively Determined Incentive Program | KEANSBURG | 7734 | 17 | 5.14 | Residential | Behind the Meter | No | Net Metered Residential | Bright Planet Solar |  | JCP&L | Accepted | 2024-01-04 | 2024-02-05 | 2025-02-05 | Solar Panels | Canadian Solar | CS3N-395MS |  | 0.395 | 7 | 346 | 18 |  | Fixed | Roof
NJADRE1555585828 | Administratively Determined Incentive Program | KEANSBURG | 7734 | 17 | 5.14 | Residential | Behind the Meter | No | Net Metered Residential | Bright Planet Solar |  | JCP&L | Accepted | 2024-01-04 | 2024-02-05 | 2025-02-05 | Solar Panels | Canadian Solar | CS3N-395MS |  | 0.395 | 6 | 166 | 18 |  | Fixed | Roof
NJADRE1555588490 | Administratively Determined Incentive Program | EAST WINDSOR | 8520 | 12 | 1164.6 | Commercial | Behind the Meter | No | Large Net-Metered Non-Residential located on Rooftop, Carport, Canopy and Floating Solar | Big Shine Worldwide, Inc. |  | JCP&L | Accepted | 2024-01-05 | 2024-02-05 | 2025-02-05 | Inverters | SMA | STP62-US-41 | 62500 |  | 14 |  |  | 0.975 |  | Outdoor | Rooftop
NJADRE1555588490 | Administratively Determined Incentive Program | EAST WINDSOR | 8520 | 12 | 1164.6 | Commercial | Behind the Meter | No | Large Net-Metered Non-Residential located on Rooftop, Carport, Canopy and Floating Solar | Big Shine Worldwide, Inc. |  | JCP&L | Accepted | 2024-01-05 | 2024-02-05 | 2025-02-05 | Meters | ELKOR | WATTSON-MARK II |  |  | 1 |  |  |  | Yes | Indoor
NJADRE1555588490 | Administratively Determined Incentive Program | EAST WINDSOR | 8520 | 12 | 1164.6 | Commercial | Behind the Meter | No | Large Net-Metered Non-Residential located on Rooftop, Carport, Canopy and Floating Solar | Big Shine Worldwide, Inc. |  | JCP&L | Accepted | 2024-01-05 | 2024-02-05 | 2025-02-05 | Solar Panels | Big Shine Worldwide, Inc. | BDM-450 |  | 0.45 | 2588 | 215 | 10 |  | Fixed | Roof
NJADRE1555593186 | Administratively Determined Incentive Program | DEPTFORD | 8096 | 15 | 11.75 | Residential | Behind the Meter | Yes | Net Metered Residential | SunPower Corporation, Systems |  | PSE&G | Accepted | 2024-01-05 | 2024-01-31 | 2025-01-31 | Solar Panels | HANWHA Q CELLS | Q.PEAK DUO BLK ML-G10+ 405 |  | 0.405 | 20 | 206 | 20 |  | Fixed | Roof
NJADRE1555593186 | Administratively Determined Incentive Program | DEPTFORD | 8096 | 15 | 11.75 | Residential | Behind the Meter | Yes | Net Metered Residential | SunPower Corporation, Systems |  | PSE&G | Accepted | 2024-01-05 | 2024-01-31 | 2025-01-31 | Solar Panels | HANWHA Q CELLS | Q.PEAK DUO BLK ML-G10+ 405 |  | 0.405 | 9 | 26 | 20 |  | Fixed | Roof
NJADRE1555593186 | Administratively Determined Incentive Program | DEPTFORD | 8096 | 15 | 11.75 | Residential | Behind the Meter | Yes | Net Metered Residential | SunPower Corporation, Systems |  | PSE&G | Accepted | 2024-01-05 | 2024-01-31 | 2025-01-31 | Inverters | Enphase | IQ7HS-66-M-US | 384 |  | 29 |  |  | 0.97 |  | Other | Under Each Panel
NJADRE1555593187 | Administratively Determined Incentive Program | RUTHERFORD | 7070 | 7 | 13.6 | Residential | Behind the Meter | Yes | Net Metered Residential | SunPower Corporation, Systems |  | PSE&G | Accepted | 2024-01-05 | 2024-02-01 | 2025-02-01 | Solar Panels | WAAREE ENERGIES LIMITED | WSMDI-400 |  | 0.4 | 9 | 307 | 16 |  | Fixed | Roof
NJADRE1555593187 | Administratively Determined Incentive Program | RUTHERFORD | 7070 | 7 | 13.6 | Residential | Behind the Meter | Yes | Net Metered Residential | SunPower Corporation, Systems |  | PSE&G | Accepted | 2024-01-05 | 2024-02-01 | 2025-02-01 | Solar Panels | WAAREE ENERGIES LIMITED | WSMDI-400 |  | 0.4 | 4 | 307 | 20 |  | Fixed | Roof
NJADRE1555593187 | Administratively Determined Incentive Program | RUTHERFORD | 7070 | 7 | 13.6 | Residential | Behind the Meter | Yes | Net Metered Residential | SunPower Corporation, Systems |  | PSE&G | Accepted | 2024-01-05 | 2024-02-01 | 2025-02-01 | Solar Panels | WAAREE ENERGIES LIMITED | WSMDI-400 |  | 0.4 | 4 | 127 | 20 |  | Fixed | Roof
NJADRE1555593187 | Administratively Determined Incentive Program | RUTHERFORD | 7070 | 7 | 13.6 | Residential | Behind the Meter | Yes | Net Metered Residential | SunPower Corporation, Systems |  | PSE&G | Accepted | 2024-01-05 | 2024-02-01 | 2025-02-01 | Solar Panels | WAAREE ENERGIES LIMITED | WSMDI-400 |  | 0.4 | 17 | 127 | 16 |  | Fixed | Roof
NJADRE1555593187 | Administratively Determined Incentive Program | RUTHERFORD | 7070 | 7 | 13.6 | Residential | Behind the Meter | Yes | Net Metered Residential | SunPower Corporation, Systems |  | PSE&G | Accepted | 2024-01-05 | 2024-02-01 | 2025-02-01 | Inverters | Enphase | IQ7HS-66-M-US | 384 |  | 34 |  |  | 0.97 |  | Other | Under Each Panel
NJADRE1555593189 | Administratively Determined Incentive Program | Haven Beach | 8008 | 18 | 8.4 | Commercial | Behind the Meter | Yes | Small Net-Metered Non-Residential located on Rooftop, Carport, Canopy and Floating Solar | SunPower Corporation |  | AC Electric | Accepted | 2024-01-05 | 2024-02-02 | 2025-02-02 | Solar Panels | WAAREE ENERGIES LIMITED | WSMDI-400 |  | 0.4 | 2 | 211 | 22 |  | Fixed | Roof
NJADRE1555593189 | Administratively Determined Incentive Program | Haven Beach | 8008 | 18 | 8.4 | Commercial | Behind the Meter | Yes | Small Net-Metered Non-Residential located on Rooftop, Carport, Canopy and Floating Solar | SunPower Corporation |  | AC Electric | Accepted | 2024-01-05 | 2024-02-02 | 2025-02-02 | Solar Panels | WAAREE ENERGIES LIMITED | WSMDI-400 |  | 0.4 | 12 | 31 | 22 |  | Fixed | Roof
NJADRE1555593189 | Administratively Determined Incentive Program | Haven Beach | 8008 | 18 | 8.4 | Commercial | Behind the Meter | Yes | Small Net-Metered Non-Residential located on Rooftop, Carport, Canopy and Floating Solar | SunPower Corporation |  | AC Electric | Accepted | 2024-01-05 | 2024-02-02 | 2025-02-02 | Solar Panels | WAAREE ENERGIES LIMITED | WSMDI-400 |  | 0.4 | 7 | 211 | 22 |  | Fixed | Roof
NJADRE1555593189 | Administratively Determined Incentive Program | Haven Beach | 8008 | 18 | 8.4 | Commercial | Behind the Meter | Yes | Small Net-Metered Non-Residential located on Rooftop, Carport, Canopy and Floating Solar | SunPower Corporation |  | AC Electric | Accepted | 2024-01-05 | 2024-02-02 | 2025-02-02 | Inverters | Enphase | IQ7HS-66-M-US | 384 |  | 21 |  |  | 0.97 |  | Other | Under Each Panel
NJADRE1555593190 | Administratively Determined Incentive Program | BRICK | 8724 | 18 | 4.86 | Residential | Behind the Meter | Yes | Net Metered Residential | Sunrun Installation Services, Inc. |  | JCP&L | Accepted | 2024-01-05 | 2024-01-31 | 2025-01-31 | Inverters | SolarEdge Technologies | SE3800H-USMN | 3800 |  | 1 |  |  | 0.99 |  | Outdoor
NJADRE1555593190 | Administratively Determined Incentive Program | BRICK | 8724 | 18 | 4.86 | Residential | Behind the Meter | Yes | Net Metered Residential | Sunrun Installation Services, Inc. |  | JCP&L | Accepted | 2024-01-05 | 2024-01-31 | 2025-01-31 | Solar Panels | Hanwha Q Cells | Q.PEAK DUO BLK ML-G10+ 405 |  | 0.405 | 12 | 230 | 39 |  | Fixed | Roof
NJADRE1555593205 | Administratively Determined Incentive Program | LAWRENCE TWP | 8648 | 12 | 4.86 | Residential | Behind the Meter | Yes | Net Metered Residential | Sunny Mac LLC |  | PSE&G | Accepted | 2024-01-05 | 2024-01-31 | 2025-01-31 | Solar Panels | Q.PEAK DUO BLK ML-G10+ 405W | HANWHA |  | 0.405 | 12 | 120 | 15 |  | Fixed | Roof
NJADRE1555593205 | Administratively Determined Incentive Program | LAWRENCE TWP | 8648 | 12 | 4.86 | Residential | Behind the Meter | Yes | Net Metered Residential | Sunny Mac LLC |  | PSE&G | Accepted | 2024-01-05 | 2024-01-31 | 2025-01-31 | Inverters | SE3800H-US | SOLAREDGE | 3800 |  | 1 |  |  | 0.99 |  | Outdoor | next to meter
NJADRE1555593205 | Administratively Determined Incentive Program | LAWRENCE TWP | 8648 | 12 | 4.86 | Residential | Behind the Meter | Yes | Net Metered Residential | Sunny Mac LLC |  | PSE&G | Accepted | 2024-01-05 | 2024-01-31 | 2025-01-31 | Meters | Solaredge | SE-RGMTR-1D-240C-B |  |  | 1 |  |  |  | Yes | Outdoor
NJADRE1555593206 | Administratively Determined Incentive Program | LINDEN CITY | 7036 | 10 | 7.7 | Residential | Behind the Meter | Yes | Net Metered Residential | Sunrun Installation Services, Inc. |  | PSE&G | Accepted | 2024-01-05 | 2024-02-01 | 2025-02-01 | Inverters | SOLAREDGE TECHNOLOGIES | SE6000H-USSN | 6000 |  | 1 |  |  | 0.992 |  | Outdoor | Next to meter
NJADRE1555593206 | Administratively Determined Incentive Program | LINDEN CITY | 7036 | 10 | 7.7 | Residential | Behind the Meter | Yes | Net Metered Residential | Sunrun Installation Services, Inc. |  | PSE&G | Accepted | 2024-01-05 | 2024-02-01 | 2025-02-01 | Solar Panels | Hanwha Q-Cells | Q.PEAK DUO BLK ML-G10+ 405 |  | 0.405 | 7 | 38 | 34 |  | Fixed | Roof
NJADRE1555593206 | Administratively Determined Incentive Program | LINDEN CITY | 7036 | 10 | 7.7 | Residential | Behind the Meter | Yes | Net Metered Residential | Sunrun Installation Services, Inc. |  | PSE&G | Accepted | 2024-01-05 | 2024-02-01 | 2025-02-01 | Solar Panels | Hanwha Q-Cells | Q.PEAK DUO BLK ML-G10+ 405 |  | 0.405 | 12 | 218 | 34 |  | Fixed | Roof
NJADRE1555593214 | Administratively Determined Incentive Program | NORTH BERGEN TOWNSHIP | 7047 | 8 | 2.84 | Residential | Behind the Meter | Yes | Net Metered Residential | Sunrun Installation Services, Inc. |  | PSE&G | Accepted | 2024-01-05 | 2024-01-31 | 2025-01-31 | Solar Panels | Hanwha Q Cells | Q.PEAK DUO BLK ML-G10+ 405 |  | 0.405 | 7 | 296 | 24 |  | Fixed | Roof
NJADRE1555593214 | Administratively Determined Incentive Program | NORTH BERGEN TOWNSHIP | 7047 | 8 | 2.84 | Residential | Behind the Meter | Yes | Net Metered Residential | Sunrun Installation Services, Inc. |  | PSE&G | Accepted | 2024-01-05 | 2024-01-31 | 2025-01-31 | Inverters | Delta Electronics | E4-TL-US | 3840 |  | 1 |  |  | 0.98 |  | Outdoor
NJADRE1555593219 | Administratively Determined Incentive Program | WOODBRIDGE TOWNSHIP | 7095 | 11 | 5.67 | Residential | Behind the Meter | Yes | Net Metered Residential | Sunny Mac LLC |  | PSE&G | Accepted | 2024-01-05 | 2024-02-01 | 2025-02-01 | Solar Panels | Q.PEAK DUO BLK ML-G10+ 405 | HANWHA |  | 0.405 | 4 | 100 | 31 |  | Fixed | Roof
NJADRE1555593219 | Administratively Determined Incentive Program | WOODBRIDGE TOWNSHIP | 7095 | 11 | 5.67 | Residential | Behind the Meter | Yes | Net Metered Residential | Sunny Mac LLC |  | PSE&G | Accepted | 2024-01-05 | 2024-02-01 | 2025-02-01 | Solar Panels | Q.PEAK DUO BLK ML-G10+ 405 | HANWHA |  | 0.405 | 10 | 280 | 31 |  | Fixed | Roof
NJADRE1555593219 | Administratively Determined Incentive Program | WOODBRIDGE TOWNSHIP | 7095 | 11 | 5.67 | Residential | Behind the Meter | Yes | Net Metered Residential | Sunny Mac LLC |  | PSE&G | Accepted | 2024-01-05 | 2024-02-01 | 2025-02-01 | Inverters | SE3800H-US | Solaredge | 3800 |  | 1 |  |  | 0.1 |  | Outdoor | next to meter
NJADRE1555593220 | Administratively Determined Incentive Program | MOUNT HOLLY TWP | 8060 | 13 | 3.24 | Residential | Behind the Meter | Yes | Net Metered Residential | Sunrun Installation Services, Inc. |  | PSE&G | Accepted | 2024-01-05 | 2024-01-31 | 2025-01-31 | Inverters | DELTA ELECTRONICS | E4-TL-US | 4000 |  | 1 |  |  | 0.975 |  | Outdoor | Next to meter
NJADRE1555593220 | Administratively Determined Incentive Program | MOUNT HOLLY TWP | 8060 | 13 | 3.24 | Residential | Behind the Meter | Yes | Net Metered Residential | Sunrun Installation Services, Inc. |  | PSE&G | Accepted | 2024-01-05 | 2024-01-31 | 2025-01-31 | Solar Panels | Hanwha Q-Cells | Q.PEAK DUO BLK ML-G10+ 405 |  | 0.405 | 8 | 199 | 36 |  | Fixed | Roof
NJADRE1555593221 | Administratively Determined Incentive Program | Monroe Township | 8831 | 11 | 9.43 | Residential | Behind the Meter | No | Net Metered Residential | NuWatt Energy LLC |  | JCP&L | Accepted | 2024-01-29 | 2024-02-19 | 2025-02-19 | Solar Panels | Panasonic | EVPV410HK |  | 0.41 | 23 | 191 | 37 |  | Fixed | Roof
NJADRE1555593221 | Administratively Determined Incentive Program | Monroe Township | 8831 | 11 | 9.43 | Residential | Behind the Meter | No | Net Metered Residential | NuWatt Energy LLC |  | JCP&L | Accepted | 2024-01-29 | 2024-02-19 | 2025-02-19 | Inverters | Enphase Energy | IQ8M-72-2-US [240V] | 325 |  | 23 |  |  | 0.978 |  | Outdoor | Micro-Inverters on the roof (attached to Modules)
NJADRE1555593224 | Administratively Determined Incentive Program | ORANGE | 7050 | 9 | 4.46 | Residential | Behind the Meter | Yes | Net Metered Residential | Sunrun Installation Services, Inc. |  | PSE&G | Accepted | 2024-01-05 | 2024-01-31 | 2025-01-31 | Electric Storage Battery | Tesla | Powerwall 2 AC |  |  | 1 |  |  |  | Lithium Ion |  | Outside
NJADRE1555593224 | Administratively Determined Incentive Program | ORANGE | 7050 | 9 | 4.46 | Residential | Behind the Meter | Yes | Net Metered Residential | Sunrun Installation Services, Inc. |  | PSE&G | Accepted | 2024-01-05 | 2024-01-31 | 2025-01-31 | Solar Panels | Hanwha Q Cells | Q.PEAK DUO BLK ML-G10+ 405 |  | 0.405 | 11 | 220 | 4 |  | Fixed | Roof
NJADRE1555593224 | Administratively Determined Incentive Program | ORANGE | 7050 | 9 | 4.46 | Residential | Behind the Meter | Yes | Net Metered Residential | Sunrun Installation Services, Inc. |  | PSE&G | Accepted | 2024-01-05 | 2024-01-31 | 2025-01-31 | Inverters | Delta Electronics | E4-TL-US | 3840 |  | 1 |  |  | 0.98 |  | Outdoor
NJADRE1555593231 | Administratively Determined Incentive Program | BELLE MEAD | 8502 | 5 | 15.58 | Residential | Behind the Meter | No | Net Metered Residential | NuWatt Energy LLC |  | PSE&G | Accepted | 2024-01-24 | 2024-02-15 | 2025-02-15 | Solar Panels | Panasonic | EVPV410HK |  | 0.41 | 25 | 210 | 35 |  | Fixed | Roof
NJADRE1555593231 | Administratively Determined Incentive Program | BELLE MEAD | 8502 | 5 | 15.58 | Residential | Behind the Meter | No | Net Metered Residential | NuWatt Energy LLC |  | PSE&G | Accepted | 2024-01-24 | 2024-02-15 | 2025-02-15 | Solar Panels | Panasonic | EVPV410HK |  | 0.41 | 13 | 120 | 37 |  | Fixed | Roof
NJADRE1555593231 | Administratively Determined Incentive Program | BELLE MEAD | 8502 | 5 | 15.58 | Residential | Behind the Meter | No | Net Metered Residential | NuWatt Energy LLC |  | PSE&G | Accepted | 2024-01-24 | 2024-02-15 | 2025-02-15 | Inverters | Enphase Energy | IQ8M-72-2-US [240V] | 325 |  | 38 |  |  | 0.978 |  | Outdoor | Micro-Inverters on the Roof (Attached below PV Modules)
NJADRE1555593235 | Administratively Determined Incentive Program | LAWRENCE TWP | 8648 | 12 | 4.05 | Residential | Behind the Meter | Yes | Net Metered Residential | SunnyMac LLC |  | PSE&G | Accepted | 2024-01-05 | 2024-01-31 | 2025-01-31 | Solar Panels | Q.PEAK DUO BLK ML-G10+ 405 | HANWHA |  | 0.405 | 8 | 211 | 39 |  | Fixed | Roof
NJADRE1555593235 | Administratively Determined Incentive Program | LAWRENCE TWP | 8648 | 12 | 4.05 | Residential | Behind the Meter | Yes | Net Metered Residential | SunnyMac LLC |  | PSE&G | Accepted | 2024-01-05 | 2024-01-31 | 2025-01-31 | Solar Panels | Q.PEAK DUO BLK ML-G10+ 405 | HANWHA |  | 0.405 | 2 | 211 | 5 |  | Fixed | Roof
NJADRE1555593235 | Administratively Determined Incentive Program | LAWRENCE TWP | 8648 | 12 | 4.05 | Residential | Behind the Meter | Yes | Net Metered Residential | SunnyMac LLC |  | PSE&G | Accepted | 2024-01-05 | 2024-01-31 | 2025-01-31 | Inverters | SE3000H-US | Solaredge | 3000 |  | 1 |  |  | 0.1 |  | Outdoor | next to meter
NJADRE1555593235 | Administratively Determined Incentive Program | LAWRENCE TWP | 8648 | 12 | 4.05 | Residential | Behind the Meter | Yes | Net Metered Residential | SunnyMac LLC |  | PSE&G | Accepted | 2024-01-05 | 2024-01-31 | 2025-01-31 | Meters | SE-RGMTR-1D-240C-B | Solaredge |  |  | 1 |  |  |  | Yes | Outdoor
NJADRE1555593236 | Administratively Determined Incentive Program | West Tuckerton | 8087 | 18 | 4.05 | Residential | Behind the Meter | Yes | Net Metered Residential | Sunrun Installation Services, Inc. |  | AC Electric | Accepted | 2024-01-05 | 2024-01-31 | 2025-01-31 | Electric Storage Battery | LG Chem | RESU 10H Prime |  |  | 1 |  |  |  | Lithium Ion |  | Outside
NJADRE1555593236 | Administratively Determined Incentive Program | West Tuckerton | 8087 | 18 | 4.05 | Residential | Behind the Meter | Yes | Net Metered Residential | Sunrun Installation Services, Inc. |  | AC Electric | Accepted | 2024-01-05 | 2024-01-31 | 2025-01-31 | Inverters | Delta Electronics | E4-TL-US | 3840 |  | 1 |  |  | 0.98 |  | Outdoor
NJADRE1555593236 | Administratively Determined Incentive Program | West Tuckerton | 8087 | 18 | 4.05 | Residential | Behind the Meter | Yes | Net Metered Residential | Sunrun Installation Services, Inc. |  | AC Electric | Accepted | 2024-01-05 | 2024-01-31 | 2025-01-31 | Solar Panels | Hanwha Q Cells | Q.PEAK DUO BLK ML-G10+ 405 |  | 0.405 | 5 | 66 | 34 |  | Fixed | Roof
NJADRE1555593236 | Administratively Determined Incentive Program | West Tuckerton | 8087 | 18 | 4.05 | Residential | Behind the Meter | Yes | Net Metered Residential | Sunrun Installation Services, Inc. |  | AC Electric | Accepted | 2024-01-05 | 2024-01-31 | 2025-01-31 | Solar Panels | Hanwha Q Cells | Q.PEAK DUO BLK ML-G10+ 405 |  | 0.405 | 5 | 66 | 34 |  | Fixed | Roof
NJADRE1555593237 | Administratively Determined Incentive Program | TRENTON | 8629 | 12 | 7.29 | Residential | Behind the Meter | Yes | Net Metered Residential | Sunrun Installation Services, Inc. |  | PSE&G | Accepted | 2024-01-05 | 2024-01-31 | 2025-01-31 | Inverters | SOLAREDGE TECHNOLOGIES | SE6000H-USSN | 6000 |  | 1 |  |  | 0.992 |  | Outdoor | Next to meter
NJADRE1555593237 | Administratively Determined Incentive Program | TRENTON | 8629 | 12 | 7.29 | Residential | Behind the Meter | Yes | Net Metered Residential | Sunrun Installation Services, Inc. |  | PSE&G | Accepted | 2024-01-05 | 2024-01-31 | 2025-01-31 | Solar Panels | Hanwha Q-Cells | Q.PEAK DUO BLK ML-G10+ 405 |  | 0.405 | 18 | 240 | 25 |  | Fixed | Roof
NJADRE1555593241 | Administratively Determined Incentive Program | PATERSON | 7514 | 6 | 150.1 | Commercial | Behind the Meter | No | Small Net-Metered Non-Residential located on Rooftop, Carport, Canopy and Floating Solar | Lumina Solar / Fusion Solar |  | PSE&G | Accepted | 2024-01-09 | 2024-02-28 | 2025-02-28 | Inverters | SolarEdge | SE43.2kUS | 43 |  | 2 |  |  | 0.992 |  | Other | Outdoor Rooftop
NJADRE1555593241 | Administratively Determined Incentive Program | PATERSON | 7514 | 6 | 150.1 | Commercial | Behind the Meter | No | Small Net-Metered Non-Residential located on Rooftop, Carport, Canopy and Floating Solar | Lumina Solar / Fusion Solar |  | PSE&G | Accepted | 2024-01-09 | 2024-02-28 | 2025-02-28 | Inverters | SolarEdge | SE17.3kUS | 17 |  | 1 |  |  | 0.992 |  | Other | Outdoor Rooftop
NJADRE1555593241 | Administratively Determined Incentive Program | PATERSON | 7514 | 6 | 150.1 | Commercial | Behind the Meter | No | Small Net-Metered Non-Residential located on Rooftop, Carport, Canopy and Floating Solar | Lumina Solar / Fusion Solar |  | PSE&G | Accepted | 2024-01-09 | 2024-02-28 | 2025-02-28 | Solar Panels | TrinaSolar | TSM-395DEG15MC.20(II) |  | 0.395 | 380 | 193 | 5 |  | Fixed | Roof
NJADRE1555593241 | Administratively Determined Incentive Program | PATERSON | 7514 | 6 | 150.1 | Commercial | Behind the Meter | No | Small Net-Metered Non-Residential located on Rooftop, Carport, Canopy and Floating Solar | Lumina Solar / Fusion Solar |  | PSE&G | Accepted | 2024-01-09 | 2024-02-28 | 2025-02-28 | Meters | SolarEdge | SE-RGMTR-3Y-208V-A |  |  | 1 |  |  |  | Yes | Indoor
NJADRE1555593244 | Administratively Determined Incentive Program | Lawrence Township | 8648 | 12 | 3.24 | Residential | Behind the Meter | Yes | Net Metered Residential | SunnyMac LLC |  | PSE&G | Accepted | 2024-01-05 | 2024-01-31 | 2025-01-31 | Solar Panels | Q.PEAK DUO BLK ML-G10+ 405 | HANWHA |  | 0.405 | 8 | 196 | 22 |  | Fixed | Roof
NJADRE1555593244 | Administratively Determined Incentive Program | Lawrence Township | 8648 | 12 | 3.24 | Residential | Behind the Meter | Yes | Net Metered Residential | SunnyMac LLC |  | PSE&G | Accepted | 2024-01-05 | 2024-01-31 | 2025-01-31 | Inverters | SE3000H-US | Solaredge | 3000 |  | 1 |  |  | 0.1 |  | Outdoor | next to meter
NJADRE1555593255 | Administratively Determined Incentive Program | Brick | 8723 | 18 | 3.65 | Residential | Behind the Meter | Yes | Net Metered Residential | Sunrun Installation Services Inc. |  | JCP&L | Accepted | 2024-01-05 | 2024-01-31 | 2025-01-31 | Solar Panels | HANWHA Q-CELLS | Q.PEAK DUO BLK ML-G10+ 405 |  | 0.405 | 9 | 257 | 25 |  | Fixed | Roof
NJADRE1555593255 | Administratively Determined Incentive Program | Brick | 8723 | 18 | 3.65 | Residential | Behind the Meter | Yes | Net Metered Residential | Sunrun Installation Services Inc. |  | JCP&L | Accepted | 2024-01-05 | 2024-01-31 | 2025-01-31 | Inverters | SOLAREDGE TECHNOLOGIES | SE3800H-USMN | 3800 |  | 1 |  |  | 0.99 |  | Outdoor | Next To Meter
NJADRE1555593265 | Administratively Determined Incentive Program | SKILLMAN | 8558 | 5 | 10.8 | Residential | Behind the Meter | No | Net Metered Residential | Exact Solar |  | PSE&G | Accepted | 2024-01-08 | 2024-02-01 | 2025-02-01 | Inverters | SOLAREDGE | SE10000H-US | 10000 |  | 1 |  |  | 0.992 |  | Indoor
NJADRE1555593265 | Administratively Determined Incentive Program | SKILLMAN | 8558 | 5 | 10.8 | Residential | Behind the Meter | No | Net Metered Residential | Exact Solar |  | PSE&G | Accepted | 2024-01-08 | 2024-02-01 | 2025-02-01 | Solar Panels | VSun | VSUN400-108M-BB |  | 0.4 | 10 | 177.1 | 26 |  | Fixed | Roof
NJADRE1555593265 | Administratively Determined Incentive Program | SKILLMAN | 8558 | 5 | 10.8 | Residential | Behind the Meter | No | Net Metered Residential | Exact Solar |  | PSE&G | Accepted | 2024-01-08 | 2024-02-01 | 2025-02-01 | Solar Panels | VSun | VSUN400-108M-BB |  | 0.4 | 9 | 267.3 | 27 |  | Fixed | Roof
NJADRE1555593265 | Administratively Determined Incentive Program | SKILLMAN | 8558 | 5 | 10.8 | Residential | Behind the Meter | No | Net Metered Residential | Exact Solar |  | PSE&G | Accepted | 2024-01-08 | 2024-02-01 | 2025-02-01 | Solar Panels | VSun | VSUN400-108M-BB |  | 0.4 | 8 | 177.8 | 23 |  | Fixed | Roof
NJADRE1555593277 | Administratively Determined Incentive Program | WEST BERLIN | 8091 | 14 | 7.29 | Residential | Behind the Meter | Yes | Net Metered Residential | Sunny Mac LLC |  | AC Electric | Accepted | 2024-01-05 | 2024-01-31 | 2025-01-31 | Solar Panels | Q.PEAK DUO BLK ML-G10+ 405 | HANWHA |  | 0.405 | 18 | 173 | 27 |  | Fixed | Roof
NJADRE1555593277 | Administratively Determined Incentive Program | WEST BERLIN | 8091 | 14 | 7.29 | Residential | Behind the Meter | Yes | Net Metered Residential | Sunny Mac LLC |  | AC Electric | Accepted | 2024-01-05 | 2024-01-31 | 2025-01-31 | Inverters | SE 6000H-US | Solaredge | 6000 |  | 1 |  |  | 0.1 |  | Outdoor | next to meter
NJADRE1555593282 | Administratively Determined Incentive Program | PATERSON | 7513 | 6 | 196.35 | Commercial | Behind the Meter | No | Small Net-Metered Non-Residential located on Rooftop, Carport, Canopy and Floating Solar | Summit Solar Company LLC |  | PSE&G | Accepted | 2024-01-05 | 2024-02-21 | 2025-02-21 | Meters | wattnode | Modbus |  |  | 1 |  |  |  | Yes | Outdoor
NJADRE1555593282 | Administratively Determined Incentive Program | PATERSON | 7513 | 6 | 196.35 | Commercial | Behind the Meter | No | Small Net-Metered Non-Residential located on Rooftop, Carport, Canopy and Floating Solar | Summit Solar Company LLC |  | PSE&G | Accepted | 2024-01-05 | 2024-02-21 | 2025-02-21 | Inverters | CPS | CPS- SCA60KTL-DO-US-480 and CPS- SCA36KTL-DO-US-480 V2 | 96000 |  | 3 |  |  | 0.98 |  | Outdoor
NJADRE1555593282 | Administratively Determined Incentive Program | PATERSON | 7513 | 6 | 196.35 | Commercial | Behind the Meter | No | Small Net-Metered Non-Residential located on Rooftop, Carport, Canopy and Floating Solar | Summit Solar Company LLC |  | PSE&G | Accepted | 2024-01-05 | 2024-02-21 | 2025-02-21 | Solar Panels | ZNSHINE | ZNSHINE ZXM7-SHDB144 550W |  | 0.55 | 357 | Landscaping | 5 |  | Fixed | Roof
NJADRE1555593316 | Administratively Determined Incentive Program | SOMERSET | 8873 | 5 | 13.37 | Residential | Behind the Meter | No | Net Metered Residential | Trinity Solar |  | PSE&G | Accepted | 2024-01-05 | 2024-01-31 | 2025-01-31 | Inverters | Solar Edge | SE10000H-US | 10000 |  | 1 |  |  | 0.97 |  | Outdoor
NJADRE1555593316 | Administratively Determined Incentive Program | SOMERSET | 8873 | 5 | 13.37 | Residential | Behind the Meter | No | Net Metered Residential | Trinity Solar |  | PSE&G | Accepted | 2024-01-05 | 2024-01-31 | 2025-01-31 | Solar Panels | HANWHA | (Q.PEAK DUO BLK ML-G10+ 405) |  | 0.405 | 10 | 25 | 25 |  | Fixed | Roof
NJADRE1555593316 | Administratively Determined Incentive Program | SOMERSET | 8873 | 5 | 13.37 | Residential | Behind the Meter | No | Net Metered Residential | Trinity Solar |  | PSE&G | Accepted | 2024-01-05 | 2024-01-31 | 2025-01-31 | Solar Panels | HANWHA | (Q.PEAK DUO BLK ML-G10+ 405) |  | 0.405 | 18 | 205 | 27 |  | Fixed | Roof
NJADRE1555593316 | Administratively Determined Incentive Program | SOMERSET | 8873 | 5 | 13.37 | Residential | Behind the Meter | No | Net Metered Residential | Trinity Solar |  | PSE&G | Accepted | 2024-01-05 | 2024-01-31 | 2025-01-31 | Solar Panels | HANWHA | (Q.PEAK DUO BLK ML-G10+ 405) |  | 0.405 | 2 | 25 | 18 |  | Fixed | Roof
NJADRE1555593316 | Administratively Determined Incentive Program | SOMERSET | 8873 | 5 | 13.37 | Residential | Behind the Meter | No | Net Metered Residential | Trinity Solar |  | PSE&G | Accepted | 2024-01-05 | 2024-01-31 | 2025-01-31 | Solar Panels | HANWHA | (Q.PEAK DUO BLK ML-G10+ 405) |  | 0.405 | 3 | 205 | 14 |  | Fixed | Roof
NJADRE1555593322 | Administratively Determined Incentive Program | EAST WINDSOR | 8520 | 12 | 7.29 | Residential | Behind the Meter | No | Net Metered Residential | Green Power Energy |  | JCP&L | Accepted | 2024-01-05 | 2024-01-31 | 2025-01-31 | Inverters | Enphase Energy | IQ8PLUS-72-2-US [240V] | 290 |  | 18 |  |  | 0.975 |  | Outdoor | Roof
NJADRE1555593322 | Administratively Determined Incentive Program | EAST WINDSOR | 8520 | 12 | 7.29 | Residential | Behind the Meter | No | Net Metered Residential | Green Power Energy |  | JCP&L | Accepted | 2024-01-05 | 2024-01-31 | 2025-01-31 | Solar Panels | Hanwha Q-Cells | Q.PEAK DUO BLK ML-G10+ 405 |  | 0.405 | 4 | 14 | 30 |  | Fixed | Roof
NJADRE1555593322 | Administratively Determined Incentive Program | EAST WINDSOR | 8520 | 12 | 7.29 | Residential | Behind the Meter | No | Net Metered Residential | Green Power Energy |  | JCP&L | Accepted | 2024-01-05 | 2024-01-31 | 2025-01-31 | Solar Panels | Hanwha Q-Cells | Q.PEAK DUO BLK ML-G10+ 405 |  | 0.405 | 5 | 13 | 30 |  | Fixed | Roof
NJADRE1555593322 | Administratively Determined Incentive Program | EAST WINDSOR | 8520 | 12 | 7.29 | Residential | Behind the Meter | No | Net Metered Residential | Green Power Energy |  | JCP&L | Accepted | 2024-01-05 | 2024-01-31 | 2025-01-31 | Solar Panels | Hanwha Q-Cells | Q.PEAK DUO BLK ML-G10+ 405 |  | 0.405 | 9 | 194 | 27 |  | Fixed | Roof
NJADRE1555593341 | Administratively Determined Incentive Program | NEWARK | 7104 | 9 | 9.6 | Residential | Behind the Meter | Yes | Small Net-Metered Non-Residential located on Rooftop, Carport, Canopy and Floating Solar | Pro Custom Solar dba Momentum Solar |  | PSE&G | Accepted | 2024-01-05 | 2024-01-31 | 2025-01-31 | Solar Panels | Q. PEAK DUO BLK ML-G10+400 | HANWHA |  | 0.4 | 13 | 208 | 24 |  | Fixed | Roof
NJADRE1555593341 | Administratively Determined Incentive Program | NEWARK | 7104 | 9 | 9.6 | Residential | Behind the Meter | Yes | Small Net-Metered Non-Residential located on Rooftop, Carport, Canopy and Floating Solar | Pro Custom Solar dba Momentum Solar |  | PSE&G | Accepted | 2024-01-05 | 2024-01-31 | 2025-01-31 | Solar Panels | Q. PEAK DUO BLK ML-G10+400 | hanwha |  | 0.4 | 11 | 28 | 23 |  | Fixed | Roof
NJADRE1555593341 | Administratively Determined Incentive Program | NEWARK | 7104 | 9 | 9.6 | Residential | Behind the Meter | Yes | Small Net-Metered Non-Residential located on Rooftop, Carport, Canopy and Floating Solar | Pro Custom Solar dba Momentum Solar |  | PSE&G | Accepted | 2024-01-05 | 2024-01-31 | 2025-01-31 | Inverters | IQ8PLUS-72-2-US | enphase | 290 |  | 24 |  |  | 0.9 |  | Outdoor
NJADRE1555593361 | Administratively Determined Incentive Program | Wyckoff | 7481 | 7 | 17.01 | Residential | Behind the Meter | Yes | Net Metered Residential | Sunrun Installation Services Inc |  | Orange Rockland Electric | Accepted | 2024-01-05 | 2024-01-31 | 2025-01-31 | Inverters | SOLAREDGE TECHNOLOGIES | SE3800H-USMN | 3800 |  | 1 |  |  | 0.99 |  | Outdoor | Next To Meter
NJADRE1555593361 | Administratively Determined Incentive Program | Wyckoff | 7481 | 7 | 17.01 | Residential | Behind the Meter | Yes | Net Metered Residential | Sunrun Installation Services Inc |  | Orange Rockland Electric | Accepted | 2024-01-05 | 2024-01-31 | 2025-01-31 | Inverters | SOLAREDGE TECHNOLOGIES | SE7600H-USSN | 7600 |  | 1 |  |  | 0.99 |  | Outdoor | Next To Meter
NJADRE1555593361 | Administratively Determined Incentive Program | Wyckoff | 7481 | 7 | 17.01 | Residential | Behind the Meter | Yes | Net Metered Residential | Sunrun Installation Services Inc |  | Orange Rockland Electric | Accepted | 2024-01-05 | 2024-01-31 | 2025-01-31 | Solar Panels | HANWHA Q-CELLS | Q.PEAK DUO BLK ML-G10+ 405 |  | 0.405 | 8 | 141 | 18 |  | Fixed | Roof
NJADRE1555593361 | Administratively Determined Incentive Program | Wyckoff | 7481 | 7 | 17.01 | Residential | Behind the Meter | Yes | Net Metered Residential | Sunrun Installation Services Inc |  | Orange Rockland Electric | Accepted | 2024-01-05 | 2024-01-31 | 2025-01-31 | Solar Panels | HANWHA Q-CELLS | Q.PEAK DUO BLK ML-G10+ 405 |  | 0.405 | 6 | 142 | 19 |  | Fixed | Roof
NJADRE1555593361 | Administratively Determined Incentive Program | Wyckoff | 7481 | 7 | 17.01 | Residential | Behind the Meter | Yes | Net Metered Residential | Sunrun Installation Services Inc |  | Orange Rockland Electric | Accepted | 2024-01-05 | 2024-01-31 | 2025-01-31 | Solar Panels | HANWHA Q-CELLS | Q.PEAK DUO BLK ML-G10+ 405 |  | 0.405 | 5 | 52 | 19 |  | Fixed | Roof
NJADRE1555593361 | Administratively Determined Incentive Program | Wyckoff | 7481 | 7 | 17.01 | Residential | Behind the Meter | Yes | Net Metered Residential | Sunrun Installation Services Inc |  | Orange Rockland Electric | Accepted | 2024-01-05 | 2024-01-31 | 2025-01-31 | Solar Panels | HANWHA Q-CELLS | Q.PEAK DUO BLK ML-G10+ 405 |  | 0.405 | 9 | 141 | 19 |  | Fixed | Roof
NJADRE1555593361 | Administratively Determined Incentive Program | Wyckoff | 7481 | 7 | 17.01 | Residential | Behind the Meter | Yes | Net Metered Residential | Sunrun Installation Services Inc |  | Orange Rockland Electric | Accepted | 2024-01-05 | 2024-01-31 | 2025-01-31 | Solar Panels | HANWHA Q-CELLS | Q.PEAK DUO BLK ML-G10+ 405 |  | 0.405 | 4 | 142 | 19 |  | Fixed | Roof
NJADRE1555593361 | Administratively Determined Incentive Program | Wyckoff | 7481 | 7 | 17.01 | Residential | Behind the Meter | Yes | Net Metered Residential | Sunrun Installation Services Inc |  | Orange Rockland Electric | Accepted | 2024-01-05 | 2024-01-31 | 2025-01-31 | Solar Panels | HANWHA Q-CELLS | Q.PEAK DUO BLK ML-G10+ 405 |  | 0.405 | 4 | 232 | 18 |  | Fixed | Roof
NJADRE1555593361 | Administratively Determined Incentive Program | Wyckoff | 7481 | 7 | 17.01 | Residential | Behind the Meter | Yes | Net Metered Residential | Sunrun Installation Services Inc |  | Orange Rockland Electric | Accepted | 2024-01-05 | 2024-01-31 | 2025-01-31 | Solar Panels | HANWHA Q-CELLS | Q.PEAK DUO BLK ML-G10+ 405 |  | 0.405 | 6 | 232 | 18 |  | Fixed | Roof
NJADRE1555593366 | Administratively Determined Incentive Program | ELIZABETH | 7201 | 10 | 5.67 | Residential | Behind the Meter | Yes | Net Metered Residential | Trinity Solar |  | PSE&G | Accepted | 2024-01-05 | 2024-01-31 | 2025-01-31 | Inverters | Solar Edge | SE5000H-US | 5 |  | 1 |  |  | 0.97 |  | Outside
NJADRE1555593366 | Administratively Determined Incentive Program | ELIZABETH | 7201 | 10 | 5.67 | Residential | Behind the Meter | Yes | Net Metered Residential | Trinity Solar |  | PSE&G | Accepted | 2024-01-05 | 2024-01-31 | 2025-01-31 | Solar Panels | HANWHA | Q.PEAK DUO BLK ML-G10+ 405 |  | 0.405 | 8 | 294 | 27 |  | Fixed | Roof
NJADRE1555593366 | Administratively Determined Incentive Program | ELIZABETH | 7201 | 10 | 5.67 | Residential | Behind the Meter | Yes | Net Metered Residential | Trinity Solar |  | PSE&G | Accepted | 2024-01-05 | 2024-01-31 | 2025-01-31 | Solar Panels | HANWHA | Q.PEAK DUO BLK ML-G10+ 405 |  | 0.405 | 6 | 114 | 25 |  | Fixed | Roof
NJADRE1555593376 | Administratively Determined Incentive Program | MILLVILLE | 8332 | 20 | 8.51 | Residential | Behind the Meter | Yes | Net Metered Residential | SunnyMac LLC |  | AC Electric | Accepted | 2024-01-05 | 2024-01-31 | 2025-01-31 | Solar Panels | Q.PEAK DUO BLK ML-G10+ 405 | HANWHA |  | 0.405 | 7 | 136 | 30 |  | Fixed | Roof
NJADRE1555593376 | Administratively Determined Incentive Program | MILLVILLE | 8332 | 20 | 8.51 | Residential | Behind the Meter | Yes | Net Metered Residential | SunnyMac LLC |  | AC Electric | Accepted | 2024-01-05 | 2024-01-31 | 2025-01-31 | Solar Panels | Q.PEAK DUO BLK ML-G10+ 405 | HANWHA |  | 0.405 | 2 | 136 | 13 |  | Fixed | Roof
NJADRE1555593376 | Administratively Determined Incentive Program | MILLVILLE | 8332 | 20 | 8.51 | Residential | Behind the Meter | Yes | Net Metered Residential | SunnyMac LLC |  | AC Electric | Accepted | 2024-01-05 | 2024-01-31 | 2025-01-31 | Solar Panels | Q.PEAK DUO BLK ML-G10+ 405 | HANWHA |  | 0.405 | 10 | 316 | 30 |  | Fixed | Roof
NJADRE1555593376 | Administratively Determined Incentive Program | MILLVILLE | 8332 | 20 | 8.51 | Residential | Behind the Meter | Yes | Net Metered Residential | SunnyMac LLC |  | AC Electric | Accepted | 2024-01-05 | 2024-01-31 | 2025-01-31 | Solar Panels | Q.PEAK DUO BLK ML-G10+ 405 | HANWHA |  | 0.405 | 2 | 136 | 29 |  | Fixed | Roof
NJADRE1555593376 | Administratively Determined Incentive Program | MILLVILLE | 8332 | 20 | 8.51 | Residential | Behind the Meter | Yes | Net Metered Residential | SunnyMac LLC |  | AC Electric | Accepted | 2024-01-05 | 2024-01-31 | 2025-01-31 | Inverters | SE6000H-US | Solaredge | 6000 |  | 1 |  |  | 0.1 |  | Outdoor | next to meter
NJADRE1555593376 | Administratively Determined Incentive Program | MILLVILLE | 8332 | 20 | 8.51 | Residential | Behind the Meter | Yes | Net Metered Residential | SunnyMac LLC |  | AC Electric | Accepted | 2024-01-05 | 2024-01-31 | 2025-01-31 | Meters | SE-RGMTR-1D-240C-B | Solaredge |  |  | 1 |  |  |  | Yes | Outdoor
NJADRE1555593399 | Administratively Determined Incentive Program | MORGANVILLE | 7751 | 17 | 5.27 | Residential | Behind the Meter | Yes | Net Metered Residential | Trinity Solar |  | JCP&L | Accepted | 2024-01-05 | 2024-01-31 | 2025-01-31 | Solar Panels | HANWHA | (Q.PEAK DUO BLK ML-G10+ 405) |  | 0.405 | 13 | 242 | 34 |  | Fixed | Roof
NJADRE1555593399 | Administratively Determined Incentive Program | MORGANVILLE | 7751 | 17 | 5.27 | Residential | Behind the Meter | Yes | Net Metered Residential | Trinity Solar |  | JCP&L | Accepted | 2024-01-05 | 2024-01-31 | 2025-01-31 | Inverters | Solar Edge | SE5000H-US | 5000 |  | 1 |  |  | 0.97 |  | Outdoor
NJADRE1555593418 | Administratively Determined Incentive Program | SOMERSET | 8873 | 5 | 8.91 | Residential | Behind the Meter | Yes | Net Metered Residential | Sunrun Installation Services, Inc. |  | PSE&G | Accepted | 2024-01-05 | 2024-01-31 | 2025-01-31 | Inverters | DELTA ELECTRONICS | E8-TL-US | 8000 |  | 1 |  |  | 0.975 |  | Outdoor | Next to meter
NJADRE1555593418 | Administratively Determined Incentive Program | SOMERSET | 8873 | 5 | 8.91 | Residential | Behind the Meter | Yes | Net Metered Residential | Sunrun Installation Services, Inc. |  | PSE&G | Accepted | 2024-01-05 | 2024-01-31 | 2025-01-31 | Solar Panels | Hanwha Q-Cells | Q.PEAK DUO BLK ML-G10+ 405 |  | 0.405 | 8 | 190 | 18 |  | Fixed | Roof
NJADRE1555593418 | Administratively Determined Incentive Program | SOMERSET | 8873 | 5 | 8.91 | Residential | Behind the Meter | Yes | Net Metered Residential | Sunrun Installation Services, Inc. |  | PSE&G | Accepted | 2024-01-05 | 2024-01-31 | 2025-01-31 | Solar Panels | Hanwha Q-Cells | Q.PEAK DUO BLK ML-G10+ 405 |  | 0.405 | 14 | 190 | 27 |  | Fixed | Roof
NJADRE1555593422 | Administratively Determined Incentive Program | PENNSVILLE | 8070 | 16 | 5.27 | Residential | Behind the Meter | Yes | Net Metered Residential | SunnyMac LLC |  | AC Electric | Accepted | 2024-01-05 | 2024-01-31 | 2025-01-31 | Solar Panels | Q.PEAK DUO BLK ML-G10+ 405 | HANWHA |  | 0.405 | 13 | 199 | 45 |  | Fixed | Roof
NJADRE1555593422 | Administratively Determined Incentive Program | PENNSVILLE | 8070 | 16 | 5.27 | Residential | Behind the Meter | Yes | Net Metered Residential | SunnyMac LLC |  | AC Electric | Accepted | 2024-01-05 | 2024-01-31 | 2025-01-31 | Inverters | SE5000H-US | Solaredge | 5000 |  | 1 |  |  | 0.1 |  | Outdoor | next to meter
NJADRE1555593423 | Administratively Determined Incentive Program | Cape May | 8204 | 21 | 13.53 | Residential | Behind the Meter | No | Net Metered Residential | Solar Energy World |  | AC Electric | Accepted | 2024-01-05 | 2024-02-05 | 2025-02-05 | Solar Panels | SILFAB | SIL-410 |  | 0.41 | 5 | 34 | 12 |  | Fixed | Roof
NJADRE1555593423 | Administratively Determined Incentive Program | Cape May | 8204 | 21 | 13.53 | Residential | Behind the Meter | No | Net Metered Residential | Solar Energy World |  | AC Electric | Accepted | 2024-01-05 | 2024-02-05 | 2025-02-05 | Solar Panels | SILFAB | SIL-410 |  | 0.41 | 5 | 124 | 44 |  | Fixed | Roof
NJADRE1555593423 | Administratively Determined Incentive Program | Cape May | 8204 | 21 | 13.53 | Residential | Behind the Meter | No | Net Metered Residential | Solar Energy World |  | AC Electric | Accepted | 2024-01-05 | 2024-02-05 | 2025-02-05 | Solar Panels | SILFAB | SIL-410 |  | 0.41 | 5 | 213 | 14 |  | Fixed | Roof
NJADRE1555593423 | Administratively Determined Incentive Program | Cape May | 8204 | 21 | 13.53 | Residential | Behind the Meter | No | Net Metered Residential | Solar Energy World |  | AC Electric | Accepted | 2024-01-05 | 2024-02-05 | 2025-02-05 | Solar Panels | SILFAB | SIL-410 |  | 0.41 | 18 | 123 | 41 |  | Fixed | Roof
NJADRE1555593423 | Administratively Determined Incentive Program | Cape May | 8204 | 21 | 13.53 | Residential | Behind the Meter | No | Net Metered Residential | Solar Energy World |  | AC Electric | Accepted | 2024-01-05 | 2024-02-05 | 2025-02-05 | Inverters | Enphase | IQ8PLUS-72-2-US | 290 |  | 33 |  |  | 0.97 |  | Outdoor
NJADRE1555593437 | Administratively Determined Incentive Program | McKee City | 8234 | 19 | 5.67 | Residential | Behind the Meter | Yes | Net Metered Residential | Sunrun Installation Services, Inc |  | AC Electric | Accepted | 2024-01-05 | 2024-01-31 | 2025-01-31 | Inverters | SOLAREDGE TECHNOLOGIES | SE3800H-USMN | 3800 |  | 1 |  |  | 0.99 |  | Outdoor | Next To Meter
NJADRE1555593437 | Administratively Determined Incentive Program | McKee City | 8234 | 19 | 5.67 | Residential | Behind the Meter | Yes | Net Metered Residential | Sunrun Installation Services, Inc |  | AC Electric | Accepted | 2024-01-05 | 2024-01-31 | 2025-01-31 | Solar Panels | HANWHA Q-CELLS | Q.PEAK DUO BLK ML-G10+ 405 |  | 0.405 | 8 | 112 | 27 |  | Fixed | Roof
NJADRE1555593437 | Administratively Determined Incentive Program | McKee City | 8234 | 19 | 5.67 | Residential | Behind the Meter | Yes | Net Metered Residential | Sunrun Installation Services, Inc |  | AC Electric | Accepted | 2024-01-05 | 2024-01-31 | 2025-01-31 | Solar Panels | HANWHA Q-CELLS | Q.PEAK DUO BLK ML-G10+ 405 |  | 0.405 | 6 | 292 | 27 |  | Fixed | Roof
NJADRE1555593444 | Administratively Determined Incentive Program | RANDOLPH | 7869 | 3 | 10.78 | Residential | Behind the Meter | Yes | Net Metered Residential | Freedom Forever New Jersey LLC |  | JCP&L | Accepted | 2024-01-05 | 2024-01-31 | 2025-01-31 | Inverters | Solar Edge | SE7600H-USRGM [SI1] | 7600 |  | 1 |  |  | 0.99 |  | Outdoor
NJADRE1555593444 | Administratively Determined Incentive Program | RANDOLPH | 7869 | 3 | 10.78 | Residential | Behind the Meter | Yes | Net Metered Residential | Freedom Forever New Jersey LLC |  | JCP&L | Accepted | 2024-01-05 | 2024-01-31 | 2025-01-31 | Solar Panels | JINKO SOLAR | JKM385M-6RL3-B |  | 0.385 | 14 | 83 | 28 |  | Fixed | Roof
NJADRE1555593444 | Administratively Determined Incentive Program | RANDOLPH | 7869 | 3 | 10.78 | Residential | Behind the Meter | Yes | Net Metered Residential | Freedom Forever New Jersey LLC |  | JCP&L | Accepted | 2024-01-05 | 2024-01-31 | 2025-01-31 | Solar Panels | JINKO SOLAR | JKM385M-6RL3-B |  | 0.385 | 6 | 263 | 28 |  | Fixed | Roof
NJADRE1555593444 | Administratively Determined Incentive Program | RANDOLPH | 7869 | 3 | 10.78 | Residential | Behind the Meter | Yes | Net Metered Residential | Freedom Forever New Jersey LLC |  | JCP&L | Accepted | 2024-01-05 | 2024-01-31 | 2025-01-31 | Solar Panels | JINKO SOLAR | JKM385M-6RL3-B |  | 0.385 | 8 | 263 | 28 |  | Fixed | Roof
NJADRE1555593447 | Administratively Determined Incentive Program | Little Egg Harbor | 8087 | 18 | 8 | Residential | Behind the Meter | No | Net Metered Residential | Advanced Renewable Solutions LLC |  | AC Electric | Accepted | 2024-01-05 | 2024-01-31 | 2025-01-31 | Inverters | Enphase | IQ8A-72-US | 349 |  | 20 |  |  | 0.976 |  | Outside
NJADRE1555593447 | Administratively Determined Incentive Program | Little Egg Harbor | 8087 | 18 | 8 | Residential | Behind the Meter | No | Net Metered Residential | Advanced Renewable Solutions LLC |  | AC Electric | Accepted | 2024-01-05 | 2024-01-31 | 2025-01-31 | Solar Panels | Certainteed | ct400hc11-40 |  | 0.4 | 16 | 172 | 25 |  | Fixed | Roof
NJADRE1555593447 | Administratively Determined Incentive Program | Little Egg Harbor | 8087 | 18 | 8 | Residential | Behind the Meter | No | Net Metered Residential | Advanced Renewable Solutions LLC |  | AC Electric | Accepted | 2024-01-05 | 2024-01-31 | 2025-01-31 | Solar Panels | Certainteed | ct400hc11-40 |  | 0.4 | 4 | 172 | 25 |  | Fixed | Roof
NJADRE1555593749 | Administratively Determined Incentive Program | TRENTON | 8629 | 12 | 3.6 | Residential | Behind the Meter | Yes | Net Metered Residential | Pro Custom Solar dba Momentum Solar |  | PSE&G | Accepted | 2024-01-05 | 2024-01-31 | 2025-01-31 | Solar Panels | Q. PEAK DUO BLK ML-G10+400 | HANWHA |  | 0.4 | 6 | 160 | 6 |  | Fixed | Roof
NJADRE1555593749 | Administratively Determined Incentive Program | TRENTON | 8629 | 12 | 3.6 | Residential | Behind the Meter | Yes | Net Metered Residential | Pro Custom Solar dba Momentum Solar |  | PSE&G | Accepted | 2024-01-05 | 2024-01-31 | 2025-01-31 | Solar Panels | Q. PEAK DUO BLK ML-G10+400 | hanwha |  | 0.4 | 3 | 160 | 31 |  | Fixed | Roof
NJADRE1555593749 | Administratively Determined Incentive Program | TRENTON | 8629 | 12 | 3.6 | Residential | Behind the Meter | Yes | Net Metered Residential | Pro Custom Solar dba Momentum Solar |  | PSE&G | Accepted | 2024-01-05 | 2024-01-31 | 2025-01-31 | Inverters | IQ8PLUS-72-2-US | enphase | 290 |  | 9 |  |  | 0.97 |  | Outdoor
NJADRE1555593753 | Administratively Determined Incentive Program | WILLINGBORO | 8046 | 13 | 6.48 | Residential | Behind the Meter | Yes | Net Metered Residential | Sunrun Installation Services, Inc. |  | PSE&G | Accepted | 2024-01-05 | 2024-01-31 | 2025-01-31 | Inverters | SOLAREDGE TECHNOLOGIES | SE6000H-USSN | 6000 |  | 1 |  |  | 0.992 |  | Outdoor | Next to meter
NJADRE1555593753 | Administratively Determined Incentive Program | WILLINGBORO | 8046 | 13 | 6.48 | Residential | Behind the Meter | Yes | Net Metered Residential | Sunrun Installation Services, Inc. |  | PSE&G | Accepted | 2024-01-05 | 2024-01-31 | 2025-01-31 | Solar Panels | Hanwha Q Cells | Q.PEAK DUO BLK ML-G10+ 405 |  | 0.405 | 3 | 338 | 19 |  | Fixed | Roof
NJADRE1555593753 | Administratively Determined Incentive Program | WILLINGBORO | 8046 | 13 | 6.48 | Residential | Behind the Meter | Yes | Net Metered Residential | Sunrun Installation Services, Inc. |  | PSE&G | Accepted | 2024-01-05 | 2024-01-31 | 2025-01-31 | Solar Panels | Hanwha Q Cells | Q.PEAK DUO BLK ML-G10+ 405 |  | 0.405 | 13 | 158 | 19 |  | Fixed | Roof
NJADRE1555593754 | Administratively Determined Incentive Program | MONROE TOWNSHIP | 8831 | 11 | 10.53 | Residential | Behind the Meter | No | Net Metered Residential | Freedom Forever New Jersey LLC |  | JCP&L | Accepted | 2024-01-05 | 2024-01-31 | 2025-01-31 | Inverters | Enphase | IQ8PLUS-72-2-US | 290 |  | 26 |  |  | 0.99 |  | Outdoor
NJADRE1555593754 | Administratively Determined Incentive Program | MONROE TOWNSHIP | 8831 | 11 | 10.53 | Residential | Behind the Meter | No | Net Metered Residential | Freedom Forever New Jersey LLC |  | JCP&L | Accepted | 2024-01-05 | 2024-01-31 | 2025-01-31 | Solar Panels | Rec Solar | REC405AA PURE |  | 0.405 | 16 | 103 | 36 |  | Fixed | Roof
NJADRE1555593754 | Administratively Determined Incentive Program | MONROE TOWNSHIP | 8831 | 11 | 10.53 | Residential | Behind the Meter | No | Net Metered Residential | Freedom Forever New Jersey LLC |  | JCP&L | Accepted | 2024-01-05 | 2024-01-31 | 2025-01-31 | Solar Panels | REC Solar | REC405AA PURE |  | 0.405 | 10 | 283 | 36 |  | Fixed | Roof
NJADRE1555593863 | Administratively Determined Incentive Program | SWEDESBORO | 8085 | 15 | 7.7 | Residential | Behind the Meter | Yes | Net Metered Residential | Sunrun, Inc. |  | AC Electric | Accepted | 2024-01-05 | 2024-01-31 | 2025-01-31 | Solar Panels | HANWHA Q-CELLS | Q.PEAK DUO BLK ML-G10+ 405 |  | 0.405 | 9 | 114 | 25 |  | Fixed | Roof
NJADRE1555593863 | Administratively Determined Incentive Program | SWEDESBORO | 8085 | 15 | 7.7 | Residential | Behind the Meter | Yes | Net Metered Residential | Sunrun, Inc. |  | AC Electric | Accepted | 2024-01-05 | 2024-01-31 | 2025-01-31 | Solar Panels | HANWHA Q-CELLS | Q.PEAK DUO BLK ML-G10+ 405 |  | 0.405 | 10 | 294 | 26 |  | Fixed | Roof
NJADRE1555593863 | Administratively Determined Incentive Program | SWEDESBORO | 8085 | 15 | 7.7 | Residential | Behind the Meter | Yes | Net Metered Residential | Sunrun, Inc. |  | AC Electric | Accepted | 2024-01-05 | 2024-01-31 | 2025-01-31 | Inverters | SolarEdge Technologies | SE6000H-USSN | 6000 |  | 1 |  |  | 0.99 |  | Outdoor | Next To Meter
NJADRE1555593875 | Administratively Determined Incentive Program | TRENTON | 8629 | 12 | 3.2 | Residential | Behind the Meter | Yes | Net Metered Residential | Pro Custom Solar dba Momentum Solar |  | PSE&G | Accepted | 2024-01-05 | 2024-01-31 | 2025-01-31 | Solar Panels | Q. PEAK DUO BLK ML-G10+400 | hanwha |  | 0.4 | 3 | 160 | 31 |  | Fixed | Roof
NJADRE1555593875 | Administratively Determined Incentive Program | TRENTON | 8629 | 12 | 3.2 | Residential | Behind the Meter | Yes | Net Metered Residential | Pro Custom Solar dba Momentum Solar |  | PSE&G | Accepted | 2024-01-05 | 2024-01-31 | 2025-01-31 | Solar Panels | Q. PEAK DUO BLK ML-G10+400 | HANWHA |  | 0.4 | 5 | 160 | 6 |  | Fixed | Roof
NJADRE1555593875 | Administratively Determined Incentive Program | TRENTON | 8629 | 12 | 3.2 | Residential | Behind the Meter | Yes | Net Metered Residential | Pro Custom Solar dba Momentum Solar |  | PSE&G | Accepted | 2024-01-05 | 2024-01-31 | 2025-01-31 | Inverters | IQ8PLUS-72-2-US | enphase | 290 |  | 8 |  |  | 0.97 |  | Outdoor
NJADRE1555593878 | Administratively Determined Incentive Program | WESTAMPTON | 8060 | 13 | 10.94 | Residential | Behind the Meter | Yes | Net Metered Residential | Sunrun Installation Services, Inc. |  | PSE&G | Accepted | 2024-01-05 | 2024-01-31 | 2025-01-31 | Inverters | SolarEdge Technologies | SE7600H-USSN | 7600 |  | 1 |  |  | 0.992 |  | Outdoor | Next to meter
NJADRE1555593878 | Administratively Determined Incentive Program | WESTAMPTON | 8060 | 13 | 10.94 | Residential | Behind the Meter | Yes | Net Metered Residential | Sunrun Installation Services, Inc. |  | PSE&G | Accepted | 2024-01-05 | 2024-01-31 | 2025-01-31 | Solar Panels | Hanwha Q Cells | Q.PEAK DUO BLK ML-G10+ 405 |  | 0.405 | 18 | 194 | 27 |  | Fixed | Roof
NJADRE1555593878 | Administratively Determined Incentive Program | WESTAMPTON | 8060 | 13 | 10.94 | Residential | Behind the Meter | Yes | Net Metered Residential | Sunrun Installation Services, Inc. |  | PSE&G | Accepted | 2024-01-05 | 2024-01-31 | 2025-01-31 | Solar Panels | Hanwha Q Cells | Q.PEAK DUO BLK ML-G10+ 405 |  | 0.405 | 9 | 14 | 27 |  | Fixed | Roof
NJADRE1555593888 | Administratively Determined Incentive Program | BERNARDSVILLE | 7924 | 5 | 4.68 | Residential | Behind the Meter | No | Net Metered Residential | Maier Solar Engineering dba Solar Me |  | JCP&L | Accepted | 2024-01-08 | 2024-02-05 | 2025-02-05 | Solar Panels | Hanwha | Q.PEAK DUO BLK G10+ 360W |  | 0.36 | 7 | 236 | 30 |  | Fixed | Roof
NJADRE1555593888 | Administratively Determined Incentive Program | BERNARDSVILLE | 7924 | 5 | 4.68 | Residential | Behind the Meter | No | Net Metered Residential | Maier Solar Engineering dba Solar Me |  | JCP&L | Accepted | 2024-01-08 | 2024-02-05 | 2025-02-05 | Solar Panels | Hanwha | Q.PEAK DUO BLK G10+ 360W |  | 0.36 | 1 | 326 | 40 |  | Fixed | Roof
NJADRE1555593888 | Administratively Determined Incentive Program | BERNARDSVILLE | 7924 | 5 | 4.68 | Residential | Behind the Meter | No | Net Metered Residential | Maier Solar Engineering dba Solar Me |  | JCP&L | Accepted | 2024-01-08 | 2024-02-05 | 2025-02-05 | Solar Panels | Hanwha | Q.PEAK DUO BLK G10+ 360W |  | 0.36 | 5 | 56 | 30 |  | Fixed | Roof
NJADRE1555593888 | Administratively Determined Incentive Program | BERNARDSVILLE | 7924 | 5 | 4.68 | Residential | Behind the Meter | No | Net Metered Residential | Maier Solar Engineering dba Solar Me |  | JCP&L | Accepted | 2024-01-08 | 2024-02-05 | 2025-02-05 | Inverters | Enphase | IQ8 | 240 |  | 13 |  |  | 0.96 |  | Outdoor | Next to meter
NJADRE1555593913 | Administratively Determined Incentive Program | SPARTA | 7871 | 1 | 12.08 | Residential | Behind the Meter | Yes | Net Metered Residential | Sunrun Installation Services, Inc. |  | JCP&L | Accepted | 2024-01-11 | 2024-02-13 | 2025-02-13 | Electric Storage Battery | LG Chem | RESU 10H SEG |  |  | 1 |  |  |  | Lithium Ion |  | Inside
NJADRE1555593913 | Administratively Determined Incentive Program | SPARTA | 7871 | 1 | 12.08 | Residential | Behind the Meter | Yes | Net Metered Residential | Sunrun Installation Services, Inc. |  | JCP&L | Accepted | 2024-01-11 | 2024-02-13 | 2025-02-13 | Inverters | SolarEdge Technologies | SE7600A-USS2RGM | 7600 |  | 1 |  |  | 0.97 |  | Indoor
NJADRE1555593913 | Administratively Determined Incentive Program | SPARTA | 7871 | 1 | 12.08 | Residential | Behind the Meter | Yes | Net Metered Residential | Sunrun Installation Services, Inc. |  | JCP&L | Accepted | 2024-01-11 | 2024-02-13 | 2025-02-13 | Inverters | SolarEdge Technologies | SE3000H-USRGM | 3000 |  | 1 |  |  | 0.99 |  | Indoor
NJADRE1555593913 | Administratively Determined Incentive Program | SPARTA | 7871 | 1 | 12.08 | Residential | Behind the Meter | Yes | Net Metered Residential | Sunrun Installation Services, Inc. |  | JCP&L | Accepted | 2024-01-11 | 2024-02-13 | 2025-02-13 | Solar Panels | LG Electronics | LG345N1C-V5 |  | 0.345 | 11 | 250 | 41 |  | Fixed | Roof
NJADRE1555593913 | Administratively Determined Incentive Program | SPARTA | 7871 | 1 | 12.08 | Residential | Behind the Meter | Yes | Net Metered Residential | Sunrun Installation Services, Inc. |  | JCP&L | Accepted | 2024-01-11 | 2024-02-13 | 2025-02-13 | Solar Panels | LG Electronics | LG345N1C-V5 |  | 0.345 | 13 | 160 | 41 |  | Fixed | Roof
NJADRE1555593913 | Administratively Determined Incentive Program | SPARTA | 7871 | 1 | 12.08 | Residential | Behind the Meter | Yes | Net Metered Residential | Sunrun Installation Services, Inc. |  | JCP&L | Accepted | 2024-01-11 | 2024-02-13 | 2025-02-13 | Solar Panels | LG Electronics | LG345N1C-V5 |  | 0.345 | 11 | 160 | 41 |  | Fixed | Roof
NJADRE1555593920 | Administratively Determined Incentive Program | ELMWOOD PARK | 7407 | 7 | 4.86 | Residential | Behind the Meter | Yes | Net Metered Residential | Sunrun Installation Services, Inc. |  | PSE&G | Accepted | 2024-01-05 | 2024-01-31 | 2025-01-31 | Solar Panels | HANWHA Q-CELLS | Q.PEAK DUO BLK ML-G10+ 405 |  | 0.405 | 4 | 341 | 29 |  | Fixed | Roof
NJADRE1555593920 | Administratively Determined Incentive Program | ELMWOOD PARK | 7407 | 7 | 4.86 | Residential | Behind the Meter | Yes | Net Metered Residential | Sunrun Installation Services, Inc. |  | PSE&G | Accepted | 2024-01-05 | 2024-01-31 | 2025-01-31 | Solar Panels | HANWHA Q-CELLS | Q.PEAK DUO BLK ML-G10+ 405 |  | 0.405 | 8 | 161 | 31 |  | Fixed | Roof
NJADRE1555593920 | Administratively Determined Incentive Program | ELMWOOD PARK | 7407 | 7 | 4.86 | Residential | Behind the Meter | Yes | Net Metered Residential | Sunrun Installation Services, Inc. |  | PSE&G | Accepted | 2024-01-05 | 2024-01-31 | 2025-01-31 | Inverters | SOLAREDGE TECHNOLOGIES | SE3800H-USMN | 3800 |  | 12 |  |  | 0.99 |  | Outside
NJADRE1555593921 | Administratively Determined Incentive Program | PEDRICKTOWN | 8067 | 16 | 12.96 | Residential | Behind the Meter | Yes | Net Metered Residential | SunnyMac LLC |  | AC Electric | Accepted | 2024-01-05 | 2024-01-31 | 2025-01-31 | Solar Panels | Q.PEAK DUO BLK ML-G10+ 405 | HANWHA |  | 0.405 | 24 | 129 | 32 |  | Fixed | Roof
NJADRE1555593921 | Administratively Determined Incentive Program | PEDRICKTOWN | 8067 | 16 | 12.96 | Residential | Behind the Meter | Yes | Net Metered Residential | SunnyMac LLC |  | AC Electric | Accepted | 2024-01-05 | 2024-01-31 | 2025-01-31 | Solar Panels | Q.PEAK DUO BLK ML-G10+ 405 | HANWHA |  | 0.405 | 8 | 309 | 32 |  | Fixed | Roof
NJADRE1555593921 | Administratively Determined Incentive Program | PEDRICKTOWN | 8067 | 16 | 12.96 | Residential | Behind the Meter | Yes | Net Metered Residential | SunnyMac LLC |  | AC Electric | Accepted | 2024-01-05 | 2024-01-31 | 2025-01-31 | Inverters | SE10000H-US | Solaredge | 10000 |  | 1 |  |  | 0.1 |  | Outdoor | next to meter
NJADRE1555593933 | Administratively Determined Incentive Program | ORANGE | 7050 | 9 | 4.05 | Residential | Behind the Meter | Yes | Net Metered Residential | SunPower Corporation |  | PSE&G | Accepted | 2024-01-05 | 2024-01-31 | 2025-01-31 | Solar Panels | Hanwha Q CELLS | Q.PEAK DUO BLK ML-G10+ 405 |  | 0.405 | 3 | 40 | 19 |  | Fixed | Roof
NJADRE1555593933 | Administratively Determined Incentive Program | ORANGE | 7050 | 9 | 4.05 | Residential | Behind the Meter | Yes | Net Metered Residential | SunPower Corporation |  | PSE&G | Accepted | 2024-01-05 | 2024-01-31 | 2025-01-31 | Solar Panels | Hanwha Q CELLS | Q.PEAK DUO BLK ML-G10+ 405 |  | 0.405 | 7 | 40 | 19 |  | Fixed | Roof
NJADRE1555593933 | Administratively Determined Incentive Program | ORANGE | 7050 | 9 | 4.05 | Residential | Behind the Meter | Yes | Net Metered Residential | SunPower Corporation |  | PSE&G | Accepted | 2024-01-05 | 2024-01-31 | 2025-01-31 | Inverters | Enphase | IQ7HS-66-M-US | 384 |  | 10 |  |  | 0.97 |  | Other | under each panel
NJADRE1555593944 | Administratively Determined Incentive Program | New Gretna | 8224 | 13 | 10.53 | Residential | Behind the Meter | Yes | Net Metered Residential | SunnyMac LLC |  | AC Electric | Accepted | 2024-01-05 | 2024-01-31 | 2025-01-31 | Solar Panels | Q.PEAK DUO BLK ML-G10+ 405 | HANWHA |  | 0.405 | 17 | 162 | 15 |  | Fixed | Roof
NJADRE1555593944 | Administratively Determined Incentive Program | New Gretna | 8224 | 13 | 10.53 | Residential | Behind the Meter | Yes | Net Metered Residential | SunnyMac LLC |  | AC Electric | Accepted | 2024-01-05 | 2024-01-31 | 2025-01-31 | Solar Panels | Q.PEAK DUO BLK ML-G10+ 405 | HANWHA |  | 0.405 | 9 | 162 | 30 |  | Fixed | Roof
NJADRE1555593944 | Administratively Determined Incentive Program | New Gretna | 8224 | 13 | 10.53 | Residential | Behind the Meter | Yes | Net Metered Residential | SunnyMac LLC |  | AC Electric | Accepted | 2024-01-05 | 2024-01-31 | 2025-01-31 | Inverters | SE7600H-US | Solaredge | 7600 |  | 1 |  |  | 0.76 |  | Outdoor | next to meter
NJADRE1555594024 | Administratively Determined Incentive Program | PENNSVILLE TOWNSHIP | 8070 | 16 | 19.44 | Residential | Behind the Meter | Yes | Net Metered Residential | SunnyMac LLC |  | AC Electric | Accepted | 2024-01-05 | 2024-01-31 | 2025-01-31 | Solar Panels | Q.PEAK DUO BLK ML-G10+ 405 | HANWHA |  | 0.405 | 18 | 107 | 19 |  | Fixed | Roof
NJADRE1555594024 | Administratively Determined Incentive Program | PENNSVILLE TOWNSHIP | 8070 | 16 | 19.44 | Residential | Behind the Meter | Yes | Net Metered Residential | SunnyMac LLC |  | AC Electric | Accepted | 2024-01-05 | 2024-01-31 | 2025-01-31 | Solar Panels | Q.PEAK DUO BLK ML-G10+ 405 | HANWHA |  | 0.405 | 12 | 106 | 25 |  | Fixed | Roof
NJADRE1555594024 | Administratively Determined Incentive Program | PENNSVILLE TOWNSHIP | 8070 | 16 | 19.44 | Residential | Behind the Meter | Yes | Net Metered Residential | SunnyMac LLC |  | AC Electric | Accepted | 2024-01-05 | 2024-01-31 | 2025-01-31 | Solar Panels | Q.PEAK DUO BLK ML-G10+ 405 | HANWHA |  | 0.405 | 18 | 287 | 19 |  | Fixed | Roof
NJADRE1555594024 | Administratively Determined Incentive Program | PENNSVILLE TOWNSHIP | 8070 | 16 | 19.44 | Residential | Behind the Meter | Yes | Net Metered Residential | SunnyMac LLC |  | AC Electric | Accepted | 2024-01-05 | 2024-01-31 | 2025-01-31 | Inverters | SE 10000H -US | Solaredge | 10000 |  | 1 |  |  | 0.1 |  | Outdoor | next to meter
NJADRE1555594024 | Administratively Determined Incentive Program | PENNSVILLE TOWNSHIP | 8070 | 16 | 19.44 | Residential | Behind the Meter | Yes | Net Metered Residential | SunnyMac LLC |  | AC Electric | Accepted | 2024-01-05 | 2024-01-31 | 2025-01-31 | Inverters | SE 3800H -US | Solaredge | 3800 |  | 1 |  |  | 0.1 |  | Outdoor | next to meter
NJADRE1555594076 | Administratively Determined Incentive Program | MANAHAWKIN | 8050 | 18 | 8.51 | Residential | Behind the Meter | Yes | Net Metered Residential | Sunrun Installation Services, Inc. |  | AC Electric | Accepted | 2024-01-05 | 2024-01-31 | 2025-01-31 | Inverters | Delta Electronics | E6-TL-US | 5760 |  | 1 |  |  | 0.975 |  | Outdoor | next to meter
NJADRE1555594076 | Administratively Determined Incentive Program | MANAHAWKIN | 8050 | 18 | 8.51 | Residential | Behind the Meter | Yes | Net Metered Residential | Sunrun Installation Services, Inc. |  | AC Electric | Accepted | 2024-01-05 | 2024-01-31 | 2025-01-31 | Solar Panels | Hanwha Q Cells | Q.PEAK DUO BLK ML-G10+ 405 |  | 0.405 | 21 | 192 | 23 |  | Fixed | Roof
NJADRE1555594120 | Administratively Determined Incentive Program | Mount Holly Twp | 8060 | 13 | 4.46 | Residential | Behind the Meter | Yes | Net Metered Residential | Sunrun Installation Services, Inc. |  | PSE&G | Accepted | 2024-01-05 | 2024-01-31 | 2025-01-31 | Inverters | SolarEdge Technologies | SE3800H-USMN | 3800 |  | 1 |  |  | 0.992 |  | Outdoor | Next to meter
NJADRE1555594120 | Administratively Determined Incentive Program | Mount Holly Twp | 8060 | 13 | 4.46 | Residential | Behind the Meter | Yes | Net Metered Residential | Sunrun Installation Services, Inc. |  | PSE&G | Accepted | 2024-01-05 | 2024-01-31 | 2025-01-31 | Solar Panels | Hanwha Q Cells | Q.PEAK DUO BLK ML-G10+ 405 |  | 0.405 | 11 | 185 | 31 |  | Fixed | Roof
NJADRE1555594128 | Administratively Determined Incentive Program | Edison Twp | 8820 | 11 | 7.29 | Residential | Behind the Meter | Yes | Net Metered Residential | EMT Renewables |  | PSE&G | Accepted | 2024-01-05 | 2024-01-31 | 2025-01-31 | Inverters | ENPHASE | IQ8+ | 290 |  | 18 |  |  | 0.98 |  | Outdoor | UNDER EACH PANEL
NJADRE1555594128 | Administratively Determined Incentive Program | Edison Twp | 8820 | 11 | 7.29 | Residential | Behind the Meter | Yes | Net Metered Residential | EMT Renewables |  | PSE&G | Accepted | 2024-01-05 | 2024-01-31 | 2025-01-31 | Solar Panels | Q CELLS | Q PEAK DUO BLK |  | 0.405 | 8 | 176 | 22 |  | Fixed | Roof
NJADRE1555594128 | Administratively Determined Incentive Program | Edison Twp | 8820 | 11 | 7.29 | Residential | Behind the Meter | Yes | Net Metered Residential | EMT Renewables |  | PSE&G | Accepted | 2024-01-05 | 2024-01-31 | 2025-01-31 | Solar Panels | Q CELLS | Q PEAK DUO BLK |  | 0.405 | 10 | 175 | 23 |  | Fixed | Roof
NJADRE1555594129 | Administratively Determined Incentive Program | CAMDEN | 8104 | 14 | 35.28 | Commercial | Behind the Meter | No | Small Net-Metered Non-Residential located on Rooftop, Carport, Canopy and Floating Solar | na |  | PSE&G | Accepted | 2024-01-05 | 2024-02-26 | 2025-02-26 | Solar Panels | jinko solar | jinko solargl 420 |  | 0.42 | 84 | 187 | 7 |  | Fixed | Roof
NJADRE1555594129 | Administratively Determined Incentive Program | CAMDEN | 8104 | 14 | 35.28 | Commercial | Behind the Meter | No | Small Net-Metered Non-Residential located on Rooftop, Carport, Canopy and Floating Solar | na |  | PSE&G | Accepted | 2024-01-05 | 2024-02-26 | 2025-02-26 | Inverters | enphase energy | enphase iq 7 plus | 290 |  | 84 |  |  | 0.96 |  | Outdoor
NJADRE1555594152 | Administratively Determined Incentive Program | Woodbridge | 7095 | 11 | 11.01 | Residential | Behind the Meter | No | Net Metered Residential | Solar Energy World |  | PSE&G | Accepted | 2024-01-05 | 2024-02-06 | 2025-02-06 | Solar Panels | Longi | LR4-60-HPB-355M |  | 0.355 | 4 | 170 | 22 |  | Fixed | Roof
NJADRE1555594152 | Administratively Determined Incentive Program | Woodbridge | 7095 | 11 | 11.01 | Residential | Behind the Meter | No | Net Metered Residential | Solar Energy World |  | PSE&G | Accepted | 2024-01-05 | 2024-02-06 | 2025-02-06 | Solar Panels | Longi | LR4-60-HPB-355M |  | 0.355 | 7 | 81 | 21 |  | Fixed | Roof
NJADRE1555594152 | Administratively Determined Incentive Program | Woodbridge | 7095 | 11 | 11.01 | Residential | Behind the Meter | No | Net Metered Residential | Solar Energy World |  | PSE&G | Accepted | 2024-01-05 | 2024-02-06 | 2025-02-06 | Solar Panels | Longi | LR4-60-HPB-355M |  | 0.355 | 6 | 350 | 21 |  | Fixed | Roof
NJADRE1555594152 | Administratively Determined Incentive Program | Woodbridge | 7095 | 11 | 11.01 | Residential | Behind the Meter | No | Net Metered Residential | Solar Energy World |  | PSE&G | Accepted | 2024-01-05 | 2024-02-06 | 2025-02-06 | Solar Panels | Longi | LR4-60-HPB-355M |  | 0.355 | 6 | 350 | 22 |  | Fixed | Roof
NJADRE1555594152 | Administratively Determined Incentive Program | Woodbridge | 7095 | 11 | 11.01 | Residential | Behind the Meter | No | Net Metered Residential | Solar Energy World |  | PSE&G | Accepted | 2024-01-05 | 2024-02-06 | 2025-02-06 | Solar Panels | Longi | LR4-60-HPB-355M |  | 0.355 | 8 | 170 | 22 |  | Fixed | Roof
NJADRE1555594152 | Administratively Determined Incentive Program | Woodbridge | 7095 | 11 | 11.01 | Residential | Behind the Meter | No | Net Metered Residential | Solar Energy World |  | PSE&G | Accepted | 2024-01-05 | 2024-02-06 | 2025-02-06 | Inverters | Solar Edge | SE10000H-USRGM | 10000 |  | 31 |  |  | 0.99 |  | Indoor
NJADRE1555594164 | Administratively Determined Incentive Program | Deptford | 8096 | 15 | 6.32 | Residential | Behind the Meter | Yes | Net Metered Residential | Sunrun Installation Services, Inc. |  | PSE&G | Accepted | 2024-01-05 | 2024-02-02 | 2025-02-02 | Inverters | SolarEdge Technologies | SE6000H-USSN | 6000 |  | 1 |  |  | 0.96 |  | Outdoor | next to meter
NJADRE1555594164 | Administratively Determined Incentive Program | Deptford | 8096 | 15 | 6.32 | Residential | Behind the Meter | Yes | Net Metered Residential | Sunrun Installation Services, Inc. |  | PSE&G | Accepted | 2024-01-05 | 2024-02-02 | 2025-02-02 | Solar Panels | Trina Solar | TSM-395DE09C.07 |  | 0.395 | 7 | 250 | 38 |  | Fixed | Roof
NJADRE1555594164 | Administratively Determined Incentive Program | Deptford | 8096 | 15 | 6.32 | Residential | Behind the Meter | Yes | Net Metered Residential | Sunrun Installation Services, Inc. |  | PSE&G | Accepted | 2024-01-05 | 2024-02-02 | 2025-02-02 | Solar Panels | Trina Solar | TSM-395DE09C.07 |  | 0.395 | 9 | 70 | 36 |  | Fixed | Roof
NJADRE1555594207 | Administratively Determined Incentive Program | MOUNT LAUREL | 8054 | 13 | 4.86 | Residential | Behind the Meter | Yes | Net Metered Residential | Sunrun Installation Services, Inc. |  | PSE&G | Accepted | 2024-01-05 | 2024-01-31 | 2025-01-31 | Inverters | SolarEdge Technologies | SE3800H-USMN | 3800 |  | 1 |  |  | 0.992 |  | Outdoor | Next to meter
NJADRE1555594207 | Administratively Determined Incentive Program | MOUNT LAUREL | 8054 | 13 | 4.86 | Residential | Behind the Meter | Yes | Net Metered Residential | Sunrun Installation Services, Inc. |  | PSE&G | Accepted | 2024-01-05 | 2024-01-31 | 2025-01-31 | Solar Panels | Hanwha Q Cells | Q.PEAK DUO BLK ML-G10+ 405 |  | 0.405 | 12 | 188 | 22 |  | Fixed | Roof
NJADRE1555594221 | Administratively Determined Incentive Program | LAWRENCE TWP | 8648 | 12 | 8.1 | Residential | Behind the Meter | Yes | Net Metered Residential | Sunrun, Inc. |  | PSE&G | Accepted | 2024-01-05 | 2024-01-31 | 2025-01-31 | Solar Panels | HANWHA Q-CELLS | Q.PEAK DUO BLK ML-G10+ 405 |  | 0.405 | 4 | 196 | 45 |  | Fixed | Roof
NJADRE1555594221 | Administratively Determined Incentive Program | LAWRENCE TWP | 8648 | 12 | 8.1 | Residential | Behind the Meter | Yes | Net Metered Residential | Sunrun, Inc. |  | PSE&G | Accepted | 2024-01-05 | 2024-01-31 | 2025-01-31 | Solar Panels | HANWHA Q-CELLS | Q.PEAK DUO BLK ML-G10+ 405 |  | 0.405 | 4 | 196 | 45 |  | Fixed | Roof
NJADRE1555594221 | Administratively Determined Incentive Program | LAWRENCE TWP | 8648 | 12 | 8.1 | Residential | Behind the Meter | Yes | Net Metered Residential | Sunrun, Inc. |  | PSE&G | Accepted | 2024-01-05 | 2024-01-31 | 2025-01-31 | Solar Panels | HANWHA Q-CELLS | Q.PEAK DUO BLK ML-G10+ 405 |  | 0.405 | 7 | 16 | 30 |  | Fixed | Roof
NJADRE1555594221 | Administratively Determined Incentive Program | LAWRENCE TWP | 8648 | 12 | 8.1 | Residential | Behind the Meter | Yes | Net Metered Residential | Sunrun, Inc. |  | PSE&G | Accepted | 2024-01-05 | 2024-01-31 | 2025-01-31 | Solar Panels | HANWHA Q-CELLS | Q.PEAK DUO BLK ML-G10+ 405 |  | 0.405 | 5 | 16 | 6 |  | Fixed | Roof
NJADRE1555594221 | Administratively Determined Incentive Program | LAWRENCE TWP | 8648 | 12 | 8.1 | Residential | Behind the Meter | Yes | Net Metered Residential | Sunrun, Inc. |  | PSE&G | Accepted | 2024-01-05 | 2024-01-31 | 2025-01-31 | Inverters | HANWHA Q-CELLS | SE6000H-USSN | 6000 |  | 1 |  |  | 0.99 |  | Outdoor | Next To Meter
NJADRE1555594223 | Administratively Determined Incentive Program | VOORHEES | 8043 | 14 | 12.56 | Residential | Behind the Meter | No | Net Metered Residential | EMT Renewables |  | PSE&G | Accepted | 2024-01-05 | 2024-01-31 | 2025-01-31 | Inverters | ENPHASE | IQ8+ | 290 |  | 31 |  |  | 0.98 |  | Outdoor | UNDER EACH PANEL
NJADRE1555594223 | Administratively Determined Incentive Program | VOORHEES | 8043 | 14 | 12.56 | Residential | Behind the Meter | No | Net Metered Residential | EMT Renewables |  | PSE&G | Accepted | 2024-01-05 | 2024-01-31 | 2025-01-31 | Solar Panels | Q CELLS | Q PEAK DUO BLK |  | 0.405 | 12 | 269 | 25 |  | Fixed | Roof
NJADRE1555594223 | Administratively Determined Incentive Program | VOORHEES | 8043 | 14 | 12.56 | Residential | Behind the Meter | No | Net Metered Residential | EMT Renewables |  | PSE&G | Accepted | 2024-01-05 | 2024-01-31 | 2025-01-31 | Solar Panels | Q CELLS | Q PEAK DUO BLK |  | 0.405 | 9 | 180 | 19 |  | Fixed | Roof
NJADRE1555594223 | Administratively Determined Incentive Program | VOORHEES | 8043 | 14 | 12.56 | Residential | Behind the Meter | No | Net Metered Residential | EMT Renewables |  | PSE&G | Accepted | 2024-01-05 | 2024-01-31 | 2025-01-31 | Solar Panels | Q CELLS | Q PEAK DUO BLK |  | 0.405 | 4 | 270 | 36 |  | Fixed | Roof
NJADRE1555594223 | Administratively Determined Incentive Program | VOORHEES | 8043 | 14 | 12.56 | Residential | Behind the Meter | No | Net Metered Residential | EMT Renewables |  | PSE&G | Accepted | 2024-01-05 | 2024-01-31 | 2025-01-31 | Solar Panels | Q CELLS | Q PEAK DUO BLK |  | 0.405 | 3 | 270 | 32 |  | Fixed | Roof
NJADRE1555594223 | Administratively Determined Incentive Program | VOORHEES | 8043 | 14 | 12.56 | Residential | Behind the Meter | No | Net Metered Residential | EMT Renewables |  | PSE&G | Accepted | 2024-01-05 | 2024-01-31 | 2025-01-31 | Solar Panels | Q CELLS | Q PEAK DUO BLK |  | 0.405 | 3 | 270 | 34 |  | Fixed | Roof
NJADRE1555595150 | Administratively Determined Incentive Program | WESTVILLE | 8093 | 15 | 6.89 | Residential | Behind the Meter | Yes | Net Metered Residential | Sunrun, Inc. |  | PSE&G | Accepted | 2024-01-05 | 2024-01-31 | 2025-01-31 | Solar Panels | HANWHA Q-CELLS | Q.PEAK DUO BLK ML-G10+ 405 |  | 0.405 | 7 | 301 | 40 |  | Fixed | Roof
NJADRE1555595150 | Administratively Determined Incentive Program | WESTVILLE | 8093 | 15 | 6.89 | Residential | Behind the Meter | Yes | Net Metered Residential | Sunrun, Inc. |  | PSE&G | Accepted | 2024-01-05 | 2024-01-31 | 2025-01-31 | Solar Panels | HANWHA Q-CELLS | Q.PEAK DUO BLK ML-G10+ 405 |  | 0.405 | 10 | 121 | 39 |  | Fixed | Roof
NJADRE1555595150 | Administratively Determined Incentive Program | WESTVILLE | 8093 | 15 | 6.89 | Residential | Behind the Meter | Yes | Net Metered Residential | Sunrun, Inc. |  | PSE&G | Accepted | 2024-01-05 | 2024-01-31 | 2025-01-31 | Inverters | HANWHA Q-CELLS | SE6000H-USSN | 6000 |  | 1 |  |  | 0.99 |  | Outdoor | Next To Meter
NJADRE1555595615 | Administratively Determined Incentive Program | GLOUCESTER CITY | 8030 | 14 | 9.6 | Residential | Behind the Meter | No | Net Metered Residential | tj technology |  | PSE&G | Accepted | 2024-01-05 | 2024-02-01 | 2025-02-01 | Solar Panels | Q CELL | Q PEAK DUE 400 |  | 0.4 | 12 | 213 | 9 |  | Fixed | Roof
NJADRE1555595615 | Administratively Determined Incentive Program | GLOUCESTER CITY | 8030 | 14 | 9.6 | Residential | Behind the Meter | No | Net Metered Residential | tj technology |  | PSE&G | Accepted | 2024-01-05 | 2024-02-01 | 2025-02-01 | Solar Panels | Q CELL | Q PEAK DUE 400 |  | 0.4 | 12 | 213 | 9 |  | Fixed | Roof
NJADRE1555595615 | Administratively Determined Incentive Program | GLOUCESTER CITY | 8030 | 14 | 9.6 | Residential | Behind the Meter | No | Net Metered Residential | tj technology |  | PSE&G | Accepted | 2024-01-05 | 2024-02-01 | 2025-02-01 | Inverters | enphase energy | enphase iq 8 plus | 290 |  | 24 |  |  | 0.96 |  | Outdoor
NJADRE1555595621 | Administratively Determined Incentive Program | TOMS RIVER | 8757 | 18 | 6.48 | Residential | Behind the Meter | Yes | Net Metered Residential | EMT Renewables |  | JCP&L | Accepted | 2024-01-05 | 2024-01-31 | 2025-01-31 | Inverters | ENPHASE | IQ8+ | 290 |  | 16 |  |  | 0.98 |  | Other | UNDER EACH PANEL
NJADRE1555595621 | Administratively Determined Incentive Program | TOMS RIVER | 8757 | 18 | 6.48 | Residential | Behind the Meter | Yes | Net Metered Residential | EMT Renewables |  | JCP&L | Accepted | 2024-01-05 | 2024-01-31 | 2025-01-31 | Solar Panels | Q CELLS | Q PEAK DUO BLK |  | 0.405 | 6 | 187 | 19 |  | Fixed | Roof
NJADRE1555595621 | Administratively Determined Incentive Program | TOMS RIVER | 8757 | 18 | 6.48 | Residential | Behind the Meter | Yes | Net Metered Residential | EMT Renewables |  | JCP&L | Accepted | 2024-01-05 | 2024-01-31 | 2025-01-31 | Solar Panels | Q CELLS | Q PEAK DUO BLK |  | 0.405 | 10 | 97 | 19 |  | Fixed | Roof
NJADRE1555595628 | Administratively Determined Incentive Program | NORTHFIELD | 8225 | 19 | 8.51 | Residential | Behind the Meter | Yes | Net Metered Residential | EMT Renewables |  | AC Electric | Accepted | 2024-01-05 | 2024-02-01 | 2025-02-01 | Inverters | ENPHASE | IQ8+ | 290 |  | 21 |  |  | 0.98 |  | Other | UNDER EACH PANEL
NJADRE1555595628 | Administratively Determined Incentive Program | NORTHFIELD | 8225 | 19 | 8.51 | Residential | Behind the Meter | Yes | Net Metered Residential | EMT Renewables |  | AC Electric | Accepted | 2024-01-05 | 2024-02-01 | 2025-02-01 | Solar Panels | Q CELLS | Q PEAK DUO BLK |  | 0.405 | 7 | 137 | 32 |  | Fixed | Roof
NJADRE1555595628 | Administratively Determined Incentive Program | NORTHFIELD | 8225 | 19 | 8.51 | Residential | Behind the Meter | Yes | Net Metered Residential | EMT Renewables |  | AC Electric | Accepted | 2024-01-05 | 2024-02-01 | 2025-02-01 | Solar Panels | Q CELLS | Q PEAK DUO BLK |  | 0.405 | 10 | 137 | 32 |  | Fixed | Roof
NJADRE1555595628 | Administratively Determined Incentive Program | NORTHFIELD | 8225 | 19 | 8.51 | Residential | Behind the Meter | Yes | Net Metered Residential | EMT Renewables |  | AC Electric | Accepted | 2024-01-05 | 2024-02-01 | 2025-02-01 | Solar Panels | Q CELLS | Q PEAK DUO BLK |  | 0.405 | 4 | 137 | 32 |  | Fixed | Roof
NJADRE1555597565 | Administratively Determined Incentive Program | LINDENWOLD | 8021 | 14 | 6.48 | Residential | Behind the Meter | Yes | Net Metered Residential | Sunrun Installation Services, Inc. |  | AC Electric | Accepted | 2024-01-06 | 2024-02-01 | 2025-02-01 | Electric Storage Battery | Tesla | Powerwall 2 AC |  |  | 1 |  |  |  | Lithium Ion |  | Outside
NJADRE1555597565 | Administratively Determined Incentive Program | LINDENWOLD | 8021 | 14 | 6.48 | Residential | Behind the Meter | Yes | Net Metered Residential | Sunrun Installation Services, Inc. |  | AC Electric | Accepted | 2024-01-06 | 2024-02-01 | 2025-02-01 | Inverters | SolarEdge Technologies | SE6000H-USSN | 6000 |  | 1 |  |  | 0.99 |  | Outdoor
NJADRE1555597565 | Administratively Determined Incentive Program | LINDENWOLD | 8021 | 14 | 6.48 | Residential | Behind the Meter | Yes | Net Metered Residential | Sunrun Installation Services, Inc. |  | AC Electric | Accepted | 2024-01-06 | 2024-02-01 | 2025-02-01 | Solar Panels | Hanwha Q Cells | Q.PEAK DUO BLK ML-G10+ 405 |  | 0.405 | 6 | 87 | 34 |  | Fixed | Roof
NJADRE1555597565 | Administratively Determined Incentive Program | LINDENWOLD | 8021 | 14 | 6.48 | Residential | Behind the Meter | Yes | Net Metered Residential | Sunrun Installation Services, Inc. |  | AC Electric | Accepted | 2024-01-06 | 2024-02-01 | 2025-02-01 | Solar Panels | Hanwha Q Cells | Q.PEAK DUO BLK ML-G10+ 405 |  | 0.405 | 10 | 267 | 34 |  | Fixed | Roof
NJADRE1555608766 | Administratively Determined Incentive Program | LAKEWOOD | 8701 | 18 | 306 | Commercial | Behind the Meter | No | Small Net-Metered Non-Residential located on Rooftop, Carport, Canopy and Floating Solar | IPPsolar Integration LLC |  | JCP&L | Accepted | 2024-01-08 | 2024-02-23 | 2025-02-23 | Inverters | SMA AMERICA | STP 62-US-41 | 62500 |  | 2 |  |  | 0.975 |  | Outdoor
NJADRE1555608766 | Administratively Determined Incentive Program | LAKEWOOD | 8701 | 18 | 306 | Commercial | Behind the Meter | No | Small Net-Metered Non-Residential located on Rooftop, Carport, Canopy and Floating Solar | IPPsolar Integration LLC |  | JCP&L | Accepted | 2024-01-08 | 2024-02-23 | 2025-02-23 | Inverters | CET AMERICA | STABILITI 30C3 | 30000 |  | 4 |  |  | 0.955 |  | Outdoor
NJADRE1555608766 | Administratively Determined Incentive Program | LAKEWOOD | 8701 | 18 | 306 | Commercial | Behind the Meter | No | Small Net-Metered Non-Residential located on Rooftop, Carport, Canopy and Floating Solar | IPPsolar Integration LLC |  | JCP&L | Accepted | 2024-01-08 | 2024-02-23 | 2025-02-23 | Solar Panels | ZNSHINE SOLAR | ZXM6-NHLDD144-450W |  | 0.45 | 391 | 283 | 5 |  | Fixed | Parking Lot
NJADRE1555608766 | Administratively Determined Incentive Program | LAKEWOOD | 8701 | 18 | 306 | Commercial | Behind the Meter | No | Small Net-Metered Non-Residential located on Rooftop, Carport, Canopy and Floating Solar | IPPsolar Integration LLC |  | JCP&L | Accepted | 2024-01-08 | 2024-02-23 | 2025-02-23 | Solar Panels | ZNSHINE SOLAR | ZXM6-NHLDD144-450W |  | 0.45 | 289 | 103 | 5 |  | Fixed | Parking Lot
NJADRE1555609426 | Administratively Determined Incentive Program | EWING | 8618 | 12 | 6.48 | Residential | Behind the Meter | Yes | Net Metered Residential | SunnyMac LLC |  | PSE&G | Accepted | 2024-01-08 | 2024-01-31 | 2025-01-31 | Solar Panels | Q.PEAK DUO BLK ML-G10+ 405 | HANWHA |  | 0.405 | 6 | 160 | 41 |  | Fixed | Roof
NJADRE1555609426 | Administratively Determined Incentive Program | EWING | 8618 | 12 | 6.48 | Residential | Behind the Meter | Yes | Net Metered Residential | SunnyMac LLC |  | PSE&G | Accepted | 2024-01-08 | 2024-01-31 | 2025-01-31 | Solar Panels | Q.PEAK DUO BLK ML-G10+ 405 | HANWHA |  | 0.405 | 10 | 160 | 25 |  | Fixed | Roof
NJADRE1555609426 | Administratively Determined Incentive Program | EWING | 8618 | 12 | 6.48 | Residential | Behind the Meter | Yes | Net Metered Residential | SunnyMac LLC |  | PSE&G | Accepted | 2024-01-08 | 2024-01-31 | 2025-01-31 | Inverters | SE5000H-US | Solaredge | 5000 |  | 1 |  |  | 0.1 |  | Outdoor | next to meter
NJADRE1555609429 | Administratively Determined Incentive Program | HAMILTON TWP | 8619 | 12 | 8.91 | Residential | Behind the Meter | Yes | Net Metered Residential | Sunny Mac LLC |  | PSE&G | Accepted | 2024-01-08 | 2024-02-14 | 2025-02-14 | Solar Panels | Q.PEAK DUO BLK ML-G10+ 405 | HANWHA |  | 0.405 | 6 | 173 | 22 |  | Fixed | Roof
NJADRE1555609429 | Administratively Determined Incentive Program | HAMILTON TWP | 8619 | 12 | 8.91 | Residential | Behind the Meter | Yes | Net Metered Residential | Sunny Mac LLC |  | PSE&G | Accepted | 2024-01-08 | 2024-02-14 | 2025-02-14 | Solar Panels | Q.PEAK DUO BLK ML-G10+ 405 | HANWHA |  | 0.405 | 8 | 263 | 15 |  | Fixed | Roof
NJADRE1555609429 | Administratively Determined Incentive Program | HAMILTON TWP | 8619 | 12 | 8.91 | Residential | Behind the Meter | Yes | Net Metered Residential | Sunny Mac LLC |  | PSE&G | Accepted | 2024-01-08 | 2024-02-14 | 2025-02-14 | Solar Panels | Q.PEAK DUO BLK ML-G10+ 405 | HANWHA |  | 0.405 | 6 | 353 | 22 |  | Fixed | Roof
NJADRE1555609429 | Administratively Determined Incentive Program | HAMILTON TWP | 8619 | 12 | 8.91 | Residential | Behind the Meter | Yes | Net Metered Residential | Sunny Mac LLC |  | PSE&G | Accepted | 2024-01-08 | 2024-02-14 | 2025-02-14 | Solar Panels | Q.PEAK DUO BLK ML-G10+ 405 | HANWHA |  | 0.405 | 2 | 263 | 39 |  | Fixed | Roof
NJADRE1555609429 | Administratively Determined Incentive Program | HAMILTON TWP | 8619 | 12 | 8.91 | Residential | Behind the Meter | Yes | Net Metered Residential | Sunny Mac LLC |  | PSE&G | Accepted | 2024-01-08 | 2024-02-14 | 2025-02-14 | Inverters | SE6000H-US | Solaredge | 6000 |  | 1 |  |  | 0.1 |  | Outdoor | next to meter
NJADRE1555609438 | Administratively Determined Incentive Program | WOODBURY HEIGHTS | 8097 | 15 | 7.29 | Residential | Behind the Meter | Yes | Net Metered Residential | SunnyMac LLC |  | PSE&G | Accepted | 2024-01-08 | 2024-01-31 | 2025-01-31 | Solar Panels | Q.PEAK DUO BLK ML-G10+ 405 | HANWHA |  | 0.405 | 15 | 96 | 31 |  | Fixed | Roof
NJADRE1555609438 | Administratively Determined Incentive Program | WOODBURY HEIGHTS | 8097 | 15 | 7.29 | Residential | Behind the Meter | Yes | Net Metered Residential | SunnyMac LLC |  | PSE&G | Accepted | 2024-01-08 | 2024-01-31 | 2025-01-31 | Solar Panels | Q.PEAK DUO BLK ML-G10+ 405 | HANWHA |  | 0.405 | 3 | 276 | 31 |  | Fixed | Roof
NJADRE1555609438 | Administratively Determined Incentive Program | WOODBURY HEIGHTS | 8097 | 15 | 7.29 | Residential | Behind the Meter | Yes | Net Metered Residential | SunnyMac LLC |  | PSE&G | Accepted | 2024-01-08 | 2024-01-31 | 2025-01-31 | Inverters | SE6000H-US | Solaredge | 6000 |  | 1 |  |  | 0.1 |  | Outdoor | next to meter
NJADRE1555609438 | Administratively Determined Incentive Program | WOODBURY HEIGHTS | 8097 | 15 | 7.29 | Residential | Behind the Meter | Yes | Net Metered Residential | SunnyMac LLC |  | PSE&G | Accepted | 2024-01-08 | 2024-01-31 | 2025-01-31 | Inverters | SE6000H-US | Solaredge | 6000 |  | 1 |  |  | 0.1 |  | Outdoor | next to meter
NJADRE1555609438 | Administratively Determined Incentive Program | WOODBURY HEIGHTS | 8097 | 15 | 7.29 | Residential | Behind the Meter | Yes | Net Metered Residential | SunnyMac LLC |  | PSE&G | Accepted | 2024-01-08 | 2024-01-31 | 2025-01-31 | Meters | SE-RGMTR-1D-240C-B | Solaredge |  |  | 1 |  |  |  | Yes | Outdoor
NJADRE1555609452 | Administratively Determined Incentive Program | EDISON | 8817 | 11 | 4.86 | Residential | Behind the Meter | Yes | Net Metered Residential | SunnyMac LLC |  | PSE&G | Accepted | 2024-01-08 | 2024-01-31 | 2025-01-31 | Solar Panels | Q.PEAK DUO BLK ML-G10+ 405 | HANWHA |  | 0.405 | 12 | 76 | 37 |  | Fixed | Roof
NJADRE1555609452 | Administratively Determined Incentive Program | EDISON | 8817 | 11 | 4.86 | Residential | Behind the Meter | Yes | Net Metered Residential | SunnyMac LLC |  | PSE&G | Accepted | 2024-01-08 | 2024-01-31 | 2025-01-31 | Inverters | SE 3800H-US | Solaredge | 3800 |  | 1 |  |  | 0.1 |  | Outdoor | next to meter
NJADRE1555609457 | Administratively Determined Incentive Program | Willingboro Twp | 8046 | 13 | 6.4 | Residential | Behind the Meter | Yes | Net Metered Residential | Sunrun Installation Services, Inc. |  | PSE&G | Accepted | 2024-01-08 | 2024-02-02 | 2025-02-02 | Inverters | SolarEdge Technologies | SE6000H-USSN | 6000 |  | 1 |  |  | 0.992 |  | Outdoor | Next to meter
NJADRE1555609457 | Administratively Determined Incentive Program | Willingboro Twp | 8046 | 13 | 6.4 | Residential | Behind the Meter | Yes | Net Metered Residential | Sunrun Installation Services, Inc. |  | PSE&G | Accepted | 2024-01-08 | 2024-02-02 | 2025-02-02 | Solar Panels | Hanwha Q Cells | Q.PEAK DUO BLK ML-G10+/T 400 |  | 0.4 | 16 | 198 | 43 |  | Fixed | Roof
NJADRE1555609462 | Administratively Determined Incentive Program | Whitehouse | 8888 | 4 | 10.27 | Residential | Behind the Meter | Yes | Net Metered Residential | Sunrun Installation Services, Inc. |  | JCP&L | Accepted | 2024-01-08 | 2024-01-31 | 2025-01-31 | Inverters | DELTA ELECTRONICS | E8-TL-US | 8000 |  | 1 |  |  | 0.975 |  | Outdoor | Next To Meter
NJADRE1555609462 | Administratively Determined Incentive Program | Whitehouse | 8888 | 4 | 10.27 | Residential | Behind the Meter | Yes | Net Metered Residential | Sunrun Installation Services, Inc. |  | JCP&L | Accepted | 2024-01-08 | 2024-01-31 | 2025-01-31 | Solar Panels | Trina Solar | TSM-395DE09C.07 |  | 0.395 | 26 | 180 | 30 |  | Fixed | Roof
NJADRE1555609464 | Administratively Determined Incentive Program | PENNSAUKEN | 8110 | 14 | 10.94 | Residential | Behind the Meter | Yes | Net Metered Residential | SunnyMac LLC |  | PSE&G | Accepted | 2024-01-08 | 2024-01-31 | 2025-01-31 | Solar Panels | Q.PEAK DUO BLK ML-G10+ 405 | HANWHA |  | 0.405 | 11 | 35 | 23 |  | Fixed | Roof
NJADRE1555609464 | Administratively Determined Incentive Program | PENNSAUKEN | 8110 | 14 | 10.94 | Residential | Behind the Meter | Yes | Net Metered Residential | SunnyMac LLC |  | PSE&G | Accepted | 2024-01-08 | 2024-01-31 | 2025-01-31 | Solar Panels | Q.PEAK DUO BLK ML-G10+ 405 | HANWHA |  | 0.405 | 11 | 215 | 23 |  | Fixed | Roof
NJADRE1555609464 | Administratively Determined Incentive Program | PENNSAUKEN | 8110 | 14 | 10.94 | Residential | Behind the Meter | Yes | Net Metered Residential | SunnyMac LLC |  | PSE&G | Accepted | 2024-01-08 | 2024-01-31 | 2025-01-31 | Solar Panels | Q.PEAK DUO BLK ML-G10+ 405 | HANWHA |  | 0.405 | 1 | 305 | 29 |  | Fixed | Roof
NJADRE1555609464 | Administratively Determined Incentive Program | PENNSAUKEN | 8110 | 14 | 10.94 | Residential | Behind the Meter | Yes | Net Metered Residential | SunnyMac LLC |  | PSE&G | Accepted | 2024-01-08 | 2024-01-31 | 2025-01-31 | Solar Panels | Q.PEAK DUO BLK ML-G10+ 405 | HANWHA |  | 0.405 | 4 | 125 | 29 |  | Fixed | Roof
NJADRE1555609464 | Administratively Determined Incentive Program | PENNSAUKEN | 8110 | 14 | 10.94 | Residential | Behind the Meter | Yes | Net Metered Residential | SunnyMac LLC |  | PSE&G | Accepted | 2024-01-08 | 2024-01-31 | 2025-01-31 | Inverters | SE7600H-US | Solaredge | 7600 |  | 1 |  |  | 0.1 |  | Outdoor | next to meter
NJADRE1555609481 | Administratively Determined Incentive Program | Little Egg Harbor Twp | 8087 | 18 | 12.05 | Residential | Behind the Meter | No | Net Metered Residential | Solar Energy World |  | AC Electric | Accepted | 2024-01-08 | 2024-02-01 | 2025-02-01 | Solar Panels | Hanwha | Q.PEAK DUO BLK-G10+-365W |  | 0.365 | 8 | 35 | 20 |  | Fixed | Roof
NJADRE1555609481 | Administratively Determined Incentive Program | Little Egg Harbor Twp | 8087 | 18 | 12.05 | Residential | Behind the Meter | No | Net Metered Residential | Solar Energy World |  | AC Electric | Accepted | 2024-01-08 | 2024-02-01 | 2025-02-01 | Solar Panels | Hanwha | Q.PEAK DUO BLK-G10+-365W |  | 0.365 | 10 | 35 | 20 |  | Fixed | Roof
NJADRE1555609481 | Administratively Determined Incentive Program | Little Egg Harbor Twp | 8087 | 18 | 12.05 | Residential | Behind the Meter | No | Net Metered Residential | Solar Energy World |  | AC Electric | Accepted | 2024-01-08 | 2024-02-01 | 2025-02-01 | Solar Panels | Hanwha | Q.PEAK DUO BLK-G10+-365W |  | 0.365 | 15 | 215 | 20 |  | Fixed | Roof
NJADRE1555609481 | Administratively Determined Incentive Program | Little Egg Harbor Twp | 8087 | 18 | 12.05 | Residential | Behind the Meter | No | Net Metered Residential | Solar Energy World |  | AC Electric | Accepted | 2024-01-08 | 2024-02-01 | 2025-02-01 | Inverters | Enphase | IQ8PLUS-72-2-US | 289 |  | 33 |  |  | 0.97 |  | Outdoor
NJADRE1555609484 | Administratively Determined Incentive Program | Sicklerville | 8081 | 14 | 5.27 | Residential | Behind the Meter | Yes | Net Metered Residential | Sunrun Installation Services, Inc. |  | AC Electric | Accepted | 2024-01-08 | 2024-01-31 | 2025-01-31 | Inverters | SolarEdge Technologies | SE3800H-USMN | 3800 |  | 1 |  |  | 0.992 |  | Outdoor | Next to meter
NJADRE1555609484 | Administratively Determined Incentive Program | Sicklerville | 8081 | 14 | 5.27 | Residential | Behind the Meter | Yes | Net Metered Residential | Sunrun Installation Services, Inc. |  | AC Electric | Accepted | 2024-01-08 | 2024-01-31 | 2025-01-31 | Solar Panels | Hanwha Q Cells | Q.PEAK DUO BLK ML-G10+ 405 |  | 0.405 | 4 | 75 | 25 |  | Fixed | Roof
NJADRE1555609484 | Administratively Determined Incentive Program | Sicklerville | 8081 | 14 | 5.27 | Residential | Behind the Meter | Yes | Net Metered Residential | Sunrun Installation Services, Inc. |  | AC Electric | Accepted | 2024-01-08 | 2024-01-31 | 2025-01-31 | Solar Panels | Hanwha Q Cells | Q.PEAK DUO BLK ML-G10+ 405 |  | 0.405 | 9 | 255 | 20 |  | Fixed | Roof
NJADRE1555609485 | Administratively Determined Incentive Program | Mount Ephraim | 8059 | 14 | 4.86 | Residential | Behind the Meter | Yes | Net Metered Residential | SunnyMac LLC |  | PSE&G | Accepted | 2024-01-08 | 2024-01-31 | 2025-01-31 | Solar Panels | Q.PEAK DUO BLK ML-G10+ 405 | HANWHA |  | 0.405 | 12 | 116 | 30 |  | Fixed | Roof
NJADRE1555609485 | Administratively Determined Incentive Program | Mount Ephraim | 8059 | 14 | 4.86 | Residential | Behind the Meter | Yes | Net Metered Residential | SunnyMac LLC |  | PSE&G | Accepted | 2024-01-08 | 2024-01-31 | 2025-01-31 | Inverters | SE3800H-US | Solaredge | 3800 |  | 1 |  |  | 0.1 |  | Outdoor | next to meter
NJADRE1555609543 | Administratively Determined Incentive Program | CAPE MAY COURT HOUSE | 8210 | 21 | 4.05 | Residential | Behind the Meter | Yes | Net Metered Residential | Sunrun Installation Services, Inc. |  | AC Electric | Accepted | 2024-01-08 | 2024-02-01 | 2025-02-01 | Inverters | SolarEdge Technologies | SE3800H-USMN | 3800 |  | 1 |  |  | 0.992 |  | Outdoor | Next to meter
NJADRE1555609543 | Administratively Determined Incentive Program | CAPE MAY COURT HOUSE | 8210 | 21 | 4.05 | Residential | Behind the Meter | Yes | Net Metered Residential | Sunrun Installation Services, Inc. |  | AC Electric | Accepted | 2024-01-08 | 2024-02-01 | 2025-02-01 | Solar Panels | Hanwha Q Cells | Q.PEAK DUO BLK ML-G10+ 405 |  | 0.405 | 5 | 77 | 20 |  | Fixed | Roof
NJADRE1555609543 | Administratively Determined Incentive Program | CAPE MAY COURT HOUSE | 8210 | 21 | 4.05 | Residential | Behind the Meter | Yes | Net Metered Residential | Sunrun Installation Services, Inc. |  | AC Electric | Accepted | 2024-01-08 | 2024-02-01 | 2025-02-01 | Solar Panels | Hanwha Q Cells | Q.PEAK DUO BLK ML-G10+ 405 |  | 0.405 | 5 | 77 | 9 |  | Fixed | Roof
NJADRE1555609549 | Administratively Determined Incentive Program | WOODSTOWN | 8098 | 16 | 6.08 | Residential | Behind the Meter | No | Net Metered Residential | Green Power Energy |  | AC Electric | Accepted | 2024-01-08 | 2024-02-01 | 2025-02-01 | Inverters | Enphase Energy | IQ8PLUS-72-2-US [240V] | 290 |  | 15 |  |  | 0.975 |  | Outdoor | Roof
NJADRE1555609549 | Administratively Determined Incentive Program | WOODSTOWN | 8098 | 16 | 6.08 | Residential | Behind the Meter | No | Net Metered Residential | Green Power Energy |  | AC Electric | Accepted | 2024-01-08 | 2024-02-01 | 2025-02-01 | Solar Panels | Hanwha Q-Cells | Q.PEAK DUO BLK ML-G10+ 405 |  | 0.405 | 15 | 214 | 20 |  | Fixed | Roof
NJADRE1555609596 | Administratively Determined Incentive Program | WOODBURY | 8096 | 15 | 16.2 | Residential | Behind the Meter | Yes | Net Metered Residential | Sunny Mac LLC |  | PSE&G | Accepted | 2024-01-08 | 2024-02-01 | 2025-02-01 | Solar Panels | Q.PEAK DUO BLK ML-G10+ 405 | HANWHA |  | 0.405 | 20 | 324 | 26 |  | Fixed | Roof
NJADRE1555609596 | Administratively Determined Incentive Program | WOODBURY | 8096 | 15 | 16.2 | Residential | Behind the Meter | Yes | Net Metered Residential | Sunny Mac LLC |  | PSE&G | Accepted | 2024-01-08 | 2024-02-01 | 2025-02-01 | Solar Panels | Q.PEAK DUO BLK ML-G10+ 405 | HANWHA |  | 0.405 | 20 | 144 | 26 |  | Fixed | Roof
NJADRE1555609596 | Administratively Determined Incentive Program | WOODBURY | 8096 | 15 | 16.2 | Residential | Behind the Meter | Yes | Net Metered Residential | Sunny Mac LLC |  | PSE&G | Accepted | 2024-01-08 | 2024-02-01 | 2025-02-01 | Inverters | SE11400H-US | Solaredge | 11400 |  | 1 |  |  | 0.1 |  | Outdoor | next to meter
NJADRE1555609646 | Administratively Determined Incentive Program | ROSELLE PARK | 7204 | 10 | 6.48 | Residential | Behind the Meter | Yes | Net Metered Residential | Sunrun Installation Services, Inc |  | PSE&G | Accepted | 2024-01-08 | 2024-02-05 | 2025-02-05 | Inverters | SOLAREDGE TECHNOLOGIES | SE6000H-USSN | 6000 |  | 1 |  |  | 0.99 |  | Indoor | Next To Meter
NJADRE1555609646 | Administratively Determined Incentive Program | ROSELLE PARK | 7204 | 10 | 6.48 | Residential | Behind the Meter | Yes | Net Metered Residential | Sunrun Installation Services, Inc |  | PSE&G | Accepted | 2024-01-08 | 2024-02-05 | 2025-02-05 | Solar Panels | HANWHA Q-CELLS | Q.PEAK DUO BLK ML-G10+ 405 |  | 0.405 | 6 | 351 | 20 |  | Fixed | Roof
NJADRE1555609646 | Administratively Determined Incentive Program | ROSELLE PARK | 7204 | 10 | 6.48 | Residential | Behind the Meter | Yes | Net Metered Residential | Sunrun Installation Services, Inc |  | PSE&G | Accepted | 2024-01-08 | 2024-02-05 | 2025-02-05 | Solar Panels | HANWHA Q-CELLS | Q.PEAK DUO BLK ML-G10+ 405 |  | 0.405 | 4 | 171 | 26 |  | Fixed | Roof
NJADRE1555609646 | Administratively Determined Incentive Program | ROSELLE PARK | 7204 | 10 | 6.48 | Residential | Behind the Meter | Yes | Net Metered Residential | Sunrun Installation Services, Inc |  | PSE&G | Accepted | 2024-01-08 | 2024-02-05 | 2025-02-05 | Solar Panels | HANWHA Q-CELLS | Q.PEAK DUO BLK ML-G10+ 405 |  | 0.405 | 3 | 81 | 20 |  | Fixed | Roof
NJADRE1555609646 | Administratively Determined Incentive Program | ROSELLE PARK | 7204 | 10 | 6.48 | Residential | Behind the Meter | Yes | Net Metered Residential | Sunrun Installation Services, Inc |  | PSE&G | Accepted | 2024-01-08 | 2024-02-05 | 2025-02-05 | Solar Panels | HANWHA Q-CELLS | Q.PEAK DUO BLK ML-G10+ 405 |  | 0.405 | 3 | 171 | 24 |  | Fixed | Roof
NJADRE1555609646 | Administratively Determined Incentive Program | ROSELLE PARK | 7204 | 10 | 6.48 | Residential | Behind the Meter | Yes | Net Metered Residential | Sunrun Installation Services, Inc |  | PSE&G | Accepted | 2024-01-08 | 2024-02-05 | 2025-02-05 | Electric Storage Battery | TESLA | POWERWALL |  |  | 1 |  |  |  | Lithium Ion |  | INSIDE
NJADRE1555609676 | Administratively Determined Incentive Program | Bernardsville | 7924 | 5 | 4.68 | Residential | Behind the Meter | No | Net Metered Residential | Maier Engineering dba Solar Me |  | JCP&L | Accepted | 2024-01-08 | 2024-02-01 | 2025-02-01 | Solar Panels | Hanwha | Q.PEAK DUO BLK G10+ 360W |  | 0.36 | 5 | 236 | 30 |  | Fixed | Roof
NJADRE1555609676 | Administratively Determined Incentive Program | Bernardsville | 7924 | 5 | 4.68 | Residential | Behind the Meter | No | Net Metered Residential | Maier Engineering dba Solar Me |  | JCP&L | Accepted | 2024-01-08 | 2024-02-01 | 2025-02-01 | Solar Panels | Hanwha | Q.PEAK DUO BLK G10+ 360W |  | 0.36 | 7 | 56 | 30 |  | Fixed | Roof
NJADRE1555609676 | Administratively Determined Incentive Program | Bernardsville | 7924 | 5 | 4.68 | Residential | Behind the Meter | No | Net Metered Residential | Maier Engineering dba Solar Me |  | JCP&L | Accepted | 2024-01-08 | 2024-02-01 | 2025-02-01 | Solar Panels | Hanwha | Q.PEAK DUO BLK G10+ 360W |  | 0.36 | 1 | 146 | 40 |  | Fixed | Roof
NJADRE1555609676 | Administratively Determined Incentive Program | Bernardsville | 7924 | 5 | 4.68 | Residential | Behind the Meter | No | Net Metered Residential | Maier Engineering dba Solar Me |  | JCP&L | Accepted | 2024-01-08 | 2024-02-01 | 2025-02-01 | Inverters | Enphase | IQ8 | 240 |  | 13 |  |  | 0.96 |  | Outdoor | Next to meter
NJADRE1555609690 | Administratively Determined Incentive Program | WOODBURY | 8096 | 15 | 9.32 | Residential | Behind the Meter | Yes | Net Metered Residential | Sunrun Installation Services, Inc. |  | PSE&G | Accepted | 2024-01-08 | 2024-02-15 | 2025-02-15 | Inverters | SolarEdge Technologies | SE7600H-USSN | 7600 |  | 1 |  |  | 0.992 |  | Outdoor | Next to meter
NJADRE1555609690 | Administratively Determined Incentive Program | WOODBURY | 8096 | 15 | 9.32 | Residential | Behind the Meter | Yes | Net Metered Residential | Sunrun Installation Services, Inc. |  | PSE&G | Accepted | 2024-01-08 | 2024-02-15 | 2025-02-15 | Solar Panels | Hanwha Q Cells | Q.PEAK DUO BLK ML-G10+ 405 |  | 0.405 | 10 | 300 | 16 |  | Fixed | Roof
NJADRE1555609690 | Administratively Determined Incentive Program | WOODBURY | 8096 | 15 | 9.32 | Residential | Behind the Meter | Yes | Net Metered Residential | Sunrun Installation Services, Inc. |  | PSE&G | Accepted | 2024-01-08 | 2024-02-15 | 2025-02-15 | Solar Panels | Hanwha Q Cells | Q.PEAK DUO BLK ML-G10+ 405 |  | 0.405 | 7 | 119 | 19 |  | Fixed | Roof
NJADRE1555609690 | Administratively Determined Incentive Program | WOODBURY | 8096 | 15 | 9.32 | Residential | Behind the Meter | Yes | Net Metered Residential | Sunrun Installation Services, Inc. |  | PSE&G | Accepted | 2024-01-08 | 2024-02-15 | 2025-02-15 | Solar Panels | Hanwha Q Cells | Q.PEAK DUO BLK ML-G10+ 405 |  | 0.405 | 6 | 120 | 15 |  | Fixed | Roof
NJADRE1555609722 | Administratively Determined Incentive Program | EAST WINDSOR | 8520 | 12 | 8.91 | Residential | Behind the Meter | Yes | Net Metered Residential | Sunny Mac LLC |  | JCP&L | Accepted | 2024-01-08 | 2024-02-01 | 2025-02-01 | Solar Panels | Q.PEAK DUO BLK ML-G10+ 405 | HANWHA |  | 0.405 | 11 | 210 | 23 |  | Fixed | Roof
NJADRE1555609722 | Administratively Determined Incentive Program | EAST WINDSOR | 8520 | 12 | 8.91 | Residential | Behind the Meter | Yes | Net Metered Residential | Sunny Mac LLC |  | JCP&L | Accepted | 2024-01-08 | 2024-02-01 | 2025-02-01 | Solar Panels | Q.PEAK DUO BLK ML-G10+ 405 | HANWHA |  | 0.405 | 11 | 30 | 23 |  | Fixed | Roof
NJADRE1555609722 | Administratively Determined Incentive Program | EAST WINDSOR | 8520 | 12 | 8.91 | Residential | Behind the Meter | Yes | Net Metered Residential | Sunny Mac LLC |  | JCP&L | Accepted | 2024-01-08 | 2024-02-01 | 2025-02-01 | Inverters | SE6000H-US | Solaredge | 6000 |  | 1 |  |  | 0.1 |  | Outdoor | next to meter
NJADRE1555609815 | Administratively Determined Incentive Program | TRENTON | 8618 | 12 | 7.29 | Residential | Behind the Meter | Yes | Net Metered Residential | SunnyMac LLC |  | PSE&G | Accepted | 2024-01-08 | 2024-02-01 | 2025-02-01 | Solar Panels | Q.PEAK DUO BLK ML-G10+ 405 | HANWHA |  | 0.405 | 18 | 106 | 38 |  | Fixed | Roof
NJADRE1555609815 | Administratively Determined Incentive Program | TRENTON | 8618 | 12 | 7.29 | Residential | Behind the Meter | Yes | Net Metered Residential | SunnyMac LLC |  | PSE&G | Accepted | 2024-01-08 | 2024-02-01 | 2025-02-01 | Inverters | SE 6000H-US | Solaredge | 6000 |  | 1 |  |  | 0.1 |  | Outdoor | next to meter
NJADRE1555609819 | Administratively Determined Incentive Program | ATCO | 8004 | 14 | 2.43 | Residential | Behind the Meter | Yes | Net Metered Residential | Trinity Solar |  | AC Electric | Accepted | 2024-01-08 | 2024-02-01 | 2025-02-01 | Inverters | Solar Edge | SE3000H-US | 3 |  | 1 |  |  | 0.97 |  | Outdoor
NJADRE1555609819 | Administratively Determined Incentive Program | ATCO | 8004 | 14 | 2.43 | Residential | Behind the Meter | Yes | Net Metered Residential | Trinity Solar |  | AC Electric | Accepted | 2024-01-08 | 2024-02-01 | 2025-02-01 | Solar Panels | Hanwha | HANWHA 405 (Q.PEAK DUO BLK ML-G10+ 405) |  | 0.405 | 6 | 162 | 27 |  | Fixed | Roof
NJADRE1555609834 | Administratively Determined Incentive Program | IRVINGTON TOWN | 7111 | 9 | 4.46 | Residential | Behind the Meter | Yes | Net Metered Residential | Sunrun Installation Services, Inc. |  | PSE&G | Accepted | 2024-01-08 | 2024-02-01 | 2025-02-01 | Inverters | SolarEdge Technologies | SE3800H-USMN | 3800 |  | 1 |  |  | 0.992 |  | Outdoor | Next to meter
NJADRE1555609834 | Administratively Determined Incentive Program | IRVINGTON TOWN | 7111 | 9 | 4.46 | Residential | Behind the Meter | Yes | Net Metered Residential | Sunrun Installation Services, Inc. |  | PSE&G | Accepted | 2024-01-08 | 2024-02-01 | 2025-02-01 | Solar Panels | Hanwha Q Cells | Q.PEAK DUO BLK ML-G10+ 405 |  | 0.405 | 11 | 127 | 3 |  | Fixed | Roof
NJADRE1555609836 | Administratively Determined Incentive Program | BELLEPLAIN | 8270 | 21 | 11.76 | Residential | Behind the Meter | No | Net Metered Residential | EMT Renewables |  | AC Electric | Accepted | 2024-01-08 | 2024-02-01 | 2025-02-01 | Inverters | ENPHASE | IQ7x | 315 |  | 28 |  |  | 0.98 |  | Other | UNDER EACH PANEL
NJADRE1555609836 | Administratively Determined Incentive Program | BELLEPLAIN | 8270 | 21 | 11.76 | Residential | Behind the Meter | No | Net Metered Residential | EMT Renewables |  | AC Electric | Accepted | 2024-01-08 | 2024-02-01 | 2025-02-01 | Solar Panels | REC ALPHA | REC 420 |  | 0.42 | 20 | 114 | 14 |  | Fixed | Roof
NJADRE1555609836 | Administratively Determined Incentive Program | BELLEPLAIN | 8270 | 21 | 11.76 | Residential | Behind the Meter | No | Net Metered Residential | EMT Renewables |  | AC Electric | Accepted | 2024-01-08 | 2024-02-01 | 2025-02-01 | Solar Panels | REC ALPHA | REC 420 |  | 0.42 | 8 | 114 | 7 |  | Fixed | Roof
NJADRE1555609855 | Administratively Determined Incentive Program | HOPATCONG | 7843 | 1 | 7.7 | Residential | Behind the Meter | No | Net Metered Residential | Tesla Energy Operations, Inc. |  | JCP&L | Accepted | 2024-01-08 | 2024-02-08 | 2025-02-08 | Solar Panels | Hanwha | Q.PEAK DUO BLK ML-G10+/TS 405 |  | 0.405 | 2 | 31 | 26 |  | Fixed | Roof
NJADRE1555609855 | Administratively Determined Incentive Program | HOPATCONG | 7843 | 1 | 7.7 | Residential | Behind the Meter | No | Net Metered Residential | Tesla Energy Operations, Inc. |  | JCP&L | Accepted | 2024-01-08 | 2024-02-08 | 2025-02-08 | Solar Panels | Q.PEAK DUO BLK ML-G10+/TS 405 | Hanwha |  | 0.405 | 2 | 211 | 24 |  | Fixed | Roof
NJADRE1555609855 | Administratively Determined Incentive Program | HOPATCONG | 7843 | 1 | 7.7 | Residential | Behind the Meter | No | Net Metered Residential | Tesla Energy Operations, Inc. |  | JCP&L | Accepted | 2024-01-08 | 2024-02-08 | 2025-02-08 | Solar Panels | Hanwha | Q.PEAK DUO BLK ML-G10+/TS 405 |  | 0.405 | 6 | 213 | 26 |  | Fixed | Roof
NJADRE1555609855 | Administratively Determined Incentive Program | HOPATCONG | 7843 | 1 | 7.7 | Residential | Behind the Meter | No | Net Metered Residential | Tesla Energy Operations, Inc. |  | JCP&L | Accepted | 2024-01-08 | 2024-02-08 | 2025-02-08 | Solar Panels | Hanwha | Q.PEAK DUO BLK ML-G10+/TS 405 |  | 0.405 | 9 | 32 | 26 |  | Fixed | Roof
NJADRE1555609855 | Administratively Determined Incentive Program | HOPATCONG | 7843 | 1 | 7.7 | Residential | Behind the Meter | No | Net Metered Residential | Tesla Energy Operations, Inc. |  | JCP&L | Accepted | 2024-01-08 | 2024-02-08 | 2025-02-08 | Inverters | Tesla | 1538000-45-A | 7600 |  | 1 |  |  | 0.98 |  | Outdoor
NJADRE1555609872 | Administratively Determined Incentive Program | CLIFTON | 7013 | 6 | 37.8 | Residential | Behind the Meter | Yes | Net Metered Residential | EMT Renewables |  | PSE&G | Accepted | 2024-01-08 | 2024-02-01 | 2025-02-01 | Inverters | ENPHASE | IQ7x | 315 |  | 90 |  |  | 0.98 |  | Other | UNDER EACH PANEL
NJADRE1555609872 | Administratively Determined Incentive Program | CLIFTON | 7013 | 6 | 37.8 | Residential | Behind the Meter | Yes | Net Metered Residential | EMT Renewables |  | PSE&G | Accepted | 2024-01-08 | 2024-02-01 | 2025-02-01 | Solar Panels | REC ALPHA | REC 420 |  | 0.42 | 21 | 133 | 27 |  | Fixed | Roof
NJADRE1555609872 | Administratively Determined Incentive Program | CLIFTON | 7013 | 6 | 37.8 | Residential | Behind the Meter | Yes | Net Metered Residential | EMT Renewables |  | PSE&G | Accepted | 2024-01-08 | 2024-02-01 | 2025-02-01 | Solar Panels | REC ALPHA | REC 420 |  | 0.42 | 11 | 223 | 17 |  | Fixed | Roof
NJADRE1555609872 | Administratively Determined Incentive Program | CLIFTON | 7013 | 6 | 37.8 | Residential | Behind the Meter | Yes | Net Metered Residential | EMT Renewables |  | PSE&G | Accepted | 2024-01-08 | 2024-02-01 | 2025-02-01 | Solar Panels | REC ALPHA | REC 420 |  | 0.42 | 4 | 133 | 28 |  | Fixed | Roof
NJADRE1555609872 | Administratively Determined Incentive Program | CLIFTON | 7013 | 6 | 37.8 | Residential | Behind the Meter | Yes | Net Metered Residential | EMT Renewables |  | PSE&G | Accepted | 2024-01-08 | 2024-02-01 | 2025-02-01 | Solar Panels | REC ALPHA | REC 420 |  | 0.42 | 9 | 223 | 2 |  | Fixed | Roof
NJADRE1555609872 | Administratively Determined Incentive Program | CLIFTON | 7013 | 6 | 37.8 | Residential | Behind the Meter | Yes | Net Metered Residential | EMT Renewables |  | PSE&G | Accepted | 2024-01-08 | 2024-02-01 | 2025-02-01 | Solar Panels | REC ALPHA | REC 420 |  | 0.42 | 31 | 43 | 26 |  | Fixed | Roof
NJADRE1555609872 | Administratively Determined Incentive Program | CLIFTON | 7013 | 6 | 37.8 | Residential | Behind the Meter | Yes | Net Metered Residential | EMT Renewables |  | PSE&G | Accepted | 2024-01-08 | 2024-02-01 | 2025-02-01 | Solar Panels | REC ALPHA | REC 420 |  | 0.42 | 11 | 43 | 26 |  | Fixed | Roof
NJADRE1555609872 | Administratively Determined Incentive Program | CLIFTON | 7013 | 6 | 37.8 | Residential | Behind the Meter | Yes | Net Metered Residential | EMT Renewables |  | PSE&G | Accepted | 2024-01-08 | 2024-02-01 | 2025-02-01 | Solar Panels | REC ALPHA | REC 420 |  | 0.42 | 3 | 223 | 27 |  | Fixed | Roof
NJADRE1555609882 | Administratively Determined Incentive Program | KENILWORTH | 7033 | 10 | 3.24 | Residential | Behind the Meter | Yes | Net Metered Residential | Trinity Solar Inc. |  | PSE&G | Accepted | 2024-01-08 | 2024-02-02 | 2025-02-02 | Inverters | Solar Edge | SE3000H-US | 3000 |  | 1 |  |  | 0.97 |  | Outside
NJADRE1555609882 | Administratively Determined Incentive Program | KENILWORTH | 7033 | 10 | 3.24 | Residential | Behind the Meter | Yes | Net Metered Residential | Trinity Solar Inc. |  | PSE&G | Accepted | 2024-01-08 | 2024-02-02 | 2025-02-02 | Solar Panels | HANWHA | (Q.PEAK DUO BLK ML-G10+ 405) |  | 0.405 | 8 | 155 | 41 |  | Fixed | Roof
NJADRE1555609883 | Administratively Determined Incentive Program | EGG HARBOR TOWNSHIP | 8234 | 19 | 14.62 | Residential | Behind the Meter | Yes | Net Metered Residential | Big Wave Roofing and Solar LLC |  | AC Electric | Accepted | 2024-01-08 | 2024-02-02 | 2025-02-02 | Inverters | Enphase Energy Inc | IQ7PLUS-72-2-US | 290 |  | 37 |  |  | 0.98 |  | Outside
NJADRE1555609883 | Administratively Determined Incentive Program | EGG HARBOR TOWNSHIP | 8234 | 19 | 14.62 | Residential | Behind the Meter | Yes | Net Metered Residential | Big Wave Roofing and Solar LLC |  | AC Electric | Accepted | 2024-01-08 | 2024-02-02 | 2025-02-02 | Solar Panels | Canadian Solar | CS3N-395MS |  | 0.395 | 6 | 111 | 31 |  | Fixed | Roof
NJADRE1555609883 | Administratively Determined Incentive Program | EGG HARBOR TOWNSHIP | 8234 | 19 | 14.62 | Residential | Behind the Meter | Yes | Net Metered Residential | Big Wave Roofing and Solar LLC |  | AC Electric | Accepted | 2024-01-08 | 2024-02-02 | 2025-02-02 | Solar Panels | Canadian Solar | CS3N-395MS |  | 0.395 | 18 | 291 | 31 |  | Fixed | Roof
NJADRE1555609883 | Administratively Determined Incentive Program | EGG HARBOR TOWNSHIP | 8234 | 19 | 14.62 | Residential | Behind the Meter | Yes | Net Metered Residential | Big Wave Roofing and Solar LLC |  | AC Electric | Accepted | 2024-01-08 | 2024-02-02 | 2025-02-02 | Solar Panels | Canadian Solar | CS3N-395MS |  | 0.395 | 7 | 291 | 31 |  | Fixed | Roof
NJADRE1555609883 | Administratively Determined Incentive Program | EGG HARBOR TOWNSHIP | 8234 | 19 | 14.62 | Residential | Behind the Meter | Yes | Net Metered Residential | Big Wave Roofing and Solar LLC |  | AC Electric | Accepted | 2024-01-08 | 2024-02-02 | 2025-02-02 | Solar Panels | Canadian Solar | CS3N-395MS |  | 0.395 | 6 | 111 | 31 |  | Fixed | Roof
NJADRE1555609888 | Administratively Determined Incentive Program | FLORENCE | 8518 | 13 | 8.51 | Residential | Behind the Meter | Yes | Net Metered Residential | Sunny Mac LLC |  | PSE&G | Accepted | 2024-01-08 | 2024-02-20 | 2025-02-20 | Solar Panels | Q.PEAK DUO BLK ML-G10+ 405 | HANWHA |  | 0.405 | 21 | 199 | 25 |  | Fixed | Roof
NJADRE1555609888 | Administratively Determined Incentive Program | FLORENCE | 8518 | 13 | 8.51 | Residential | Behind the Meter | Yes | Net Metered Residential | Sunny Mac LLC |  | PSE&G | Accepted | 2024-01-08 | 2024-02-20 | 2025-02-20 | Inverters | SE7600H-US | Solaredge | 7600 |  | 1 |  |  | 0.1 |  | Outdoor | next to meter
NJADRE1555609888 | Administratively Determined Incentive Program | FLORENCE | 8518 | 13 | 8.51 | Residential | Behind the Meter | Yes | Net Metered Residential | Sunny Mac LLC |  | PSE&G | Accepted | 2024-01-08 | 2024-02-20 | 2025-02-20 | Meters | SE-RGMTR-1D-240C-B | Solaredge |  |  | 1 |  |  |  | Yes | Outdoor
NJADRE1555609891 | Administratively Determined Incentive Program | EWING | 8638 | 12 | 4.05 | Residential | Behind the Meter | Yes | Net Metered Residential | Trinity Solar |  | PSE&G | Accepted | 2024-01-08 | 2024-02-01 | 2025-02-01 | Inverters | Solar Edge | SE3000H-US | 3 |  | 1 |  |  | 0.97 |  | Outside
NJADRE1555609891 | Administratively Determined Incentive Program | EWING | 8638 | 12 | 4.05 | Residential | Behind the Meter | Yes | Net Metered Residential | Trinity Solar |  | PSE&G | Accepted | 2024-01-08 | 2024-02-01 | 2025-02-01 | Solar Panels | HANWHA | (Q.PEAK DUO BLK ML-G10+ 405) |  | 0.405 | 10 | 195 | 10 |  | Fixed | Roof
NJADRE1555609897 | Administratively Determined Incentive Program | Lawrence Twp Mer | 8648 | 12 | 12.96 | Residential | Behind the Meter | Yes | Net Metered Residential | Sunrun Installation Services, Inc. |  | PSE&G | Accepted | 2024-01-08 | 2024-02-01 | 2025-02-01 | Inverters | SolarEdge Technologies | SE10000H-USSN | 10000 |  | 1 |  |  | 0.992 |  | Outdoor | Next to meter
NJADRE1555609897 | Administratively Determined Incentive Program | Lawrence Twp Mer | 8648 | 12 | 12.96 | Residential | Behind the Meter | Yes | Net Metered Residential | Sunrun Installation Services, Inc. |  | PSE&G | Accepted | 2024-01-08 | 2024-02-01 | 2025-02-01 | Solar Panels | Hanwha Q Cells | Q.PEAK DUO BLK ML-G10+ 405 |  | 0.405 | 8 | 229 | 41 |  | Fixed | Roof
NJADRE1555609897 | Administratively Determined Incentive Program | Lawrence Twp Mer | 8648 | 12 | 12.96 | Residential | Behind the Meter | Yes | Net Metered Residential | Sunrun Installation Services, Inc. |  | PSE&G | Accepted | 2024-01-08 | 2024-02-01 | 2025-02-01 | Solar Panels | Hanwha Q Cells | Q.PEAK DUO BLK ML-G10+ 405 |  | 0.405 | 11 | 229 | 18 |  | Fixed | Roof
NJADRE1555609897 | Administratively Determined Incentive Program | Lawrence Twp Mer | 8648 | 12 | 12.96 | Residential | Behind the Meter | Yes | Net Metered Residential | Sunrun Installation Services, Inc. |  | PSE&G | Accepted | 2024-01-08 | 2024-02-01 | 2025-02-01 | Solar Panels | Hanwha Q Cells | Q.PEAK DUO BLK ML-G10+ 405 |  | 0.405 | 5 | 48 | 41 |  | Fixed | Roof
NJADRE1555609897 | Administratively Determined Incentive Program | Lawrence Twp Mer | 8648 | 12 | 12.96 | Residential | Behind the Meter | Yes | Net Metered Residential | Sunrun Installation Services, Inc. |  | PSE&G | Accepted | 2024-01-08 | 2024-02-01 | 2025-02-01 | Solar Panels | Hanwha Q Cells | Q.PEAK DUO BLK ML-G10+ 405 |  | 0.405 | 8 | 49 | 22 |  | Fixed | Roof
NJADRE1555609898 | Administratively Determined Incentive Program | Bridgeton | 8302 | 20 | 14.22 | Residential | Behind the Meter | No | Net Metered Residential | RCL Enterprises Inc |  | AC Electric | Accepted | 2024-01-08 | 2024-02-01 | 2025-02-01 | Inverters | Enphase | IQ8plus | 290 |  | 36 |  |  | 0.97 |  | Outdoor
NJADRE1555609898 | Administratively Determined Incentive Program | Bridgeton | 8302 | 20 | 14.22 | Residential | Behind the Meter | No | Net Metered Residential | RCL Enterprises Inc |  | AC Electric | Accepted | 2024-01-08 | 2024-02-01 | 2025-02-01 | Solar Panels | Trina | TSMDE09C |  | 0.395 | 32 | 185 | 24 |  | Fixed | Roof
NJADRE1555609898 | Administratively Determined Incentive Program | Bridgeton | 8302 | 20 | 14.22 | Residential | Behind the Meter | No | Net Metered Residential | RCL Enterprises Inc |  | AC Electric | Accepted | 2024-01-08 | 2024-02-01 | 2025-02-01 | Solar Panels | Trina | TSMDE09C |  | 0.395 | 4 | 185 | 10 |  | Fixed | Roof
NJADRE1555609902 | Administratively Determined Incentive Program | FRANKLIN TWP SOM | 8873 | 5 | 7.29 | Residential | Behind the Meter | Yes | Net Metered Residential | SunnyMac LLC |  | PSE&G | Accepted | 2024-01-08 | 2024-02-01 | 2025-02-01 | Solar Panels | Q.PEAK DUO BLK ML-G10+ 405 | HANWHA |  | 0.405 | 5 | 157 | 37 |  | Fixed | Roof
NJADRE1555609902 | Administratively Determined Incentive Program | FRANKLIN TWP SOM | 8873 | 5 | 7.29 | Residential | Behind the Meter | Yes | Net Metered Residential | SunnyMac LLC |  | PSE&G | Accepted | 2024-01-08 | 2024-02-01 | 2025-02-01 | Solar Panels | Q.PEAK DUO BLK ML-G10+ 405 | HANWHA |  | 0.405 | 5 | 157 | 35 |  | Fixed | Roof
NJADRE1555609902 | Administratively Determined Incentive Program | FRANKLIN TWP SOM | 8873 | 5 | 7.29 | Residential | Behind the Meter | Yes | Net Metered Residential | SunnyMac LLC |  | PSE&G | Accepted | 2024-01-08 | 2024-02-01 | 2025-02-01 | Solar Panels | Q.PEAK DUO BLK ML-G10+ 405 | HANWHA |  | 0.405 | 8 | 337 | 37 |  | Fixed | Roof
NJADRE1555609902 | Administratively Determined Incentive Program | FRANKLIN TWP SOM | 8873 | 5 | 7.29 | Residential | Behind the Meter | Yes | Net Metered Residential | SunnyMac LLC |  | PSE&G | Accepted | 2024-01-08 | 2024-02-01 | 2025-02-01 | Inverters | SE5000H-US | Solaredge | 5000 |  | 1 |  |  | 0.1 |  | Outdoor | next to meter
NJADRE1555609914 | Administratively Determined Incentive Program | South Brunswick Twp | 8852 | 11 | 9.72 | Residential | Behind the Meter | No | Net Metered Residential | Tesla Energy Operations Inc |  | PSE&G | Accepted | 2024-01-08 | 2024-02-05 | 2025-02-05 | Solar Panels | Hanwha | Q.PEAK DUO BLK ML-G10+/TS 405 |  | 0.405 | 15 | 152 | 33 |  | Fixed | Roof
NJADRE1555609914 | Administratively Determined Incentive Program | South Brunswick Twp | 8852 | 11 | 9.72 | Residential | Behind the Meter | No | Net Metered Residential | Tesla Energy Operations Inc |  | PSE&G | Accepted | 2024-01-08 | 2024-02-05 | 2025-02-05 | Solar Panels | Hanwha | Q.PEAK DUO BLK ML-G10+/TS 405 |  | 0.405 | 9 | 242 | 34 |  | Fixed | Roof
NJADRE1555609914 | Administratively Determined Incentive Program | South Brunswick Twp | 8852 | 11 | 9.72 | Residential | Behind the Meter | No | Net Metered Residential | Tesla Energy Operations Inc |  | PSE&G | Accepted | 2024-01-08 | 2024-02-05 | 2025-02-05 | Inverters | Tesla | Tesla Inc 1538000-45-A | 5000 |  | 1 |  |  | 1 |  | Indoor
NJADRE1555609914 | Administratively Determined Incentive Program | South Brunswick Twp | 8852 | 11 | 9.72 | Residential | Behind the Meter | No | Net Metered Residential | Tesla Energy Operations Inc |  | PSE&G | Accepted | 2024-01-08 | 2024-02-05 | 2025-02-05 | Inverters | Tesla | 1538000-45-A | 3800 |  | 1 |  |  | 0.98 |  | Indoor
NJADRE1555609916 | Administratively Determined Incentive Program | Absecon | 8201 | 19 | 10.27 | Residential | Behind the Meter | Yes | Net Metered Residential | Big Wave Roofing and Solar LLC |  | AC Electric | Accepted | 2024-01-08 | 2024-02-08 | 2025-02-08 | Inverters | Enphase Energy Inc | IQ7PLUS-72-2-US | 290 |  | 26 |  |  | 0.98 |  | Outside
NJADRE1555609916 | Administratively Determined Incentive Program | Absecon | 8201 | 19 | 10.27 | Residential | Behind the Meter | Yes | Net Metered Residential | Big Wave Roofing and Solar LLC |  | AC Electric | Accepted | 2024-01-08 | 2024-02-08 | 2025-02-08 | Solar Panels | Canadian Solar | CS6R-395MS-HL |  | 0.395 | 22 | 54 | 17 |  | Fixed | Roof
NJADRE1555609916 | Administratively Determined Incentive Program | Absecon | 8201 | 19 | 10.27 | Residential | Behind the Meter | Yes | Net Metered Residential | Big Wave Roofing and Solar LLC |  | AC Electric | Accepted | 2024-01-08 | 2024-02-08 | 2025-02-08 | Solar Panels | Canadian Solar | CS6R-395MS-HL |  | 0.395 | 4 | 234 | 17 |  | Fixed | Roof
NJADRE1555609920 | Administratively Determined Incentive Program | WILLINGBORO | 8046 | 13 | 10.94 | Residential | Behind the Meter | Yes | Net Metered Residential | Sunrun Installation Services, Inc |  | PSE&G | Accepted | 2024-01-08 | 2024-02-01 | 2025-02-01 | Inverters | DELTA ELECTRONICS | E8-TL-US | 7680 |  | 1 |  |  | 0.97 |  | Outdoor | Next To Meter
NJADRE1555609920 | Administratively Determined Incentive Program | WILLINGBORO | 8046 | 13 | 10.94 | Residential | Behind the Meter | Yes | Net Metered Residential | Sunrun Installation Services, Inc |  | PSE&G | Accepted | 2024-01-08 | 2024-02-01 | 2025-02-01 | Solar Panels | HANWHA Q-CELLS | Q.PEAK DUO BLK ML-G10+ 405 |  | 0.405 | 9 | 289 | 39 |  | Fixed | Roof
NJADRE1555609920 | Administratively Determined Incentive Program | WILLINGBORO | 8046 | 13 | 10.94 | Residential | Behind the Meter | Yes | Net Metered Residential | Sunrun Installation Services, Inc |  | PSE&G | Accepted | 2024-01-08 | 2024-02-01 | 2025-02-01 | Solar Panels | HANWHA Q-CELLS | Q.PEAK DUO BLK ML-G10+ 405 |  | 0.405 | 18 | 109 | 40 |  | Fixed | Roof
NJADRE1555609920 | Administratively Determined Incentive Program | WILLINGBORO | 8046 | 13 | 10.94 | Residential | Behind the Meter | Yes | Net Metered Residential | Sunrun Installation Services, Inc |  | PSE&G | Accepted | 2024-01-08 | 2024-02-01 | 2025-02-01 | Electric Storage Battery | TESLA | POWERWALL |  |  | 1 |  |  |  | Lithium Ion |  | OUTSIDE?
NJADRE1555609933 | Administratively Determined Incentive Program | HILLSIDE | 7205 | 10 | 6.08 | Residential | Behind the Meter | Yes | Net Metered Residential | Trinity Solar Inc. |  | PSE&G | Accepted | 2024-01-08 | 2024-02-01 | 2025-02-01 | Inverters | Solar Edge | SE5000H-US | 5 |  | 1 |  |  | 0.97 |  | Outdoor
NJADRE1555609933 | Administratively Determined Incentive Program | HILLSIDE | 7205 | 10 | 6.08 | Residential | Behind the Meter | Yes | Net Metered Residential | Trinity Solar Inc. |  | PSE&G | Accepted | 2024-01-08 | 2024-02-01 | 2025-02-01 | Solar Panels | HANWHA | HANWHA 405 (Q.PEAK DUO BLK ML-G10+ 405) |  | 0.405 | 7 | 322 | 16 |  | Fixed | Roof
NJADRE1555609933 | Administratively Determined Incentive Program | HILLSIDE | 7205 | 10 | 6.08 | Residential | Behind the Meter | Yes | Net Metered Residential | Trinity Solar Inc. |  | PSE&G | Accepted | 2024-01-08 | 2024-02-01 | 2025-02-01 | Solar Panels | HANWHA | HANWHA 405 (Q.PEAK DUO BLK ML-G10+ 405) |  | 0.405 | 8 | 142 | 19 |  | Fixed | Roof
NJADRE1555609939 | Administratively Determined Incentive Program | BRIDGETON | 8302 | 20 | 52.14 | Farm | Behind the Meter | No | Small Net-Metered Non-Residential located on Rooftop, Carport, Canopy and Floating Solar | RCL Enterprises Inc |  | AC Electric | Accepted | 2024-01-08 | 2024-02-01 | 2025-02-01 | Inverters | Enphase | IQ8plus | 290 |  | 132 |  |  | 0.97 |  | Outdoor
NJADRE1555609939 | Administratively Determined Incentive Program | BRIDGETON | 8302 | 20 | 52.14 | Farm | Behind the Meter | No | Small Net-Metered Non-Residential located on Rooftop, Carport, Canopy and Floating Solar | RCL Enterprises Inc |  | AC Electric | Accepted | 2024-01-08 | 2024-02-01 | 2025-02-01 | Solar Panels | Trina | TSMDE09C |  | 0.395 | 56 | 178 | 18 |  | Fixed | Roof
NJADRE1555609939 | Administratively Determined Incentive Program | BRIDGETON | 8302 | 20 | 52.14 | Farm | Behind the Meter | No | Small Net-Metered Non-Residential located on Rooftop, Carport, Canopy and Floating Solar | RCL Enterprises Inc |  | AC Electric | Accepted | 2024-01-08 | 2024-02-01 | 2025-02-01 | Solar Panels | Trina | TSMDE09C |  | 0.395 | 30 | 268 | 18 |  | Fixed | Roof
NJADRE1555609939 | Administratively Determined Incentive Program | BRIDGETON | 8302 | 20 | 52.14 | Farm | Behind the Meter | No | Small Net-Metered Non-Residential located on Rooftop, Carport, Canopy and Floating Solar | RCL Enterprises Inc |  | AC Electric | Accepted | 2024-01-08 | 2024-02-01 | 2025-02-01 | Solar Panels | Trina | TSMDE09C |  | 0.395 | 10 | 268 | 20 |  | Fixed | Roof
NJADRE1555609939 | Administratively Determined Incentive Program | BRIDGETON | 8302 | 20 | 52.14 | Farm | Behind the Meter | No | Small Net-Metered Non-Residential located on Rooftop, Carport, Canopy and Floating Solar | RCL Enterprises Inc |  | AC Electric | Accepted | 2024-01-08 | 2024-02-01 | 2025-02-01 | Solar Panels | Trina | TSMDE09C |  | 0.395 | 10 | 88 | 20 |  | Fixed | Roof
NJADRE1555609939 | Administratively Determined Incentive Program | BRIDGETON | 8302 | 20 | 52.14 | Farm | Behind the Meter | No | Small Net-Metered Non-Residential located on Rooftop, Carport, Canopy and Floating Solar | RCL Enterprises Inc |  | AC Electric | Accepted | 2024-01-08 | 2024-02-01 | 2025-02-01 | Solar Panels | Trina | TSMDE09C |  | 0.395 | 26 | 88 | 18 |  | Fixed | Roof
NJADRE1555609946 | Administratively Determined Incentive Program | Mount Laurel Twp | 8054 | 13 | 6.89 | Residential | Behind the Meter | No | Net Metered Residential | EMT Renewables |  | PSE&G | Accepted | 2024-01-08 | 2024-02-01 | 2025-02-01 | Inverters | ENPHASE | IQ8+ | 290 |  | 17 |  |  | 0.98 |  | Other | UNDER EACH PANEL
NJADRE1555609946 | Administratively Determined Incentive Program | Mount Laurel Twp | 8054 | 13 | 6.89 | Residential | Behind the Meter | No | Net Metered Residential | EMT Renewables |  | PSE&G | Accepted | 2024-01-08 | 2024-02-01 | 2025-02-01 | Solar Panels | Q CELLS | Q PEAK DUO BLK |  | 0.405 | 8 | 194 | 23 |  | Fixed | Roof
NJADRE1555609946 | Administratively Determined Incentive Program | Mount Laurel Twp | 8054 | 13 | 6.89 | Residential | Behind the Meter | No | Net Metered Residential | EMT Renewables |  | PSE&G | Accepted | 2024-01-08 | 2024-02-01 | 2025-02-01 | Solar Panels | Q CELLS | Q PEAK DUO BLK |  | 0.405 | 6 | 14 | 23 |  | Fixed | Roof
NJADRE1555609946 | Administratively Determined Incentive Program | Mount Laurel Twp | 8054 | 13 | 6.89 | Residential | Behind the Meter | No | Net Metered Residential | EMT Renewables |  | PSE&G | Accepted | 2024-01-08 | 2024-02-01 | 2025-02-01 | Solar Panels | Q CELLS | Q PEAK DUO BLK |  | 0.405 | 3 | 104 | 34 |  | Fixed | Roof
NJADRE1555609953 | Administratively Determined Incentive Program | PARAMUS | 7652 | 7 | 16.49 | Residential | Behind the Meter | No | Net Metered Residential | Tesla Energy Operations Inc |  | PSE&G | Accepted | 2024-01-08 | 2024-02-05 | 2025-02-05 | Inverters | Tesla | 1538000-45-A | 7600 |  | 2 |  |  | 0.98 |  | Outside
NJADRE1555609953 | Administratively Determined Incentive Program | PARAMUS | 7652 | 7 | 16.49 | Residential | Behind the Meter | No | Net Metered Residential | Tesla Energy Operations Inc |  | PSE&G | Accepted | 2024-01-08 | 2024-02-05 | 2025-02-05 | Solar Panels | Tesla | SR72T2 |  | 0.072 | 36 | 202 | 19 |  | Fixed | Roof
NJADRE1555609953 | Administratively Determined Incentive Program | PARAMUS | 7652 | 7 | 16.49 | Residential | Behind the Meter | No | Net Metered Residential | Tesla Energy Operations Inc |  | PSE&G | Accepted | 2024-01-08 | 2024-02-05 | 2025-02-05 | Solar Panels | Tesla | SR72T2 |  | 0.072 | 48 | 292 | 25 |  | Fixed | Roof
NJADRE1555609953 | Administratively Determined Incentive Program | PARAMUS | 7652 | 7 | 16.49 | Residential | Behind the Meter | No | Net Metered Residential | Tesla Energy Operations Inc |  | PSE&G | Accepted | 2024-01-08 | 2024-02-05 | 2025-02-05 | Solar Panels | Tesla | SR72T2 |  | 0.072 | 50 | 112 | 25 |  | Fixed | Roof
NJADRE1555609953 | Administratively Determined Incentive Program | PARAMUS | 7652 | 7 | 16.49 | Residential | Behind the Meter | No | Net Metered Residential | Tesla Energy Operations Inc |  | PSE&G | Accepted | 2024-01-08 | 2024-02-05 | 2025-02-05 | Solar Panels | Tesla | SR72T2 |  | 0.072 | 14 | 22 | 19 |  | Fixed | Roof
NJADRE1555609953 | Administratively Determined Incentive Program | PARAMUS | 7652 | 7 | 16.49 | Residential | Behind the Meter | No | Net Metered Residential | Tesla Energy Operations Inc |  | PSE&G | Accepted | 2024-01-08 | 2024-02-05 | 2025-02-05 | Solar Panels | Tesla | SR72T2 |  | 0.072 | 60 | 202 | 13 |  | Fixed | Roof
NJADRE1555609953 | Administratively Determined Incentive Program | PARAMUS | 7652 | 7 | 16.49 | Residential | Behind the Meter | No | Net Metered Residential | Tesla Energy Operations Inc |  | PSE&G | Accepted | 2024-01-08 | 2024-02-05 | 2025-02-05 | Solar Panels | Tesla | SR72T2 |  | 0.072 | 21 | 22 | 13 |  | Fixed | Roof
NJADRE1555609982 | Administratively Determined Incentive Program | MARGATE CITY | 8402 | 19 | 4.75 | Residential | Behind the Meter | No | Net Metered Residential | Solar States |  | AC Electric | Accepted | 2024-01-19 | 2024-02-14 | 2025-02-14 | Inverters | Enphase | IQ8PLUS-72-2-US | 290 |  | 13 |  |  | 0.98 |  | Outdoor
NJADRE1555609982 | Administratively Determined Incentive Program | MARGATE CITY | 8402 | 19 | 4.75 | Residential | Behind the Meter | No | Net Metered Residential | Solar States |  | AC Electric | Accepted | 2024-01-19 | 2024-02-14 | 2025-02-14 | Solar Panels | Hanwha | Q.PEAK DUO BLK-G10+ 365 |  | 0.365 | 6 | 148 | 23 |  | Fixed | Roof
NJADRE1555609982 | Administratively Determined Incentive Program | MARGATE CITY | 8402 | 19 | 4.75 | Residential | Behind the Meter | No | Net Metered Residential | Solar States |  | AC Electric | Accepted | 2024-01-19 | 2024-02-14 | 2025-02-14 | Solar Panels | Hanwha | Q.PEAK DUO BLK-G10+ 365 |  | 0.365 | 7 | 328 | 23 |  | Fixed | Roof
NJADRE1555609984 | Administratively Determined Incentive Program | East Orange | 7017 | 9 | 6.32 | Residential | Behind the Meter | Yes | Net Metered Residential | Big Wave Roofing and Solar LLC |  | PSE&G | Accepted | 2024-01-08 | 2024-02-08 | 2025-02-08 | Inverters | Enphase Energy Inc | IQ7PLUS-72-2-US | 290 |  | 16 |  |  | 0.98 |  | Outside
NJADRE1555609984 | Administratively Determined Incentive Program | East Orange | 7017 | 9 | 6.32 | Residential | Behind the Meter | Yes | Net Metered Residential | Big Wave Roofing and Solar LLC |  | PSE&G | Accepted | 2024-01-08 | 2024-02-08 | 2025-02-08 | Solar Panels | Canadian Solar | CS6R-395MS-HL |  | 0.395 | 16 | 115 | 40 |  | Fixed | Roof
NJADRE1555609998 | Administratively Determined Incentive Program | Glassboro | 8028 | 15 | 8.51 | Residential | Behind the Meter | Yes | Net Metered Residential | EMT Renewables |  | AC Electric | Accepted | 2024-01-08 | 2024-02-01 | 2025-02-01 | Inverters | ENPHASE | IQ8+ | 290 |  | 21 |  |  | 0.98 |  | Other | UNDER EACH PANEL
NJADRE1555609998 | Administratively Determined Incentive Program | Glassboro | 8028 | 15 | 8.51 | Residential | Behind the Meter | Yes | Net Metered Residential | EMT Renewables |  | AC Electric | Accepted | 2024-01-08 | 2024-02-01 | 2025-02-01 | Solar Panels | Q CELLS | Q PEAK DUO BLK |  | 0.405 | 7 | 158 | 25 |  | Fixed | Roof
NJADRE1555609998 | Administratively Determined Incentive Program | Glassboro | 8028 | 15 | 8.51 | Residential | Behind the Meter | Yes | Net Metered Residential | EMT Renewables |  | AC Electric | Accepted | 2024-01-08 | 2024-02-01 | 2025-02-01 | Solar Panels | Q CELLS | Q PEAK DUO BLK |  | 0.405 | 6 | 338 | 25 |  | Fixed | Roof
NJADRE1555609998 | Administratively Determined Incentive Program | Glassboro | 8028 | 15 | 8.51 | Residential | Behind the Meter | Yes | Net Metered Residential | EMT Renewables |  | AC Electric | Accepted | 2024-01-08 | 2024-02-01 | 2025-02-01 | Solar Panels | Q CELLS | Q PEAK DUO BLK |  | 0.405 | 4 | 68 | 23 |  | Fixed | Roof
NJADRE1555609998 | Administratively Determined Incentive Program | Glassboro | 8028 | 15 | 8.51 | Residential | Behind the Meter | Yes | Net Metered Residential | EMT Renewables |  | AC Electric | Accepted | 2024-01-08 | 2024-02-01 | 2025-02-01 | Solar Panels | Q CELLS | Q PEAK DUO BLK |  | 0.405 | 4 | 248 | 23 |  | Fixed | Roof
NJADRE1555610002 | Administratively Determined Incentive Program | MILLVILLE | 8332 | 20 | 9.32 | Residential | Behind the Meter | Yes | Net Metered Residential | SunnyMac LLC |  | AC Electric | Accepted | 2024-01-09 | 2024-02-01 | 2025-02-01 | Solar Panels | Q.PEAK DUO BLK ML-G10+ 405 | HANWHA |  | 0.405 | 8 | 238 | 33 |  | Fixed | Roof
NJADRE1555610002 | Administratively Determined Incentive Program | MILLVILLE | 8332 | 20 | 9.32 | Residential | Behind the Meter | Yes | Net Metered Residential | SunnyMac LLC |  | AC Electric | Accepted | 2024-01-09 | 2024-02-01 | 2025-02-01 | Solar Panels | Q.PEAK DUO BLK ML-G10+ 405 | HANWHA |  | 0.405 | 11 | 58 | 33 |  | Fixed | Roof
NJADRE1555610002 | Administratively Determined Incentive Program | MILLVILLE | 8332 | 20 | 9.32 | Residential | Behind the Meter | Yes | Net Metered Residential | SunnyMac LLC |  | AC Electric | Accepted | 2024-01-09 | 2024-02-01 | 2025-02-01 | Solar Panels | Q.PEAK DUO BLK ML-G10+ 405 | HANWHA |  | 0.405 | 4 | 358 | 33 |  | Fixed | Roof
NJADRE1555610002 | Administratively Determined Incentive Program | MILLVILLE | 8332 | 20 | 9.32 | Residential | Behind the Meter | Yes | Net Metered Residential | SunnyMac LLC |  | AC Electric | Accepted | 2024-01-09 | 2024-02-01 | 2025-02-01 | Inverters | SE7600H-US | Solaredge | 7600 |  | 1 |  |  | 0.1 |  | Outdoor | next to meter
NJADRE1555610003 | Administratively Determined Incentive Program | PLAINFIELD | 7060 | 10 | 4.4 | Residential | Behind the Meter | Yes | Net Metered Residential | Pro Custom Solar dba Momentum Solar |  | PSE&G | Accepted | 2024-01-08 | 2024-02-01 | 2025-02-01 | Solar Panels | Q. PEAK DUO BLK ML-G10+400 | hanwha |  | 0.4 | 6 | 177 | 21 |  | Fixed | Roof
NJADRE1555610003 | Administratively Determined Incentive Program | PLAINFIELD | 7060 | 10 | 4.4 | Residential | Behind the Meter | Yes | Net Metered Residential | Pro Custom Solar dba Momentum Solar |  | PSE&G | Accepted | 2024-01-08 | 2024-02-01 | 2025-02-01 | Solar Panels | Q. PEAK DUO BLK ML-G10+400 | hanwha |  | 0.4 | 5 | 177 | 27 |  | Fixed | Roof
NJADRE1555610003 | Administratively Determined Incentive Program | PLAINFIELD | 7060 | 10 | 4.4 | Residential | Behind the Meter | Yes | Net Metered Residential | Pro Custom Solar dba Momentum Solar |  | PSE&G | Accepted | 2024-01-08 | 2024-02-01 | 2025-02-01 | Inverters | IQ8PLUS-72-2-US | enphase | 290 |  | 11 |  |  | 0.97 |  | Outdoor
NJADRE1555610212 | Administratively Determined Incentive Program | TOMS RIVER | 8755 | 18 | 11.2 | Residential | Behind the Meter | Yes | Net Metered Residential | Pro Custom Solar dba Momentum Solar |  | JCP&L | Accepted | 2024-01-08 | 2024-02-01 | 2025-02-01 | Solar Panels | Q. PEAK DUO BLK ML-G10+400 | hanwha |  | 0.4 | 5 | 115 | 26 |  | Fixed | Roof
NJADRE1555610212 | Administratively Determined Incentive Program | TOMS RIVER | 8755 | 18 | 11.2 | Residential | Behind the Meter | Yes | Net Metered Residential | Pro Custom Solar dba Momentum Solar |  | JCP&L | Accepted | 2024-01-08 | 2024-02-01 | 2025-02-01 | Solar Panels | Q. PEAK DUO BLK ML-G10+400 | hanwha |  | 0.4 | 7 | 295 | 27 |  | Fixed | Roof
NJADRE1555610212 | Administratively Determined Incentive Program | TOMS RIVER | 8755 | 18 | 11.2 | Residential | Behind the Meter | Yes | Net Metered Residential | Pro Custom Solar dba Momentum Solar |  | JCP&L | Accepted | 2024-01-08 | 2024-02-01 | 2025-02-01 | Solar Panels | 2023-12-26 | hanwha |  | 0.4 | 10 | 115 | 27 |  | Fixed | Roof
NJADRE1555610212 | Administratively Determined Incentive Program | TOMS RIVER | 8755 | 18 | 11.2 | Residential | Behind the Meter | Yes | Net Metered Residential | Pro Custom Solar dba Momentum Solar |  | JCP&L | Accepted | 2024-01-08 | 2024-02-01 | 2025-02-01 | Solar Panels | Q. PEAK DUO BLK ML-G10+400 | hanwha |  | 0.4 | 2 | 296 | 27 |  | Fixed | Roof
NJADRE1555610212 | Administratively Determined Incentive Program | TOMS RIVER | 8755 | 18 | 11.2 | Residential | Behind the Meter | Yes | Net Metered Residential | Pro Custom Solar dba Momentum Solar |  | JCP&L | Accepted | 2024-01-08 | 2024-02-01 | 2025-02-01 | Solar Panels | Q. PEAK DUO BLK ML-G10+400 | hanwha |  | 0.4 | 4 | 116 | 27 |  | Fixed | Roof
NJADRE1555610212 | Administratively Determined Incentive Program | TOMS RIVER | 8755 | 18 | 11.2 | Residential | Behind the Meter | Yes | Net Metered Residential | Pro Custom Solar dba Momentum Solar |  | JCP&L | Accepted | 2024-01-08 | 2024-02-01 | 2025-02-01 | Inverters | IQ8PLUS-72-2-US | enphase | 290 |  | 28 |  |  | 0.97 |  | Outdoor
NJADRE1555610245 | Administratively Determined Incentive Program | TRENTON | 8629 | 12 | 4.46 | Residential | Behind the Meter | No | Net Metered Residential | EMT Renewables |  | PSE&G | Accepted | 2024-01-08 | 2024-02-01 | 2025-02-01 | Inverters | ENPHASE | IQ8+ | 290 |  | 11 |  |  | 0.98 |  | Other | UNDER EACH PANEL
NJADRE1555610245 | Administratively Determined Incentive Program | TRENTON | 8629 | 12 | 4.46 | Residential | Behind the Meter | No | Net Metered Residential | EMT Renewables |  | PSE&G | Accepted | 2024-01-08 | 2024-02-01 | 2025-02-01 | Solar Panels | Q CELLS | Q PEAK DUO BLK |  | 0.405 | 7 | 53 | 24 |  | Fixed | Roof
NJADRE1555610245 | Administratively Determined Incentive Program | TRENTON | 8629 | 12 | 4.46 | Residential | Behind the Meter | No | Net Metered Residential | EMT Renewables |  | PSE&G | Accepted | 2024-01-08 | 2024-02-01 | 2025-02-01 | Solar Panels | Q CELLS | Q PEAK DUO BLK |  | 0.405 | 4 | 233 | 43 |  | Fixed | Roof
NJADRE1555610255 | Administratively Determined Incentive Program | JERSEY CITY | 7305 | 8 | 2.4 | Residential | Behind the Meter | Yes | Net Metered Residential | Pro Custom Solar dba Momentum Solar |  | PSE&G | Accepted | 2024-01-08 | 2024-02-01 | 2025-02-01 | Inverters | IQ8PLUS-72-2-US | ENPHASE | 290 |  | 6 |  |  | 0.97 |  | Outdoor
NJADRE1555610255 | Administratively Determined Incentive Program | JERSEY CITY | 7305 | 8 | 2.4 | Residential | Behind the Meter | Yes | Net Metered Residential | Pro Custom Solar dba Momentum Solar |  | PSE&G | Accepted | 2024-01-08 | 2024-02-01 | 2025-02-01 | Solar Panels | Q. PEAK DUO BLK ML-G10+400 | hanwha |  | 0.4 | 6 | 130 | 42 |  | Fixed | Roof
NJADRE1555610270 | Administratively Determined Incentive Program | ROBBINSVILLE | 8520 | 12 | 5.67 | Residential | Behind the Meter | No | Net Metered Residential | Tesla Inc. |  | JCP&L | Accepted | 2024-01-08 | 2024-02-06 | 2025-02-06 | Solar Panels | Hanwha | Q.PEAK DUO BLK ML-G10+/TS 405 |  | 0.405 | 14 | 126 | 30 |  | Fixed | Roof
NJADRE1555610270 | Administratively Determined Incentive Program | ROBBINSVILLE | 8520 | 12 | 5.67 | Residential | Behind the Meter | No | Net Metered Residential | Tesla Inc. |  | JCP&L | Accepted | 2024-01-08 | 2024-02-06 | 2025-02-06 | Inverters | Tesla | 1538000-45-A | 5700 |  | 1 |  |  | 0.959 |  | Outdoor
NJADRE1555610275 | Administratively Determined Incentive Program | HILLSIDE | 7205 | 10 | 7.29 | Residential | Behind the Meter | Yes | Net Metered Residential | Sunrun Installation Services, Inc. |  | PSE&G | Accepted | 2024-01-08 | 2024-02-01 | 2025-02-01 | Inverters | Delta Electronics | E6-TL-US | 5760 |  | 1 |  |  | 0.975 |  | Outdoor | next to meter
NJADRE1555610275 | Administratively Determined Incentive Program | HILLSIDE | 7205 | 10 | 7.29 | Residential | Behind the Meter | Yes | Net Metered Residential | Sunrun Installation Services, Inc. |  | PSE&G | Accepted | 2024-01-08 | 2024-02-01 | 2025-02-01 | Solar Panels | Hanwha Q Cells | Q.PEAK DUO BLK ML-G10+ 405 |  | 0.405 | 6 | 4 | 31 |  | Fixed | Roof
NJADRE1555610275 | Administratively Determined Incentive Program | HILLSIDE | 7205 | 10 | 7.29 | Residential | Behind the Meter | Yes | Net Metered Residential | Sunrun Installation Services, Inc. |  | PSE&G | Accepted | 2024-01-08 | 2024-02-01 | 2025-02-01 | Solar Panels | Hanwha Q Cells | Q.PEAK DUO BLK ML-G10+ 405 |  | 0.405 | 12 | 184 | 29 |  | Fixed | Roof
NJADRE1555610293 | Administratively Determined Incentive Program | DEMAREST | 7627 | 7 | 10.94 | Residential | Behind the Meter | Yes | Net Metered Residential | Trinity Solar |  | Orange Rockland Electric | Accepted | 2024-01-08 | 2024-02-01 | 2025-02-01 | Inverters | Solar Edge | SE10000H-US | 10000 |  | 1 |  |  | 0.97 |  | Outdoor
NJADRE1555610293 | Administratively Determined Incentive Program | DEMAREST | 7627 | 7 | 10.94 | Residential | Behind the Meter | Yes | Net Metered Residential | Trinity Solar |  | Orange Rockland Electric | Accepted | 2024-01-08 | 2024-02-01 | 2025-02-01 | Solar Panels | HANWHA | (Q.PEAK DUO BLK ML-G10+ 405) |  | 0.405 | 6 | 218 | 27 |  | Fixed | Roof
NJADRE1555610293 | Administratively Determined Incentive Program | DEMAREST | 7627 | 7 | 10.94 | Residential | Behind the Meter | Yes | Net Metered Residential | Trinity Solar |  | Orange Rockland Electric | Accepted | 2024-01-08 | 2024-02-01 | 2025-02-01 | Solar Panels | HANWHA | (Q.PEAK DUO BLK ML-G10+ 405) |  | 0.405 | 9 | 128 | 30 |  | Fixed | Roof
NJADRE1555610293 | Administratively Determined Incentive Program | DEMAREST | 7627 | 7 | 10.94 | Residential | Behind the Meter | Yes | Net Metered Residential | Trinity Solar |  | Orange Rockland Electric | Accepted | 2024-01-08 | 2024-02-01 | 2025-02-01 | Solar Panels | HANWHA | (Q.PEAK DUO BLK ML-G10+ 405) |  | 0.405 | 9 | 308 | 30 |  | Fixed | Roof
NJADRE1555610293 | Administratively Determined Incentive Program | DEMAREST | 7627 | 7 | 10.94 | Residential | Behind the Meter | Yes | Net Metered Residential | Trinity Solar |  | Orange Rockland Electric | Accepted | 2024-01-08 | 2024-02-01 | 2025-02-01 | Solar Panels | HANWHA | (Q.PEAK DUO BLK ML-G10+ 405) |  | 0.405 | 3 | 308 | 27 |  | Fixed | Roof
NJADRE1555610295 | Administratively Determined Incentive Program | PHILLIPSBURG | 8865 | 2 | 10 | Residential | Behind the Meter | Yes | Net Metered Residential | Pro Custom Solar dba Momentum Solar |  | JCP&L | Accepted | 2024-01-08 | 2024-02-01 | 2025-02-01 | Solar Panels | Q. PEAK DUO BLK ML-G10+400 | hanwha |  | 0.4 | 17 | 193 | 25 |  | Fixed | Roof
NJADRE1555610295 | Administratively Determined Incentive Program | PHILLIPSBURG | 8865 | 2 | 10 | Residential | Behind the Meter | Yes | Net Metered Residential | Pro Custom Solar dba Momentum Solar |  | JCP&L | Accepted | 2024-01-08 | 2024-02-01 | 2025-02-01 | Solar Panels | Q. PEAK DUO BLK ML-G10+400 | hanwha |  | 0.4 | 3 | 101 | 17 |  | Fixed | Roof
NJADRE1555610295 | Administratively Determined Incentive Program | PHILLIPSBURG | 8865 | 2 | 10 | Residential | Behind the Meter | Yes | Net Metered Residential | Pro Custom Solar dba Momentum Solar |  | JCP&L | Accepted | 2024-01-08 | 2024-02-01 | 2025-02-01 | Solar Panels | Q. PEAK DUO BLK ML-G10+400 | hanwha |  | 0.4 | 5 | 191 | 25 |  | Fixed | Roof
NJADRE1555610295 | Administratively Determined Incentive Program | PHILLIPSBURG | 8865 | 2 | 10 | Residential | Behind the Meter | Yes | Net Metered Residential | Pro Custom Solar dba Momentum Solar |  | JCP&L | Accepted | 2024-01-08 | 2024-02-01 | 2025-02-01 | Inverters | IQ8PLUS-72-2-US | enphase | 290 |  | 25 |  |  | 0.97 |  | Outdoor
NJADRE1555610308 | Administratively Determined Incentive Program | JERSEY CITY | 7305 | 8 | 6 | Residential | Behind the Meter | Yes | Net Metered Residential | Pro Custom Solar dba Momentum Solar |  | PSE&G | Accepted | 2024-01-08 | 2024-02-01 | 2025-02-01 | Solar Panels | Q. PEAK DUO BLK ML-G10+400 | HANWHA |  | 0.4 | 12 | 130 | 42 |  | Fixed | Roof
NJADRE1555610308 | Administratively Determined Incentive Program | JERSEY CITY | 7305 | 8 | 6 | Residential | Behind the Meter | Yes | Net Metered Residential | Pro Custom Solar dba Momentum Solar |  | PSE&G | Accepted | 2024-01-08 | 2024-02-01 | 2025-02-01 | Solar Panels | Q. PEAK DUO BLK ML-G10+400 | hanwha |  | 0.4 | 3 | 310 | 42 |  | Fixed | Roof
NJADRE1555610308 | Administratively Determined Incentive Program | JERSEY CITY | 7305 | 8 | 6 | Residential | Behind the Meter | Yes | Net Metered Residential | Pro Custom Solar dba Momentum Solar |  | PSE&G | Accepted | 2024-01-08 | 2024-02-01 | 2025-02-01 | Inverters | IQ8PLUS-72-2-US | enphase | 290 |  | 15 |  |  | 0.97 |  | Outdoor
NJADRE1555610321 | Administratively Determined Incentive Program | CREAM RIDGE | 8514 | 17 | 14.99 | Residential | Behind the Meter | Yes | Net Metered Residential | Sunrun Installation Services, Inc. |  | JCP&L | Accepted | 2024-01-11 | 2024-02-05 | 2025-02-05 | Inverters | SolarEdge Technologies | SE10000H-USSN | 10000 |  | 1 |  |  | 0.99 |  | Outside
NJADRE1555610321 | Administratively Determined Incentive Program | CREAM RIDGE | 8514 | 17 | 14.99 | Residential | Behind the Meter | Yes | Net Metered Residential | Sunrun Installation Services, Inc. |  | JCP&L | Accepted | 2024-01-11 | 2024-02-05 | 2025-02-05 | Solar Panels | Hanwha Q Cells | Q.PEAK DUO BLK ML-G10+ 405 |  | 0.405 | 9 | 217 | 40 |  | Fixed | Roof
NJADRE1555610321 | Administratively Determined Incentive Program | CREAM RIDGE | 8514 | 17 | 14.99 | Residential | Behind the Meter | Yes | Net Metered Residential | Sunrun Installation Services, Inc. |  | JCP&L | Accepted | 2024-01-11 | 2024-02-05 | 2025-02-05 | Solar Panels | Hanwha Q Cells | Q.PEAK DUO BLK ML-G10+ 405 |  | 0.405 | 6 | 218 | 45 |  | Fixed | Roof
NJADRE1555610321 | Administratively Determined Incentive Program | CREAM RIDGE | 8514 | 17 | 14.99 | Residential | Behind the Meter | Yes | Net Metered Residential | Sunrun Installation Services, Inc. |  | JCP&L | Accepted | 2024-01-11 | 2024-02-05 | 2025-02-05 | Solar Panels | Hanwha Q Cells | Q.PEAK DUO BLK ML-G10+ 405 |  | 0.405 | 9 | 306 | 28 |  | Fixed | Roof
NJADRE1555610321 | Administratively Determined Incentive Program | CREAM RIDGE | 8514 | 17 | 14.99 | Residential | Behind the Meter | Yes | Net Metered Residential | Sunrun Installation Services, Inc. |  | JCP&L | Accepted | 2024-01-11 | 2024-02-05 | 2025-02-05 | Solar Panels | Hanwha Q Cells | Q.PEAK DUO BLK ML-G10+ 405 |  | 0.405 | 13 | 130 | 28 |  | Fixed | Roof
NJADRE1555610329 | Administratively Determined Incentive Program | LITTLE FERRY | 7643 | 7 | 8.1 | Residential | Behind the Meter | No | Net Metered Residential | EMT Renewables |  | PSE&G | Accepted | 2024-01-08 | 2024-02-01 | 2025-02-01 | Inverters | ENPHASE | IQ8+ | 290 |  | 20 |  |  | 0.98 |  | Other | UNDER EACH PANEL
NJADRE1555610329 | Administratively Determined Incentive Program | LITTLE FERRY | 7643 | 7 | 8.1 | Residential | Behind the Meter | No | Net Metered Residential | EMT Renewables |  | PSE&G | Accepted | 2024-01-08 | 2024-02-01 | 2025-02-01 | Solar Panels | Q CELLS | Q PEAK DUO BLK |  | 0.405 | 11 | 167 | 33 |  | Fixed | Roof
NJADRE1555610329 | Administratively Determined Incentive Program | LITTLE FERRY | 7643 | 7 | 8.1 | Residential | Behind the Meter | No | Net Metered Residential | EMT Renewables |  | PSE&G | Accepted | 2024-01-08 | 2024-02-01 | 2025-02-01 | Solar Panels | Q CELLS | Q PEAK DUO BLK |  | 0.405 | 9 | 347 | 33 |  | Fixed | Roof
NJADRE1555610332 | Administratively Determined Incentive Program | FLEMINGTON | 8822 | 4 | 10.13 | Residential | Behind the Meter | No | Net Metered Residential | Tesla Inc. |  | JCP&L | Accepted | 2024-01-08 | 2024-02-07 | 2025-02-07 | Solar Panels | Hanwha | Q.PEAK DUO BLK ML-G10+/TS 405 |  | 0.405 | 10 | 118 | 30 |  | Fixed | Roof
NJADRE1555610332 | Administratively Determined Incentive Program | FLEMINGTON | 8822 | 4 | 10.13 | Residential | Behind the Meter | No | Net Metered Residential | Tesla Inc. |  | JCP&L | Accepted | 2024-01-08 | 2024-02-07 | 2025-02-07 | Solar Panels | Hanwha | Q.PEAK DUO BLK ML-G10+/TS 405 |  | 0.405 | 4 | 208 | 40 |  | Fixed | Roof
NJADRE1555610332 | Administratively Determined Incentive Program | FLEMINGTON | 8822 | 4 | 10.13 | Residential | Behind the Meter | No | Net Metered Residential | Tesla Inc. |  | JCP&L | Accepted | 2024-01-08 | 2024-02-07 | 2025-02-07 | Solar Panels | Hanwha | Q.PEAK DUO BLK ML-G10+/TS 405 |  | 0.405 | 2 | 118 | 29 |  | Fixed | Roof
NJADRE1555610332 | Administratively Determined Incentive Program | FLEMINGTON | 8822 | 4 | 10.13 | Residential | Behind the Meter | No | Net Metered Residential | Tesla Inc. |  | JCP&L | Accepted | 2024-01-08 | 2024-02-07 | 2025-02-07 | Solar Panels | Hanwha | Q.PEAK DUO BLK ML-G10+/TS 405 |  | 0.405 | 4 | 298 | 30 |  | Fixed | Roof
NJADRE1555610332 | Administratively Determined Incentive Program | FLEMINGTON | 8822 | 4 | 10.13 | Residential | Behind the Meter | No | Net Metered Residential | Tesla Inc. |  | JCP&L | Accepted | 2024-01-08 | 2024-02-07 | 2025-02-07 | Solar Panels | Hanwha | Q.PEAK DUO BLK ML-G10+/TS 405 |  | 0.405 | 5 | 28 | 40 |  | Fixed | Roof
NJADRE1555610332 | Administratively Determined Incentive Program | FLEMINGTON | 8822 | 4 | 10.13 | Residential | Behind the Meter | No | Net Metered Residential | Tesla Inc. |  | JCP&L | Accepted | 2024-01-08 | 2024-02-07 | 2025-02-07 | Inverters | Tesla | 1538000-45-A | 7600 |  | 1 |  |  | 0.98 |  | Indoor
NJADRE1555610332 | Administratively Determined Incentive Program | FLEMINGTON | 8822 | 4 | 10.13 | Residential | Behind the Meter | No | Net Metered Residential | Tesla Inc. |  | JCP&L | Accepted | 2024-01-08 | 2024-02-07 | 2025-02-07 | Inverters | Tesla | 1538000-45-A | 3800 |  | 1 |  |  | 0.98 |  | Indoor
NJADRE1555610361 | Administratively Determined Incentive Program | SICKLERVILLE | 8081 | 14 | 8.8 | Residential | Behind the Meter | Yes | Net Metered Residential | Pro Custom Solar dba Momentum Solar |  | AC Electric | Accepted | 2024-01-08 | 2024-02-01 | 2025-02-01 | Solar Panels | Q. PEAK DUO BLK ML-G10+400 | hanwha |  | 0.4 | 9 | 237 | 26 |  | Fixed | Roof
NJADRE1555610361 | Administratively Determined Incentive Program | SICKLERVILLE | 8081 | 14 | 8.8 | Residential | Behind the Meter | Yes | Net Metered Residential | Pro Custom Solar dba Momentum Solar |  | AC Electric | Accepted | 2024-01-08 | 2024-02-01 | 2025-02-01 | Solar Panels | Q. PEAK DUO BLK ML-G10+400 | hanwha |  | 0.4 | 7 | 148 | 11 |  | Fixed | Roof
NJADRE1555610361 | Administratively Determined Incentive Program | SICKLERVILLE | 8081 | 14 | 8.8 | Residential | Behind the Meter | Yes | Net Metered Residential | Pro Custom Solar dba Momentum Solar |  | AC Electric | Accepted | 2024-01-08 | 2024-02-01 | 2025-02-01 | Solar Panels | Q. PEAK DUO BLK ML-G10+400 | hanwha |  | 0.4 | 6 | 57 | 26 |  | Fixed | Roof
NJADRE1555610361 | Administratively Determined Incentive Program | SICKLERVILLE | 8081 | 14 | 8.8 | Residential | Behind the Meter | Yes | Net Metered Residential | Pro Custom Solar dba Momentum Solar |  | AC Electric | Accepted | 2024-01-08 | 2024-02-01 | 2025-02-01 | Inverters | IQ8PLUS-72-2-US | enphase | 290 |  | 22 |  |  | 0.97 |  | Outdoor
NJADRE1555610367 | Administratively Determined Incentive Program | BASKING RIDGE | 7920 | 5 | 9.36 | Residential | Behind the Meter | No | Net Metered Residential | Ad Energy |  | JCP&L | Accepted | 2024-01-10 | 2024-02-02 | 2025-02-02 | Inverters | SMA | SB 6.0 | 6000 |  | 1 |  |  | 0.97 |  | Outside
NJADRE1555610367 | Administratively Determined Incentive Program | BASKING RIDGE | 7920 | 5 | 9.36 | Residential | Behind the Meter | No | Net Metered Residential | Ad Energy |  | JCP&L | Accepted | 2024-01-10 | 2024-02-02 | 2025-02-02 | Solar Panels | Hanwha | QCell-360-G10+ |  | 0.36 | 5 | 68 | 35 |  | Fixed | Roof
NJADRE1555610367 | Administratively Determined Incentive Program | BASKING RIDGE | 7920 | 5 | 9.36 | Residential | Behind the Meter | No | Net Metered Residential | Ad Energy |  | JCP&L | Accepted | 2024-01-10 | 2024-02-02 | 2025-02-02 | Solar Panels | Hanwha | QCell-360-G10+ |  | 0.36 | 21 | 248 | 34 |  | Fixed | Roof
NJADRE1555610367 | Administratively Determined Incentive Program | BASKING RIDGE | 7920 | 5 | 9.36 | Residential | Behind the Meter | No | Net Metered Residential | Ad Energy |  | JCP&L | Accepted | 2024-01-10 | 2024-02-02 | 2025-02-02 | Meters | measurlogic | DTS 307 |  |  | 1 |  |  |  | Yes | Outdoor
NJADRE1555610375 | Administratively Determined Incentive Program | SWEDESBORO | 8085 | 15 | 7.29 | Residential | Behind the Meter | No | Net Metered Residential | EMT Renewables |  | AC Electric | Accepted | 2024-01-08 | 2024-02-01 | 2025-02-01 | Inverters | ENPHASE | IQ8+ | 290 |  | 18 |  |  | 0.98 |  | Other | UNDER EACH PANEL
NJADRE1555610375 | Administratively Determined Incentive Program | SWEDESBORO | 8085 | 15 | 7.29 | Residential | Behind the Meter | No | Net Metered Residential | EMT Renewables |  | AC Electric | Accepted | 2024-01-08 | 2024-02-01 | 2025-02-01 | Solar Panels | Q CELLS | Q PEAK DUO BLK |  | 0.405 | 18 | 141 | 31 |  | Fixed | Roof
NJADRE1555610393 | Administratively Determined Incentive Program | MARLTON | 8053 | 13 | 15.6 | Residential | Behind the Meter | Yes | Net Metered Residential | Seabright Solar |  | PSE&G | Accepted | 2024-01-10 | 2024-02-02 | 2025-02-02 | Solar Panels | Sunpower | SPR-U-400 |  | 0.4 | 10 | 281 | 24 |  | Fixed | Roof
NJADRE1555610393 | Administratively Determined Incentive Program | MARLTON | 8053 | 13 | 15.6 | Residential | Behind the Meter | Yes | Net Metered Residential | Seabright Solar |  | PSE&G | Accepted | 2024-01-10 | 2024-02-02 | 2025-02-02 | Solar Panels | Sunpower | SPR-U-400 |  | 0.4 | 9 | 101 | 16 |  | Fixed | Roof
NJADRE1555610393 | Administratively Determined Incentive Program | MARLTON | 8053 | 13 | 15.6 | Residential | Behind the Meter | Yes | Net Metered Residential | Seabright Solar |  | PSE&G | Accepted | 2024-01-10 | 2024-02-02 | 2025-02-02 | Solar Panels | Sunpower | SPR-U-400 |  | 0.4 | 8 | 281 | 24 |  | Fixed | Roof
NJADRE1555610393 | Administratively Determined Incentive Program | MARLTON | 8053 | 13 | 15.6 | Residential | Behind the Meter | Yes | Net Metered Residential | Seabright Solar |  | PSE&G | Accepted | 2024-01-10 | 2024-02-02 | 2025-02-02 | Solar Panels | Sunpower | SPR-U-400 |  | 0.4 | 6 | 191 | 20 |  | Fixed | Roof
NJADRE1555610393 | Administratively Determined Incentive Program | MARLTON | 8053 | 13 | 15.6 | Residential | Behind the Meter | Yes | Net Metered Residential | Seabright Solar |  | PSE&G | Accepted | 2024-01-10 | 2024-02-02 | 2025-02-02 | Solar Panels | Sunpower | SPR-U-400 |  | 0.4 | 6 | 101 | 24 |  | Fixed | Roof
NJADRE1555610393 | Administratively Determined Incentive Program | MARLTON | 8053 | 13 | 15.6 | Residential | Behind the Meter | Yes | Net Metered Residential | Seabright Solar |  | PSE&G | Accepted | 2024-01-10 | 2024-02-02 | 2025-02-02 | Inverters | Enphase | IQ 7HS | 384 |  | 39 |  |  | 0.99 |  | Outside
NJADRE1555610435 | Administratively Determined Incentive Program | KENILWORTH Boro | 7033 | 10 | 8.51 | Residential | Behind the Meter | Yes | Net Metered Residential | Sunrun Installation Services, Inc. |  | PSE&G | Accepted | 2024-01-08 | 2024-02-14 | 2025-02-14 | Inverters | SolarEdge Technologies | SE6000H-USSN | 6000 |  | 1 |  |  | 0.99 |  | Outdoor | Next To Meter
NJADRE1555610435 | Administratively Determined Incentive Program | KENILWORTH Boro | 7033 | 10 | 8.51 | Residential | Behind the Meter | Yes | Net Metered Residential | Sunrun Installation Services, Inc. |  | PSE&G | Accepted | 2024-01-08 | 2024-02-14 | 2025-02-14 | Solar Panels | HANWHA Q-CELLS | Q.PEAK DUO BLK ML-G10+ 405 |  | 0.405 | 10 | 246 | 23 |  | Fixed | Roof
NJADRE1555610435 | Administratively Determined Incentive Program | KENILWORTH Boro | 7033 | 10 | 8.51 | Residential | Behind the Meter | Yes | Net Metered Residential | Sunrun Installation Services, Inc. |  | PSE&G | Accepted | 2024-01-08 | 2024-02-14 | 2025-02-14 | Solar Panels | HANWHA Q-CELLS | Q.PEAK DUO BLK ML-G10+ 405 |  | 0.405 | 8 | 66 | 22 |  | Fixed | Roof
NJADRE1555610435 | Administratively Determined Incentive Program | KENILWORTH Boro | 7033 | 10 | 8.51 | Residential | Behind the Meter | Yes | Net Metered Residential | Sunrun Installation Services, Inc. |  | PSE&G | Accepted | 2024-01-08 | 2024-02-14 | 2025-02-14 | Solar Panels | HANWHA Q-CELLS | Q.PEAK DUO BLK ML-G10+ 405 |  | 0.405 | 3 | 66 | 23 |  | Fixed | Roof
NJADRE1555610529 | Administratively Determined Incentive Program | CAMDEN | 8104 | 14 | 4.74 | Residential | Behind the Meter | Yes | Net Metered Residential | Bright Planet Solar |  | PSE&G | Accepted | 2024-01-08 | 2024-02-06 | 2025-02-06 | Inverters | Solar Edge | SE3800H-USRGM | 3800 |  | 1 |  |  | 0.98 |  | Outdoor | OUTSIDE
NJADRE1555610529 | Administratively Determined Incentive Program | CAMDEN | 8104 | 14 | 4.74 | Residential | Behind the Meter | Yes | Net Metered Residential | Bright Planet Solar |  | PSE&G | Accepted | 2024-01-08 | 2024-02-06 | 2025-02-06 | Solar Panels | Hanwha Q-cells | Q.Peak Duo BLK ML-G10+ 395 |  | 0.395 | 12 | 175 | 9 |  | Fixed | Roof
NJADRE1555610536 | Administratively Determined Incentive Program | Wrightstown | 8562 | 13 | 7.29 | Residential | Behind the Meter | Yes | Net Metered Residential | Sunrun Installation Inc. |  | JCP&L | Accepted | 2024-01-08 | 2024-02-01 | 2025-02-01 | Inverters | SolarEdge Technologies | SE6000H-USSN | 6000 |  | 1 |  |  | 0.99 |  | Outdoor | Next To Meter
NJADRE1555610536 | Administratively Determined Incentive Program | Wrightstown | 8562 | 13 | 7.29 | Residential | Behind the Meter | Yes | Net Metered Residential | Sunrun Installation Inc. |  | JCP&L | Accepted | 2024-01-08 | 2024-02-01 | 2025-02-01 | Solar Panels | SolarEdge Technologies | Q.PEAK DUO BLK ML-G10+ 405 |  | 0.405 | 6 | 167 | 20 |  | Fixed | Roof
NJADRE1555610536 | Administratively Determined Incentive Program | Wrightstown | 8562 | 13 | 7.29 | Residential | Behind the Meter | Yes | Net Metered Residential | Sunrun Installation Inc. |  | JCP&L | Accepted | 2024-01-08 | 2024-02-01 | 2025-02-01 | Solar Panels | HANWHA Q-CELLS | Q.PEAK DUO BLK ML-G10+ 405 |  | 0.405 | 5 | 77 | 20 |  | Fixed | Roof
NJADRE1555610536 | Administratively Determined Incentive Program | Wrightstown | 8562 | 13 | 7.29 | Residential | Behind the Meter | Yes | Net Metered Residential | Sunrun Installation Inc. |  | JCP&L | Accepted | 2024-01-08 | 2024-02-01 | 2025-02-01 | Solar Panels | HANWHA Q-CELLS | Q.PEAK DUO BLK ML-G10+ 405 |  | 0.405 | 4 | 257 | 23 |  | Fixed | Roof
NJADRE1555610536 | Administratively Determined Incentive Program | Wrightstown | 8562 | 13 | 7.29 | Residential | Behind the Meter | Yes | Net Metered Residential | Sunrun Installation Inc. |  | JCP&L | Accepted | 2024-01-08 | 2024-02-01 | 2025-02-01 | Solar Panels | HANWHA Q-CELLS | Q.PEAK DUO BLK ML-G10+ 405 |  | 0.405 | 3 | 77 | 23 |  | Fixed | Roof
NJADRE1555610537 | Administratively Determined Incentive Program | BELLEVILLE | 7109 | 9 | 4.05 | Residential | Behind the Meter | Yes | Net Metered Residential | Sunrun Installation Services, Inc |  | PSE&G | Accepted | 2024-01-08 | 2024-02-01 | 2025-02-01 | Inverters | SOLAREDGE TECHNOLOGIES | SE3800H-USMN | 3800 |  | 1 |  |  | 0.99 |  | Outside | Next To Meter
NJADRE1555610537 | Administratively Determined Incentive Program | BELLEVILLE | 7109 | 9 | 4.05 | Residential | Behind the Meter | Yes | Net Metered Residential | Sunrun Installation Services, Inc |  | PSE&G | Accepted | 2024-01-08 | 2024-02-01 | 2025-02-01 | Solar Panels | HANWHA Q-CELLS | Q.PEAK DUO BLK ML-G10+ 405 |  | 0.405 | 5 | 127 | 28 |  | Fixed | Roof
NJADRE1555610537 | Administratively Determined Incentive Program | BELLEVILLE | 7109 | 9 | 4.05 | Residential | Behind the Meter | Yes | Net Metered Residential | Sunrun Installation Services, Inc |  | PSE&G | Accepted | 2024-01-08 | 2024-02-01 | 2025-02-01 | Solar Panels | HANWHA Q-CELLS | Q.PEAK DUO BLK ML-G10+ 405 |  | 0.405 | 5 | 218 | 27 |  | Fixed | Roof
NJADRE1555614093 | Administratively Determined Incentive Program | PLEASANTVILLE | 8232 | 19 | 7.29 | Residential | Behind the Meter | Yes | Net Metered Residential | Sunrun Installation Services, Inc. |  | AC Electric | Accepted | 2024-01-09 | 2024-02-01 | 2025-02-01 | Inverters | SolarEdge Technologies | SE6000H-USSN | 6000 |  | 1 |  |  | 0.992 |  | Outdoor | Next to meter
NJADRE1555614093 | Administratively Determined Incentive Program | PLEASANTVILLE | 8232 | 19 | 7.29 | Residential | Behind the Meter | Yes | Net Metered Residential | Sunrun Installation Services, Inc. |  | AC Electric | Accepted | 2024-01-09 | 2024-02-01 | 2025-02-01 | Solar Panels | Hanwha Q Cells | Q.PEAK DUO BLK ML-G10+ 405 |  | 0.405 | 3 | 221 | 45 |  | Fixed | Roof
NJADRE1555614093 | Administratively Determined Incentive Program | PLEASANTVILLE | 8232 | 19 | 7.29 | Residential | Behind the Meter | Yes | Net Metered Residential | Sunrun Installation Services, Inc. |  | AC Electric | Accepted | 2024-01-09 | 2024-02-01 | 2025-02-01 | Solar Panels | Hanwha Q Cells | Q.PEAK DUO BLK ML-G10+ 405 |  | 0.405 | 15 | 41 | 44 |  | Fixed | Roof
NJADRE1555614096 | Administratively Determined Incentive Program | MONROEVILLE | 8343 | 16 | 13.77 | Residential | Behind the Meter | Yes | Net Metered Residential | SunnyMac LLC |  | AC Electric | Accepted | 2024-01-09 | 2024-02-01 | 2025-02-01 | Solar Panels | Q.PEAK DUO BLK ML-G10+ 405 | HANWHA |  | 0.405 | 6 | 132 | 30 |  | Fixed | Roof
NJADRE1555614096 | Administratively Determined Incentive Program | MONROEVILLE | 8343 | 16 | 13.77 | Residential | Behind the Meter | Yes | Net Metered Residential | SunnyMac LLC |  | AC Electric | Accepted | 2024-01-09 | 2024-02-01 | 2025-02-01 | Solar Panels | Q.PEAK DUO BLK ML-G10+ 405 | HANWHA |  | 0.405 | 28 | 132 | 22 |  | Fixed | Roof
NJADRE1555614096 | Administratively Determined Incentive Program | MONROEVILLE | 8343 | 16 | 13.77 | Residential | Behind the Meter | Yes | Net Metered Residential | SunnyMac LLC |  | AC Electric | Accepted | 2024-01-09 | 2024-02-01 | 2025-02-01 | Inverters | SE11400H-US | Solaredge | 11400 |  | 1 |  |  | 0.1 |  | Outdoor | next to meter
NJADRE1555614096 | Administratively Determined Incentive Program | MONROEVILLE | 8343 | 16 | 13.77 | Residential | Behind the Meter | Yes | Net Metered Residential | SunnyMac LLC |  | AC Electric | Accepted | 2024-01-09 | 2024-02-01 | 2025-02-01 | Meters | SE-RGMTR-1D-240C-B | Solaredge |  |  | 1 |  |  |  | Yes | Outdoor
NJADRE1555614102 | Administratively Determined Incentive Program | GILLETTE | 7933 | 3 | 52.8 | Commercial | Behind the Meter | No | Small Net-Metered Non-Residential located on Rooftop, Carport, Canopy and Floating Solar | Helios Solar Energy, LLC |  | JCP&L | Accepted | 2024-02-07 | 2024-02-26 | 2025-02-26 | Inverters | Solaredge Technologies | se 43.kus | 43200 |  | 1 |  |  | 0.96 |  | Outside
NJADRE1555614102 | Administratively Determined Incentive Program | GILLETTE | 7933 | 3 | 52.8 | Commercial | Behind the Meter | No | Small Net-Metered Non-Residential located on Rooftop, Carport, Canopy and Floating Solar | Helios Solar Energy, LLC |  | JCP&L | Accepted | 2024-02-07 | 2024-02-26 | 2025-02-26 | Solar Panels | SEG | SEG Yukon 550W modules |  | 0.55 | 96 | 173 | 10 |  | Fixed | Roof
NJADRE1555614114 | Administratively Determined Incentive Program | Bridgeton | 8302 | 16 | 7.2 | Residential | Behind the Meter | Yes | Net Metered Residential | Sunrun Installation Services, Inc. |  | AC Electric | Accepted | 2024-01-09 | 2024-02-01 | 2025-02-01 | Inverters | SolarEdge Technologies | SE6000H-USSN | 6000 |  | 1 |  |  | 0.99 |  | Outdoor | Next to meter
NJADRE1555614114 | Administratively Determined Incentive Program | Bridgeton | 8302 | 16 | 7.2 | Residential | Behind the Meter | Yes | Net Metered Residential | Sunrun Installation Services, Inc. |  | AC Electric | Accepted | 2024-01-09 | 2024-02-01 | 2025-02-01 | Solar Panels | Hanwha Q Cells | Q.PEAK DUO BLK ML-G10+/T 400 |  | 0.4 | 4 | 235 | 24 |  | Fixed | Roof
NJADRE1555614114 | Administratively Determined Incentive Program | Bridgeton | 8302 | 16 | 7.2 | Residential | Behind the Meter | Yes | Net Metered Residential | Sunrun Installation Services, Inc. |  | AC Electric | Accepted | 2024-01-09 | 2024-02-01 | 2025-02-01 | Solar Panels | Hanwha Q Cells | Q.PEAK DUO BLK ML-G10+/T 400 |  | 0.4 | 14 | 55 | 24 |  | Fixed | Roof
NJADRE1555614121 | Administratively Determined Incentive Program | WILLINGBORO | 8046 | 13 | 7.7 | Residential | Behind the Meter | Yes | Net Metered Residential | EMT Renewables |  | PSE&G | Accepted | 2024-01-09 | 2024-02-02 | 2025-02-02 | Inverters | ENPHASE | IQ8+ | 290 |  | 19 |  |  | 0.98 |  | Other | UNDER EACH PANEL
NJADRE1555614121 | Administratively Determined Incentive Program | WILLINGBORO | 8046 | 13 | 7.7 | Residential | Behind the Meter | Yes | Net Metered Residential | EMT Renewables |  | PSE&G | Accepted | 2024-01-09 | 2024-02-02 | 2025-02-02 | Solar Panels | Q CELLS | Q PEAK DUO BLK |  | 0.405 | 12 | 209 | 27 |  | Fixed | Roof
NJADRE1555614121 | Administratively Determined Incentive Program | WILLINGBORO | 8046 | 13 | 7.7 | Residential | Behind the Meter | Yes | Net Metered Residential | EMT Renewables |  | PSE&G | Accepted | 2024-01-09 | 2024-02-02 | 2025-02-02 | Solar Panels | Q CELLS | Q PEAK DUO BLK |  | 0.405 | 7 | 209 | 20 |  | Fixed | Roof
NJADRE1555614133 | Administratively Determined Incentive Program | VINELAND | 8360 | 20 | 3.24 | Residential | Behind the Meter | Yes | Net Metered Residential | Sunrun, Inc. |  | Vineland Muni Electric | Accepted | 2024-01-09 | 2024-02-01 | 2025-02-01 | Inverters | SolarEdge Technologies | SE3800H-USMN | 3800 |  | 1 |  |  | 0.99 |  | Outdoor | Next To Meter
NJADRE1555614133 | Administratively Determined Incentive Program | VINELAND | 8360 | 20 | 3.24 | Residential | Behind the Meter | Yes | Net Metered Residential | Sunrun, Inc. |  | Vineland Muni Electric | Accepted | 2024-01-09 | 2024-02-01 | 2025-02-01 | Solar Panels | SolarEdge Technologies | Q.PEAK DUO BLK ML-G10+ 405 |  | 0.405 | 4 | 95 | 29 |  | Fixed | Roof
NJADRE1555614133 | Administratively Determined Incentive Program | VINELAND | 8360 | 20 | 3.24 | Residential | Behind the Meter | Yes | Net Metered Residential | Sunrun, Inc. |  | Vineland Muni Electric | Accepted | 2024-01-09 | 2024-02-01 | 2025-02-01 | Solar Panels | SolarEdge Technologies | Q.PEAK DUO BLK ML-G10+ 405 |  | 0.405 | 4 | 275 | 29 |  | Fixed | Roof
NJADRE1555614136 | Administratively Determined Incentive Program | BELLEVILLE | 7109 | 9 | 6.89 | Residential | Behind the Meter | No | Net Metered Residential | EMT Renewables |  | PSE&G | Accepted | 2024-01-09 | 2024-02-01 | 2025-02-01 | Inverters | ENPHASE | IQ8+ | 290 |  | 17 |  |  | 0.98 |  | Other | UNDER EACH PANEL
NJADRE1555614136 | Administratively Determined Incentive Program | BELLEVILLE | 7109 | 9 | 6.89 | Residential | Behind the Meter | No | Net Metered Residential | EMT Renewables |  | PSE&G | Accepted | 2024-01-09 | 2024-02-01 | 2025-02-01 | Solar Panels | Q CELLS | Q PEAK DUO BLK |  | 0.405 | 15 | 203 | 43 |  | Fixed | Roof
NJADRE1555614136 | Administratively Determined Incentive Program | BELLEVILLE | 7109 | 9 | 6.89 | Residential | Behind the Meter | No | Net Metered Residential | EMT Renewables |  | PSE&G | Accepted | 2024-01-09 | 2024-02-01 | 2025-02-01 | Solar Panels | Q CELLS | Q PEAK DUO BLK |  | 0.405 | 2 | 23 | 43 |  | Fixed | Roof
NJADRE1555614180 | Administratively Determined Incentive Program | CHERRY HILL | 8003 | 14 | 8.1 | Residential | Behind the Meter | No | Net Metered Residential | Tesla Inc. |  | PSE&G | Accepted | 2024-01-09 | 2024-02-07 | 2025-02-07 | Solar Panels | Hanwha | Q.PEAK DUO BLK ML-G10+/TS 405 |  | 0.405 | 20 | 155 | 27 |  | Fixed | Roof
NJADRE1555614180 | Administratively Determined Incentive Program | CHERRY HILL | 8003 | 14 | 8.1 | Residential | Behind the Meter | No | Net Metered Residential | Tesla Inc. |  | PSE&G | Accepted | 2024-01-09 | 2024-02-07 | 2025-02-07 | Electric Storage Battery | Tesla | AC Powerwall 2.0 |  |  | 2 |  |  |  | Lithium Ion |  | OUTSIDE?
NJADRE1555614180 | Administratively Determined Incentive Program | CHERRY HILL | 8003 | 14 | 8.1 | Residential | Behind the Meter | No | Net Metered Residential | Tesla Inc. |  | PSE&G | Accepted | 2024-01-09 | 2024-02-07 | 2025-02-07 | Inverters | Tesla | #1850000-00-C | 7600 |  | 1 |  |  | 0.98 |  | Outdoor
NJADRE1555614187 | Administratively Determined Incentive Program | HAWTHORNE | 7506 | 6 | 4.05 | Residential | Behind the Meter | No | Net Metered Residential | EMT Renewables |  | PSE&G | Accepted | 2024-01-09 | 2024-02-01 | 2025-02-01 | Inverters | ENPHASE | IQ8+ | 290 |  | 10 |  |  | 0.98 |  | Other | UNDER EACH PANEL
NJADRE1555614187 | Administratively Determined Incentive Program | HAWTHORNE | 7506 | 6 | 4.05 | Residential | Behind the Meter | No | Net Metered Residential | EMT Renewables |  | PSE&G | Accepted | 2024-01-09 | 2024-02-01 | 2025-02-01 | Solar Panels | Q CELLS | Q PEAK DUO BLK |  | 0.405 | 10 | 195 | 14 |  | Fixed | Roof
NJADRE1555614233 | Administratively Determined Incentive Program | MARLTON | 8053 | 13 | 4.46 | Residential | Behind the Meter | Yes | Net Metered Residential | SunnyMac LLC |  | PSE&G | Accepted | 2024-01-09 | 2024-02-02 | 2025-02-02 | Solar Panels | Q.PEAK DUO BLK ML-G10+ 405 | HANWHA |  | 0.405 | 11 | 117 | 21 |  | Fixed | Roof
NJADRE1555614233 | Administratively Determined Incentive Program | MARLTON | 8053 | 13 | 4.46 | Residential | Behind the Meter | Yes | Net Metered Residential | SunnyMac LLC |  | PSE&G | Accepted | 2024-01-09 | 2024-02-02 | 2025-02-02 | Inverters | SE3800H-US | Solaredge | 3800 |  | 1 |  |  | 0.1 |  | Outdoor | next to meter
NJADRE1555614233 | Administratively Determined Incentive Program | MARLTON | 8053 | 13 | 4.46 | Residential | Behind the Meter | Yes | Net Metered Residential | SunnyMac LLC |  | PSE&G | Accepted | 2024-01-09 | 2024-02-02 | 2025-02-02 | Meters | SE-RGMTR-1D-240C-B | Solaredge |  |  | 1 |  |  |  | Yes | Outdoor
NJADRE1555614234 | Administratively Determined Incentive Program | FRANKLINVILLE | 8322 | 15 | 11.75 | Residential | Behind the Meter | Yes | Net Metered Residential | EMT Renewables |  | AC Electric | Accepted | 2024-01-09 | 2024-02-01 | 2025-02-01 | Inverters | ENPHASE | IQ8+ | 290 |  | 29 |  |  | 0.98 |  | Other | UNDER EACH PANEL
NJADRE1555614234 | Administratively Determined Incentive Program | FRANKLINVILLE | 8322 | 15 | 11.75 | Residential | Behind the Meter | Yes | Net Metered Residential | EMT Renewables |  | AC Electric | Accepted | 2024-01-09 | 2024-02-01 | 2025-02-01 | Solar Panels | Q CELLS | Q PEAK DUO BLK |  | 0.405 | 15 | 147 | 19 |  | Fixed | Roof
NJADRE1555614234 | Administratively Determined Incentive Program | FRANKLINVILLE | 8322 | 15 | 11.75 | Residential | Behind the Meter | Yes | Net Metered Residential | EMT Renewables |  | AC Electric | Accepted | 2024-01-09 | 2024-02-01 | 2025-02-01 | Solar Panels | Q CELLS | Q PEAK DUO BLK |  | 0.405 | 14 | 327 | 19 |  | Fixed | Roof
NJADRE1555614241 | Administratively Determined Incentive Program | CINNAMINSON | 8077 | 13 | 14.4 | Commercial | Behind the Meter | No | Small Net-Metered Non-Residential located on Rooftop, Carport, Canopy and Floating Solar | Exact Solar |  | PSE&G | Accepted | 2024-01-09 | 2024-02-02 | 2025-02-02 | Inverters | SolarEdge | SE10000H | 10000 |  | 1 |  |  | 0.99 |  | Outside
NJADRE1555614241 | Administratively Determined Incentive Program | CINNAMINSON | 8077 | 13 | 14.4 | Commercial | Behind the Meter | No | Small Net-Metered Non-Residential located on Rooftop, Carport, Canopy and Floating Solar | Exact Solar |  | PSE&G | Accepted | 2024-01-09 | 2024-02-02 | 2025-02-02 | Solar Panels | VSun | VSUN400-108M-BB |  | 0.4 | 36 | 153 | 5 |  | Fixed | Roof
NJADRE1555614253 | Administratively Determined Incentive Program | KENDALL PARK | 8824 | 11 | 9.02 | Residential | Behind the Meter | No | Net Metered Residential | Infinity Solar Systems |  | PSE&G | Accepted | 2024-01-09 | 2024-02-02 | 2025-02-02 | Inverters | Enphase | IQ8PLUS-72-2-US | 290 |  | 22 |  |  | 0.97 |  | Outdoor
NJADRE1555614253 | Administratively Determined Incentive Program | KENDALL PARK | 8824 | 11 | 9.02 | Residential | Behind the Meter | No | Net Metered Residential | Infinity Solar Systems |  | PSE&G | Accepted | 2024-01-09 | 2024-02-02 | 2025-02-02 | Solar Panels | SEG Solar | SEG-410-BMD-HV |  | 0.41 | 18 | 96 | 26 |  | Fixed | Roof
NJADRE1555614253 | Administratively Determined Incentive Program | KENDALL PARK | 8824 | 11 | 9.02 | Residential | Behind the Meter | No | Net Metered Residential | Infinity Solar Systems |  | PSE&G | Accepted | 2024-01-09 | 2024-02-02 | 2025-02-02 | Solar Panels | SEG Solar | SEG-410-BMD-HV |  | 0.41 | 4 | 276 | 26 |  | Fixed | Roof
NJADRE1555614260 | Administratively Determined Incentive Program | CINNAMINSON | 8077 | 13 | 4 | Commercial | Behind the Meter | No | Small Net-Metered Non-Residential located on Rooftop, Carport, Canopy and Floating Solar | Exact Solar |  | PSE&G | Accepted | 2024-01-09 | 2024-02-05 | 2025-02-05 | Inverters | SolarEdge | SE3800H | 3800 |  | 1 |  |  | 0.99 |  | Outside
NJADRE1555614260 | Administratively Determined Incentive Program | CINNAMINSON | 8077 | 13 | 4 | Commercial | Behind the Meter | No | Small Net-Metered Non-Residential located on Rooftop, Carport, Canopy and Floating Solar | Exact Solar |  | PSE&G | Accepted | 2024-01-09 | 2024-02-05 | 2025-02-05 | Solar Panels | VSun | VSUN400-108M-BB |  | 0.4 | 10 | 153 | 5 |  | Fixed | Roof
NJADRE1555614268 | Administratively Determined Incentive Program | Willingboro | 8046 | 13 | 11.34 | Residential | Behind the Meter | Yes | Net Metered Residential | SunnyMac LLC |  | PSE&G | Accepted | 2024-01-09 | 2024-02-05 | 2025-02-05 | Solar Panels | Q.PEAK DUO BLK ML-G10+ 405 | HANWHA |  | 0.405 | 20 | 95 | 33 |  | Fixed | Roof
NJADRE1555614268 | Administratively Determined Incentive Program | Willingboro | 8046 | 13 | 11.34 | Residential | Behind the Meter | Yes | Net Metered Residential | SunnyMac LLC |  | PSE&G | Accepted | 2024-01-09 | 2024-02-05 | 2025-02-05 | Solar Panels | Q.PEAK DUO BLK ML-G10+ 405 | HANWHA |  | 0.405 | 8 | 275 | 10 |  | Fixed | Roof
NJADRE1555614268 | Administratively Determined Incentive Program | Willingboro | 8046 | 13 | 11.34 | Residential | Behind the Meter | Yes | Net Metered Residential | SunnyMac LLC |  | PSE&G | Accepted | 2024-01-09 | 2024-02-05 | 2025-02-05 | Inverters | SE10000H-US | Solaredge | 10000 |  | 1 |  |  | 0.1 |  | Outdoor | next to meter
NJADRE1555614268 | Administratively Determined Incentive Program | Willingboro | 8046 | 13 | 11.34 | Residential | Behind the Meter | Yes | Net Metered Residential | SunnyMac LLC |  | PSE&G | Accepted | 2024-01-09 | 2024-02-05 | 2025-02-05 | Meters | SE-RGMTR-1D-240C-B | Solaredge |  |  | 1 |  |  |  | Yes | Outdoor
NJADRE1555614271 | Administratively Determined Incentive Program | LITTLE EGG HARBOR TWP | 8087 | 18 | 10.53 | Residential | Behind the Meter | Yes | Net Metered Residential | Sunrun Installation Services, Inc. |  | AC Electric | Accepted | 2024-01-09 | 2024-02-01 | 2025-02-01 | Inverters | SolarEdge Technologies | SE7600H-USSN | 7600 |  | 1 |  |  | 0.992 |  | Outdoor | Next to meter
NJADRE1555614271 | Administratively Determined Incentive Program | LITTLE EGG HARBOR TWP | 8087 | 18 | 10.53 | Residential | Behind the Meter | Yes | Net Metered Residential | Sunrun Installation Services, Inc. |  | AC Electric | Accepted | 2024-01-09 | 2024-02-01 | 2025-02-01 | Solar Panels | Hanwha Q Cells | Q.PEAK DUO BLK ML-G10+ 405 |  | 0.405 | 16 | 174 | 13 |  | Fixed | Roof
NJADRE1555614271 | Administratively Determined Incentive Program | LITTLE EGG HARBOR TWP | 8087 | 18 | 10.53 | Residential | Behind the Meter | Yes | Net Metered Residential | Sunrun Installation Services, Inc. |  | AC Electric | Accepted | 2024-01-09 | 2024-02-01 | 2025-02-01 | Solar Panels | Hanwha Q Cells | Q.PEAK DUO BLK ML-G10+ 405 |  | 0.405 | 10 | 354 | 14 |  | Fixed | Roof
NJADRE1555614280 | Administratively Determined Incentive Program | MONROEVILLE | 8343 | 16 | 8.09 | Residential | Behind the Meter | Yes | Net Metered Residential | All Season Solar |  | AC Electric | Accepted | 2024-01-09 | 2024-02-02 | 2025-02-02 | Inverters | Enphase | IQ8 Plus | 290 |  | 21 |  |  | 0.97 |  | Outdoor
NJADRE1555614280 | Administratively Determined Incentive Program | MONROEVILLE | 8343 | 16 | 8.09 | Residential | Behind the Meter | Yes | Net Metered Residential | All Season Solar |  | AC Electric | Accepted | 2024-01-09 | 2024-02-02 | 2025-02-02 | Solar Panels | JA Solar | JAM65S31 |  | 0.385 | 5 | 24 | 20 |  | Fixed | Roof
NJADRE1555614280 | Administratively Determined Incentive Program | MONROEVILLE | 8343 | 16 | 8.09 | Residential | Behind the Meter | Yes | Net Metered Residential | All Season Solar |  | AC Electric | Accepted | 2024-01-09 | 2024-02-02 | 2025-02-02 | Solar Panels | JA Solar | JAM65S31 |  | 0.385 | 16 | 204 | 20 |  | Fixed | Roof
NJADRE1555614281 | Administratively Determined Incentive Program | KINGSTON | 8528 | 5 | 5.27 | Residential | Behind the Meter | Yes | Net Metered Residential | Trinity Solar Inc. |  | PSE&G | Accepted | 2024-01-09 | 2024-02-01 | 2025-02-01 | Inverters | Solar Edge | SE5000H-US | 5000 |  | 1 |  |  | 0.97 |  | Outdoor
NJADRE1555614281 | Administratively Determined Incentive Program | KINGSTON | 8528 | 5 | 5.27 | Residential | Behind the Meter | Yes | Net Metered Residential | Trinity Solar Inc. |  | PSE&G | Accepted | 2024-01-09 | 2024-02-01 | 2025-02-01 | Solar Panels | HANWHA | HANWHA 405 (Q.PEAK DUO BLK ML-G10+ 405) |  | 0.405 | 7 | 168 | 30 |  | Fixed | Roof
NJADRE1555614281 | Administratively Determined Incentive Program | KINGSTON | 8528 | 5 | 5.27 | Residential | Behind the Meter | Yes | Net Metered Residential | Trinity Solar Inc. |  | PSE&G | Accepted | 2024-01-09 | 2024-02-01 | 2025-02-01 | Solar Panels | HANWHA | HANWHA 405 (Q.PEAK DUO BLK ML-G10+ 405) |  | 0.405 | 6 | 168 | 18 |  | Fixed | Roof
NJADRE1555614304 | Administratively Determined Incentive Program | BRICK | 8724 | 18 | 6.48 | Residential | Behind the Meter | Yes | Net Metered Residential | Sunrun Installation Service, Inc. |  | JCP&L | Accepted | 2024-01-09 | 2024-02-01 | 2025-02-01 | Inverters | SolarEdge Technologies | SE6000H-USSN | 6000 |  | 1 |  |  | 0.99 |  | Outdoor | Next To Meter
NJADRE1555614304 | Administratively Determined Incentive Program | BRICK | 8724 | 18 | 6.48 | Residential | Behind the Meter | Yes | Net Metered Residential | Sunrun Installation Service, Inc. |  | JCP&L | Accepted | 2024-01-09 | 2024-02-01 | 2025-02-01 | Solar Panels | HANWHA Q-CELLS | Q.PEAK DUO BLK ML-G10+ 405 |  | 0.405 | 6 | 278 | 39 |  | Fixed | Roof
NJADRE1555614304 | Administratively Determined Incentive Program | BRICK | 8724 | 18 | 6.48 | Residential | Behind the Meter | Yes | Net Metered Residential | Sunrun Installation Service, Inc. |  | JCP&L | Accepted | 2024-01-09 | 2024-02-01 | 2025-02-01 | Solar Panels | HANWHA Q-CELLS | Q.PEAK DUO BLK ML-G10+ 405 |  | 0.405 | 10 | 98 | 39 |  | Fixed | Roof
NJADRE1555614313 | Administratively Determined Incentive Program | ELMER | 8318 | 16 | 10.13 | Residential | Behind the Meter | Yes | Net Metered Residential | Trinity Solar Inc. |  | AC Electric | Accepted | 2024-01-09 | 2024-02-01 | 2025-02-01 | Inverters | Solar Edge | SE7600H-US000BEi4 | 7600 |  | 1 |  |  | 0.97 |  | Outdoor
NJADRE1555614313 | Administratively Determined Incentive Program | ELMER | 8318 | 16 | 10.13 | Residential | Behind the Meter | Yes | Net Metered Residential | Trinity Solar Inc. |  | AC Electric | Accepted | 2024-01-09 | 2024-02-01 | 2025-02-01 | Solar Panels | HANWHA | Q.PEAK DUO BLK ML-G10+ 405 |  | 0.405 | 25 | 205 | 27 |  | Fixed | Roof
NJADRE1555614315 | Administratively Determined Incentive Program | EGG HARBOR CITY | 8215 | 19 | 3.65 | Residential | Behind the Meter | No | Net Metered Residential | EMT Renewables |  | AC Electric | Accepted | 2024-01-09 | 2024-02-01 | 2025-02-01 | Inverters | ENPHASE | IQ8+ | 290 |  | 9 |  |  | 0.98 |  | Other | UNDER EACH PANEL
NJADRE1555614315 | Administratively Determined Incentive Program | EGG HARBOR CITY | 8215 | 19 | 3.65 | Residential | Behind the Meter | No | Net Metered Residential | EMT Renewables |  | AC Electric | Accepted | 2024-01-09 | 2024-02-01 | 2025-02-01 | Solar Panels | Q CELLS | Q PEAK DUO BLK |  | 0.405 | 2 | 132 | 38 |  | Fixed | Roof
NJADRE1555614315 | Administratively Determined Incentive Program | EGG HARBOR CITY | 8215 | 19 | 3.65 | Residential | Behind the Meter | No | Net Metered Residential | EMT Renewables |  | AC Electric | Accepted | 2024-01-09 | 2024-02-01 | 2025-02-01 | Solar Panels | Q CELLS | Q PEAK DUO BLK |  | 0.405 | 3 | 222 | 44 |  | Fixed | Roof
NJADRE1555614315 | Administratively Determined Incentive Program | EGG HARBOR CITY | 8215 | 19 | 3.65 | Residential | Behind the Meter | No | Net Metered Residential | EMT Renewables |  | AC Electric | Accepted | 2024-01-09 | 2024-02-01 | 2025-02-01 | Solar Panels | Q CELLS | Q PEAK DUO BLK |  | 0.405 | 2 | 312 | 38 |  | Fixed | Roof
NJADRE1555614315 | Administratively Determined Incentive Program | EGG HARBOR CITY | 8215 | 19 | 3.65 | Residential | Behind the Meter | No | Net Metered Residential | EMT Renewables |  | AC Electric | Accepted | 2024-01-09 | 2024-02-01 | 2025-02-01 | Solar Panels | Q CELLS | Q PEAK DUO BLK |  | 0.405 | 2 | 221 | 13 |  | Fixed | Roof
NJADRE1555614324 | Administratively Determined Incentive Program | Willingboro | 8046 | 13 | 13.49 | Residential | Behind the Meter | No | Net Metered Residential | Solar Energy World |  | PSE&G | Accepted | 2024-01-09 | 2024-02-02 | 2025-02-02 | Solar Panels | Longi | LR4-60-HPB-355M |  | 0.355 | 14 | 95 | 27 |  | Fixed | Roof
NJADRE1555614324 | Administratively Determined Incentive Program | Willingboro | 8046 | 13 | 13.49 | Residential | Behind the Meter | No | Net Metered Residential | Solar Energy World |  | PSE&G | Accepted | 2024-01-09 | 2024-02-02 | 2025-02-02 | Solar Panels | Longi | LR4-60-HPB-355M |  | 0.355 | 8 | 5 | 18 |  | Fixed | Roof
NJADRE1555614324 | Administratively Determined Incentive Program | Willingboro | 8046 | 13 | 13.49 | Residential | Behind the Meter | No | Net Metered Residential | Solar Energy World |  | PSE&G | Accepted | 2024-01-09 | 2024-02-02 | 2025-02-02 | Solar Panels | Longi | LR4-60-HPB-355M |  | 0.355 | 6 | 184 | 19 |  | Fixed | Roof
NJADRE1555614324 | Administratively Determined Incentive Program | Willingboro | 8046 | 13 | 13.49 | Residential | Behind the Meter | No | Net Metered Residential | Solar Energy World |  | PSE&G | Accepted | 2024-01-09 | 2024-02-02 | 2025-02-02 | Solar Panels | Longi | LR4-60-HPB-355M |  | 0.355 | 10 | 95 | 11 |  | Fixed | Roof
NJADRE1555614324 | Administratively Determined Incentive Program | Willingboro | 8046 | 13 | 13.49 | Residential | Behind the Meter | No | Net Metered Residential | Solar Energy World |  | PSE&G | Accepted | 2024-01-09 | 2024-02-02 | 2025-02-02 | Inverters | Enphase | IQ8-60-2-US | 290 |  | 38 |  |  | 0.99 |  | Outdoor
NJADRE1555614325 | Administratively Determined Incentive Program | WOOD RIDGE | 7075 | 7 | 4.46 | Residential | Behind the Meter | Yes | Net Metered Residential | Trinity Solar |  | PSE&G | Accepted | 2024-01-09 | 2024-02-01 | 2025-02-01 | Inverters | Solar Edge | SE3800H-US | 3800 |  | 1 |  |  | 0.97 |  | Outdoor
NJADRE1555614325 | Administratively Determined Incentive Program | WOOD RIDGE | 7075 | 7 | 4.46 | Residential | Behind the Meter | Yes | Net Metered Residential | Trinity Solar |  | PSE&G | Accepted | 2024-01-09 | 2024-02-01 | 2025-02-01 | Solar Panels | HANWHA | Q.PEAK DUO BLK ML-G10+ 405 |  | 0.405 | 2 | 127 | 37 |  | Fixed | Roof
NJADRE1555614325 | Administratively Determined Incentive Program | WOOD RIDGE | 7075 | 7 | 4.46 | Residential | Behind the Meter | Yes | Net Metered Residential | Trinity Solar |  | PSE&G | Accepted | 2024-01-09 | 2024-02-01 | 2025-02-01 | Solar Panels | HANWHA | Q.PEAK DUO BLK ML-G10+ 405 |  | 0.405 | 3 | 37 | 37 |  | Fixed | Roof
NJADRE1555614325 | Administratively Determined Incentive Program | WOOD RIDGE | 7075 | 7 | 4.46 | Residential | Behind the Meter | Yes | Net Metered Residential | Trinity Solar |  | PSE&G | Accepted | 2024-01-09 | 2024-02-01 | 2025-02-01 | Solar Panels | HANWHA | Q.PEAK DUO BLK ML-G10+ 405 |  | 0.405 | 3 | 37 | 30 |  | Fixed | Roof
NJADRE1555614325 | Administratively Determined Incentive Program | WOOD RIDGE | 7075 | 7 | 4.46 | Residential | Behind the Meter | Yes | Net Metered Residential | Trinity Solar |  | PSE&G | Accepted | 2024-01-09 | 2024-02-01 | 2025-02-01 | Solar Panels | HANWHA | Q.PEAK DUO BLK ML-G10+ 405 |  | 0.405 | 3 | 217 | 30 |  | Fixed | Roof
NJADRE1555614330 | Administratively Determined Incentive Program | Warren | 7059 | 5 | 8.1 | Residential | Behind the Meter | No | Net Metered Residential | Tesla Energy Operations Inc. |  | JCP&L | Accepted | 2024-01-09 | 2024-02-08 | 2025-02-08 | Solar Panels | Hanwha | Q.PEAK DUO BLK ML-G10+/TS 405 |  | 0.405 | 16 | 190 | 30 |  | Fixed | Roof
NJADRE1555614330 | Administratively Determined Incentive Program | Warren | 7059 | 5 | 8.1 | Residential | Behind the Meter | No | Net Metered Residential | Tesla Energy Operations Inc. |  | JCP&L | Accepted | 2024-01-09 | 2024-02-08 | 2025-02-08 | Solar Panels | Hanwha | Q.PEAK DUO BLK ML-G10+/TS 405 |  | 0.405 | 4 | 190 | 30 |  | Fixed | Roof
NJADRE1555614330 | Administratively Determined Incentive Program | Warren | 7059 | 5 | 8.1 | Residential | Behind the Meter | No | Net Metered Residential | Tesla Energy Operations Inc. |  | JCP&L | Accepted | 2024-01-09 | 2024-02-08 | 2025-02-08 | Inverters | Tesla | 1707000-20-G | 11500 |  | 2 |  |  | 0.97 |  | Outdoor
NJADRE1555614330 | Administratively Determined Incentive Program | Warren | 7059 | 5 | 8.1 | Residential | Behind the Meter | No | Net Metered Residential | Tesla Energy Operations Inc. |  | JCP&L | Accepted | 2024-01-09 | 2024-02-08 | 2025-02-08 | Electric Storage Battery | Tesla | Powerwall 3 |  |  | 2 |  |  |  | Lithium Ion |  | OUTSIDE
NJADRE1555614348 | Administratively Determined Incentive Program | Little Egg Harbor Township | 8087 | 18 | 6.93 | Residential | Behind the Meter | Yes | Net Metered Residential | All Season Solar |  | AC Electric | Accepted | 2024-01-09 | 2024-02-02 | 2025-02-02 | Inverters | Enphase | IQ8 Plus | 290 |  | 18 |  |  | 0.97 |  | Outdoor
NJADRE1555614348 | Administratively Determined Incentive Program | Little Egg Harbor Township | 8087 | 18 | 6.93 | Residential | Behind the Meter | Yes | Net Metered Residential | All Season Solar |  | AC Electric | Accepted | 2024-01-09 | 2024-02-02 | 2025-02-02 | Solar Panels | JA Solar | JAM54S31 |  | 0.385 | 18 | 226 | 26 |  | Fixed | Roof
NJADRE1555615184 | Administratively Determined Incentive Program | FORKED RIVER | 8731 | 18 | 46.74 | Commercial | Behind the Meter | No | Small Net-Metered Non-Residential located on Rooftop, Carport, Canopy and Floating Solar | All Season Solar |  | JCP&L | Accepted | 2024-01-09 | 2024-02-05 | 2025-02-05 | Inverters | Solis | IP10k-4G-US-1 | 330 |  | 2 |  |  | 0.97 |  | Outside
NJADRE1555615184 | Administratively Determined Incentive Program | FORKED RIVER | 8731 | 18 | 46.74 | Commercial | Behind the Meter | No | Small Net-Metered Non-Residential located on Rooftop, Carport, Canopy and Floating Solar | All Season Solar |  | JCP&L | Accepted | 2024-01-09 | 2024-02-05 | 2025-02-05 | Inverters | Solis | IP7.6K-4G-US | 330 |  | 2 |  |  | 0.97 |  | Outside
NJADRE1555615184 | Administratively Determined Incentive Program | FORKED RIVER | 8731 | 18 | 46.74 | Commercial | Behind the Meter | No | Small Net-Metered Non-Residential located on Rooftop, Carport, Canopy and Floating Solar | All Season Solar |  | JCP&L | Accepted | 2024-01-09 | 2024-02-05 | 2025-02-05 | Solar Panels | SEG | SEG-410BMD-HV |  | 0.41 | 58 | 313 | 12 |  | Fixed | Roof
NJADRE1555615184 | Administratively Determined Incentive Program | FORKED RIVER | 8731 | 18 | 46.74 | Commercial | Behind the Meter | No | Small Net-Metered Non-Residential located on Rooftop, Carport, Canopy and Floating Solar | All Season Solar |  | JCP&L | Accepted | 2024-01-09 | 2024-02-05 | 2025-02-05 | Solar Panels | SEG | SEG-410BMD-HV |  | 0.41 | 56 | 133 | 12 |  | Fixed | Roof
NJADRE1555615276 | Administratively Determined Incentive Program | MANTUA | 8051 | 15 | 19.25 | Residential | Behind the Meter | No | Net Metered Residential | SunPower Corporation, Systems |  | AC Electric | Accepted | 2024-01-09 | 2024-02-01 | 2025-02-01 | Solar Panels | Sunpower | SPR-X21-350-BLK-E-AC |  | 0.35 | 12 | 303 | 45 |  | Fixed | Roof
NJADRE1555615276 | Administratively Determined Incentive Program | MANTUA | 8051 | 15 | 19.25 | Residential | Behind the Meter | No | Net Metered Residential | SunPower Corporation, Systems |  | AC Electric | Accepted | 2024-01-09 | 2024-02-01 | 2025-02-01 | Solar Panels | Sunpower | SPR-X21-350-BLK-E-AC |  | 0.35 | 7 | 122 | 45 |  | Fixed | Roof
NJADRE1555615276 | Administratively Determined Incentive Program | MANTUA | 8051 | 15 | 19.25 | Residential | Behind the Meter | No | Net Metered Residential | SunPower Corporation, Systems |  | AC Electric | Accepted | 2024-01-09 | 2024-02-01 | 2025-02-01 | Solar Panels | Sunpower | SPR-X21-350-BLK-E-AC |  | 0.35 | 2 | 213 | 33 |  | Fixed | Roof
NJADRE1555615276 | Administratively Determined Incentive Program | MANTUA | 8051 | 15 | 19.25 | Residential | Behind the Meter | No | Net Metered Residential | SunPower Corporation, Systems |  | AC Electric | Accepted | 2024-01-09 | 2024-02-01 | 2025-02-01 | Solar Panels | Sunpower | SPR-X21-350-BLK-E-AC |  | 0.35 | 2 | 123 | 33 |  | Fixed | Roof
NJADRE1555615276 | Administratively Determined Incentive Program | MANTUA | 8051 | 15 | 19.25 | Residential | Behind the Meter | No | Net Metered Residential | SunPower Corporation, Systems |  | AC Electric | Accepted | 2024-01-09 | 2024-02-01 | 2025-02-01 | Solar Panels | Sunpower | SPR-X21-350-BLK-E-AC |  | 0.35 | 18 | 33 | 33 |  | Fixed | Roof
NJADRE1555615276 | Administratively Determined Incentive Program | MANTUA | 8051 | 15 | 19.25 | Residential | Behind the Meter | No | Net Metered Residential | SunPower Corporation, Systems |  | AC Electric | Accepted | 2024-01-09 | 2024-02-01 | 2025-02-01 | Solar Panels | Sunpower | SPR-X21-350-BLK-E-AC |  | 0.35 | 10 | 213 | 33 |  | Fixed | Roof
NJADRE1555615276 | Administratively Determined Incentive Program | MANTUA | 8051 | 15 | 19.25 | Residential | Behind the Meter | No | Net Metered Residential | SunPower Corporation, Systems |  | AC Electric | Accepted | 2024-01-09 | 2024-02-01 | 2025-02-01 | Solar Panels | Sunpower | SPR-X21-350-BLK-E-AC |  | 0.35 | 4 | 213 | 45 |  | Fixed | Roof
NJADRE1555615276 | Administratively Determined Incentive Program | MANTUA | 8051 | 15 | 19.25 | Residential | Behind the Meter | No | Net Metered Residential | SunPower Corporation, Systems |  | AC Electric | Accepted | 2024-01-09 | 2024-02-01 | 2025-02-01 | Inverters | Enphase | IQ7XS-96-ACM-US | 315 |  | 55 |  |  | 0.98 |  | Other | under each panel
NJADRE1555615638 | Administratively Determined Incentive Program | LANDING | 7850 | 3 | 7.9 | Residential | Behind the Meter | No | Net Metered Residential | Fusion Solar Energy |  | JCP&L | Accepted | 2024-01-09 | 2024-02-05 | 2025-02-05 | Inverters | ENPHASE | IQ7PLUS-72-2-US | 290 |  | 20 |  |  | 0.94 |  | Outside
NJADRE1555615638 | Administratively Determined Incentive Program | LANDING | 7850 | 3 | 7.9 | Residential | Behind the Meter | No | Net Metered Residential | Fusion Solar Energy |  | JCP&L | Accepted | 2024-01-09 | 2024-02-05 | 2025-02-05 | Solar Panels | CANADIAN SOLAR | CS6R-395MS-HL |  | 0.395 | 6 | 354 | 15 |  | Fixed | Roof
NJADRE1555615638 | Administratively Determined Incentive Program | LANDING | 7850 | 3 | 7.9 | Residential | Behind the Meter | No | Net Metered Residential | Fusion Solar Energy |  | JCP&L | Accepted | 2024-01-09 | 2024-02-05 | 2025-02-05 | Solar Panels | CANADIAN SOLAR | CS6R-395MS-HL |  | 0.395 | 8 | 354 | 35 |  | Fixed | Roof
NJADRE1555615638 | Administratively Determined Incentive Program | LANDING | 7850 | 3 | 7.9 | Residential | Behind the Meter | No | Net Metered Residential | Fusion Solar Energy |  | JCP&L | Accepted | 2024-01-09 | 2024-02-05 | 2025-02-05 | Solar Panels | CANADIAN SOLAR | CS6R-395MS-HL |  | 0.395 | 6 | 174 | 24 |  | Fixed | Roof
NJADRE1555616557 | Administratively Determined Incentive Program | MONTVILLE | 7045 | 3 | 8.8 | Residential | Behind the Meter | Yes | Net Metered Residential | Pro Custom Solar dba Momentum Solar |  | JCP&L | Accepted | 2024-01-09 | 2024-02-02 | 2025-02-02 | Solar Panels | Q. PEAK DUO BLK ML-G10+400 | hanwha |  | 0.4 | 13 | 173 | 17 |  | Fixed | Roof
NJADRE1555616557 | Administratively Determined Incentive Program | MONTVILLE | 7045 | 3 | 8.8 | Residential | Behind the Meter | Yes | Net Metered Residential | Pro Custom Solar dba Momentum Solar |  | JCP&L | Accepted | 2024-01-09 | 2024-02-02 | 2025-02-02 | Solar Panels | Q. PEAK DUO BLK ML-G10+400 | hanwha |  | 0.4 | 9 | 359 | 17 |  | Fixed | Roof
NJADRE1555616557 | Administratively Determined Incentive Program | MONTVILLE | 7045 | 3 | 8.8 | Residential | Behind the Meter | Yes | Net Metered Residential | Pro Custom Solar dba Momentum Solar |  | JCP&L | Accepted | 2024-01-09 | 2024-02-02 | 2025-02-02 | Inverters | IQ8PLUS-72-2-US | enphase | 290 |  | 22 |  |  | 0.97 |  | Outdoor
NJADRE1555616826 | Administratively Determined Incentive Program | SOUTH ORANGE | 7079 | 9 | 4.51 | Residential | Behind the Meter | No | Net Metered Residential | Infinity Solar Systems |  | PSE&G | Accepted | 2024-01-09 | 2024-02-01 | 2025-02-01 | Inverters | Enphase | IQ8PLUS-72-2-US | 290 |  | 11 |  |  | 0.97 |  | Outdoor
NJADRE1555616826 | Administratively Determined Incentive Program | SOUTH ORANGE | 7079 | 9 | 4.51 | Residential | Behind the Meter | No | Net Metered Residential | Infinity Solar Systems |  | PSE&G | Accepted | 2024-01-09 | 2024-02-01 | 2025-02-01 | Solar Panels | SEG Solar | SEG-410-BMD-HV |  | 0.41 | 6 | 130 | 25 |  | Fixed | Roof
NJADRE1555616826 | Administratively Determined Incentive Program | SOUTH ORANGE | 7079 | 9 | 4.51 | Residential | Behind the Meter | No | Net Metered Residential | Infinity Solar Systems |  | PSE&G | Accepted | 2024-01-09 | 2024-02-01 | 2025-02-01 | Solar Panels | SEG Solar | SEG-410-BMD-HV |  | 0.41 | 5 | 310 | 25 |  | Fixed | Roof
NJADRE1555617151 | Administratively Determined Incentive Program | UNION | 7083 | 10 | 8.1 | Residential | Behind the Meter | Yes | Net Metered Residential | Sunrun Installation Services, Inc |  | PSE&G | Accepted | 2024-01-09 | 2024-02-01 | 2025-02-01 | Inverters | DELTA ELECTRONICS | E8-TL-US | 8000 |  | 1 |  |  | 0.97 |  | Outdoor | Next To Meter
NJADRE1555617151 | Administratively Determined Incentive Program | UNION | 7083 | 10 | 8.1 | Residential | Behind the Meter | Yes | Net Metered Residential | Sunrun Installation Services, Inc |  | PSE&G | Accepted | 2024-01-09 | 2024-02-01 | 2025-02-01 | Solar Panels | HANWHA Q-CELLS | Q.PEAK DUO BLK ML-G10+ 405 |  | 0.405 | 12 | 220 | 34 |  | Fixed | Roof
NJADRE1555617151 | Administratively Determined Incentive Program | UNION | 7083 | 10 | 8.1 | Residential | Behind the Meter | Yes | Net Metered Residential | Sunrun Installation Services, Inc |  | PSE&G | Accepted | 2024-01-09 | 2024-02-01 | 2025-02-01 | Solar Panels | HANWHA Q-CELLS | Q.PEAK DUO BLK ML-G10+ 405 |  | 0.405 | 8 | 40 | 36 |  | Fixed | Roof
NJADRE1555617151 | Administratively Determined Incentive Program | UNION | 7083 | 10 | 8.1 | Residential | Behind the Meter | Yes | Net Metered Residential | Sunrun Installation Services, Inc |  | PSE&G | Accepted | 2024-01-09 | 2024-02-01 | 2025-02-01 | Electric Storage Battery | TESLA | POWERWALL |  |  | 1 |  |  |  | Lithium Ion |  | OUTSIDE?
NJADRE1555617501 | Administratively Determined Incentive Program | PRINCETON | 8540 | 12 | 16.61 | Residential | Behind the Meter | No | Net Metered Residential | Tesla Energy Operations Inc. |  | PSE&G | Accepted | 2024-01-09 | 2024-02-06 | 2025-02-06 | Solar Panels | Hanwha | Q.PEAK DUO BLK ML-G10+/TS 405 |  | 0.405 | 4 | 298 | 40 |  | Fixed | Roof
NJADRE1555617501 | Administratively Determined Incentive Program | PRINCETON | 8540 | 12 | 16.61 | Residential | Behind the Meter | No | Net Metered Residential | Tesla Energy Operations Inc. |  | PSE&G | Accepted | 2024-01-09 | 2024-02-06 | 2025-02-06 | Solar Panels | Hanwha | Q.PEAK DUO BLK ML-G10+/TS 405: PV Module, 405W |  | 0.405 | 4 | 118 | 40 |  | Fixed | Roof
NJADRE1555617501 | Administratively Determined Incentive Program | PRINCETON | 8540 | 12 | 16.61 | Residential | Behind the Meter | No | Net Metered Residential | Tesla Energy Operations Inc. |  | PSE&G | Accepted | 2024-01-09 | 2024-02-06 | 2025-02-06 | Solar Panels | Hanwha | Q.PEAK DUO BLK ML-G10+/TS 405: PV Module, 405W |  | 0.405 | 3 | 208 | 30 |  | Fixed | Roof
NJADRE1555617501 | Administratively Determined Incentive Program | PRINCETON | 8540 | 12 | 16.61 | Residential | Behind the Meter | No | Net Metered Residential | Tesla Energy Operations Inc. |  | PSE&G | Accepted | 2024-01-09 | 2024-02-06 | 2025-02-06 | Electric Storage Battery | Tesla | Powerwall3 |  |  | 3 |  |  |  | Lithium Ion |  | OUTSIDE?
NJADRE1555617501 | Administratively Determined Incentive Program | PRINCETON | 8540 | 12 | 16.61 | Residential | Behind the Meter | No | Net Metered Residential | Tesla Energy Operations Inc. |  | PSE&G | Accepted | 2024-01-09 | 2024-02-06 | 2025-02-06 | Inverters | Tesla | 1707000-25-G | 11500 |  | 3 |  |  | 0.97 |  | Outdoor
NJADRE1555617501 | Administratively Determined Incentive Program | PRINCETON | 8540 | 12 | 16.61 | Residential | Behind the Meter | No | Net Metered Residential | Tesla Energy Operations Inc. |  | PSE&G | Accepted | 2024-01-09 | 2024-02-06 | 2025-02-06 | Solar Panels | Hanwha | Q.PEAK DUO BLK ML-G10+/TS 405 |  | 0.405 | 30 | 208 | 30 |  | Fixed | Roof
NJADRE1555617641 | Administratively Determined Incentive Program | FORKED RIVER | 8731 | 18 | 9.6 | Residential | Behind the Meter | No | Net Metered Residential | All Season Solar |  | JCP&L | Accepted | 2024-01-09 | 2024-02-05 | 2025-02-05 | Inverters | Enphase | IQ8 Plus | 290 |  | 24 |  |  | 0.97 |  | Outside
NJADRE1555617641 | Administratively Determined Incentive Program | FORKED RIVER | 8731 | 18 | 9.6 | Residential | Behind the Meter | No | Net Metered Residential | All Season Solar |  | JCP&L | Accepted | 2024-01-09 | 2024-02-05 | 2025-02-05 | Solar Panels | Certainteed | CT400HC11-06 |  | 0.4 | 17 | 189 | 14 |  | Fixed | Roof
NJADRE1555617641 | Administratively Determined Incentive Program | FORKED RIVER | 8731 | 18 | 9.6 | Residential | Behind the Meter | No | Net Metered Residential | All Season Solar |  | JCP&L | Accepted | 2024-01-09 | 2024-02-05 | 2025-02-05 | Solar Panels | Certainteed | CT400HC11-06 |  | 0.4 | 3 | 189 | 38 |  | Fixed | Roof
NJADRE1555617641 | Administratively Determined Incentive Program | FORKED RIVER | 8731 | 18 | 9.6 | Residential | Behind the Meter | No | Net Metered Residential | All Season Solar |  | JCP&L | Accepted | 2024-01-09 | 2024-02-05 | 2025-02-05 | Solar Panels | Certainteed | CT400HC11-06 |  | 0.4 | 2 | 279 | 25 |  | Fixed | Roof
NJADRE1555617641 | Administratively Determined Incentive Program | FORKED RIVER | 8731 | 18 | 9.6 | Residential | Behind the Meter | No | Net Metered Residential | All Season Solar |  | JCP&L | Accepted | 2024-01-09 | 2024-02-05 | 2025-02-05 | Solar Panels | Certainteed | CT400HC11-06 |  | 0.4 | 2 | 99 | 25 |  | Fixed | Roof
NJADRE1555618628 | Administratively Determined Incentive Program | BLUE ANCHOR | 8037 | 19 | 15.39 | Residential | Behind the Meter | No | Net Metered Residential | EMT Renewables |  | AC Electric | Accepted | 2024-01-09 | 2024-02-01 | 2025-02-01 | Inverters | ENPHASE | IQ8+ | 290 |  | 38 |  |  | 0.98 |  | Other | UNDER EACH PANEL
NJADRE1555618628 | Administratively Determined Incentive Program | BLUE ANCHOR | 8037 | 19 | 15.39 | Residential | Behind the Meter | No | Net Metered Residential | EMT Renewables |  | AC Electric | Accepted | 2024-01-09 | 2024-02-01 | 2025-02-01 | Solar Panels | Q CELLS | Q PEAK DUO BLK |  | 0.405 | 9 | 77 | 33 |  | Fixed | Roof
NJADRE1555618628 | Administratively Determined Incentive Program | BLUE ANCHOR | 8037 | 19 | 15.39 | Residential | Behind the Meter | No | Net Metered Residential | EMT Renewables |  | AC Electric | Accepted | 2024-01-09 | 2024-02-01 | 2025-02-01 | Solar Panels | Q CELLS | Q PEAK DUO BLK |  | 0.405 | 5 | 347 | 28 |  | Fixed | Roof
NJADRE1555618628 | Administratively Determined Incentive Program | BLUE ANCHOR | 8037 | 19 | 15.39 | Residential | Behind the Meter | No | Net Metered Residential | EMT Renewables |  | AC Electric | Accepted | 2024-01-09 | 2024-02-01 | 2025-02-01 | Solar Panels | Q CELLS | Q PEAK DUO BLK |  | 0.405 | 6 | 167 | 28 |  | Fixed | Roof
NJADRE1555618628 | Administratively Determined Incentive Program | BLUE ANCHOR | 8037 | 19 | 15.39 | Residential | Behind the Meter | No | Net Metered Residential | EMT Renewables |  | AC Electric | Accepted | 2024-01-09 | 2024-02-01 | 2025-02-01 | Solar Panels | Q CELLS | Q PEAK DUO BLK |  | 0.405 | 7 | 257 | 33 |  | Fixed | Roof
NJADRE1555618628 | Administratively Determined Incentive Program | BLUE ANCHOR | 8037 | 19 | 15.39 | Residential | Behind the Meter | No | Net Metered Residential | EMT Renewables |  | AC Electric | Accepted | 2024-01-09 | 2024-02-01 | 2025-02-01 | Solar Panels | Q CELLS | Q PEAK DUO BLK |  | 0.405 | 6 | 257 | 33 |  | Fixed | Roof
NJADRE1555618628 | Administratively Determined Incentive Program | BLUE ANCHOR | 8037 | 19 | 15.39 | Residential | Behind the Meter | No | Net Metered Residential | EMT Renewables |  | AC Electric | Accepted | 2024-01-09 | 2024-02-01 | 2025-02-01 | Solar Panels | Q CELLS | Q PEAK DUO BLK |  | 0.405 | 2 | 167 | 39 |  | Fixed | Roof
NJADRE1555618628 | Administratively Determined Incentive Program | BLUE ANCHOR | 8037 | 19 | 15.39 | Residential | Behind the Meter | No | Net Metered Residential | EMT Renewables |  | AC Electric | Accepted | 2024-01-09 | 2024-02-01 | 2025-02-01 | Solar Panels | Q CELLS | Q PEAK DUO BLK |  | 0.405 | 3 | 347 | 44 |  | Fixed | Roof
NJADRE1555620026 | Administratively Determined Incentive Program | PLEASANTVILLE | 8232 | 19 | 3.24 | Residential | Behind the Meter | Yes | Net Metered Residential | Sunrun Installation Services, Inc. |  | AC Electric | Accepted | 2024-01-09 | 2024-02-02 | 2025-02-02 | Inverters | SolarEdge Technologies | SE3800H-USMN | 3800 |  | 1 |  |  | 0.992 |  | Outdoor | Next to meter
NJADRE1555620026 | Administratively Determined Incentive Program | PLEASANTVILLE | 8232 | 19 | 3.24 | Residential | Behind the Meter | Yes | Net Metered Residential | Sunrun Installation Services, Inc. |  | AC Electric | Accepted | 2024-01-09 | 2024-02-02 | 2025-02-02 | Solar Panels | Hanwha Q Cells | Q.PEAK DUO BLK ML-G10+ 405 |  | 0.405 | 4 | 313 | 5 |  | Fixed | Roof
NJADRE1555620026 | Administratively Determined Incentive Program | PLEASANTVILLE | 8232 | 19 | 3.24 | Residential | Behind the Meter | Yes | Net Metered Residential | Sunrun Installation Services, Inc. |  | AC Electric | Accepted | 2024-01-09 | 2024-02-02 | 2025-02-02 | Solar Panels | Hanwha Q Cells | Q.PEAK DUO BLK ML-G10+ 405 |  | 0.405 | 4 | 134 | 38 |  | Fixed | Roof
NJADRE1555620235 | Administratively Determined Incentive Program | Hamilton Township MER | 8610 | 12 | 7.29 | Residential | Behind the Meter | Yes | Net Metered Residential | Sunrun Installation Services, Inc. |  | PSE&G | Accepted | 2024-01-09 | 2024-02-02 | 2025-02-02 | Solar Panels | HANWHA Q-CELLS | Q.PEAK DUO BLK ML-G10+ 405 |  | 0.405 | 18 | 241 | 34 |  | Fixed | Roof
NJADRE1555620235 | Administratively Determined Incentive Program | Hamilton Township MER | 8610 | 12 | 7.29 | Residential | Behind the Meter | Yes | Net Metered Residential | Sunrun Installation Services, Inc. |  | PSE&G | Accepted | 2024-01-09 | 2024-02-02 | 2025-02-02 | Inverters | SolarEdge Technologies | SE6000H-USSN | 6000 |  | 1 |  |  | 0.99 |  | Outdoor | Next To Meter
NJADRE1555620571 | Administratively Determined Incentive Program | VERONA | 7044 | 9 | 8.91 | Residential | Behind the Meter | Yes | Net Metered Residential | Trinity Solar Inc. |  | PSE&G | Accepted | 2024-01-09 | 2024-02-02 | 2025-02-02 | Inverters | Solar Edge | SE7600H-US | 7600 |  | 1 |  |  | 0.97 |  | Outdoor
NJADRE1555620571 | Administratively Determined Incentive Program | VERONA | 7044 | 9 | 8.91 | Residential | Behind the Meter | Yes | Net Metered Residential | Trinity Solar Inc. |  | PSE&G | Accepted | 2024-01-09 | 2024-02-02 | 2025-02-02 | Solar Panels | Hanwha | Q.PEAK DUO BLK ML-G10+ 405 |  | 0.405 | 11 | 203 | 37 |  | Fixed | Roof
NJADRE1555620571 | Administratively Determined Incentive Program | VERONA | 7044 | 9 | 8.91 | Residential | Behind the Meter | Yes | Net Metered Residential | Trinity Solar Inc. |  | PSE&G | Accepted | 2024-01-09 | 2024-02-02 | 2025-02-02 | Solar Panels | Hanwha | Q.PEAK DUO BLK ML-G10+ 405 |  | 0.405 | 5 | 113 | 37 |  | Fixed | Roof
NJADRE1555620571 | Administratively Determined Incentive Program | VERONA | 7044 | 9 | 8.91 | Residential | Behind the Meter | Yes | Net Metered Residential | Trinity Solar Inc. |  | PSE&G | Accepted | 2024-01-09 | 2024-02-02 | 2025-02-02 | Solar Panels | Hanwha | Q.PEAK DUO BLK ML-G10+ 405 |  | 0.405 | 3 | 203 | 27 |  | Fixed | Roof
NJADRE1555620571 | Administratively Determined Incentive Program | VERONA | 7044 | 9 | 8.91 | Residential | Behind the Meter | Yes | Net Metered Residential | Trinity Solar Inc. |  | PSE&G | Accepted | 2024-01-09 | 2024-02-02 | 2025-02-02 | Solar Panels | Hanwha | Q.PEAK DUO BLK ML-G10+ 405 |  | 0.405 | 3 | 23 | 27 |  | Fixed | Roof
NJADRE1555620926 | Administratively Determined Incentive Program | PALMYRA | 8065 | 13 | 10.94 | Residential | Behind the Meter | Yes | Net Metered Residential | Sunny Mac LLC |  | PSE&G | Accepted | 2024-01-09 | 2024-02-05 | 2025-02-05 | Solar Panels | Q.PEAK DUO BLK ML-G10+ 405 | HANWHA |  | 0.405 | 6 | 144 | 36 |  | Fixed | Roof
NJADRE1555620926 | Administratively Determined Incentive Program | PALMYRA | 8065 | 13 | 10.94 | Residential | Behind the Meter | Yes | Net Metered Residential | Sunny Mac LLC |  | PSE&G | Accepted | 2024-01-09 | 2024-02-05 | 2025-02-05 | Solar Panels | Q.PEAK DUO BLK ML-G10+ 405 | HANWHA |  | 0.405 | 4 | 234 | 36 |  | Fixed | Roof
NJADRE1555620926 | Administratively Determined Incentive Program | PALMYRA | 8065 | 13 | 10.94 | Residential | Behind the Meter | Yes | Net Metered Residential | Sunny Mac LLC |  | PSE&G | Accepted | 2024-01-09 | 2024-02-05 | 2025-02-05 | Solar Panels | Q.PEAK DUO BLK ML-G10+ 405 | HANWHA |  | 0.405 | 5 | 324 | 36 |  | Fixed | Roof
NJADRE1555620926 | Administratively Determined Incentive Program | PALMYRA | 8065 | 13 | 10.94 | Residential | Behind the Meter | Yes | Net Metered Residential | Sunny Mac LLC |  | PSE&G | Accepted | 2024-01-09 | 2024-02-05 | 2025-02-05 | Solar Panels | Q.PEAK DUO BLK ML-G10+ 405 | HANWHA |  | 0.405 | 3 | 234 | 23 |  | Fixed | Roof
NJADRE1555620926 | Administratively Determined Incentive Program | PALMYRA | 8065 | 13 | 10.94 | Residential | Behind the Meter | Yes | Net Metered Residential | Sunny Mac LLC |  | PSE&G | Accepted | 2024-01-09 | 2024-02-05 | 2025-02-05 | Solar Panels | Q.PEAK DUO BLK ML-G10+ 405 | HANWHA |  | 0.405 | 3 | 324 | 30 |  | Fixed | Roof
NJADRE1555620926 | Administratively Determined Incentive Program | PALMYRA | 8065 | 13 | 10.94 | Residential | Behind the Meter | Yes | Net Metered Residential | Sunny Mac LLC |  | PSE&G | Accepted | 2024-01-09 | 2024-02-05 | 2025-02-05 | Solar Panels | Q.PEAK DUO BLK ML-G10+ 405 | HANWHA |  | 0.405 | 6 | 144 | 31 |  | Fixed | Roof
NJADRE1555620926 | Administratively Determined Incentive Program | PALMYRA | 8065 | 13 | 10.94 | Residential | Behind the Meter | Yes | Net Metered Residential | Sunny Mac LLC |  | PSE&G | Accepted | 2024-01-09 | 2024-02-05 | 2025-02-05 | Inverters | SE 3000H -US | Solaredge | 5000 |  | 1 |  |  | 0.1 |  | Outdoor | next to meter
NJADRE1555620926 | Administratively Determined Incentive Program | PALMYRA | 8065 | 13 | 10.94 | Residential | Behind the Meter | Yes | Net Metered Residential | Sunny Mac LLC |  | PSE&G | Accepted | 2024-01-09 | 2024-02-05 | 2025-02-05 | Inverters | SE 3000H -US | Solaredge | 3000 |  | 1 |  |  | 0.1 |  | Outdoor | next to meter
NJADRE1555621427 | Administratively Determined Incentive Program | MOUNT HOLLY TWP | 8060 | 13 | 8.1 | Residential | Behind the Meter | No | Net Metered Residential | EMT Renewables |  | PSE&G | Accepted | 2024-01-09 | 2024-02-02 | 2025-02-02 | Inverters | ENPHASE | IQ8+ | 290 |  | 20 |  |  | 0.98 |  | Other | UNDER EACH PANEL
NJADRE1555621427 | Administratively Determined Incentive Program | MOUNT HOLLY TWP | 8060 | 13 | 8.1 | Residential | Behind the Meter | No | Net Metered Residential | EMT Renewables |  | PSE&G | Accepted | 2024-01-09 | 2024-02-02 | 2025-02-02 | Solar Panels | Q CELLS | Q PEAK DUO BLK |  | 0.405 | 3 | 241 | 20 |  | Fixed | Roof
NJADRE1555621427 | Administratively Determined Incentive Program | MOUNT HOLLY TWP | 8060 | 13 | 8.1 | Residential | Behind the Meter | No | Net Metered Residential | EMT Renewables |  | PSE&G | Accepted | 2024-01-09 | 2024-02-02 | 2025-02-02 | Solar Panels | Q CELLS | Q PEAK DUO BLK |  | 0.405 | 3 | 331 | 20 |  | Fixed | Roof
NJADRE1555621427 | Administratively Determined Incentive Program | MOUNT HOLLY TWP | 8060 | 13 | 8.1 | Residential | Behind the Meter | No | Net Metered Residential | EMT Renewables |  | PSE&G | Accepted | 2024-01-09 | 2024-02-02 | 2025-02-02 | Solar Panels | Q CELLS | Q PEAK DUO BLK |  | 0.405 | 10 | 151 | 20 |  | Fixed | Roof
NJADRE1555621427 | Administratively Determined Incentive Program | MOUNT HOLLY TWP | 8060 | 13 | 8.1 | Residential | Behind the Meter | No | Net Metered Residential | EMT Renewables |  | PSE&G | Accepted | 2024-01-09 | 2024-02-02 | 2025-02-02 | Solar Panels | Q CELLS | Q PEAK DUO BLK |  | 0.405 | 2 | 61 | 20 |  | Fixed | Roof
NJADRE1555621427 | Administratively Determined Incentive Program | MOUNT HOLLY TWP | 8060 | 13 | 8.1 | Residential | Behind the Meter | No | Net Metered Residential | EMT Renewables |  | PSE&G | Accepted | 2024-01-09 | 2024-02-02 | 2025-02-02 | Solar Panels | Q CELLS | Q PEAK DUO BLK |  | 0.405 | 2 | 331 | 20 |  | Fixed | Roof
NJADRE1555621430 | Administratively Determined Incentive Program | BEACHWOOD | 8722 | 18 | 12 | Residential | Behind the Meter | Yes | Net Metered Residential | Trinity Solar Inc. |  | JCP&L | Accepted | 2024-01-09 | 2024-02-02 | 2025-02-02 | Inverters | Solar Edge | SE10000H-US | 10 |  | 1 |  |  | 0.97 |  | Outside
NJADRE1555621430 | Administratively Determined Incentive Program | BEACHWOOD | 8722 | 18 | 12 | Residential | Behind the Meter | Yes | Net Metered Residential | Trinity Solar Inc. |  | JCP&L | Accepted | 2024-01-09 | 2024-02-02 | 2025-02-02 | Solar Panels | HANWHA | Q.PEAK DUO BLK ML-G10+ 400 |  | 0.4 | 18 | 215 | 23 |  | Fixed | Roof
NJADRE1555621430 | Administratively Determined Incentive Program | BEACHWOOD | 8722 | 18 | 12 | Residential | Behind the Meter | Yes | Net Metered Residential | Trinity Solar Inc. |  | JCP&L | Accepted | 2024-01-09 | 2024-02-02 | 2025-02-02 | Solar Panels | HANWHA | Q.PEAK DUO BLK ML-G10+ 400 |  | 0.4 | 7 | 35 | 23 |  | Fixed | Roof
NJADRE1555621430 | Administratively Determined Incentive Program | BEACHWOOD | 8722 | 18 | 12 | Residential | Behind the Meter | Yes | Net Metered Residential | Trinity Solar Inc. |  | JCP&L | Accepted | 2024-01-09 | 2024-02-02 | 2025-02-02 | Solar Panels | HANWHA | Q.PEAK DUO BLK ML-G10+ 400 |  | 0.4 | 5 | 35 | 14 |  | Fixed | Roof
NJADRE1555621454 | Administratively Determined Incentive Program | Perth Amboy City | 8861 | 11 | 7.29 | Residential | Behind the Meter | Yes | Net Metered Residential | Sunrun Installation Services, Inc. |  | PSE&G | Accepted | 2024-01-09 | 2024-02-01 | 2025-02-01 | Inverters | SolarEdge Technologies | SE6000H-USSN | 6000 |  | 1 |  |  | 0.992 |  | Outdoor | Next to meter
NJADRE1555621454 | Administratively Determined Incentive Program | Perth Amboy City | 8861 | 11 | 7.29 | Residential | Behind the Meter | Yes | Net Metered Residential | Sunrun Installation Services, Inc. |  | PSE&G | Accepted | 2024-01-09 | 2024-02-01 | 2025-02-01 | Solar Panels | Hanwha Q Cells | Q.PEAK DUO BLK ML-G10+ 405 |  | 0.405 | 9 | 21 | 19 |  | Fixed | Roof
NJADRE1555621454 | Administratively Determined Incentive Program | Perth Amboy City | 8861 | 11 | 7.29 | Residential | Behind the Meter | Yes | Net Metered Residential | Sunrun Installation Services, Inc. |  | PSE&G | Accepted | 2024-01-09 | 2024-02-01 | 2025-02-01 | Solar Panels | Hanwha Q Cells | Q.PEAK DUO BLK ML-G10+ 405 |  | 0.405 | 9 | 201 | 19 |  | Fixed | Roof
NJADRE1555621457 | Administratively Determined Incentive Program | PENNSVILLE | 8070 | 16 | 7.7 | Residential | Behind the Meter | Yes | Net Metered Residential | SunnyMac LLC |  | AC Electric | Accepted | 2024-01-09 | 2024-02-05 | 2025-02-05 | Solar Panels | Q.PEAK DUO BLK ML-G10+ 405 | HANWHA |  | 0.405 | 6 | 129 | 16 |  | Fixed | Roof
NJADRE1555621457 | Administratively Determined Incentive Program | PENNSVILLE | 8070 | 16 | 7.7 | Residential | Behind the Meter | Yes | Net Metered Residential | SunnyMac LLC |  | AC Electric | Accepted | 2024-01-09 | 2024-02-05 | 2025-02-05 | Solar Panels | Q.PEAK DUO BLK ML-G10+ 405 | HANWHA |  | 0.405 | 4 | 309 | 22 |  | Fixed | Roof
NJADRE1555621457 | Administratively Determined Incentive Program | PENNSVILLE | 8070 | 16 | 7.7 | Residential | Behind the Meter | Yes | Net Metered Residential | SunnyMac LLC |  | AC Electric | Accepted | 2024-01-09 | 2024-02-05 | 2025-02-05 | Solar Panels | Q.PEAK DUO BLK ML-G10+ 405 | HANWHA |  | 0.405 | 6 | 309 | 16 |  | Fixed | Roof
NJADRE1555621457 | Administratively Determined Incentive Program | PENNSVILLE | 8070 | 16 | 7.7 | Residential | Behind the Meter | Yes | Net Metered Residential | SunnyMac LLC |  | AC Electric | Accepted | 2024-01-09 | 2024-02-05 | 2025-02-05 | Solar Panels | Q.PEAK DUO BLK ML-G10+ 405 | HANWHA |  | 0.405 | 3 | 219 | 12 |  | Fixed | Roof
NJADRE1555621457 | Administratively Determined Incentive Program | PENNSVILLE | 8070 | 16 | 7.7 | Residential | Behind the Meter | Yes | Net Metered Residential | SunnyMac LLC |  | AC Electric | Accepted | 2024-01-09 | 2024-02-05 | 2025-02-05 | Inverters | IQ8PLUS-72-2-US | ENPHASE | 290 |  | 19 |  |  | 0.1 |  | Outdoor | next to meter
NJADRE1555621476 | Administratively Determined Incentive Program | NEWTON | 7860 | 1 | 19.04 | Residential | Behind the Meter | Yes | Net Metered Residential | Trinity Solar |  | JCP&L | Accepted | 2024-01-09 | 2024-02-02 | 2025-02-02 | Inverters | Solar Edge | SE11400H-US | 11400 |  | 1 |  |  | 0.97 |  | Outdoor
NJADRE1555621476 | Administratively Determined Incentive Program | NEWTON | 7860 | 1 | 19.04 | Residential | Behind the Meter | Yes | Net Metered Residential | Trinity Solar |  | JCP&L | Accepted | 2024-01-09 | 2024-02-02 | 2025-02-02 | Inverters | Solar Edge | SE3000H-US | 3000 |  | 1 |  |  | 0.97 |  | Outdoor
NJADRE1555621476 | Administratively Determined Incentive Program | NEWTON | 7860 | 1 | 19.04 | Residential | Behind the Meter | Yes | Net Metered Residential | Trinity Solar |  | JCP&L | Accepted | 2024-01-09 | 2024-02-02 | 2025-02-02 | Solar Panels | HANWHA | (Q.PEAK DUO BLK ML-G10+ 405) |  | 0.405 | 11 | 272 | 34 |  | Fixed | Roof
NJADRE1555621476 | Administratively Determined Incentive Program | NEWTON | 7860 | 1 | 19.04 | Residential | Behind the Meter | Yes | Net Metered Residential | Trinity Solar |  | JCP&L | Accepted | 2024-01-09 | 2024-02-02 | 2025-02-02 | Solar Panels | HANWHA | (Q.PEAK DUO BLK ML-G10+ 405) |  | 0.405 | 12 | 92 | 34 |  | Fixed | Roof
NJADRE1555621476 | Administratively Determined Incentive Program | NEWTON | 7860 | 1 | 19.04 | Residential | Behind the Meter | Yes | Net Metered Residential | Trinity Solar |  | JCP&L | Accepted | 2024-01-09 | 2024-02-02 | 2025-02-02 | Solar Panels | HANWHA | (Q.PEAK DUO BLK ML-G10+ 405) |  | 0.405 | 6 | 92 | 34 |  | Fixed | Roof
NJADRE1555621476 | Administratively Determined Incentive Program | NEWTON | 7860 | 1 | 19.04 | Residential | Behind the Meter | Yes | Net Metered Residential | Trinity Solar |  | JCP&L | Accepted | 2024-01-09 | 2024-02-02 | 2025-02-02 | Solar Panels | HANWHA | (Q.PEAK DUO BLK ML-G10+ 405) |  | 0.405 | 8 | 182 | 45 |  | Fixed | Roof
NJADRE1555621476 | Administratively Determined Incentive Program | NEWTON | 7860 | 1 | 19.04 | Residential | Behind the Meter | Yes | Net Metered Residential | Trinity Solar |  | JCP&L | Accepted | 2024-01-09 | 2024-02-02 | 2025-02-02 | Solar Panels | HANWHA | (Q.PEAK DUO BLK ML-G10+ 405) |  | 0.405 | 6 | 182 | 37 |  | Fixed | Roof
NJADRE1555621476 | Administratively Determined Incentive Program | NEWTON | 7860 | 1 | 19.04 | Residential | Behind the Meter | Yes | Net Metered Residential | Trinity Solar |  | JCP&L | Accepted | 2024-01-09 | 2024-02-02 | 2025-02-02 | Solar Panels | HANWHA | (Q.PEAK DUO BLK ML-G10+ 405) |  | 0.405 | 4 | 182 | 37 |  | Fixed | Roof
NJADRE1555621497 | Administratively Determined Incentive Program | MORRISTOWN | 7960 | 3 | 17.42 | Residential | Behind the Meter | No | Net Metered Residential | Tesla Inc. |  | JCP&L | Accepted | 2024-01-09 | 2024-02-09 | 2025-02-09 | Solar Panels | Hanwha | Q.PEAK DUO BLK ML-G10+/TS 405 |  | 0.405 | 9 | 196 | 38 |  | Fixed | Roof
NJADRE1555621497 | Administratively Determined Incentive Program | MORRISTOWN | 7960 | 3 | 17.42 | Residential | Behind the Meter | No | Net Metered Residential | Tesla Inc. |  | JCP&L | Accepted | 2024-01-09 | 2024-02-09 | 2025-02-09 | Solar Panels | Hanwha | Q.PEAK DUO BLK ML-G10+/TS 405 |  | 0.405 | 12 | 105 | 37 |  | Fixed | Roof
NJADRE1555621497 | Administratively Determined Incentive Program | MORRISTOWN | 7960 | 3 | 17.42 | Residential | Behind the Meter | No | Net Metered Residential | Tesla Inc. |  | JCP&L | Accepted | 2024-01-09 | 2024-02-09 | 2025-02-09 | Solar Panels | Hanwha | Q.PEAK DUO BLK ML-G10+/TS 405 |  | 0.405 | 11 | 285 | 36 |  | Fixed | Roof
NJADRE1555621497 | Administratively Determined Incentive Program | MORRISTOWN | 7960 | 3 | 17.42 | Residential | Behind the Meter | No | Net Metered Residential | Tesla Inc. |  | JCP&L | Accepted | 2024-01-09 | 2024-02-09 | 2025-02-09 | Solar Panels | Hanwha | Q.PEAK DUO BLK ML-G10+/TS 405 |  | 0.405 | 3 | 105 | 36 |  | Fixed | Roof
NJADRE1555621497 | Administratively Determined Incentive Program | MORRISTOWN | 7960 | 3 | 17.42 | Residential | Behind the Meter | No | Net Metered Residential | Tesla Inc. |  | JCP&L | Accepted | 2024-01-09 | 2024-02-09 | 2025-02-09 | Solar Panels | Hanwha | Q.PEAK DUO BLK ML-G10+/TS 405 |  | 0.405 | 8 | 16 | 39 |  | Fixed | Roof
NJADRE1555621497 | Administratively Determined Incentive Program | MORRISTOWN | 7960 | 3 | 17.42 | Residential | Behind the Meter | No | Net Metered Residential | Tesla Inc. |  | JCP&L | Accepted | 2024-01-09 | 2024-02-09 | 2025-02-09 | Inverters | Tesla | 1538000-45-A | 7600 |  | 2 |  |  | 0.98 |  | Outdoor
NJADRE1555621502 | Administratively Determined Incentive Program | WOODBURY | 8096 | 15 | 3.24 | Residential | Behind the Meter | Yes | Net Metered Residential | Venture Solar |  | PSE&G | Accepted | 2024-01-09 | 2024-02-02 | 2025-02-02 | Inverters | Enphase | IQ8PLUS-72-2-US (240V) | 290 |  | 8 |  |  | 0.98 |  | Outdoor | Roof
NJADRE1555621502 | Administratively Determined Incentive Program | WOODBURY | 8096 | 15 | 3.24 | Residential | Behind the Meter | Yes | Net Metered Residential | Venture Solar |  | PSE&G | Accepted | 2024-01-09 | 2024-02-02 | 2025-02-02 | Solar Panels | Hanwha | Q.PEAK DUO BLK ML-G10+ 405 |  | 0.405 | 4 | 353 | 14 |  | Fixed | Roof
NJADRE1555621502 | Administratively Determined Incentive Program | WOODBURY | 8096 | 15 | 3.24 | Residential | Behind the Meter | Yes | Net Metered Residential | Venture Solar |  | PSE&G | Accepted | 2024-01-09 | 2024-02-02 | 2025-02-02 | Solar Panels | Hanwha | Q.PEAK DUO BLK ML-G10+ 405 |  | 0.405 | 4 | 173 | 14 |  | Fixed | Roof
NJADRE1555621510 | Administratively Determined Incentive Program | PHILLIPSBURG | 8865 | 2 | 9.32 | Residential | Behind the Meter | No | Net Metered Residential | EMT Renewables |  | JCP&L | Accepted | 2024-01-09 | 2024-02-02 | 2025-02-02 | Inverters | ENPHASE | IQ8+ | 290 |  | 23 |  |  | 0.98 |  | Other | UNDER EACH PANEL
NJADRE1555621510 | Administratively Determined Incentive Program | PHILLIPSBURG | 8865 | 2 | 9.32 | Residential | Behind the Meter | No | Net Metered Residential | EMT Renewables |  | JCP&L | Accepted | 2024-01-09 | 2024-02-02 | 2025-02-02 | Solar Panels | ENPHASE | Q PEAK DUO BLK |  | 0.405 | 23 | 154 | 19 |  | Fixed | Roof
NJADRE1555621531 | Administratively Determined Incentive Program | Deptford TWP | 8096 | 15 | 10.94 | Residential | Behind the Meter | Yes | Net Metered Residential | Sunrun Installation Services, Inc. |  | PSE&G | Accepted | 2024-01-09 | 2024-02-02 | 2025-02-02 | Inverters | SolarEdge Technologies | SE7600H-USSN | 7600 |  | 1 |  |  | 0.99 |  | Outdoor | Next To Meter
NJADRE1555621531 | Administratively Determined Incentive Program | Deptford TWP | 8096 | 15 | 10.94 | Residential | Behind the Meter | Yes | Net Metered Residential | Sunrun Installation Services, Inc. |  | PSE&G | Accepted | 2024-01-09 | 2024-02-02 | 2025-02-02 | Solar Panels | HANWHA Q-CELLS | Q.PEAK DUO BLK ML-G10+ 405 |  | 0.405 | 5 | 191 | 31 |  | Fixed | Roof
NJADRE1555621531 | Administratively Determined Incentive Program | Deptford TWP | 8096 | 15 | 10.94 | Residential | Behind the Meter | Yes | Net Metered Residential | Sunrun Installation Services, Inc. |  | PSE&G | Accepted | 2024-01-09 | 2024-02-02 | 2025-02-02 | Solar Panels | HANWHA Q-CELLS | Q.PEAK DUO BLK ML-G10+ 405 |  | 0.405 | 3 | 281 | 41 |  | Fixed | Roof
NJADRE1555621531 | Administratively Determined Incentive Program | Deptford TWP | 8096 | 15 | 10.94 | Residential | Behind the Meter | Yes | Net Metered Residential | Sunrun Installation Services, Inc. |  | PSE&G | Accepted | 2024-01-09 | 2024-02-02 | 2025-02-02 | Solar Panels | HANWHA Q-CELLS | Q.PEAK DUO BLK ML-G10+ 405 |  | 0.405 | 3 | 101 | 39 |  | Fixed | Roof
NJADRE1555621531 | Administratively Determined Incentive Program | Deptford TWP | 8096 | 15 | 10.94 | Residential | Behind the Meter | Yes | Net Metered Residential | Sunrun Installation Services, Inc. |  | PSE&G | Accepted | 2024-01-09 | 2024-02-02 | 2025-02-02 | Solar Panels | HANWHA Q-CELLS | Q.PEAK DUO BLK ML-G10+ 405 |  | 0.405 | 16 | 11 | 31 |  | Fixed | Roof
NJADRE1555621531 | Administratively Determined Incentive Program | Deptford TWP | 8096 | 15 | 10.94 | Residential | Behind the Meter | Yes | Net Metered Residential | Sunrun Installation Services, Inc. |  | PSE&G | Accepted | 2024-01-09 | 2024-02-02 | 2025-02-02 | Electric Storage Battery | LG CHEM | RESU 10H PRIME |  |  | 1 |  |  |  | Lithium Ion |  | OUTSIDE
NJADRE1555621950 | Administratively Determined Incentive Program | New Milford | 7646 | 7 | 4.8 | Residential | Behind the Meter | No | Net Metered Residential | Venture Home Solar, LLC |  | PSE&G | Accepted | 2024-01-09 | 2024-02-02 | 2025-02-02 | Inverters | Enphase | IQ8PLUS-72-2-US (240V) | 289 |  | 12 |  |  | 0.98 |  | Outdoor | Roof
NJADRE1555621950 | Administratively Determined Incentive Program | New Milford | 7646 | 7 | 4.8 | Residential | Behind the Meter | No | Net Metered Residential | Venture Home Solar, LLC |  | PSE&G | Accepted | 2024-01-09 | 2024-02-02 | 2025-02-02 | Solar Panels | Hanwha | BLK ML-G10+ 400 |  | 0.4 | 12 | 92 | 25 |  | Fixed | Roof
NJADRE1555621976 | Administratively Determined Incentive Program | Perth Amboy City | 8861 | 11 | 5.67 | Residential | Behind the Meter | Yes | Net Metered Residential | Sunrun Installation Services, Inc. |  | PSE&G | Accepted | 2024-01-09 | 2024-02-02 | 2025-02-02 | Inverters | SolarEdge Technologies | SE3800H-USMN | 3800 |  | 1 |  |  | 0.992 |  | Outdoor | Next to meter
NJADRE1555621976 | Administratively Determined Incentive Program | Perth Amboy City | 8861 | 11 | 5.67 | Residential | Behind the Meter | Yes | Net Metered Residential | Sunrun Installation Services, Inc. |  | PSE&G | Accepted | 2024-01-09 | 2024-02-02 | 2025-02-02 | Solar Panels | Hanwha Q Cells | Q.PEAK DUO BLK ML-G10+ 405 |  | 0.405 | 3 | 111 | 5 |  | Fixed | Roof
NJADRE1555621976 | Administratively Determined Incentive Program | Perth Amboy City | 8861 | 11 | 5.67 | Residential | Behind the Meter | Yes | Net Metered Residential | Sunrun Installation Services, Inc. |  | PSE&G | Accepted | 2024-01-09 | 2024-02-02 | 2025-02-02 | Solar Panels | Hanwha Q Cells | Q.PEAK DUO BLK ML-G10+ 405 |  | 0.405 | 11 | 201 | 45 |  | Fixed | Roof
NJADRE1555621980 | Administratively Determined Incentive Program | Union | 7083 | 10 | 12.56 | Residential | Behind the Meter | Yes | Net Metered Residential | Trinity Solar Inc |  | PSE&G | Accepted | 2024-01-09 | 2024-02-02 | 2025-02-02 | Inverters | Solar Edge | SE10000H-US | 10 |  | 1 |  |  | 0.97 |  | Outdoor
NJADRE1555621980 | Administratively Determined Incentive Program | Union | 7083 | 10 | 12.56 | Residential | Behind the Meter | Yes | Net Metered Residential | Trinity Solar Inc |  | PSE&G | Accepted | 2024-01-09 | 2024-02-02 | 2025-02-02 | Solar Panels | HANWHA | HANWHA 405 (Q.PEAK DUO BLK ML-G10+ 405) |  | 0.405 | 20 | 118 | 35 |  | Fixed | Roof
NJADRE1555621980 | Administratively Determined Incentive Program | Union | 7083 | 10 | 12.56 | Residential | Behind the Meter | Yes | Net Metered Residential | Trinity Solar Inc |  | PSE&G | Accepted | 2024-01-09 | 2024-02-02 | 2025-02-02 | Solar Panels | HANWHA | HANWHA 405 (Q.PEAK DUO BLK ML-G10+ 405) |  | 0.405 | 8 | 117 | 27 |  | Fixed | Roof
NJADRE1555621980 | Administratively Determined Incentive Program | Union | 7083 | 10 | 12.56 | Residential | Behind the Meter | Yes | Net Metered Residential | Trinity Solar Inc |  | PSE&G | Accepted | 2024-01-09 | 2024-02-02 | 2025-02-02 | Solar Panels | HANWHA | HANWHA 405 (Q.PEAK DUO BLK ML-G10+ 405) |  | 0.405 | 3 | 208 | 18 |  | Fixed | Roof
NJADRE1555621983 | Administratively Determined Incentive Program | SOUTH PLAINFIELD | 7080 | 11 | 9.72 | Residential | Behind the Meter | No | Net Metered Residential | Impact Solar, LLC |  | PSE&G | Accepted | 2024-02-02 | 2024-02-22 | 2025-02-22 | Meters | Enphase | Envoy |  |  | 1 |  |  |  | Yes
NJADRE1555621983 | Administratively Determined Incentive Program | SOUTH PLAINFIELD | 7080 | 11 | 9.72 | Residential | Behind the Meter | No | Net Metered Residential | Impact Solar, LLC |  | PSE&G | Accepted | 2024-02-02 | 2024-02-22 | 2025-02-22 | Inverters | Enphase | IQ8PLUS-72-2-US | 290 |  | 24 |  |  | 0.97 |  | Outside | under panels
NJADRE1555621983 | Administratively Determined Incentive Program | SOUTH PLAINFIELD | 7080 | 11 | 9.72 | Residential | Behind the Meter | No | Net Metered Residential | Impact Solar, LLC |  | PSE&G | Accepted | 2024-02-02 | 2024-02-22 | 2025-02-22 | Solar Panels | Hanwha | Q.PEAK DUO BLK ML G10+ 405 |  | 0.405 | 16 | 130 | 19 |  | Fixed | Roof
NJADRE1555621983 | Administratively Determined Incentive Program | SOUTH PLAINFIELD | 7080 | 11 | 9.72 | Residential | Behind the Meter | No | Net Metered Residential | Impact Solar, LLC |  | PSE&G | Accepted | 2024-02-02 | 2024-02-22 | 2025-02-22 | Solar Panels | Hanwha | Q.PEAK DUO BLK ML G10+ 405 |  | 0.405 | 5 | 130 | 37 |  | Fixed | Roof
NJADRE1555621983 | Administratively Determined Incentive Program | SOUTH PLAINFIELD | 7080 | 11 | 9.72 | Residential | Behind the Meter | No | Net Metered Residential | Impact Solar, LLC |  | PSE&G | Accepted | 2024-02-02 | 2024-02-22 | 2025-02-22 | Solar Panels | Hanwha | Q.PEAK DUO BLK ML G10+ 405 |  | 0.405 | 3 | 130 | 14 |  | Fixed | Roof
NJADRE1555621988 | Administratively Determined Incentive Program | Atlantic City | 8401 | 19 | 5.67 | Residential | Behind the Meter | Yes | Net Metered Residential | EMT Renewables |  | AC Electric | Accepted | 2024-01-09 | 2024-02-02 | 2025-02-02 | Inverters | ENPHASE | IQ8+ | 290 |  | 14 |  |  | 0.98 |  | Other | UNDER EACH PANEL
NJADRE1555621988 | Administratively Determined Incentive Program | Atlantic City | 8401 | 19 | 5.67 | Residential | Behind the Meter | Yes | Net Metered Residential | EMT Renewables |  | AC Electric | Accepted | 2024-01-09 | 2024-02-02 | 2025-02-02 | Solar Panels | Q CELLS | Q PEAK DUO BLK |  | 0.405 | 2 | 334 | 41 |  | Fixed | Roof
NJADRE1555621988 | Administratively Determined Incentive Program | Atlantic City | 8401 | 19 | 5.67 | Residential | Behind the Meter | Yes | Net Metered Residential | EMT Renewables |  | AC Electric | Accepted | 2024-01-09 | 2024-02-02 | 2025-02-02 | Solar Panels | Q CELLS | Q PEAK DUO BLK |  | 0.405 | 2 | 154 | 41 |  | Fixed | Roof
NJADRE1555621988 | Administratively Determined Incentive Program | Atlantic City | 8401 | 19 | 5.67 | Residential | Behind the Meter | Yes | Net Metered Residential | EMT Renewables |  | AC Electric | Accepted | 2024-01-09 | 2024-02-02 | 2025-02-02 | Solar Panels | Q CELLS | Q PEAK DUO BLK |  | 0.405 | 3 | 154 | 46 |  | Fixed | Roof
NJADRE1555621988 | Administratively Determined Incentive Program | Atlantic City | 8401 | 19 | 5.67 | Residential | Behind the Meter | Yes | Net Metered Residential | EMT Renewables |  | AC Electric | Accepted | 2024-01-09 | 2024-02-02 | 2025-02-02 | Solar Panels | Q CELLS | Q PEAK DUO BLK |  | 0.405 | 3 | 334 | 46 |  | Fixed | Roof
NJADRE1555621988 | Administratively Determined Incentive Program | Atlantic City | 8401 | 19 | 5.67 | Residential | Behind the Meter | Yes | Net Metered Residential | EMT Renewables |  | AC Electric | Accepted | 2024-01-09 | 2024-02-02 | 2025-02-02 | Solar Panels | Q CELLS | Q PEAK DUO BLK |  | 0.405 | 2 | 64 | 38 |  | Fixed | Roof
NJADRE1555621988 | Administratively Determined Incentive Program | Atlantic City | 8401 | 19 | 5.67 | Residential | Behind the Meter | Yes | Net Metered Residential | EMT Renewables |  | AC Electric | Accepted | 2024-01-09 | 2024-02-02 | 2025-02-02 | Solar Panels | Q CELLS | Q PEAK DUO BLK |  | 0.405 | 2 | 244 | 38 |  | Fixed | Roof
NJADRE1555621994 | Administratively Determined Incentive Program | CLOSTER | 7624 | 7 | 5.67 | Residential | Behind the Meter | No | Net Metered Residential | Tesla Inc. |  | Orange Rockland Electric | Accepted | 2024-01-09 | 2024-02-08 | 2025-02-08 | Solar Panels | Hanwha | Q.PEAK DUO BLK ML-G10+/TS 405: |  | 0.405 | 14 | 12 | 38 |  | Fixed | Roof
NJADRE1555621994 | Administratively Determined Incentive Program | CLOSTER | 7624 | 7 | 5.67 | Residential | Behind the Meter | No | Net Metered Residential | Tesla Inc. |  | Orange Rockland Electric | Accepted | 2024-01-09 | 2024-02-08 | 2025-02-08 | Inverters | Tesla | 1538000-45-A | 7600 |  | 1 |  |  | 0.98 |  | Outdoor
NJADRE1555622001 | Administratively Determined Incentive Program | NORTH BRUNSWICK TWP | 8902 | 11 | 8.91 | Residential | Behind the Meter | Yes | Net Metered Residential | Sunrun Installation Services, Inc |  | PSE&G | Accepted | 2024-01-09 | 2024-02-02 | 2025-02-02 | Inverters | SOLAREDGE TECHNOLOGIES | SE6000H-USSN | 6000 |  | 1 |  |  | 0.99 |  | Outdoor | Next To Meter
NJADRE1555622001 | Administratively Determined Incentive Program | NORTH BRUNSWICK TWP | 8902 | 11 | 8.91 | Residential | Behind the Meter | Yes | Net Metered Residential | Sunrun Installation Services, Inc |  | PSE&G | Accepted | 2024-01-09 | 2024-02-02 | 2025-02-02 | Solar Panels | HANWHA Q-CELLS | Q.PEAK DUO BLK ML-G10+ 405 |  | 0.405 | 18 | 224 | 20 |  | Fixed | Roof
NJADRE1555622001 | Administratively Determined Incentive Program | NORTH BRUNSWICK TWP | 8902 | 11 | 8.91 | Residential | Behind the Meter | Yes | Net Metered Residential | Sunrun Installation Services, Inc |  | PSE&G | Accepted | 2024-01-09 | 2024-02-02 | 2025-02-02 | Solar Panels | HANWHA Q-CELLS | Q.PEAK DUO BLK ML-G10+ 405 |  | 0.405 | 4 | 223 | 20 |  | Fixed | Roof
NJADRE1555622014 | Administratively Determined Incentive Program | WILLINGBORO | 8046 | 13 | 6.75 | Residential | Behind the Meter | Yes | Net Metered Residential | Sunrun Installation Services, Inc. |  | PSE&G | Accepted | 2024-01-11 | 2024-02-05 | 2025-02-05 | Inverters | Delta Electronics | E6-TL-US | 5760 |  | 1 |  |  | 0.97 |  | Outside
NJADRE1555622014 | Administratively Determined Incentive Program | WILLINGBORO | 8046 | 13 | 6.75 | Residential | Behind the Meter | Yes | Net Metered Residential | Sunrun Installation Services, Inc. |  | PSE&G | Accepted | 2024-01-11 | 2024-02-05 | 2025-02-05 | Solar Panels | Vikram Solar | VSMDHT.60.375.05 |  | 0.375 | 18 | 328 | 42 |  | Fixed | Roof
NJADRE1555622024 | Administratively Determined Incentive Program | EAST ORANGE | 7017 | 9 | 8.69 | Residential | Behind the Meter | No | Net Metered Residential | Fusion Solar Energy |  | PSE&G | Accepted | 2024-01-09 | 2024-02-02 | 2025-02-02 | Inverters | ENPHASE | IQ7PLUS-72-2-US | 290 |  | 22 |  |  | 0.94 |  | Outside
NJADRE1555622024 | Administratively Determined Incentive Program | EAST ORANGE | 7017 | 9 | 8.69 | Residential | Behind the Meter | No | Net Metered Residential | Fusion Solar Energy |  | PSE&G | Accepted | 2024-01-09 | 2024-02-02 | 2025-02-02 | Solar Panels | CANADIAN SOLAR | CS6R-395MS-HL |  | 0.395 | 18 | 202 | 43 |  | Fixed | Roof
NJADRE1555622024 | Administratively Determined Incentive Program | EAST ORANGE | 7017 | 9 | 8.69 | Residential | Behind the Meter | No | Net Metered Residential | Fusion Solar Energy |  | PSE&G | Accepted | 2024-01-09 | 2024-02-02 | 2025-02-02 | Solar Panels | CANADIAN SOLAR | CS6R-395MS-HL |  | 0.395 | 4 | 18 | 41 |  | Fixed | Roof
NJADRE1555622029 | Administratively Determined Incentive Program | GLEN ROCK | 7452 | 7 | 12.8 | Residential | Behind the Meter | Yes | Net Metered Residential | Momentum Solar Energy Services |  | PSE&G | Accepted | 2024-01-09 | 2024-02-02 | 2025-02-02 | Inverters | IQ8PLUS-72-2-US | ENPHASE | 290 |  | 32 |  |  | 0.97 |  | Outdoor
NJADRE1555622029 | Administratively Determined Incentive Program | GLEN ROCK | 7452 | 7 | 12.8 | Residential | Behind the Meter | Yes | Net Metered Residential | Momentum Solar Energy Services |  | PSE&G | Accepted | 2024-01-09 | 2024-02-02 | 2025-02-02 | Solar Panels | Q. PEAK DUO BLK-G10+400 | HANWHA |  | 0.4 | 18 | 166 | 40 |  | Fixed | Roof
NJADRE1555622029 | Administratively Determined Incentive Program | GLEN ROCK | 7452 | 7 | 12.8 | Residential | Behind the Meter | Yes | Net Metered Residential | Momentum Solar Energy Services |  | PSE&G | Accepted | 2024-01-09 | 2024-02-02 | 2025-02-02 | Solar Panels | Q. PEAK DUO BLK-G10+400 | HANWHA |  | 0.4 | 10 | 346 | 40 |  | Fixed | Roof
NJADRE1555622029 | Administratively Determined Incentive Program | GLEN ROCK | 7452 | 7 | 12.8 | Residential | Behind the Meter | Yes | Net Metered Residential | Momentum Solar Energy Services |  | PSE&G | Accepted | 2024-01-09 | 2024-02-02 | 2025-02-02 | Solar Panels | Q. PEAK DUO BLK-G10+400 | HANWHA |  | 0.4 | 4 | 346 | 12 |  | Fixed | Roof
NJADRE1555622039 | Administratively Determined Incentive Program | MOUNT LAUREL | 8054 | 13 | 17.42 | Residential | Behind the Meter | No | Net Metered Residential | EMT Renewables |  | PSE&G | Accepted | 2024-01-09 | 2024-02-02 | 2025-02-02 | Inverters | ENPHASE | IQ8+ | 290 |  | 43 |  |  | 0.98 |  | Other | UNDER EACH PANEL
NJADRE1555622039 | Administratively Determined Incentive Program | MOUNT LAUREL | 8054 | 13 | 17.42 | Residential | Behind the Meter | No | Net Metered Residential | EMT Renewables |  | PSE&G | Accepted | 2024-01-09 | 2024-02-02 | 2025-02-02 | Solar Panels | Q CELLS | Q PEAK DUO BLK |  | 0.405 | 15 | 229 | 35 |  | Fixed | Roof
NJADRE1555622039 | Administratively Determined Incentive Program | MOUNT LAUREL | 8054 | 13 | 17.42 | Residential | Behind the Meter | No | Net Metered Residential | EMT Renewables |  | PSE&G | Accepted | 2024-01-09 | 2024-02-02 | 2025-02-02 | Solar Panels | Q CELLS | Q PEAK DUO BLK |  | 0.405 | 3 | 229 | 36 |  | Fixed | Roof
NJADRE1555622039 | Administratively Determined Incentive Program | MOUNT LAUREL | 8054 | 13 | 17.42 | Residential | Behind the Meter | No | Net Metered Residential | EMT Renewables |  | PSE&G | Accepted | 2024-01-09 | 2024-02-02 | 2025-02-02 | Solar Panels | Q CELLS | Q PEAK DUO BLK |  | 0.405 | 3 | 139 | 40 |  | Fixed | Roof
NJADRE1555622039 | Administratively Determined Incentive Program | MOUNT LAUREL | 8054 | 13 | 17.42 | Residential | Behind the Meter | No | Net Metered Residential | EMT Renewables |  | PSE&G | Accepted | 2024-01-09 | 2024-02-02 | 2025-02-02 | Solar Panels | Q CELLS | Q PEAK DUO BLK |  | 0.405 | 12 | 49 | 35 |  | Fixed | Roof
NJADRE1555622039 | Administratively Determined Incentive Program | MOUNT LAUREL | 8054 | 13 | 17.42 | Residential | Behind the Meter | No | Net Metered Residential | EMT Renewables |  | PSE&G | Accepted | 2024-01-09 | 2024-02-02 | 2025-02-02 | Solar Panels | Q CELLS | Q PEAK DUO BLK |  | 0.405 | 10 | 49 | 36 |  | Fixed | Roof
NJADRE1555622093 | Administratively Determined Incentive Program | HAZLET | 7730 | 17 | 4.05 | Residential | Behind the Meter | No | Net Metered Residential | Sunrun, Inc. |  | JCP&L | Accepted | 2024-01-09 | 2024-02-02 | 2025-02-02 | Inverters | SolarEdge Technologies | SE3800H-USMN | 3800 |  | 1 |  |  | 0.99 |  | Outdoor | Next To Meter
NJADRE1555622093 | Administratively Determined Incentive Program | HAZLET | 7730 | 17 | 4.05 | Residential | Behind the Meter | No | Net Metered Residential | Sunrun, Inc. |  | JCP&L | Accepted | 2024-01-09 | 2024-02-02 | 2025-02-02 | Solar Panels | HANWHA Q-CELLS | Q.PEAK DUO BLK ML-G10+ 405 |  | 0.405 | 7 | 265 | 24 |  | Fixed | Roof
NJADRE1555622093 | Administratively Determined Incentive Program | HAZLET | 7730 | 17 | 4.05 | Residential | Behind the Meter | No | Net Metered Residential | Sunrun, Inc. |  | JCP&L | Accepted | 2024-01-09 | 2024-02-02 | 2025-02-02 | Solar Panels | HANWHA Q-CELLS | Q.PEAK DUO BLK ML-G10+ 405 |  | 0.405 | 3 | 265 | 24 |  | Fixed | Roof
NJADRE1555622094 | Administratively Determined Incentive Program | CARTERET | 7008 | 11 | 9.48 | Residential | Behind the Meter | Yes | Net Metered Residential | Solar Mite Solutions |  | PSE&G | Accepted | 2024-01-09 | 2024-02-05 | 2025-02-05 | Inverters | Enphase | IQ8PLUS-72-2 | 290 |  | 24 |  |  | 0.98 |  | Outside
NJADRE1555622094 | Administratively Determined Incentive Program | CARTERET | 7008 | 11 | 9.48 | Residential | Behind the Meter | Yes | Net Metered Residential | Solar Mite Solutions |  | PSE&G | Accepted | 2024-01-09 | 2024-02-05 | 2025-02-05 | Solar Panels | Canadian Solar | CS6R |  | 0.395 | 12 | 271 | 25 |  | Fixed | Roof | Array 1
NJADRE1555622094 | Administratively Determined Incentive Program | CARTERET | 7008 | 11 | 9.48 | Residential | Behind the Meter | Yes | Net Metered Residential | Solar Mite Solutions |  | PSE&G | Accepted | 2024-01-09 | 2024-02-05 | 2025-02-05 | Solar Panels | Canadian Solar | CS6R |  | 0.395 | 12 | 91 | 25 |  | Fixed | Roof | Array 2
NJADRE1555622104 | Administratively Determined Incentive Program | TRENTON | 8620 | 12 | 7.2 | Residential | Behind the Meter | Yes | Net Metered Residential | Pro Custom Solar dba Momentum Solar |  | PSE&G | Accepted | 2024-01-09 | 2024-02-02 | 2025-02-02 | Inverters | IQ8PLUS-72-2-US | ENPHASE | 290 |  | 18 |  |  | 0.97 |  | Outdoor
NJADRE1555622104 | Administratively Determined Incentive Program | TRENTON | 8620 | 12 | 7.2 | Residential | Behind the Meter | Yes | Net Metered Residential | Pro Custom Solar dba Momentum Solar |  | PSE&G | Accepted | 2024-01-09 | 2024-02-02 | 2025-02-02 | Solar Panels | Q. PEAK DUO BLK-G10+400 | HANWHA |  | 0.4 | 8 | 169 | 22 |  | Fixed | Roof
NJADRE1555622104 | Administratively Determined Incentive Program | TRENTON | 8620 | 12 | 7.2 | Residential | Behind the Meter | Yes | Net Metered Residential | Pro Custom Solar dba Momentum Solar |  | PSE&G | Accepted | 2024-01-09 | 2024-02-02 | 2025-02-02 | Solar Panels | Q. PEAK DUO BLK-G10+400 | HANWHA |  | 0.4 | 10 | 79 | 23 |  | Fixed | Roof
NJADRE1555622288 | Administratively Determined Incentive Program | ORANGE CITY | 7050 | 9 | 5.67 | Residential | Behind the Meter | Yes | Net Metered Residential | Sunrun Installation Services, Inc |  | PSE&G | Accepted | 2024-01-09 | 2024-02-02 | 2025-02-02 | Inverters | SOLAREDGE TECHNOLOGIES | SE3800H-USMN | 3800 |  | 1 |  |  | 0.99 |  | Outdoor | Next To Meter
NJADRE1555622288 | Administratively Determined Incentive Program | ORANGE CITY | 7050 | 9 | 5.67 | Residential | Behind the Meter | Yes | Net Metered Residential | Sunrun Installation Services, Inc |  | PSE&G | Accepted | 2024-01-09 | 2024-02-02 | 2025-02-02 | Solar Panels | HANWHA Q-CELLS | Q.PEAK DUO BLK ML-G10+ 405 |  | 0.405 | 8 | 123 | 37 |  | Fixed | Roof
NJADRE1555622288 | Administratively Determined Incentive Program | ORANGE CITY | 7050 | 9 | 5.67 | Residential | Behind the Meter | Yes | Net Metered Residential | Sunrun Installation Services, Inc |  | PSE&G | Accepted | 2024-01-09 | 2024-02-02 | 2025-02-02 | Solar Panels | HANWHA Q-CELLS | Q.PEAK DUO BLK ML-G10+ 405 |  | 0.405 | 6 | 303 | 38 |  | Fixed | Roof
NJADRE1555622288 | Administratively Determined Incentive Program | ORANGE CITY | 7050 | 9 | 5.67 | Residential | Behind the Meter | Yes | Net Metered Residential | Sunrun Installation Services, Inc |  | PSE&G | Accepted | 2024-01-09 | 2024-02-02 | 2025-02-02 | Electric Storage Battery | TESLA | POWERWALL |  |  | 2 |  |  |  | Lithium Ion |  | OUTSIDE?
NJADRE1555622289 | Administratively Determined Incentive Program | HAMMONTON | 8037 | 19 | 8 | Residential | Behind the Meter | Yes | Net Metered Residential | Momentum Solar Energy Services |  | AC Electric | Accepted | 2024-01-09 | 2024-02-05 | 2025-02-05 | Inverters | IQ8PLUS-72-2-US | ENPHASE | 290 |  | 20 |  |  | 0.97 |  | Outdoor
NJADRE1555622289 | Administratively Determined Incentive Program | HAMMONTON | 8037 | 19 | 8 | Residential | Behind the Meter | Yes | Net Metered Residential | Momentum Solar Energy Services |  | AC Electric | Accepted | 2024-01-09 | 2024-02-05 | 2025-02-05 | Solar Panels | Q. PEAK DUO BLK-G10+400 | HANWHA |  | 0.4 | 20 | 178 | 26 |  | Fixed | Roof
NJADRE1555622296 | Administratively Determined Incentive Program | JERSEY CITY | 7302 | 8 | 3.6 | Residential | Behind the Meter | Yes | Net Metered Residential | Momentum Solar Energy Services |  | PSE&G | Accepted | 2024-01-09 | 2024-02-05 | 2025-02-05 | Inverters | IQ8PLUS-72-2-US | ENPHASE | 290 |  | 9 |  |  | 0.97 |  | Outdoor
NJADRE1555622296 | Administratively Determined Incentive Program | JERSEY CITY | 7302 | 8 | 3.6 | Residential | Behind the Meter | Yes | Net Metered Residential | Momentum Solar Energy Services |  | PSE&G | Accepted | 2024-01-09 | 2024-02-05 | 2025-02-05 | Solar Panels | Q. PEAK DUO BLK-G10+400 | HANWHA |  | 0.4 | 9 | 202 | 6 |  | Fixed | Roof
NJADRE1555622304 | Administratively Determined Incentive Program | BELLMAWR | 8031 | 14 | 17.01 | Residential | Behind the Meter | Yes | Net Metered Residential | Sunrun Installation Services, Inc. |  | PSE&G | Accepted | 2024-01-10 | 2024-02-16 | 2025-02-16 | Inverters | SOLAREDGE TECHNOLOGIES | SE3800H-USMN | 3800 |  | 1 |  |  | 0.99 |  | Outdoor
NJADRE1555622304 | Administratively Determined Incentive Program | BELLMAWR | 8031 | 14 | 17.01 | Residential | Behind the Meter | Yes | Net Metered Residential | Sunrun Installation Services, Inc. |  | PSE&G | Accepted | 2024-01-10 | 2024-02-16 | 2025-02-16 | Solar Panels | Hanwha Q Cells | Q.PEAK DUO BLK ML-G10+ 405 |  | 0.405 | 3 | 162 | 29 |  | Fixed | Roof
NJADRE1555622304 | Administratively Determined Incentive Program | BELLMAWR | 8031 | 14 | 17.01 | Residential | Behind the Meter | Yes | Net Metered Residential | Sunrun Installation Services, Inc. |  | PSE&G | Accepted | 2024-01-10 | 2024-02-16 | 2025-02-16 | Solar Panels | Hanwha Q Cells | Q.PEAK DUO BLK ML-G10+ 405 |  | 0.405 | 11 | 342 | 30 |  | Fixed | Roof
NJADRE1555622304 | Administratively Determined Incentive Program | BELLMAWR | 8031 | 14 | 17.01 | Residential | Behind the Meter | Yes | Net Metered Residential | Sunrun Installation Services, Inc. |  | PSE&G | Accepted | 2024-01-10 | 2024-02-16 | 2025-02-16 | Solar Panels | Hanwha Q Cells | Q.PEAK DUO BLK ML-G10+ 405 |  | 0.405 | 28 | 342 | 31 |  | Fixed | Roof
NJADRE1555622304 | Administratively Determined Incentive Program | BELLMAWR | 8031 | 14 | 17.01 | Residential | Behind the Meter | Yes | Net Metered Residential | Sunrun Installation Services, Inc. |  | PSE&G | Accepted | 2024-01-10 | 2024-02-16 | 2025-02-16 | Inverters | SOLAREDGE TECHNOLOGIES | SE7600H-USSN | 7600 |  | 1 |  |  | 0.96 |  | Outdoor
NJADRE1555622324 | Administratively Determined Incentive Program | BRIDGETON | 8302 | 20 | 10.94 | Residential | Behind the Meter | Yes | Net Metered Residential | Powur, PBC |  | AC Electric | Accepted | 2024-01-09 | 2024-02-05 | 2025-02-05 | Solar Panels | Rec Solar | REC405AA PURE BLACK |  | 0.405 | 20 | 195 | 37 |  | Fixed | Roof
NJADRE1555622324 | Administratively Determined Incentive Program | BRIDGETON | 8302 | 20 | 10.94 | Residential | Behind the Meter | Yes | Net Metered Residential | Powur, PBC |  | AC Electric | Accepted | 2024-01-09 | 2024-02-05 | 2025-02-05 | Solar Panels | Rec Solar | REC405AA PURE BLACK |  | 0.405 | 7 | 15 | 37 |  | Fixed | Roof
NJADRE1555622324 | Administratively Determined Incentive Program | BRIDGETON | 8302 | 20 | 10.94 | Residential | Behind the Meter | Yes | Net Metered Residential | Powur, PBC |  | AC Electric | Accepted | 2024-01-09 | 2024-02-05 | 2025-02-05 | Inverters | Enphase | IQ8A-72-2-US | 349 |  | 27 |  |  | 0.99 |  | Outside
NJADRE1555622332 | Administratively Determined Incentive Program | SPOTSWOOD | 8884 | 11 | 6.08 | Residential | Behind the Meter | Yes | Net Metered Residential | Powur, PBC |  | JCP&L | Accepted | 2024-01-09 | 2024-02-02 | 2025-02-02 | Solar Panels | Hanwha | Q.CELLSQ.PEAK DUO BLK ML-G10+ (405W) |  | 0.405 | 10 | 152 | 9 |  | Fixed | Roof
NJADRE1555622332 | Administratively Determined Incentive Program | SPOTSWOOD | 8884 | 11 | 6.08 | Residential | Behind the Meter | Yes | Net Metered Residential | Powur, PBC |  | JCP&L | Accepted | 2024-01-09 | 2024-02-02 | 2025-02-02 | Solar Panels | Hanwha | Q.CELLSQ.PEAK DUO BLK ML-G10+ (405W) |  | 0.405 | 5 | 152 | 21 |  | Fixed | Roof
NJADRE1555622332 | Administratively Determined Incentive Program | SPOTSWOOD | 8884 | 11 | 6.08 | Residential | Behind the Meter | Yes | Net Metered Residential | Powur, PBC |  | JCP&L | Accepted | 2024-01-09 | 2024-02-02 | 2025-02-02 | Inverters | Enphase | IQ8PLUS-72-2-US | 290 |  | 15 |  |  | 0.99 |  | Outside
NJADRE1555623272 | Administratively Determined Incentive Program | PATERSON | 7502 | 6 | 4.35 | Residential | Behind the Meter | Yes | Net Metered Residential | Solar Mite Solutions |  | PSE&G | Accepted | 2024-01-09 | 2024-02-02 | 2025-02-02 | Inverters | Enphase | IQ8PLUS-72-2 | 290 |  | 11 |  |  | 0.98 |  | Outdoor
NJADRE1555623272 | Administratively Determined Incentive Program | PATERSON | 7502 | 6 | 4.35 | Residential | Behind the Meter | Yes | Net Metered Residential | Solar Mite Solutions |  | PSE&G | Accepted | 2024-01-09 | 2024-02-02 | 2025-02-02 | Solar Panels | Canadian Solar | CS6R |  | 0.395 | 3 | 228 | 10 |  | Fixed | Roof | Array 1
NJADRE1555623272 | Administratively Determined Incentive Program | PATERSON | 7502 | 6 | 4.35 | Residential | Behind the Meter | Yes | Net Metered Residential | Solar Mite Solutions |  | PSE&G | Accepted | 2024-01-09 | 2024-02-02 | 2025-02-02 | Solar Panels | Canadian Solar | CS6R |  | 0.395 | 8 | 228 | 16 |  | Fixed | Roof | Array 2
NJADRE1555625379 | Administratively Determined Incentive Program | CARLSTADT | 7072 | 7 | 3.65 | Residential | Behind the Meter | Yes | Net Metered Residential | Sunrun Installation Services, Inc. |  | PSE&G | Accepted | 2024-01-10 | 2024-02-02 | 2025-02-02 | Inverters | SolarEdge Technologies | SE3800H-USMN | 3800 |  | 1 |  |  | 0.99 |  | Outdoor
NJADRE1555625379 | Administratively Determined Incentive Program | CARLSTADT | 7072 | 7 | 3.65 | Residential | Behind the Meter | Yes | Net Metered Residential | Sunrun Installation Services, Inc. |  | PSE&G | Accepted | 2024-01-10 | 2024-02-02 | 2025-02-02 | Solar Panels | Hanwha Q Cells | Q.PEAK DUO BLK ML-G10+ 405 |  | 0.405 | 9 | 127 | 27 |  | Fixed | Roof
NJADRE1555625383 | Administratively Determined Incentive Program | WILLIAMSTOWN | 8094 | 15 | 6.4 | Residential | Behind the Meter | Yes | Net Metered Residential | Sunrun Installation Services, Inc. |  | AC Electric | Accepted | 2024-01-10 | 2024-02-02 | 2025-02-02 | Inverters | SolarEdge Technologies | SE6000H-USSN | 6000 |  | 1 |  |  | 0.992 |  | Outdoor | Next to meter
NJADRE1555625383 | Administratively Determined Incentive Program | WILLIAMSTOWN | 8094 | 15 | 6.4 | Residential | Behind the Meter | Yes | Net Metered Residential | Sunrun Installation Services, Inc. |  | AC Electric | Accepted | 2024-01-10 | 2024-02-02 | 2025-02-02 | Solar Panels | Hanwha Q Cells | Q.PEAK DUO BLK ML-G10+/T 400 |  | 0.4 | 4 | 343 | 17 |  | Fixed | Roof
NJADRE1555625383 | Administratively Determined Incentive Program | WILLIAMSTOWN | 8094 | 15 | 6.4 | Residential | Behind the Meter | Yes | Net Metered Residential | Sunrun Installation Services, Inc. |  | AC Electric | Accepted | 2024-01-10 | 2024-02-02 | 2025-02-02 | Solar Panels | Hanwha Q Cells | Q.PEAK DUO BLK ML-G10+/T 400 |  | 0.4 | 12 | 163 | 20 |  | Fixed | Roof
NJADRE1555625385 | Administratively Determined Incentive Program | ERIAL | 8081 | 14 | 10.13 | Residential | Behind the Meter | Yes | Net Metered Residential | SunnyMac LLC |  | AC Electric | Accepted | 2024-01-10 | 2024-02-02 | 2025-02-02 | Solar Panels | Q.PEAK DUO BLK ML-G10+ 405 | HANWHA |  | 0.405 | 11 | 192 | 37 |  | Fixed | Roof
NJADRE1555625385 | Administratively Determined Incentive Program | ERIAL | 8081 | 14 | 10.13 | Residential | Behind the Meter | Yes | Net Metered Residential | SunnyMac LLC |  | AC Electric | Accepted | 2024-01-10 | 2024-02-02 | 2025-02-02 | Solar Panels | Q.PEAK DUO BLK ML-G10+ 405 | HANWHA |  | 0.405 | 10 | 192 | 37 |  | Fixed | Roof
NJADRE1555625385 | Administratively Determined Incentive Program | ERIAL | 8081 | 14 | 10.13 | Residential | Behind the Meter | Yes | Net Metered Residential | SunnyMac LLC |  | AC Electric | Accepted | 2024-01-10 | 2024-02-02 | 2025-02-02 | Solar Panels | Q.PEAK DUO BLK ML-G10+ 405 | HANWHA |  | 0.405 | 4 | 102 | 26 |  | Fixed | Roof
NJADRE1555625385 | Administratively Determined Incentive Program | ERIAL | 8081 | 14 | 10.13 | Residential | Behind the Meter | Yes | Net Metered Residential | SunnyMac LLC |  | AC Electric | Accepted | 2024-01-10 | 2024-02-02 | 2025-02-02 | Inverters | SE10000H-US | Solaredge | 10000 |  | 1 |  |  | 0.1 |  | Outdoor | next to meter
NJADRE1555625387 | Administratively Determined Incentive Program | BARNEGAT | 8005 | 18 | 8.51 | Residential | Behind the Meter | Yes | Net Metered Residential | SunnyMac LLC |  | JCP&L | Accepted | 2024-01-10 | 2024-02-05 | 2025-02-05 | Solar Panels | Q.PEAK DUO BLK ML-G10+ 405 | HANWHA |  | 0.405 | 10 | 128 | 15 |  | Fixed | Roof
NJADRE1555625387 | Administratively Determined Incentive Program | BARNEGAT | 8005 | 18 | 8.51 | Residential | Behind the Meter | Yes | Net Metered Residential | SunnyMac LLC |  | JCP&L | Accepted | 2024-01-10 | 2024-02-05 | 2025-02-05 | Solar Panels | Q.PEAK DUO BLK ML-G10+ 405 | HANWHA |  | 0.405 | 5 | 218 | 40 |  | Fixed | Roof
NJADRE1555625387 | Administratively Determined Incentive Program | BARNEGAT | 8005 | 18 | 8.51 | Residential | Behind the Meter | Yes | Net Metered Residential | SunnyMac LLC |  | JCP&L | Accepted | 2024-01-10 | 2024-02-05 | 2025-02-05 | Solar Panels | Q.PEAK DUO BLK ML-G10+ 405 | HANWHA |  | 0.405 | 6 | 128 | 39 |  | Fixed | Roof
NJADRE1555625387 | Administratively Determined Incentive Program | BARNEGAT | 8005 | 18 | 8.51 | Residential | Behind the Meter | Yes | Net Metered Residential | SunnyMac LLC |  | JCP&L | Accepted | 2024-01-10 | 2024-02-05 | 2025-02-05 | Inverters | SE11400H-US | Solaredge | 11400 |  | 1 |  |  | 0.1 |  | Outdoor | next to meter
NJADRE1555625387 | Administratively Determined Incentive Program | BARNEGAT | 8005 | 18 | 8.51 | Residential | Behind the Meter | Yes | Net Metered Residential | SunnyMac LLC |  | JCP&L | Accepted | 2024-01-10 | 2024-02-05 | 2025-02-05 | Meters | SE-RGMTR-1D-240C-B | Solaredge |  |  | 1 |  |  |  | Yes | Outdoor
NJADRE1555625393 | Administratively Determined Incentive Program | WILLIAMSTOWN | 8094 | 15 | 4.46 | Residential | Behind the Meter | Yes | Net Metered Residential | SunnyMac LLC |  | AC Electric | Accepted | 2024-01-10 | 2024-02-02 | 2025-02-02 | Solar Panels | Q.PEAK DUO BLK ML-G10+ 405 | HANWHA |  | 0.405 | 11 | 310 | 27 |  | Fixed | Roof
NJADRE1555625393 | Administratively Determined Incentive Program | WILLIAMSTOWN | 8094 | 15 | 4.46 | Residential | Behind the Meter | Yes | Net Metered Residential | SunnyMac LLC |  | AC Electric | Accepted | 2024-01-10 | 2024-02-02 | 2025-02-02 | Inverters | SE3000H-US | Solaredge | 3000 |  | 1 |  |  | 0.1 |  | Outdoor | next to meter
NJADRE1555625397 | Administratively Determined Incentive Program | Gloucester Township | 8081 | 14 | 9.32 | Residential | Behind the Meter | Yes | Net Metered Residential | SunnyMac LLC |  | AC Electric | Accepted | 2024-01-10 | 2024-02-05 | 2025-02-05 | Solar Panels | Q.PEAK DUO BLK ML-G10+ 405W | HANWHA |  | 0.405 | 10 | 273 | 27 |  | Fixed | Roof
NJADRE1555625397 | Administratively Determined Incentive Program | Gloucester Township | 8081 | 14 | 9.32 | Residential | Behind the Meter | Yes | Net Metered Residential | SunnyMac LLC |  | AC Electric | Accepted | 2024-01-10 | 2024-02-05 | 2025-02-05 | Solar Panels | Q.PEAK DUO BLK ML-G10+ 405W | HANWHA |  | 0.405 | 10 | 93 | 27 |  | Fixed | Roof
NJADRE1555625397 | Administratively Determined Incentive Program | Gloucester Township | 8081 | 14 | 9.32 | Residential | Behind the Meter | Yes | Net Metered Residential | SunnyMac LLC |  | AC Electric | Accepted | 2024-01-10 | 2024-02-05 | 2025-02-05 | Inverters | SE3800H-US | Solaredge | 3800 |  | 1 |  |  | 0.99 |  | Outdoor | next to meter
NJADRE1555625397 | Administratively Determined Incentive Program | Gloucester Township | 8081 | 14 | 9.32 | Residential | Behind the Meter | Yes | Net Metered Residential | SunnyMac LLC |  | AC Electric | Accepted | 2024-01-10 | 2024-02-05 | 2025-02-05 | Solar Panels | Q.PEAK DUO BLK ML-G10+ 405W | HANWHA |  | 0.405 | 3 | 183 | 27 |  | Fixed | Roof
NJADRE1555625397 | Administratively Determined Incentive Program | Gloucester Township | 8081 | 14 | 9.32 | Residential | Behind the Meter | Yes | Net Metered Residential | SunnyMac LLC |  | AC Electric | Accepted | 2024-01-10 | 2024-02-05 | 2025-02-05 | Inverters | SOLAREDGE | SE3000H-US | 3000 |  | 1 |  |  | 0.99 |  | Outdoor | next to meter
NJADRE1555625439 | Administratively Determined Incentive Program | Hamilton | 8330 | 19 | 12.56 | Residential | Behind the Meter | No | Net Metered Residential | Tesla Energy Operations Inc. |  | AC Electric | Accepted | 2024-01-10 | 2024-02-07 | 2025-02-07 | Solar Panels | Hanwha | Q.PEAK DUO BLK ML-G10+/TS 405 |  | 0.405 | 19 | 132 | 34 |  | Fixed | Roof
NJADRE1555625439 | Administratively Determined Incentive Program | Hamilton | 8330 | 19 | 12.56 | Residential | Behind the Meter | No | Net Metered Residential | Tesla Energy Operations Inc. |  | AC Electric | Accepted | 2024-01-10 | 2024-02-07 | 2025-02-07 | Solar Panels | Hanwha | Q.PEAK DUO BLK ML-G10+/TS 405 |  | 0.405 | 12 | 132 | 34 |  | Fixed | Roof
NJADRE1555625439 | Administratively Determined Incentive Program | Hamilton | 8330 | 19 | 12.56 | Residential | Behind the Meter | No | Net Metered Residential | Tesla Energy Operations Inc. |  | AC Electric | Accepted | 2024-01-10 | 2024-02-07 | 2025-02-07 | Inverters | Tesla | 1538000-45-A | 5000 |  | 2 |  |  | 0.98 |  | Outside
NJADRE1555625449 | Administratively Determined Incentive Program | CLIFTON | 7013 | 6 | 14.7 | Residential | Behind the Meter | No | Net Metered Residential | EMT Renewables |  | PSE&G | Accepted | 2024-01-10 | 2024-02-02 | 2025-02-02 | Inverters | ENPHASE | IQ7x | 315 |  | 35 |  |  | 0.98 |  | Other | UNDER EACH PANEL
NJADRE1555625449 | Administratively Determined Incentive Program | CLIFTON | 7013 | 6 | 14.7 | Residential | Behind the Meter | No | Net Metered Residential | EMT Renewables |  | PSE&G | Accepted | 2024-01-10 | 2024-02-02 | 2025-02-02 | Solar Panels | REC ALPHA | REC 420 |  | 0.42 | 12 | 290 | 25 |  | Fixed | Roof
NJADRE1555625449 | Administratively Determined Incentive Program | CLIFTON | 7013 | 6 | 14.7 | Residential | Behind the Meter | No | Net Metered Residential | EMT Renewables |  | PSE&G | Accepted | 2024-01-10 | 2024-02-02 | 2025-02-02 | Solar Panels | REC ALPHA | REC 420 |  | 0.42 | 12 | 110 | 25 |  | Fixed | Roof
NJADRE1555625449 | Administratively Determined Incentive Program | CLIFTON | 7013 | 6 | 14.7 | Residential | Behind the Meter | No | Net Metered Residential | EMT Renewables |  | PSE&G | Accepted | 2024-01-10 | 2024-02-02 | 2025-02-02 | Solar Panels | REC ALPHA | REC 420 |  | 0.42 | 3 | 290 | 20 |  | Fixed | Roof
NJADRE1555625449 | Administratively Determined Incentive Program | CLIFTON | 7013 | 6 | 14.7 | Residential | Behind the Meter | No | Net Metered Residential | EMT Renewables |  | PSE&G | Accepted | 2024-01-10 | 2024-02-02 | 2025-02-02 | Solar Panels | REC ALPHA | REC 420 |  | 0.42 | 3 | 110 | 20 |  | Fixed | Roof
NJADRE1555625449 | Administratively Determined Incentive Program | CLIFTON | 7013 | 6 | 14.7 | Residential | Behind the Meter | No | Net Metered Residential | EMT Renewables |  | PSE&G | Accepted | 2024-01-10 | 2024-02-02 | 2025-02-02 | Solar Panels | REC ALPHA | REC 420 |  | 0.42 | 2 | 111 | 24 |  | Fixed | Roof
NJADRE1555625449 | Administratively Determined Incentive Program | CLIFTON | 7013 | 6 | 14.7 | Residential | Behind the Meter | No | Net Metered Residential | EMT Renewables |  | PSE&G | Accepted | 2024-01-10 | 2024-02-02 | 2025-02-02 | Solar Panels | REC ALPHA | REC 420 |  | 0.42 | 1 | 201 | 24 |  | Fixed | Roof
NJADRE1555625449 | Administratively Determined Incentive Program | CLIFTON | 7013 | 6 | 14.7 | Residential | Behind the Meter | No | Net Metered Residential | EMT Renewables |  | PSE&G | Accepted | 2024-01-10 | 2024-02-02 | 2025-02-02 | Solar Panels | REC ALPHA | REC 420 |  | 0.42 | 2 | 291 | 24 |  | Fixed | Roof
NJADRE1555625480 | Administratively Determined Incentive Program | Oaklyn | 8107 | 14 | 7.7 | Residential | Behind the Meter | Yes | Net Metered Residential | Venture Home Solar, LLC |  | PSE&G | Accepted | 2024-01-10 | 2024-02-02 | 2025-02-02 | Inverters | Enphase | IQ8PLUS-72-2-US (240V) | 290 |  | 19 |  |  | 0.98 |  | Outdoor | Roof
NJADRE1555625480 | Administratively Determined Incentive Program | Oaklyn | 8107 | 14 | 7.7 | Residential | Behind the Meter | Yes | Net Metered Residential | Venture Home Solar, LLC |  | PSE&G | Accepted | 2024-01-10 | 2024-02-02 | 2025-02-02 | Solar Panels | Hanwha | Q.PEAK DUO BLK ML-G10+ 405 |  | 0.405 | 11 | 269 | 34 |  | Fixed | Roof
NJADRE1555625480 | Administratively Determined Incentive Program | Oaklyn | 8107 | 14 | 7.7 | Residential | Behind the Meter | Yes | Net Metered Residential | Venture Home Solar, LLC |  | PSE&G | Accepted | 2024-01-10 | 2024-02-02 | 2025-02-02 | Solar Panels | Hanwha | Q.PEAK DUO BLK ML-G10+ 405 |  | 0.405 | 8 | 89 | 34 |  | Fixed | Roof
NJADRE1555625508 | Administratively Determined Incentive Program | Middletown | 7748 | 17 | 13.37 | Residential | Behind the Meter | Yes | Net Metered Residential | EMT Renewables |  | JCP&L | Accepted | 2024-01-10 | 2024-02-02 | 2025-02-02 | Inverters | ENPHASE | IQ8+ | 290 |  | 33 |  |  | 0.98 |  | Other | UNDER EACH PANEL
NJADRE1555625508 | Administratively Determined Incentive Program | Middletown | 7748 | 17 | 13.37 | Residential | Behind the Meter | Yes | Net Metered Residential | EMT Renewables |  | JCP&L | Accepted | 2024-01-10 | 2024-02-02 | 2025-02-02 | Solar Panels | Q CELLS | Q PEAK DUO BLK |  | 0.405 | 14 | 216 | 23 |  | Fixed | Roof
NJADRE1555625508 | Administratively Determined Incentive Program | Middletown | 7748 | 17 | 13.37 | Residential | Behind the Meter | Yes | Net Metered Residential | EMT Renewables |  | JCP&L | Accepted | 2024-01-10 | 2024-02-02 | 2025-02-02 | Solar Panels | Q CELLS | Q PEAK DUO BLK |  | 0.405 | 7 | 217 | 23 |  | Fixed | Roof
NJADRE1555625508 | Administratively Determined Incentive Program | Middletown | 7748 | 17 | 13.37 | Residential | Behind the Meter | Yes | Net Metered Residential | EMT Renewables |  | JCP&L | Accepted | 2024-01-10 | 2024-02-02 | 2025-02-02 | Solar Panels | Q CELLS | Q PEAK DUO BLK |  | 0.405 | 8 | 36 | 23 |  | Fixed | Roof
NJADRE1555625508 | Administratively Determined Incentive Program | Middletown | 7748 | 17 | 13.37 | Residential | Behind the Meter | Yes | Net Metered Residential | EMT Renewables |  | JCP&L | Accepted | 2024-01-10 | 2024-02-02 | 2025-02-02 | Solar Panels | Q CELLS | Q PEAK DUO BLK |  | 0.405 | 4 | 36 | 23 |  | Fixed | Roof
NJADRE1555625522 | Administratively Determined Incentive Program | PERTH AMBOY | 8861 | 11 | 6.89 | Residential | Behind the Meter | Yes | Net Metered Residential | Sunrun Installation Services, Inc. |  | PSE&G | Accepted | 2024-01-10 | 2024-02-02 | 2025-02-02 | Inverters | SolarEdge Technologies | SE6000H-USSN | 6000 |  | 1 |  |  | 0.992 |  | Outdoor | Next to meter
NJADRE1555625522 | Administratively Determined Incentive Program | PERTH AMBOY | 8861 | 11 | 6.89 | Residential | Behind the Meter | Yes | Net Metered Residential | Sunrun Installation Services, Inc. |  | PSE&G | Accepted | 2024-01-10 | 2024-02-02 | 2025-02-02 | Solar Panels | Hanwha Q Cells | Q.PEAK DUO BLK ML-G10+ 405 |  | 0.405 | 4 | 20 | 23 |  | Fixed | Roof
NJADRE1555625522 | Administratively Determined Incentive Program | PERTH AMBOY | 8861 | 11 | 6.89 | Residential | Behind the Meter | Yes | Net Metered Residential | Sunrun Installation Services, Inc. |  | PSE&G | Accepted | 2024-01-10 | 2024-02-02 | 2025-02-02 | Solar Panels | Hanwha Q Cells | Q.PEAK DUO BLK ML-G10+ 405 |  | 0.405 | 13 | 200 | 22 |  | Fixed | Roof
NJADRE1555625539 | Administratively Determined Incentive Program | Gloucester Twp | 8049 | 14 | 8 | Residential | Behind the Meter | No | Net Metered Residential | Seabright Solar LLC |  | PSE&G | Accepted | 2024-01-10 | 2024-02-05 | 2025-02-05 | Solar Panels | Sunpower | SPR-U-400 |  | 0.4 | 20 | 251 | 24 |  | Fixed | Roof
NJADRE1555625539 | Administratively Determined Incentive Program | Gloucester Twp | 8049 | 14 | 8 | Residential | Behind the Meter | No | Net Metered Residential | Seabright Solar LLC |  | PSE&G | Accepted | 2024-01-10 | 2024-02-05 | 2025-02-05 | Inverters | Enphase | IQ 7HS | 384 |  | 20 |  |  | 0.99 |  | Outside
NJADRE1555625539 | Administratively Determined Incentive Program | Gloucester Twp | 8049 | 14 | 8 | Residential | Behind the Meter | No | Net Metered Residential | Seabright Solar LLC |  | PSE&G | Accepted | 2024-01-10 | 2024-02-05 | 2025-02-05 | Meters | Sunpower | PVS 6 |  |  | 1 |  |  |  | Yes | Indoor
NJADRE1555625562 | Administratively Determined Incentive Program | FAR HILLS | 7931 | 5 | 19.44 | Residential | Behind the Meter | No | Net Metered Residential | Tesla Inc. |  | JCP&L | Accepted | 2024-01-10 | 2024-02-09 | 2025-02-09 | Solar Panels | Hanwha | Q.PEAK DUO BLK ML-G10+/TS 405 |  | 0.405 | 4 | 60 | 40 |  | Fixed | Roof
NJADRE1555625562 | Administratively Determined Incentive Program | FAR HILLS | 7931 | 5 | 19.44 | Residential | Behind the Meter | No | Net Metered Residential | Tesla Inc. |  | JCP&L | Accepted | 2024-01-10 | 2024-02-09 | 2025-02-09 | Solar Panels | Hanwha | Q.PEAK DUO BLK ML-G10+/TS 405 |  | 0.405 | 4 | 150 | 44 |  | Fixed | Roof
NJADRE1555625562 | Administratively Determined Incentive Program | FAR HILLS | 7931 | 5 | 19.44 | Residential | Behind the Meter | No | Net Metered Residential | Tesla Inc. |  | JCP&L | Accepted | 2024-01-10 | 2024-02-09 | 2025-02-09 | Solar Panels | Hanwha | Q.PEAK DUO BLK ML-G10+/TS 405 |  | 0.405 | 5 | 330 | 45 |  | Fixed | Roof
NJADRE1555625562 | Administratively Determined Incentive Program | FAR HILLS | 7931 | 5 | 19.44 | Residential | Behind the Meter | No | Net Metered Residential | Tesla Inc. |  | JCP&L | Accepted | 2024-01-10 | 2024-02-09 | 2025-02-09 | Solar Panels | Hanwha | Q.PEAK DUO BLK ML-G10+/TS 405 |  | 0.405 | 14 | 240 | 40 |  | Fixed | Roof
NJADRE1555625562 | Administratively Determined Incentive Program | FAR HILLS | 7931 | 5 | 19.44 | Residential | Behind the Meter | No | Net Metered Residential | Tesla Inc. |  | JCP&L | Accepted | 2024-01-10 | 2024-02-09 | 2025-02-09 | Solar Panels | Hanwha | Q.PEAK DUO BLK ML-G10+/TS 405 |  | 0.405 | 19 | 60 | 40 |  | Fixed | Roof
NJADRE1555625562 | Administratively Determined Incentive Program | FAR HILLS | 7931 | 5 | 19.44 | Residential | Behind the Meter | No | Net Metered Residential | Tesla Inc. |  | JCP&L | Accepted | 2024-01-10 | 2024-02-09 | 2025-02-09 | Solar Panels | Hanwha | Q.PEAK DUO BLK ML-G10+/TS 405 |  | 0.405 | 2 | 330 | 40 |  | Fixed | Roof
NJADRE1555625562 | Administratively Determined Incentive Program | FAR HILLS | 7931 | 5 | 19.44 | Residential | Behind the Meter | No | Net Metered Residential | Tesla Inc. |  | JCP&L | Accepted | 2024-01-10 | 2024-02-09 | 2025-02-09 | Inverters | Tesla | #1850000-00-C | 7600 |  | 2 |  |  | 0.98 |  | Outdoor
NJADRE1555625562 | Administratively Determined Incentive Program | FAR HILLS | 7931 | 5 | 19.44 | Residential | Behind the Meter | No | Net Metered Residential | Tesla Inc. |  | JCP&L | Accepted | 2024-01-10 | 2024-02-09 | 2025-02-09 | Electric Storage Battery | Tesla | AC Powerwall 2.0 |  |  | 3 |  |  |  | Lithium Ion |  | OUTSIDE?
NJADRE1555625566 | Administratively Determined Incentive Program | FREEHOLD | 7728 | 17 | 6.8 | Residential | Behind the Meter | Yes | Net Metered Residential | Pro Custom Solar dba Momentum Solar |  | JCP&L | Accepted | 2024-01-10 | 2024-02-02 | 2025-02-02 | Solar Panels | Q. PEAK DUO BLK ML-G10+400 | hanwha |  | 0.4 | 5 | 142 | 32 |  | Fixed | Roof
NJADRE1555625566 | Administratively Determined Incentive Program | FREEHOLD | 7728 | 17 | 6.8 | Residential | Behind the Meter | Yes | Net Metered Residential | Pro Custom Solar dba Momentum Solar |  | JCP&L | Accepted | 2024-01-10 | 2024-02-02 | 2025-02-02 | Solar Panels | Q. PEAK DUO BLK ML-G10+400 | hanwha |  | 0.4 | 5 | 232 | 32 |  | Fixed | Roof
NJADRE1555625566 | Administratively Determined Incentive Program | FREEHOLD | 7728 | 17 | 6.8 | Residential | Behind the Meter | Yes | Net Metered Residential | Pro Custom Solar dba Momentum Solar |  | JCP&L | Accepted | 2024-01-10 | 2024-02-02 | 2025-02-02 | Solar Panels | Q. PEAK DUO BLK ML-G10+400 | hanwha |  | 0.4 | 3 | 322 | 32 |  | Fixed | Roof
NJADRE1555625566 | Administratively Determined Incentive Program | FREEHOLD | 7728 | 17 | 6.8 | Residential | Behind the Meter | Yes | Net Metered Residential | Pro Custom Solar dba Momentum Solar |  | JCP&L | Accepted | 2024-01-10 | 2024-02-02 | 2025-02-02 | Solar Panels | Q. PEAK DUO BLK ML-G10+400 | hanwha |  | 0.4 | 4 | 52 | 32 |  | Fixed | Roof
NJADRE1555625566 | Administratively Determined Incentive Program | FREEHOLD | 7728 | 17 | 6.8 | Residential | Behind the Meter | Yes | Net Metered Residential | Pro Custom Solar dba Momentum Solar |  | JCP&L | Accepted | 2024-01-10 | 2024-02-02 | 2025-02-02 | Inverters | IQ8PLUS-72-2-US | enphase | 290 |  | 17 |  |  | 0.97 |  | Outdoor
NJADRE1555625569 | Administratively Determined Incentive Program | BRIDGETON | 8302 | 20 | 5.27 | Residential | Behind the Meter | Yes | Net Metered Residential | Sunrun Installation Services, Inc. |  | AC Electric | Accepted | 2024-01-10 | 2024-02-02 | 2025-02-02 | Inverters | SolarEdge Technologies | SE3800H-USMN | 3800 |  | 1 |  |  | 0.99 |  | Outdoor
NJADRE1555625569 | Administratively Determined Incentive Program | BRIDGETON | 8302 | 20 | 5.27 | Residential | Behind the Meter | Yes | Net Metered Residential | Sunrun Installation Services, Inc. |  | AC Electric | Accepted | 2024-01-10 | 2024-02-02 | 2025-02-02 | Solar Panels | Hanwha Q Cells | Q.PEAK DUO BLK ML-G10+ 405 |  | 0.405 | 5 | 89 | 30 |  | Fixed | Roof
NJADRE1555625569 | Administratively Determined Incentive Program | BRIDGETON | 8302 | 20 | 5.27 | Residential | Behind the Meter | Yes | Net Metered Residential | Sunrun Installation Services, Inc. |  | AC Electric | Accepted | 2024-01-10 | 2024-02-02 | 2025-02-02 | Solar Panels | Hanwha Q Cells | Q.PEAK DUO BLK ML-G10+ 405 |  | 0.405 | 8 | 269 | 30 |  | Fixed | Roof
NJADRE1555625602 | Administratively Determined Incentive Program | NEW PROVIDENCE | 7974 | 10 | 8.51 | Residential | Behind the Meter | No | Net Metered Residential | EMT Renewables |  | JCP&L | Accepted | 2024-01-10 | 2024-02-02 | 2025-02-02 | Inverters | ENPHASE | IQ8+ | 290 |  | 21 |  |  | 0.98 |  | Other | UNDER EACH PANEL
NJADRE1555625602 | Administratively Determined Incentive Program | NEW PROVIDENCE | 7974 | 10 | 8.51 | Residential | Behind the Meter | No | Net Metered Residential | EMT Renewables |  | JCP&L | Accepted | 2024-01-10 | 2024-02-02 | 2025-02-02 | Solar Panels | Q CELLS | Q PEAK DUO BLK |  | 0.405 | 8 | 62 | 17 |  | Fixed | Roof
NJADRE1555625602 | Administratively Determined Incentive Program | NEW PROVIDENCE | 7974 | 10 | 8.51 | Residential | Behind the Meter | No | Net Metered Residential | EMT Renewables |  | JCP&L | Accepted | 2024-01-10 | 2024-02-02 | 2025-02-02 | Solar Panels | Q CELLS | Q PEAK DUO BLK |  | 0.405 | 8 | 242 | 17 |  | Fixed | Roof
NJADRE1555625602 | Administratively Determined Incentive Program | NEW PROVIDENCE | 7974 | 10 | 8.51 | Residential | Behind the Meter | No | Net Metered Residential | EMT Renewables |  | JCP&L | Accepted | 2024-01-10 | 2024-02-02 | 2025-02-02 | Solar Panels | Q CELLS | Q PEAK DUO BLK |  | 0.405 | 3 | 154 | 26 |  | Fixed | Roof
NJADRE1555625602 | Administratively Determined Incentive Program | NEW PROVIDENCE | 7974 | 10 | 8.51 | Residential | Behind the Meter | No | Net Metered Residential | EMT Renewables |  | JCP&L | Accepted | 2024-01-10 | 2024-02-02 | 2025-02-02 | Solar Panels | Q CELLS | Q PEAK DUO BLK |  | 0.405 | 2 | 334 | 26 |  | Fixed | Roof
NJADRE1555625605 | Administratively Determined Incentive Program | EWING | 8618 | 12 | 9.2 | Residential | Behind the Meter | Yes | Net Metered Residential | Pro Custom Solar dba Momentum Solar |  | PSE&G | Accepted | 2024-01-10 | 2024-02-02 | 2025-02-02 | Solar Panels | Q. PEAK DUO BLK ML-G10+400 | hanwha |  | 0.4 | 9 | 347 | 10 |  | Fixed | Roof
NJADRE1555625605 | Administratively Determined Incentive Program | EWING | 8618 | 12 | 9.2 | Residential | Behind the Meter | Yes | Net Metered Residential | Pro Custom Solar dba Momentum Solar |  | PSE&G | Accepted | 2024-01-10 | 2024-02-02 | 2025-02-02 | Solar Panels | Q. PEAK DUO BLK ML-G10+400 | hanwha |  | 0.4 | 14 | 347 | 8 |  | Fixed | Roof
NJADRE1555625605 | Administratively Determined Incentive Program | EWING | 8618 | 12 | 9.2 | Residential | Behind the Meter | Yes | Net Metered Residential | Pro Custom Solar dba Momentum Solar |  | PSE&G | Accepted | 2024-01-10 | 2024-02-02 | 2025-02-02 | Inverters | IQ8PLUS-72-2-US | enphase | 290 |  | 23 |  |  | 0.97 |  | Outdoor
NJADRE1555625610 | Administratively Determined Incentive Program | Franklin Township | 8873 | 5 | 7.29 | Residential | Behind the Meter | No | Net Metered Residential | SunnyMac LLC |  | PSE&G | Accepted | 2024-01-10 | 2024-02-05 | 2025-02-05 | Solar Panels | Q.PEAK DUO BLK ML-G10+ 405W | HANWHA |  | 0.405 | 5 | 198 | 42 |  | Fixed | Roof
NJADRE1555625610 | Administratively Determined Incentive Program | Franklin Township | 8873 | 5 | 7.29 | Residential | Behind the Meter | No | Net Metered Residential | SunnyMac LLC |  | PSE&G | Accepted | 2024-01-10 | 2024-02-05 | 2025-02-05 | Solar Panels | Q.PEAK DUO BLK ML-G10+ 405W | HANWHA |  | 0.405 | 13 | 108 | 33 |  | Fixed | Roof
NJADRE1555625610 | Administratively Determined Incentive Program | Franklin Township | 8873 | 5 | 7.29 | Residential | Behind the Meter | No | Net Metered Residential | SunnyMac LLC |  | PSE&G | Accepted | 2024-01-10 | 2024-02-05 | 2025-02-05 | Inverters | SE6000H-US | Solaredge | 6000 |  | 1 |  |  | 0.1 |  | Outdoor | next to meter
NJADRE1555625610 | Administratively Determined Incentive Program | Franklin Township | 8873 | 5 | 7.29 | Residential | Behind the Meter | No | Net Metered Residential | SunnyMac LLC |  | PSE&G | Accepted | 2024-01-10 | 2024-02-05 | 2025-02-05 | Meters | SE-RGMTR-1D-240C-B | Solaredge |  |  | 1 |  |  |  | Yes | Outdoor
NJADRE1555625652 | Administratively Determined Incentive Program | Upper Deerfield Twp | 8302 | 20 | 16.61 | Residential | Behind the Meter | Yes | Net Metered Residential | EMT Renewables |  | AC Electric | Accepted | 2024-01-10 | 2024-02-02 | 2025-02-02 | Inverters | ENPHASE | IQ8+ | 290 |  | 41 |  |  | 0.98 |  | Other | UNDER EACH PANEL
NJADRE1555625652 | Administratively Determined Incentive Program | Upper Deerfield Twp | 8302 | 20 | 16.61 | Residential | Behind the Meter | Yes | Net Metered Residential | EMT Renewables |  | AC Electric | Accepted | 2024-01-10 | 2024-02-02 | 2025-02-02 | Solar Panels | Q CELLS | Q PEAK DUO BLK |  | 0.405 | 27 | 326 | 1 |  | Fixed | Roof
NJADRE1555625652 | Administratively Determined Incentive Program | Upper Deerfield Twp | 8302 | 20 | 16.61 | Residential | Behind the Meter | Yes | Net Metered Residential | EMT Renewables |  | AC Electric | Accepted | 2024-01-10 | 2024-02-02 | 2025-02-02 | Solar Panels | Q CELLS | Q PEAK DUO BLK |  | 0.405 | 14 | 105 | 20 |  | Fixed | Roof
NJADRE1555625663 | Administratively Determined Incentive Program | VINCETOWN | 8088 | 13 | 8 | Residential | Behind the Meter | Yes | Net Metered Residential | Pro Custom Solar dba Momentum Solar |  | PSE&G | Accepted | 2024-01-10 | 2024-02-02 | 2025-02-02 | Solar Panels | Q. PEAK DUO BLK ML-G10+400 | hanwha |  | 0.4 | 5 | 132 | 25 |  | Fixed | Roof
NJADRE1555625663 | Administratively Determined Incentive Program | VINCETOWN | 8088 | 13 | 8 | Residential | Behind the Meter | Yes | Net Metered Residential | Pro Custom Solar dba Momentum Solar |  | PSE&G | Accepted | 2024-01-10 | 2024-02-02 | 2025-02-02 | Solar Panels | Q. PEAK DUO BLK ML-G10+400 | hanwha |  | 0.4 | 8 | 42 | 33 |  | Fixed | Roof
NJADRE1555625663 | Administratively Determined Incentive Program | VINCETOWN | 8088 | 13 | 8 | Residential | Behind the Meter | Yes | Net Metered Residential | Pro Custom Solar dba Momentum Solar |  | PSE&G | Accepted | 2024-01-10 | 2024-02-02 | 2025-02-02 | Solar Panels | Q. PEAK DUO BLK ML-G10+400 | hanwha |  | 0.4 | 5 | 312 | 25 |  | Fixed | Roof
NJADRE1555625663 | Administratively Determined Incentive Program | VINCETOWN | 8088 | 13 | 8 | Residential | Behind the Meter | Yes | Net Metered Residential | Pro Custom Solar dba Momentum Solar |  | PSE&G | Accepted | 2024-01-10 | 2024-02-02 | 2025-02-02 | Solar Panels | Q. PEAK DUO BLK ML-G10+400 | hanwha |  | 0.4 | 2 | 42 | 34 |  | Fixed | Roof
NJADRE1555625663 | Administratively Determined Incentive Program | VINCETOWN | 8088 | 13 | 8 | Residential | Behind the Meter | Yes | Net Metered Residential | Pro Custom Solar dba Momentum Solar |  | PSE&G | Accepted | 2024-01-10 | 2024-02-02 | 2025-02-02 | Inverters | IQ8PLUS-72-2-US | enphase | 290 |  | 20 |  |  | 0.97 |  | Outdoor
NJADRE1555625682 | Administratively Determined Incentive Program | FRANKLINVILLE | 8322 | 15 | 8.4 | Residential | Behind the Meter | Yes | Net Metered Residential | Sunrun Installation Services, Inc. |  | AC Electric | Accepted | 2024-01-10 | 2024-02-05 | 2025-02-05 | Inverters | SolarEdge Technologies | SE6000H-USSN | 6000 |  | 1 |  |  | 0.992 |  | Outdoor | Next to meter
NJADRE1555625682 | Administratively Determined Incentive Program | FRANKLINVILLE | 8322 | 15 | 8.4 | Residential | Behind the Meter | Yes | Net Metered Residential | Sunrun Installation Services, Inc. |  | AC Electric | Accepted | 2024-01-10 | 2024-02-05 | 2025-02-05 | Solar Panels | Hanwha Q Cells | Q.PEAK DUO BLK ML-G10+/T 400 |  | 0.4 | 21 | 178 | 35 |  | Fixed | Roof
NJADRE1555625705 | Administratively Determined Incentive Program | HILLSBOROUGH | 8844 | 5 | 9.66 | Residential | Behind the Meter | No | Net Metered Residential | Infinity Solar Systems |  | PSE&G | Accepted | 2024-01-10 | 2024-02-05 | 2025-02-05 | Inverters | Enphase | IQ7X-96-2-US | 315 |  | 23 |  |  | 0.97 |  | Outdoor
NJADRE1555625705 | Administratively Determined Incentive Program | HILLSBOROUGH | 8844 | 5 | 9.66 | Residential | Behind the Meter | No | Net Metered Residential | Infinity Solar Systems |  | PSE&G | Accepted | 2024-01-10 | 2024-02-05 | 2025-02-05 | Solar Panels | REC Solar | REC420AA Pure-R |  | 0.42 | 13 | 107 | 26 |  | Fixed | Roof
NJADRE1555625705 | Administratively Determined Incentive Program | HILLSBOROUGH | 8844 | 5 | 9.66 | Residential | Behind the Meter | No | Net Metered Residential | Infinity Solar Systems |  | PSE&G | Accepted | 2024-01-10 | 2024-02-05 | 2025-02-05 | Solar Panels | REC Solar | REC420AA Pure-R |  | 0.42 | 10 | 287 | 26 |  | Fixed | Roof
NJADRE1555625720 | Administratively Determined Incentive Program | Stafford Township | 8050 | 18 | 5.33 | Residential | Behind the Meter | Yes | Net Metered Residential | Venture Home Solar, LLC |  | AC Electric | Accepted | 2024-01-10 | 2024-02-16 | 2025-02-16 | Inverters | Enphase | IQ8PLUS-72-2-US (240V) | 290 |  | 13 |  |  | 0.98 |  | Outdoor | Roof
NJADRE1555625720 | Administratively Determined Incentive Program | Stafford Township | 8050 | 18 | 5.33 | Residential | Behind the Meter | Yes | Net Metered Residential | Venture Home Solar, LLC |  | AC Electric | Accepted | 2024-01-10 | 2024-02-16 | 2025-02-16 | Solar Panels | Hanwha | Q.PEAK DUO BLK ML-G10+ 410 |  | 0.41 | 9 | 175 | 23 |  | Fixed | Roof
NJADRE1555625720 | Administratively Determined Incentive Program | Stafford Township | 8050 | 18 | 5.33 | Residential | Behind the Meter | Yes | Net Metered Residential | Venture Home Solar, LLC |  | AC Electric | Accepted | 2024-01-10 | 2024-02-16 | 2025-02-16 | Solar Panels | Hanwha | Q.PEAK DUO BLK ML-G10+ 410 |  | 0.41 | 2 | 175 | 20 |  | Fixed | Roof
NJADRE1555625720 | Administratively Determined Incentive Program | Stafford Township | 8050 | 18 | 5.33 | Residential | Behind the Meter | Yes | Net Metered Residential | Venture Home Solar, LLC |  | AC Electric | Accepted | 2024-01-10 | 2024-02-16 | 2025-02-16 | Solar Panels | Hanwha | Q.PEAK DUO BLK ML-G10+ 410 |  | 0.41 | 2 | 355 | 23 |  | Fixed | Roof
NJADRE1555625722 | Administratively Determined Incentive Program | Pittsgrove Bridgtn | 8302 | 20 | 12.96 | Residential | Behind the Meter | No | Net Metered Residential | EMT Renewables |  | AC Electric | Accepted | 2024-01-10 | 2024-02-02 | 2025-02-02 | Inverters | ENPHASE | IQ8+ | 290 |  | 32 |  |  | 0.98 |  | Other | UNDER EACH PANEL
NJADRE1555625722 | Administratively Determined Incentive Program | Pittsgrove Bridgtn | 8302 | 20 | 12.96 | Residential | Behind the Meter | No | Net Metered Residential | EMT Renewables |  | AC Electric | Accepted | 2024-01-10 | 2024-02-02 | 2025-02-02 | Solar Panels | Q CELLS | Q PEAK DUO BLK |  | 0.405 | 8 | 186 | 25 |  | Fixed | Roof
NJADRE1555625722 | Administratively Determined Incentive Program | Pittsgrove Bridgtn | 8302 | 20 | 12.96 | Residential | Behind the Meter | No | Net Metered Residential | EMT Renewables |  | AC Electric | Accepted | 2024-01-10 | 2024-02-02 | 2025-02-02 | Solar Panels | Q CELLS | Q PEAK DUO BLK |  | 0.405 | 4 | 96 | 24 |  | Fixed | Roof
NJADRE1555625722 | Administratively Determined Incentive Program | Pittsgrove Bridgtn | 8302 | 20 | 12.96 | Residential | Behind the Meter | No | Net Metered Residential | EMT Renewables |  | AC Electric | Accepted | 2024-01-10 | 2024-02-02 | 2025-02-02 | Solar Panels | Q CELLS | Q PEAK DUO BLK |  | 0.405 | 7 | 96 | 27 |  | Fixed | Roof
NJADRE1555625722 | Administratively Determined Incentive Program | Pittsgrove Bridgtn | 8302 | 20 | 12.96 | Residential | Behind the Meter | No | Net Metered Residential | EMT Renewables |  | AC Electric | Accepted | 2024-01-10 | 2024-02-02 | 2025-02-02 | Solar Panels | Q CELLS | Q PEAK DUO BLK |  | 0.405 | 13 | 189 | 18 |  | Fixed | Roof
NJADRE1555626534 | Administratively Determined Incentive Program | Cream Ridge | 8514 | 17 | 14.58 | Residential | Behind the Meter | Yes | Net Metered Residential | Trinity Solar Inc. |  | JCP&L | Accepted | 2024-01-10 | 2024-02-02 | 2025-02-02 | Solar Panels | HANWHA | (Q.PEAK DUO BLK ML-G10+ 405) |  | 0.405 | 24 | 67 | 23 |  | Fixed | Roof
NJADRE1555626534 | Administratively Determined Incentive Program | Cream Ridge | 8514 | 17 | 14.58 | Residential | Behind the Meter | Yes | Net Metered Residential | Trinity Solar Inc. |  | JCP&L | Accepted | 2024-01-10 | 2024-02-02 | 2025-02-02 | Solar Panels | HANWHA | (Q.PEAK DUO BLK ML-G10+ 405) |  | 0.405 | 12 | 247 | 23 |  | Fixed | Roof
NJADRE1555626534 | Administratively Determined Incentive Program | Cream Ridge | 8514 | 17 | 14.58 | Residential | Behind the Meter | Yes | Net Metered Residential | Trinity Solar Inc. |  | JCP&L | Accepted | 2024-01-10 | 2024-02-02 | 2025-02-02 | Inverters | Solar Edge | SE11400H-US | 11400 |  | 1 |  |  | 0.97 |  | Outside
NJADRE1555627324 | Administratively Determined Incentive Program | EGG HARBOR TOWNSHIP | 8234 | 19 | 5.6 | Residential | Behind the Meter | Yes | Net Metered Residential | Sunrun Installation Service, Inc. |  | AC Electric | Accepted | 2024-01-10 | 2024-02-02 | 2025-02-02 | Solar Panels | HANWHA Q-CELLS | Q.PEAK DUO BLK ML-G10+/T 400 |  | 0.4 | 4 | 335 | 22 |  | Fixed | Roof
NJADRE1555627324 | Administratively Determined Incentive Program | EGG HARBOR TOWNSHIP | 8234 | 19 | 5.6 | Residential | Behind the Meter | Yes | Net Metered Residential | Sunrun Installation Service, Inc. |  | AC Electric | Accepted | 2024-01-10 | 2024-02-02 | 2025-02-02 | Solar Panels | HANWHA Q-CELLS | Q.PEAK DUO BLK ML-G10+/T 400 |  | 0.4 | 4 | 154 | 22 |  | Fixed | Roof
NJADRE1555627324 | Administratively Determined Incentive Program | EGG HARBOR TOWNSHIP | 8234 | 19 | 5.6 | Residential | Behind the Meter | Yes | Net Metered Residential | Sunrun Installation Service, Inc. |  | AC Electric | Accepted | 2024-01-10 | 2024-02-02 | 2025-02-02 | Solar Panels | HANWHA Q-CELLS | Q.PEAK DUO BLK ML-G10+/T 400 |  | 0.4 | 6 | 154 | 16 |  | Fixed | Roof
NJADRE1555627324 | Administratively Determined Incentive Program | EGG HARBOR TOWNSHIP | 8234 | 19 | 5.6 | Residential | Behind the Meter | Yes | Net Metered Residential | Sunrun Installation Service, Inc. |  | AC Electric | Accepted | 2024-01-10 | 2024-02-02 | 2025-02-02 | Inverters | SolarEdge Technologies | SE3800H-USMN | 3800 |  | 1 |  |  | 0.99 |  | Outdoor | Next To Meter
NJADRE1555627353 | Administratively Determined Incentive Program | Chesterfield Township | 8515 | 13 | 19.68 | Residential | Behind the Meter | No | Net Metered Residential | Maier Engineering dba Solar Me |  | PSE&G | Accepted | 2024-01-10 | 2024-02-05 | 2025-02-05 | Solar Panels | Hanwha | Q.PEAK ML-G10+410W |  | 0.41 | 48 | 184 | 20 |  | Fixed | Roof
NJADRE1555627353 | Administratively Determined Incentive Program | Chesterfield Township | 8515 | 13 | 19.68 | Residential | Behind the Meter | No | Net Metered Residential | Maier Engineering dba Solar Me |  | PSE&G | Accepted | 2024-01-10 | 2024-02-05 | 2025-02-05 | Inverters | Enphase | IQ8A | 290 |  | 48 |  |  | 0.96 |  | Outside
NJADRE1555627370 | Administratively Determined Incentive Program | MEDFORD TWP | 8055 | 13 | 5.67 | Residential | Behind the Meter | No | Net Metered Residential | EMT Renewables |  | PSE&G | Accepted | 2024-01-10 | 2024-02-05 | 2025-02-05 | Inverters | ENPHASE | IQ8+ | 290 |  | 14 |  |  | 0.98 |  | Other | UNDER EACH PANEL
NJADRE1555627370 | Administratively Determined Incentive Program | MEDFORD TWP | 8055 | 13 | 5.67 | Residential | Behind the Meter | No | Net Metered Residential | EMT Renewables |  | PSE&G | Accepted | 2024-01-10 | 2024-02-05 | 2025-02-05 | Solar Panels | Q CELLS | Q PEAK DUO BLK |  | 0.405 | 14 | 220 | 29 |  | Fixed | Roof
NJADRE1555627401 | Administratively Determined Incentive Program | HILLSBOROUGH | 8844 | 5 | 9.66 | Residential | Behind the Meter | No | Net Metered Residential | Infinity Solar Systems |  | PSE&G | Accepted | 2024-01-10 | 2024-02-02 | 2025-02-02 | Inverters | Enphase | IQ7X-96-2-US | 315 |  | 23 |  |  | 0.97 |  | Outdoor
NJADRE1555627401 | Administratively Determined Incentive Program | HILLSBOROUGH | 8844 | 5 | 9.66 | Residential | Behind the Meter | No | Net Metered Residential | Infinity Solar Systems |  | PSE&G | Accepted | 2024-01-10 | 2024-02-02 | 2025-02-02 | Solar Panels | REC Solar | REC420AA Pure-R |  | 0.42 | 23 | 108 | 25 |  | Fixed | Roof
NJADRE1555627404 | Administratively Determined Incentive Program | UNION | 7083 | 10 | 7.6 | Residential | Behind the Meter | Yes | Net Metered Residential | Pro Custom Solar dba Momentum Solar |  | PSE&G | Accepted | 2024-01-10 | 2024-02-05 | 2025-02-05 | Solar Panels | Q. PEAK DUO BLK ML-G10+400 | hanwha |  | 0.4 | 8 | 127 | 10 |  | Fixed | Roof
NJADRE1555627404 | Administratively Determined Incentive Program | UNION | 7083 | 10 | 7.6 | Residential | Behind the Meter | Yes | Net Metered Residential | Pro Custom Solar dba Momentum Solar |  | PSE&G | Accepted | 2024-01-10 | 2024-02-05 | 2025-02-05 | Solar Panels | Q. PEAK DUO BLK ML-G10+400 | hanwha |  | 0.4 | 11 | 307 | 37 |  | Fixed | Roof
NJADRE1555627404 | Administratively Determined Incentive Program | UNION | 7083 | 10 | 7.6 | Residential | Behind the Meter | Yes | Net Metered Residential | Pro Custom Solar dba Momentum Solar |  | PSE&G | Accepted | 2024-01-10 | 2024-02-05 | 2025-02-05 | Inverters | IQ8PLUS-72-2-US | enphase | 290 |  | 19 |  |  | 0.97 |  | Outdoor
NJADRE1555627414 | Administratively Determined Incentive Program | OLD BRIDGE | 8857 | 11 | 5.27 | Residential | Behind the Meter | Yes | Net Metered Residential | Trinity Solar |  | JCP&L | Accepted | 2024-01-10 | 2024-02-02 | 2025-02-02 | Inverters | Solar Edge | SE5000H-US000BEi4 | 5000 |  | 1 |  |  | 0.97 |  | Outdoor
NJADRE1555627414 | Administratively Determined Incentive Program | OLD BRIDGE | 8857 | 11 | 5.27 | Residential | Behind the Meter | Yes | Net Metered Residential | Trinity Solar |  | JCP&L | Accepted | 2024-01-10 | 2024-02-02 | 2025-02-02 | Solar Panels | HANWHA | Q.PEAK DUO BLK ML-G10+ 405 |  | 0.405 | 5 | 226 | 30 |  | Fixed | Roof
NJADRE1555627414 | Administratively Determined Incentive Program | OLD BRIDGE | 8857 | 11 | 5.27 | Residential | Behind the Meter | Yes | Net Metered Residential | Trinity Solar |  | JCP&L | Accepted | 2024-01-10 | 2024-02-02 | 2025-02-02 | Solar Panels | HANWHA | Q.PEAK DUO BLK ML-G10+ 405 |  | 0.405 | 5 | 46 | 30 |  | Fixed | Roof
NJADRE1555627414 | Administratively Determined Incentive Program | OLD BRIDGE | 8857 | 11 | 5.27 | Residential | Behind the Meter | Yes | Net Metered Residential | Trinity Solar |  | JCP&L | Accepted | 2024-01-10 | 2024-02-02 | 2025-02-02 | Solar Panels | HANWHA | Q.PEAK DUO BLK ML-G10+ 405 |  | 0.405 | 3 | 46 | 30 |  | Fixed | Roof
NJADRE1555627419 | Administratively Determined Incentive Program | TABERNACLE | 8088 | 13 | 11.7 | Residential | Behind the Meter | No | Net Metered Residential | Powur, PBC |  | AC Electric | Accepted | 2024-01-10 | 2024-02-05 | 2025-02-05 | Solar Panels | Jinko | JKM390M-72HBL-V |  | 0.39 | 10 | 91 | 23 |  | Fixed | Roof
NJADRE1555627419 | Administratively Determined Incentive Program | TABERNACLE | 8088 | 13 | 11.7 | Residential | Behind the Meter | No | Net Metered Residential | Powur, PBC |  | AC Electric | Accepted | 2024-01-10 | 2024-02-05 | 2025-02-05 | Solar Panels | Jinko | JKM390M-72HBL-V |  | 0.39 | 7 | 91 | 21 |  | Fixed | Roof
NJADRE1555627419 | Administratively Determined Incentive Program | TABERNACLE | 8088 | 13 | 11.7 | Residential | Behind the Meter | No | Net Metered Residential | Powur, PBC |  | AC Electric | Accepted | 2024-01-10 | 2024-02-05 | 2025-02-05 | Solar Panels | Jinko | JKM390M-72HBL-V |  | 0.39 | 3 | 91 | 37 |  | Fixed | Roof
NJADRE1555627419 | Administratively Determined Incentive Program | TABERNACLE | 8088 | 13 | 11.7 | Residential | Behind the Meter | No | Net Metered Residential | Powur, PBC |  | AC Electric | Accepted | 2024-01-10 | 2024-02-05 | 2025-02-05 | Solar Panels | Jinko | JKM390M-72HBL-V |  | 0.39 | 10 | 271 | 37 |  | Fixed | Roof
NJADRE1555627419 | Administratively Determined Incentive Program | TABERNACLE | 8088 | 13 | 11.7 | Residential | Behind the Meter | No | Net Metered Residential | Powur, PBC |  | AC Electric | Accepted | 2024-01-10 | 2024-02-05 | 2025-02-05 | Inverters | Solaredge | SE10000H-US | 10000 |  | 1 |  |  | 0.99 |  | Outside
NJADRE1555627427 | Administratively Determined Incentive Program | HAMILTON TWP MER | 8690 | 12 | 12.96 | Residential | Behind the Meter | Yes | Net Metered Residential | Sunrun Installation Services, Inc. |  | PSE&G | Accepted | 2024-01-10 | 2024-02-02 | 2025-02-02 | Inverters | DELTA ELECTRONICS | E10-TL-US | 9600 |  | 1 |  |  | 0.975 |  | Outdoor | Next to meter
NJADRE1555627427 | Administratively Determined Incentive Program | HAMILTON TWP MER | 8690 | 12 | 12.96 | Residential | Behind the Meter | Yes | Net Metered Residential | Sunrun Installation Services, Inc. |  | PSE&G | Accepted | 2024-01-10 | 2024-02-02 | 2025-02-02 | Solar Panels | Hanwha Q Cells | Q.PEAK DUO BLK ML-G10+ 405 |  | 0.405 | 16 | 50 | 38 |  | Fixed | Roof
NJADRE1555627427 | Administratively Determined Incentive Program | HAMILTON TWP MER | 8690 | 12 | 12.96 | Residential | Behind the Meter | Yes | Net Metered Residential | Sunrun Installation Services, Inc. |  | PSE&G | Accepted | 2024-01-10 | 2024-02-02 | 2025-02-02 | Solar Panels | Hanwha Q Cells | Q.PEAK DUO BLK ML-G10+ 405 |  | 0.405 | 16 | 230 | 9 |  | Fixed | Roof
NJADRE1555627430 | Administratively Determined Incentive Program | MANAHAWKIN | 8050 | 18 | 19.36 | Residential | Behind the Meter | Yes | Net Metered Residential | Big Wave Roofing and Solar LLC |  | AC Electric | Accepted | 2024-01-10 | 2024-02-02 | 2025-02-02 | Inverters | Enphase Energy Inc | IQ7PLUS-72-2-US | 290 |  | 49 |  |  | 0.98 |  | Outside
NJADRE1555627430 | Administratively Determined Incentive Program | MANAHAWKIN | 8050 | 18 | 19.36 | Residential | Behind the Meter | Yes | Net Metered Residential | Big Wave Roofing and Solar LLC |  | AC Electric | Accepted | 2024-01-10 | 2024-02-02 | 2025-02-02 | Solar Panels | Canadian Solar | CS6R-395MS-HL |  | 0.395 | 15 | 180 | 28 |  | Fixed | Roof
NJADRE1555627430 | Administratively Determined Incentive Program | MANAHAWKIN | 8050 | 18 | 19.36 | Residential | Behind the Meter | Yes | Net Metered Residential | Big Wave Roofing and Solar LLC |  | AC Electric | Accepted | 2024-01-10 | 2024-02-02 | 2025-02-02 | Solar Panels | Canadian Solar | CS6R-395MS-HL |  | 0.395 | 34 | 360 | 28 |  | Fixed | Roof
NJADRE1555627434 | Administratively Determined Incentive Program | TABERNACLE | 8088 | 13 | 14.04 | Residential | Behind the Meter | No | Net Metered Residential | Powur, PBC |  | AC Electric | Accepted | 2024-01-10 | 2024-02-05 | 2025-02-05 | Solar Panels | Jinko | JKM390M-72HBL-V |  | 0.39 | 18 | 271 | 23 |  | Fixed | Roof
NJADRE1555627434 | Administratively Determined Incentive Program | TABERNACLE | 8088 | 13 | 14.04 | Residential | Behind the Meter | No | Net Metered Residential | Powur, PBC |  | AC Electric | Accepted | 2024-01-10 | 2024-02-05 | 2025-02-05 | Solar Panels | Jinko | JKM390M-72HBL-V |  | 0.39 | 8 | 91 | 23 |  | Fixed | Roof
NJADRE1555627434 | Administratively Determined Incentive Program | TABERNACLE | 8088 | 13 | 14.04 | Residential | Behind the Meter | No | Net Metered Residential | Powur, PBC |  | AC Electric | Accepted | 2024-01-10 | 2024-02-05 | 2025-02-05 | Solar Panels | jinko | JKM390M-72HBL-V |  | 0.39 | 10 | 91 | 21 |  | Fixed | Roof
NJADRE1555627434 | Administratively Determined Incentive Program | TABERNACLE | 8088 | 13 | 14.04 | Residential | Behind the Meter | No | Net Metered Residential | Powur, PBC |  | AC Electric | Accepted | 2024-01-10 | 2024-02-05 | 2025-02-05 | Inverters | Solaredge | SE11400H-US | 11400 |  | 1 |  |  | 0.99 |  | Outside
NJADRE1555627454 | Administratively Determined Incentive Program | NEWARK | 7112 | 9 | 13.51 | Residential | Behind the Meter | No | Net Metered Residential | Pro Custom Solar dba Momentum Solar Sung LeePro Custom Solar dba Momentum S |  | PSE&G | Accepted | 2024-01-10 | 2024-02-08 | 2025-02-08 | Solar Panels | Q. PEAK DUO BLK ML-G10+365 | hanwha |  | 0.365 | 7 | 35 | 31 |  | Fixed | Roof
NJADRE1555627454 | Administratively Determined Incentive Program | NEWARK | 7112 | 9 | 13.51 | Residential | Behind the Meter | No | Net Metered Residential | Pro Custom Solar dba Momentum Solar Sung LeePro Custom Solar dba Momentum S |  | PSE&G | Accepted | 2024-01-10 | 2024-02-08 | 2025-02-08 | Solar Panels | Q. PEAK DUO BLK-G10+365 | hanwha |  | 0.365 | 26 | 35 | 3 |  | Fixed | Roof
NJADRE1555627454 | Administratively Determined Incentive Program | NEWARK | 7112 | 9 | 13.51 | Residential | Behind the Meter | No | Net Metered Residential | Pro Custom Solar dba Momentum Solar Sung LeePro Custom Solar dba Momentum S |  | PSE&G | Accepted | 2024-01-10 | 2024-02-08 | 2025-02-08 | Solar Panels | Q. PEAK DUO BLK-G10+365 | hanwha |  | 0.365 | 4 | 215 | 31 |  | Fixed | Roof
NJADRE1555627454 | Administratively Determined Incentive Program | NEWARK | 7112 | 9 | 13.51 | Residential | Behind the Meter | No | Net Metered Residential | Pro Custom Solar dba Momentum Solar Sung LeePro Custom Solar dba Momentum S |  | PSE&G | Accepted | 2024-01-10 | 2024-02-08 | 2025-02-08 | Inverters | IQ8PLUS-72-2-US | enphase | 290 |  | 37 |  |  | 0.97 |  | Outdoor
NJADRE1555627456 | Administratively Determined Incentive Program | WESTVILLE | 8093 | 15 | 5.93 | Residential | Behind the Meter | Yes | Net Metered Residential | Big Wave Roofing and Solar LLC |  | PSE&G | Accepted | 2024-01-10 | 2024-02-02 | 2025-02-02 | Inverters | Enphase Energy Inc | IQ7PLUS-72-2-US | 290 |  | 15 |  |  | 0.98 |  | Outside
NJADRE1555627456 | Administratively Determined Incentive Program | WESTVILLE | 8093 | 15 | 5.93 | Residential | Behind the Meter | Yes | Net Metered Residential | Big Wave Roofing and Solar LLC |  | PSE&G | Accepted | 2024-01-10 | 2024-02-02 | 2025-02-02 | Solar Panels | Canadian Solar | CS6R-395MS-HL |  | 0.395 | 7 | 150 | 37 |  | Fixed | Roof
NJADRE1555627456 | Administratively Determined Incentive Program | WESTVILLE | 8093 | 15 | 5.93 | Residential | Behind the Meter | Yes | Net Metered Residential | Big Wave Roofing and Solar LLC |  | PSE&G | Accepted | 2024-01-10 | 2024-02-02 | 2025-02-02 | Solar Panels | Canadian Solar | CS6R-395MS-HL |  | 0.395 | 4 | 330 | 37 |  | Fixed | Roof
NJADRE1555627456 | Administratively Determined Incentive Program | WESTVILLE | 8093 | 15 | 5.93 | Residential | Behind the Meter | Yes | Net Metered Residential | Big Wave Roofing and Solar LLC |  | PSE&G | Accepted | 2024-01-10 | 2024-02-02 | 2025-02-02 | Solar Panels | Canadian Solar | CS6R-395MS-HL |  | 0.395 | 1 | 240 | 37 |  | Fixed | Roof
NJADRE1555627456 | Administratively Determined Incentive Program | WESTVILLE | 8093 | 15 | 5.93 | Residential | Behind the Meter | Yes | Net Metered Residential | Big Wave Roofing and Solar LLC |  | PSE&G | Accepted | 2024-01-10 | 2024-02-02 | 2025-02-02 | Solar Panels | Canadian Solar | CS6R-395MS-HL |  | 0.395 | 3 | 240 | 21 |  | Fixed | Roof
NJADRE1555627467 | Administratively Determined Incentive Program | PLAINFIELD | 7063 | 10 | 7.7 | Residential | Behind the Meter | No | Net Metered Residential | Trinity Solar Inc. |  | PSE&G | Accepted | 2024-01-10 | 2024-02-02 | 2025-02-02 | Inverters | Solar Edge | SE6000H-US | 6 |  | 1 |  |  | 0.97 |  | Outdoor
NJADRE1555627467 | Administratively Determined Incentive Program | PLAINFIELD | 7063 | 10 | 7.7 | Residential | Behind the Meter | No | Net Metered Residential | Trinity Solar Inc. |  | PSE&G | Accepted | 2024-01-10 | 2024-02-02 | 2025-02-02 | Solar Panels | HANWHA | HANWHA 405 (Q.PEAK DUO BLK ML-G10+ 405) |  | 0.405 | 7 | 229 | 45 |  | Fixed | Roof
NJADRE1555627467 | Administratively Determined Incentive Program | PLAINFIELD | 7063 | 10 | 7.7 | Residential | Behind the Meter | No | Net Metered Residential | Trinity Solar Inc. |  | PSE&G | Accepted | 2024-01-10 | 2024-02-02 | 2025-02-02 | Solar Panels | HANWHA | HANWHA 405 (Q.PEAK DUO BLK ML-G10+ 405) |  | 0.405 | 6 | 139 | 45 |  | Fixed | Roof
NJADRE1555627467 | Administratively Determined Incentive Program | PLAINFIELD | 7063 | 10 | 7.7 | Residential | Behind the Meter | No | Net Metered Residential | Trinity Solar Inc. |  | PSE&G | Accepted | 2024-01-10 | 2024-02-02 | 2025-02-02 | Solar Panels | HANWHA | HANWHA 405 (Q.PEAK DUO BLK ML-G10+ 405) |  | 0.405 | 6 | 229 | 30 |  | Fixed | Roof
NJADRE1555627499 | Administratively Determined Incentive Program | HAMMONTON | 8037 | 19 | 11.06 | Residential | Behind the Meter | Yes | Net Metered Residential | Big Wave Roofing and Solar LLC |  | AC Electric | Accepted | 2024-01-10 | 2024-02-07 | 2025-02-07 | Inverters | Enphase Energy Inc | IQ7PLUS-72-2-US | 290 |  | 28 |  |  | 0.98 |  | Outside
NJADRE1555627499 | Administratively Determined Incentive Program | HAMMONTON | 8037 | 19 | 11.06 | Residential | Behind the Meter | Yes | Net Metered Residential | Big Wave Roofing and Solar LLC |  | AC Electric | Accepted | 2024-01-10 | 2024-02-07 | 2025-02-07 | Solar Panels | Canadian Solar | CS6R-395MS-HL |  | 0.395 | 24 | 255 | 17 |  | Fixed | Roof
NJADRE1555627499 | Administratively Determined Incentive Program | HAMMONTON | 8037 | 19 | 11.06 | Residential | Behind the Meter | Yes | Net Metered Residential | Big Wave Roofing and Solar LLC |  | AC Electric | Accepted | 2024-01-10 | 2024-02-07 | 2025-02-07 | Solar Panels | Canadian Solar | CS6R-395MS-HL |  | 0.395 | 4 | 255 | 17 |  | Fixed | Roof
NJADRE1555627518 | Administratively Determined Incentive Program | Newark | 7114 | 9 | 7.2 | Residential | Behind the Meter | Yes | Net Metered Residential | Pro Custom Solar dba Momentum Solar |  | PSE&G | Accepted | 2024-01-10 | 2024-02-05 | 2025-02-02 | Solar Panels | Q. PEAK DUO BLK ML-G10+400 | hanwha |  | 0.4 | 2 | 114 | 30 |  | Fixed | Roof
NJADRE1555627518 | Administratively Determined Incentive Program | Newark | 7114 | 9 | 7.2 | Residential | Behind the Meter | Yes | Net Metered Residential | Pro Custom Solar dba Momentum Solar |  | PSE&G | Accepted | 2024-01-10 | 2024-02-05 | 2025-02-02 | Solar Panels | Q. PEAK DUO BLK ML-G10+400 | hanwha |  | 0.4 | 9 | 204 | 30 |  | Fixed | Roof
NJADRE1555627518 | Administratively Determined Incentive Program | Newark | 7114 | 9 | 7.2 | Residential | Behind the Meter | Yes | Net Metered Residential | Pro Custom Solar dba Momentum Solar |  | PSE&G | Accepted | 2024-01-10 | 2024-02-05 | 2025-02-02 | Solar Panels | Q. PEAK DUO BLK ML-G10+400 | hanwha |  | 0.4 | 7 | 24 | 29 |  | Fixed | Roof
NJADRE1555627518 | Administratively Determined Incentive Program | Newark | 7114 | 9 | 7.2 | Residential | Behind the Meter | Yes | Net Metered Residential | Pro Custom Solar dba Momentum Solar |  | PSE&G | Accepted | 2024-01-10 | 2024-02-05 | 2025-02-02 | Inverters | IQ8PLUS-72-2-US | enphase | 290 |  | 18 |  |  | 0.97 |  | Outdoor
NJADRE1555627522 | Administratively Determined Incentive Program | SICKLERVILLE | 8081 | 14 | 1192.32 | Commercial | Behind the Meter | Yes | Large Net-Metered Non-Residential located on Rooftop, Carport, Canopy and Floating Solar | Infiniti Energy Contracting LLC |  | AC Electric | Accepted | 2024-01-10 | 2024-02-06 | 2025-02-06 | Solar Panels | SEG Solar | SEG-460-BMB-HV |  | 0.46 | 2592 | 222 | 10 |  | Fixed | Roof
NJADRE1555627522 | Administratively Determined Incentive Program | SICKLERVILLE | 8081 | 14 | 1192.32 | Commercial | Behind the Meter | Yes | Large Net-Metered Non-Residential located on Rooftop, Carport, Canopy and Floating Solar | Infiniti Energy Contracting LLC |  | AC Electric | Accepted | 2024-01-10 | 2024-02-06 | 2025-02-06 | Inverters | SolarEdge | SE120kUS | 120000 |  | 8 |  |  | 0.965 |  | Outdoor | Roof
NJADRE1555627524 | Administratively Determined Incentive Program | Cherry Hill Twp | 8002 | 14 | 8.91 | Residential | Behind the Meter | Yes | Net Metered Residential | Sunrun Installation Services, Inc. |  | PSE&G | Accepted | 2024-01-10 | 2024-02-02 | 2025-02-02 | Inverters | SolarEdge Technologies | SE6000H-USSN | 6000 |  | 1 |  |  | 0.99 |  | Outdoor
NJADRE1555627524 | Administratively Determined Incentive Program | Cherry Hill Twp | 8002 | 14 | 8.91 | Residential | Behind the Meter | Yes | Net Metered Residential | Sunrun Installation Services, Inc. |  | PSE&G | Accepted | 2024-01-10 | 2024-02-02 | 2025-02-02 | Solar Panels | Hanwha Q Cells | Q.PEAK DUO BLK ML-G10+ 405 |  | 0.405 | 12 | 7 | 30 |  | Fixed | Roof
NJADRE1555627524 | Administratively Determined Incentive Program | Cherry Hill Twp | 8002 | 14 | 8.91 | Residential | Behind the Meter | Yes | Net Metered Residential | Sunrun Installation Services, Inc. |  | PSE&G | Accepted | 2024-01-10 | 2024-02-02 | 2025-02-02 | Solar Panels | Hanwha Q Cells | Q.PEAK DUO BLK ML-G10+ 405 |  | 0.405 | 10 | 187 | 30 |  | Fixed | Roof
NJADRE1555627695 | Administratively Determined Incentive Program | Somerdale | 8083 | 14 | 8.03 | Residential | Behind the Meter | No | Net Metered Residential | Solar Energy World |  | AC Electric | Accepted | 2024-01-10 | 2024-02-05 | 2025-02-05 | Solar Panels | Hanwha | Q.PEAK DUO BLK-G10+-365W |  | 0.365 | 9 | 166 | 16 |  | Fixed | Roof
NJADRE1555627695 | Administratively Determined Incentive Program | Somerdale | 8083 | 14 | 8.03 | Residential | Behind the Meter | No | Net Metered Residential | Solar Energy World |  | AC Electric | Accepted | 2024-01-10 | 2024-02-05 | 2025-02-05 | Solar Panels | Hanwha | Q.PEAK DUO BLK-G10+-365W |  | 0.365 | 7 | 166 | 22 |  | Fixed | Roof
NJADRE1555627695 | Administratively Determined Incentive Program | Somerdale | 8083 | 14 | 8.03 | Residential | Behind the Meter | No | Net Metered Residential | Solar Energy World |  | AC Electric | Accepted | 2024-01-10 | 2024-02-05 | 2025-02-05 | Solar Panels | Hanwha | Q.PEAK DUO BLK-G10+-365W |  | 0.365 | 6 | 346 | 17 |  | Fixed | Roof
NJADRE1555627695 | Administratively Determined Incentive Program | Somerdale | 8083 | 14 | 8.03 | Residential | Behind the Meter | No | Net Metered Residential | Solar Energy World |  | AC Electric | Accepted | 2024-01-10 | 2024-02-05 | 2025-02-05 | Inverters | Enphase | IQ8PLUS-72-2-US | 290 |  | 22 |  |  | 0.97 |  | Outdoor
NJADRE1555627808 | Administratively Determined Incentive Program | FRANKLINVILLE | 8322 | 15 | 5.6 | Residential | Behind the Meter | Yes | Net Metered Residential | Sunrun Installation Services, Inc. |  | AC Electric | Accepted | 2024-01-10 | 2024-02-05 | 2025-02-05 | Inverters | SolarEdge Technologies | SE6000H-USSN | 6000 |  | 1 |  |  | 0.992 |  | Outdoor | Next to meter
NJADRE1555627808 | Administratively Determined Incentive Program | FRANKLINVILLE | 8322 | 15 | 5.6 | Residential | Behind the Meter | Yes | Net Metered Residential | Sunrun Installation Services, Inc. |  | AC Electric | Accepted | 2024-01-10 | 2024-02-05 | 2025-02-05 | Solar Panels | Hanwha Q Cells | Q.PEAK DUO BLK ML-G10+/T 400 |  | 0.4 | 14 | 178 | 34 |  | Fixed | Roof
NJADRE1555627828 | Administratively Determined Incentive Program | LAKEWOOD | 8701 | 18 | 11.75 | Residential | Behind the Meter | Yes | Net Metered Residential | Powur, PBC |  | JCP&L | Accepted | 2024-01-10 | 2024-02-05 | 2025-02-05 | Solar Panels | Hanwha | Q.PEAK DUO BLK ML-G10+ (405W) |  | 0.405 | 20 | 228 | 25 |  | Fixed | Roof
NJADRE1555627828 | Administratively Determined Incentive Program | LAKEWOOD | 8701 | 18 | 11.75 | Residential | Behind the Meter | Yes | Net Metered Residential | Powur, PBC |  | JCP&L | Accepted | 2024-01-10 | 2024-02-05 | 2025-02-05 | Solar Panels | Hanwha | Q.PEAK DUO BLK ML-G10+ (405W) |  | 0.405 | 9 | 228 | 15 |  | Fixed | Roof
NJADRE1555627828 | Administratively Determined Incentive Program | LAKEWOOD | 8701 | 18 | 11.75 | Residential | Behind the Meter | Yes | Net Metered Residential | Powur, PBC |  | JCP&L | Accepted | 2024-01-10 | 2024-02-05 | 2025-02-05 | Inverters | Solaredge | SE10000H-US RGM | 10000 |  | 1 |  |  | 0.99 |  | Outside
NJADRE1555638053 | Administratively Determined Incentive Program | EGG HARBOR TOWNSHIP | 8234 | 19 | 6.4 | Residential | Behind the Meter | Yes | Net Metered Residential | Sunrun Installation Services, Inc. |  | AC Electric | Accepted | 2024-01-10 | 2024-02-02 | 2025-02-02 | Inverters | SolarEdge Technologies | SE6000H-USSN | 6000 |  | 1 |  |  | 0.99 |  | Outdoor
NJADRE1555638053 | Administratively Determined Incentive Program | EGG HARBOR TOWNSHIP | 8234 | 19 | 6.4 | Residential | Behind the Meter | Yes | Net Metered Residential | Sunrun Installation Services, Inc. |  | AC Electric | Accepted | 2024-01-10 | 2024-02-02 | 2025-02-02 | Solar Panels | Hanwha Q-Cells | Q.PEAK DUO BLK ML-G10+/t 400 |  | 0.4 | 16 | 112 | 31 |  | Fixed | Roof
NJADRE1555638132 | Administratively Determined Incentive Program | PRINCETON JUNCTION | 8550 | 12 | 26 | Residential | Behind the Meter | No | Net Metered Residential | Public Service Solar |  | PSE&G | Accepted | 2024-01-10 | 2024-02-06 | 2025-02-06 | Solar Panels | Panasonic | EVPV400HK |  | 0.4 | 26 | 334 | 34 |  | Fixed | Roof
NJADRE1555638132 | Administratively Determined Incentive Program | PRINCETON JUNCTION | 8550 | 12 | 26 | Residential | Behind the Meter | No | Net Metered Residential | Public Service Solar |  | PSE&G | Accepted | 2024-01-10 | 2024-02-06 | 2025-02-06 | Solar Panels | Panasonic | EVPV400HK |  | 0.4 | 6 | 244 | 53 |  | Fixed | Roof
NJADRE1555638132 | Administratively Determined Incentive Program | PRINCETON JUNCTION | 8550 | 12 | 26 | Residential | Behind the Meter | No | Net Metered Residential | Public Service Solar |  | PSE&G | Accepted | 2024-01-10 | 2024-02-06 | 2025-02-06 | Solar Panels | Panasonic | EVPV400HK |  | 0.4 | 12 | 154 | 34 |  | Fixed | Roof
NJADRE1555638132 | Administratively Determined Incentive Program | PRINCETON JUNCTION | 8550 | 12 | 26 | Residential | Behind the Meter | No | Net Metered Residential | Public Service Solar |  | PSE&G | Accepted | 2024-01-10 | 2024-02-06 | 2025-02-06 | Solar Panels | Panasonic | EVPV400HK |  | 0.4 | 13 | 154 | 34 |  | Fixed | Roof
NJADRE1555638132 | Administratively Determined Incentive Program | PRINCETON JUNCTION | 8550 | 12 | 26 | Residential | Behind the Meter | No | Net Metered Residential | Public Service Solar |  | PSE&G | Accepted | 2024-01-10 | 2024-02-06 | 2025-02-06 | Solar Panels | Panasonic | EVPV400HK |  | 0.4 | 8 | 64 | 53 |  | Fixed | Roof
NJADRE1555638132 | Administratively Determined Incentive Program | PRINCETON JUNCTION | 8550 | 12 | 26 | Residential | Behind the Meter | No | Net Metered Residential | Public Service Solar |  | PSE&G | Accepted | 2024-01-10 | 2024-02-06 | 2025-02-06 | Inverters | Enphase | iQ8H-72-M-US | 379 |  | 65 |  |  | 0.96 |  | Outdoor | Under module
NJADRE1555638162 | Administratively Determined Incentive Program | JERSEY CITY | 7305 | 8 | 3.24 | Residential | Behind the Meter | Yes | Net Metered Residential | Sunrun Installation Services, Inc |  | PSE&G | Accepted | 2024-01-10 | 2024-02-02 | 2025-02-02 | Inverters | DELTA ELECTRONICS | E4-TL-US | 3840 |  | 1 |  |  | 0.97 |  | Outdoor | Next To Meter
NJADRE1555638162 | Administratively Determined Incentive Program | JERSEY CITY | 7305 | 8 | 3.24 | Residential | Behind the Meter | Yes | Net Metered Residential | Sunrun Installation Services, Inc |  | PSE&G | Accepted | 2024-01-10 | 2024-02-02 | 2025-02-02 | Solar Panels | HANWHA Q-CELLS | Q.PEAK DUO BLK ML-G10+ 405 |  | 0.405 | 8 | 219 | 6 |  | Fixed | Roof
NJADRE1555638182 | Administratively Determined Incentive Program | PATERSON | 7514 | 6 | 7.9 | Residential | Behind the Meter | No | Net Metered Residential | Bright Planet Solar |  | PSE&G | Accepted | 2024-01-10 | 2024-02-08 | 2025-02-08 | Inverters | Solar Edge | SE6000H-USRGM | 6000 |  | 1 |  |  | 0.98 |  | Outdoor | OUTSIDE
NJADRE1555638182 | Administratively Determined Incentive Program | PATERSON | 7514 | 6 | 7.9 | Residential | Behind the Meter | No | Net Metered Residential | Bright Planet Solar |  | PSE&G | Accepted | 2024-01-10 | 2024-02-08 | 2025-02-08 | Solar Panels | Canadian Solar | CS3N-395MS |  | 0.395 | 10 | 283 | 27 |  | Fixed | Roof
NJADRE1555638182 | Administratively Determined Incentive Program | PATERSON | 7514 | 6 | 7.9 | Residential | Behind the Meter | No | Net Metered Residential | Bright Planet Solar |  | PSE&G | Accepted | 2024-01-10 | 2024-02-08 | 2025-02-08 | Solar Panels | Canadian Solar | CS3N-395MS |  | 0.395 | 10 | 104 | 27 |  | Fixed | Roof
NJADRE1555638196 | Administratively Determined Incentive Program | EAST BRUNSWICK | 8816 | 11 | 12.56 | Residential | Behind the Meter | No | Net Metered Residential | Powur, PBC |  | JCP&L | Accepted | 2024-01-10 | 2024-02-05 | 2025-02-05 | Solar Panels | Hanwha | Q.PEAK DUO BLK ML-G10+ (405W) |  | 0.405 | 31 | 244 | 30 |  | Fixed | Roof
NJADRE1555638196 | Administratively Determined Incentive Program | EAST BRUNSWICK | 8816 | 11 | 12.56 | Residential | Behind the Meter | No | Net Metered Residential | Powur, PBC |  | JCP&L | Accepted | 2024-01-10 | 2024-02-05 | 2025-02-05 | Inverters | Enphase | IQ8PLUS-72-2-US | 290 |  | 31 |  |  | 0.99 |  | Outside
NJADRE1555639730 | Administratively Determined Incentive Program | JERSEY CITY | 7306 | 8 | 4.05 | Residential | Behind the Meter | Yes | Net Metered Residential | Sunrun, Inc. |  | PSE&G | Accepted | 2024-01-11 | 2024-02-02 | 2025-02-02 | Inverters | Hanwha Q Cells | SE3800H-USMN | 3800 |  | 1 |  |  | 0.99 |  | Outdoor
NJADRE1555639730 | Administratively Determined Incentive Program | JERSEY CITY | 7306 | 8 | 4.05 | Residential | Behind the Meter | Yes | Net Metered Residential | Sunrun, Inc. |  | PSE&G | Accepted | 2024-01-11 | 2024-02-02 | 2025-02-02 | Solar Panels | Hanwha Q Cells | Q.PEAK DUO BLK ML-G10+ 405 |  | 0.405 | 10 | 303 | 22 |  | Fixed | Roof
NJADRE1555639747 | Administratively Determined Incentive Program | WOODBURY HEIGHTS | 8097 | 15 | 11.75 | Residential | Behind the Meter | Yes | Net Metered Residential | Sunny Mac LLC |  | PSE&G | Accepted | 2024-01-11 | 2024-02-05 | 2025-02-05 | Solar Panels | Q.PEAK DUO BLK ML-G10+ 405 | HANWHA |  | 0.405 | 16 | 185 | 24 |  | Fixed | Roof
NJADRE1555639747 | Administratively Determined Incentive Program | WOODBURY HEIGHTS | 8097 | 15 | 11.75 | Residential | Behind the Meter | Yes | Net Metered Residential | Sunny Mac LLC |  | PSE&G | Accepted | 2024-01-11 | 2024-02-05 | 2025-02-05 | Solar Panels | Q.PEAK DUO BLK ML-G10+ 405 | HANWHA |  | 0.405 | 2 | 185 | 24 |  | Fixed | Roof
NJADRE1555639747 | Administratively Determined Incentive Program | WOODBURY HEIGHTS | 8097 | 15 | 11.75 | Residential | Behind the Meter | Yes | Net Metered Residential | Sunny Mac LLC |  | PSE&G | Accepted | 2024-01-11 | 2024-02-05 | 2025-02-05 | Solar Panels | Q.PEAK DUO BLK ML-G10+ 405 | HANWHA |  | 0.405 | 11 | 5 | 24 |  | Fixed | Roof
NJADRE1555639747 | Administratively Determined Incentive Program | WOODBURY HEIGHTS | 8097 | 15 | 11.75 | Residential | Behind the Meter | Yes | Net Metered Residential | Sunny Mac LLC |  | PSE&G | Accepted | 2024-01-11 | 2024-02-05 | 2025-02-05 | Inverters | SE10000H-US | Solaredge | 10000 |  | 1 |  |  | 0.99 |  | Outdoor | next to meter
NJADRE1555639747 | Administratively Determined Incentive Program | WOODBURY HEIGHTS | 8097 | 15 | 11.75 | Residential | Behind the Meter | Yes | Net Metered Residential | Sunny Mac LLC |  | PSE&G | Accepted | 2024-01-11 | 2024-02-05 | 2025-02-05 | Meters | SE-RGMTR-1D-240C-B | Solaredge |  |  | 1 |  |  |  | Yes | Outdoor
NJADRE1555639758 | Administratively Determined Incentive Program | HAZLET | 7730 | 17 | 6.08 | Residential | Behind the Meter | Yes | Net Metered Residential | Sunny Mac LLC |  | JCP&L | Accepted | 2024-01-15 | 2024-02-08 | 2025-02-08 | Solar Panels | Q.PEAK DUO BLK ML-G10+ 405 | HANWHA |  | 0.405 | 15 | 280 | 21 |  | Fixed | Roof
NJADRE1555639758 | Administratively Determined Incentive Program | HAZLET | 7730 | 17 | 6.08 | Residential | Behind the Meter | Yes | Net Metered Residential | Sunny Mac LLC |  | JCP&L | Accepted | 2024-01-15 | 2024-02-08 | 2025-02-08 | Inverters | SE5000H-US | Solaredge | 5000 |  | 1 |  |  | 0.1 |  | Outdoor | next to meter
NJADRE1555639761 | Administratively Determined Incentive Program | IRVINGTON | 7111 | 9 | 3.65 | Residential | Behind the Meter | Yes | Net Metered Residential | Sunrun Installation Services, Inc. |  | PSE&G | Accepted | 2024-01-11 | 2024-02-02 | 2025-02-02 | Inverters | SolarEdge Technologies | SE3800H-USMN | 3800 |  | 1 |  |  | 0.99 |  | Outdoor
NJADRE1555639761 | Administratively Determined Incentive Program | IRVINGTON | 7111 | 9 | 3.65 | Residential | Behind the Meter | Yes | Net Metered Residential | Sunrun Installation Services, Inc. |  | PSE&G | Accepted | 2024-01-11 | 2024-02-02 | 2025-02-02 | Solar Panels | Hanwha Q Cells | Q.PEAK DUO BLK ML-G10+ 405 |  | 0.405 | 9 | 227 | 23 |  | Fixed | Roof
NJADRE1555639773 | Administratively Determined Incentive Program | Riverton Boro | 8077 | 13 | 11.34 | Residential | Behind the Meter | Yes | Net Metered Residential | SunnyMac LLC |  | PSE&G | Accepted | 2024-01-11 | 2024-02-05 | 2025-02-05 | Solar Panels | Q.PEAK DUO BLK ML-G10+ 405 | HANWHA |  | 0.405 | 12 | 207 | 30 |  | Fixed | Roof
NJADRE1555639773 | Administratively Determined Incentive Program | Riverton Boro | 8077 | 13 | 11.34 | Residential | Behind the Meter | Yes | Net Metered Residential | SunnyMac LLC |  | PSE&G | Accepted | 2024-01-11 | 2024-02-05 | 2025-02-05 | Solar Panels | Q.PEAK DUO BLK ML-G10+ 405 | HANWHA |  | 0.405 | 2 | 117 | 16 |  | Fixed | Roof
NJADRE1555639773 | Administratively Determined Incentive Program | Riverton Boro | 8077 | 13 | 11.34 | Residential | Behind the Meter | Yes | Net Metered Residential | SunnyMac LLC |  | PSE&G | Accepted | 2024-01-11 | 2024-02-05 | 2025-02-05 | Solar Panels | Q.PEAK DUO BLK ML-G10+ 405 | HANWHA |  | 0.405 | 12 | 208 | 30 |  | Fixed | Roof
NJADRE1555639773 | Administratively Determined Incentive Program | Riverton Boro | 8077 | 13 | 11.34 | Residential | Behind the Meter | Yes | Net Metered Residential | SunnyMac LLC |  | PSE&G | Accepted | 2024-01-11 | 2024-02-05 | 2025-02-05 | Inverters | SE5000H-US | Solaredge | 5000 |  | 1 |  |  | 0.99 |  | Outdoor | next to meter
NJADRE1555639773 | Administratively Determined Incentive Program | Riverton Boro | 8077 | 13 | 11.34 | Residential | Behind the Meter | Yes | Net Metered Residential | SunnyMac LLC |  | PSE&G | Accepted | 2024-01-11 | 2024-02-05 | 2025-02-05 | Inverters | SE3800H-US | Solaredge | 3800 |  | 1 |  |  | 0.99 |  | Outdoor | next to meter
NJADRE1555639773 | Administratively Determined Incentive Program | Riverton Boro | 8077 | 13 | 11.34 | Residential | Behind the Meter | Yes | Net Metered Residential | SunnyMac LLC |  | PSE&G | Accepted | 2024-01-11 | 2024-02-05 | 2025-02-05 | Solar Panels | HANWHA | Q.PEAK DUO BLK ML-G10+ 405 |  | 0.405 | 2 | 297 | 16 |  | Fixed | Roof
NJADRE1555639788 | Administratively Determined Incentive Program | BRIDGETON | 8302 | 20 | 9.84 | Residential | Behind the Meter | Yes | Net Metered Residential | Sun Up Zero Down LLC |  | AC Electric | Accepted | 2024-01-11 | 2024-02-05 | 2025-02-05 | Meters | Enphase | TBD |  |  | 1 |  |  |  | Yes
NJADRE1555639788 | Administratively Determined Incentive Program | BRIDGETON | 8302 | 20 | 9.84 | Residential | Behind the Meter | Yes | Net Metered Residential | Sun Up Zero Down LLC |  | AC Electric | Accepted | 2024-01-11 | 2024-02-05 | 2025-02-05 | Inverters | Enphase | IQ8PLUS-72-2-US | 290 |  | 24 |  |  | 0.976 |  | Outdoor
NJADRE1555639788 | Administratively Determined Incentive Program | BRIDGETON | 8302 | 20 | 9.84 | Residential | Behind the Meter | Yes | Net Metered Residential | Sun Up Zero Down LLC |  | AC Electric | Accepted | 2024-01-11 | 2024-02-05 | 2025-02-05 | Solar Panels | Trina | TSM-410-NE09RC.05 Vertex S+ |  | 0.41 | 24 | 162 | 30 |  | Fixed | Roof
NJADRE1555639790 | Administratively Determined Incentive Program | VOORHEES TOWNSHIP | 8091 | 14 | 12.15 | Residential | Behind the Meter | No | Net Metered Residential | Tesla Inc. |  | AC Electric | Accepted | 2024-01-11 | 2024-02-14 | 2025-02-14 | Solar Panels | Hanwha | Q.PEAK DUO BLK ML-G10+/TS 405 |  | 0.405 | 9 | 205 | 27 |  | Fixed | Roof
NJADRE1555639790 | Administratively Determined Incentive Program | VOORHEES TOWNSHIP | 8091 | 14 | 12.15 | Residential | Behind the Meter | No | Net Metered Residential | Tesla Inc. |  | AC Electric | Accepted | 2024-01-11 | 2024-02-14 | 2025-02-14 | Solar Panels | Hanwha | Q.PEAK DUO BLK ML-G10+/TS 405 |  | 0.405 | 3 | 25 | 27 |  | Fixed | Roof
NJADRE1555639790 | Administratively Determined Incentive Program | VOORHEES TOWNSHIP | 8091 | 14 | 12.15 | Residential | Behind the Meter | No | Net Metered Residential | Tesla Inc. |  | AC Electric | Accepted | 2024-01-11 | 2024-02-14 | 2025-02-14 | Solar Panels | Hanwha | Q.PEAK DUO BLK ML-G10+/TS 405 |  | 0.405 | 8 | 25 | 27 |  | Fixed | Roof
NJADRE1555639790 | Administratively Determined Incentive Program | VOORHEES TOWNSHIP | 8091 | 14 | 12.15 | Residential | Behind the Meter | No | Net Metered Residential | Tesla Inc. |  | AC Electric | Accepted | 2024-01-11 | 2024-02-14 | 2025-02-14 | Solar Panels | Hanwha | Q.PEAK DUO BLK ML-G10+/TS 405 |  | 0.405 | 3 | 295 | 27 |  | Fixed | Roof
NJADRE1555639790 | Administratively Determined Incentive Program | VOORHEES TOWNSHIP | 8091 | 14 | 12.15 | Residential | Behind the Meter | No | Net Metered Residential | Tesla Inc. |  | AC Electric | Accepted | 2024-01-11 | 2024-02-14 | 2025-02-14 | Solar Panels | Hanwha | Q.PEAK DUO BLK ML-G10+/TS 405 |  | 0.405 | 3 | 295 | 27 |  | Fixed | Roof
NJADRE1555639790 | Administratively Determined Incentive Program | VOORHEES TOWNSHIP | 8091 | 14 | 12.15 | Residential | Behind the Meter | No | Net Metered Residential | Tesla Inc. |  | AC Electric | Accepted | 2024-01-11 | 2024-02-14 | 2025-02-14 | Solar Panels | Hanwha | Q.PEAK DUO BLK ML-G10+/TS 405 |  | 0.405 | 4 | 25 | 27 |  | Fixed | Roof
NJADRE1555639790 | Administratively Determined Incentive Program | VOORHEES TOWNSHIP | 8091 | 14 | 12.15 | Residential | Behind the Meter | No | Net Metered Residential | Tesla Inc. |  | AC Electric | Accepted | 2024-01-11 | 2024-02-14 | 2025-02-14 | Inverters | Tesla | 1538000-45-A | 7600 |  | 1 |  |  | 0.98 |  | Outdoor
NJADRE1555639790 | Administratively Determined Incentive Program | VOORHEES TOWNSHIP | 8091 | 14 | 12.15 | Residential | Behind the Meter | No | Net Metered Residential | Tesla Inc. |  | AC Electric | Accepted | 2024-01-11 | 2024-02-14 | 2025-02-14 | Inverters | Tesla | 1538000-45-A | 5000 |  | 1 |  |  | 0.98 |  | Outdoor
NJADRE1555639791 | Administratively Determined Incentive Program | FIELDSBORO | 8505 | 13 | 15.39 | Residential | Behind the Meter | Yes | Net Metered Residential | Sunny Mac LLC |  | PSE&G | Accepted | 2024-01-11 | 2024-02-05 | 2025-02-05 | Solar Panels | Q.PEAK DUO BLK ML-G10+ 405 | HANWHA |  | 0.405 | 5 | 148 | 22 |  | Fixed | Roof
NJADRE1555639791 | Administratively Determined Incentive Program | FIELDSBORO | 8505 | 13 | 15.39 | Residential | Behind the Meter | Yes | Net Metered Residential | Sunny Mac LLC |  | PSE&G | Accepted | 2024-01-11 | 2024-02-05 | 2025-02-05 | Solar Panels | Q.PEAK DUO BLK ML-G10+ 405 | HANWHA |  | 0.405 | 18 | 238 | 23 |  | Fixed | Roof
NJADRE1555639791 | Administratively Determined Incentive Program | FIELDSBORO | 8505 | 13 | 15.39 | Residential | Behind the Meter | Yes | Net Metered Residential | Sunny Mac LLC |  | PSE&G | Accepted | 2024-01-11 | 2024-02-05 | 2025-02-05 | Solar Panels | Q.PEAK DUO BLK ML-G10+ 405 | HANWHA |  | 0.405 | 11 | 58 | 23 |  | Fixed | Roof
NJADRE1555639791 | Administratively Determined Incentive Program | FIELDSBORO | 8505 | 13 | 15.39 | Residential | Behind the Meter | Yes | Net Metered Residential | Sunny Mac LLC |  | PSE&G | Accepted | 2024-01-11 | 2024-02-05 | 2025-02-05 | Solar Panels | Q.PEAK DUO BLK ML-G10+ 405 | HANWHA |  | 0.405 | 4 | 238 | 22 |  | Fixed | Roof
NJADRE1555639791 | Administratively Determined Incentive Program | FIELDSBORO | 8505 | 13 | 15.39 | Residential | Behind the Meter | Yes | Net Metered Residential | Sunny Mac LLC |  | PSE&G | Accepted | 2024-01-11 | 2024-02-05 | 2025-02-05 | Inverters | SE11400H-US | Solaredge | 11400 |  | 1 |  |  | 0.1 |  | Outdoor | next to meter
NJADRE1555639803 | Administratively Determined Incentive Program | NEWARK | 7112 | 9 | 2.84 | Residential | Behind the Meter | Yes | Net Metered Residential | Trinity Solar |  | PSE&G | Accepted | 2024-01-11 | 2024-02-05 | 2025-02-05 | Inverters | Solar Edge | SE3000H-US | 3000 |  | 1 |  |  | 0.97 |  | Outdoor
NJADRE1555639803 | Administratively Determined Incentive Program | NEWARK | 7112 | 9 | 2.84 | Residential | Behind the Meter | Yes | Net Metered Residential | Trinity Solar |  | PSE&G | Accepted | 2024-01-11 | 2024-02-05 | 2025-02-05 | Solar Panels | HANWHA | (Q.PEAK DUO BLK ML-G10+ 405) |  | 0.405 | 2 | 31 | 18 |  | Fixed | Roof
NJADRE1555639803 | Administratively Determined Incentive Program | NEWARK | 7112 | 9 | 2.84 | Residential | Behind the Meter | Yes | Net Metered Residential | Trinity Solar |  | PSE&G | Accepted | 2024-01-11 | 2024-02-05 | 2025-02-05 | Solar Panels | HANWHA | (Q.PEAK DUO BLK ML-G10+ 405) |  | 0.405 | 5 | 211 | 18 |  | Fixed | Roof
NJADRE1555639804 | Administratively Determined Incentive Program | Hamilton Township | 8620 | 12 | 6.08 | Residential | Behind the Meter | Yes | Net Metered Residential | SunnyMac LLC |  | PSE&G | Accepted | 2024-01-11 | 2024-02-02 | 2025-02-02 | Solar Panels | Q.PEAK DUO BLK ML-G10+ 405 | HANWHA |  | 0.405 | 11 | 204 | 30 |  | Fixed | Roof
NJADRE1555639804 | Administratively Determined Incentive Program | Hamilton Township | 8620 | 12 | 6.08 | Residential | Behind the Meter | Yes | Net Metered Residential | SunnyMac LLC |  | PSE&G | Accepted | 2024-01-11 | 2024-02-02 | 2025-02-02 | Solar Panels | Q.PEAK DUO BLK ML-G10+ 405 | HANWHA |  | 0.405 | 4 | 204 | 31 |  | Fixed | Roof
NJADRE1555639804 | Administratively Determined Incentive Program | Hamilton Township | 8620 | 12 | 6.08 | Residential | Behind the Meter | Yes | Net Metered Residential | SunnyMac LLC |  | PSE&G | Accepted | 2024-01-11 | 2024-02-02 | 2025-02-02 | Inverters | SE5000H-US | Solaredge | 5000 |  | 1 |  |  | 0.1 |  | Outdoor | next to meter
NJADRE1555639825 | Administratively Determined Incentive Program | BAYVILLE | 8721 | 18 | 10.13 | Residential | Behind the Meter | No | Net Metered Residential | SunnyMac LLC |  | JCP&L | Accepted | 2024-01-11 | 2024-02-05 | 2025-02-05 | Solar Panels | HANWHA | Q.PEAK DUO BLK ML-G10+ 405 |  | 0.405 | 25 | 263 | 27 |  | Fixed | Roof
NJADRE1555639825 | Administratively Determined Incentive Program | BAYVILLE | 8721 | 18 | 10.13 | Residential | Behind the Meter | No | Net Metered Residential | SunnyMac LLC |  | JCP&L | Accepted | 2024-01-11 | 2024-02-05 | 2025-02-05 | Inverters | SOLAREDGE | SE7600H -US | 7600 |  | 1 |  |  | 0.99 |  | Outdoor
NJADRE1555639870 | Administratively Determined Incentive Program | Sayreville | 8859 | 11 | 6.08 | Residential | Behind the Meter | Yes | Net Metered Residential | Sunny Mac LLC |  | JCP&L | Accepted | 2024-01-11 | 2024-02-06 | 2025-02-06 | Solar Panels | Q.PEAK DUO BLK ML-G10+ 405 | HANWHA |  | 0.405 | 12 | 124 | 10 |  | Fixed | Roof
NJADRE1555639870 | Administratively Determined Incentive Program | Sayreville | 8859 | 11 | 6.08 | Residential | Behind the Meter | Yes | Net Metered Residential | Sunny Mac LLC |  | JCP&L | Accepted | 2024-01-11 | 2024-02-06 | 2025-02-06 | Solar Panels | Q.PEAK DUO BLK ML-G10+ 405 | HANWHA |  | 0.405 | 3 | 304 | 14 |  | Fixed | Roof
NJADRE1555639870 | Administratively Determined Incentive Program | Sayreville | 8859 | 11 | 6.08 | Residential | Behind the Meter | Yes | Net Metered Residential | Sunny Mac LLC |  | JCP&L | Accepted | 2024-01-11 | 2024-02-06 | 2025-02-06 | Inverters | SE5000H-US | Solaredge | 5000 |  | 1 |  |  | 0.1 |  | Outdoor | next to meter
NJADRE1555639877 | Administratively Determined Incentive Program | NEWARK | 7112 | 9 | 2.03 | Residential | Behind the Meter | Yes | Net Metered Residential | Trinity Solar |  | PSE&G | Accepted | 2024-01-11 | 2024-02-05 | 2025-02-05 | Inverters | Enphase | IQ8PLUS-72-2-US | 290 |  | 5 |  |  | 0.97 |  | Outdoor
NJADRE1555639877 | Administratively Determined Incentive Program | NEWARK | 7112 | 9 | 2.03 | Residential | Behind the Meter | Yes | Net Metered Residential | Trinity Solar |  | PSE&G | Accepted | 2024-01-11 | 2024-02-05 | 2025-02-05 | Solar Panels | HANWHA | (Q.PEAK DUO BLK ML-G10+ 405) |  | 0.405 | 5 | 211 | 23 |  | Fixed | Roof
NJADRE1555639890 | Administratively Determined Incentive Program | NORTH CALDWELL TWP | 7006 | 9 | 18.14 | Residential | Behind the Meter | No | Net Metered Residential | Tesla Energy Operations Inc. |  | PSE&G | Accepted | 2024-01-11 | 2024-02-08 | 2025-02-08 | Solar Panels | TESLA | SR72T3R |  | 0.072 | 82 | 130 | 27 |  | Fixed | Roof
NJADRE1555639890 | Administratively Determined Incentive Program | NORTH CALDWELL TWP | 7006 | 9 | 18.14 | Residential | Behind the Meter | No | Net Metered Residential | Tesla Energy Operations Inc. |  | PSE&G | Accepted | 2024-01-11 | 2024-02-08 | 2025-02-08 | Solar Panels | TESLA | SR72T3R |  | 0.072 | 90 | 220 | 34 |  | Fixed | Roof
NJADRE1555639890 | Administratively Determined Incentive Program | NORTH CALDWELL TWP | 7006 | 9 | 18.14 | Residential | Behind the Meter | No | Net Metered Residential | Tesla Energy Operations Inc. |  | PSE&G | Accepted | 2024-01-11 | 2024-02-08 | 2025-02-08 | Solar Panels | TESLA | SR72T3R |  | 0.072 | 28 | 130 | 27 |  | Fixed | Roof
NJADRE1555639890 | Administratively Determined Incentive Program | NORTH CALDWELL TWP | 7006 | 9 | 18.14 | Residential | Behind the Meter | No | Net Metered Residential | Tesla Energy Operations Inc. |  | PSE&G | Accepted | 2024-01-11 | 2024-02-08 | 2025-02-08 | Solar Panels | TESLA | SR72T3R |  | 0.072 | 52 | 130 | 16 |  | Fixed | Roof
NJADRE1555639890 | Administratively Determined Incentive Program | NORTH CALDWELL TWP | 7006 | 9 | 18.14 | Residential | Behind the Meter | No | Net Metered Residential | Tesla Energy Operations Inc. |  | PSE&G | Accepted | 2024-01-11 | 2024-02-08 | 2025-02-08 | Inverters | Tesla | 1538000-45-A | 7600 |  | 2 |  |  | 0.98 |  | Indoor
NJADRE1555639896 | Administratively Determined Incentive Program | SOUTH BOUND BROOK | 8880 | 5 | 6 | Residential | Behind the Meter | No | Net Metered Residential | Sunny Mac LLC |  | PSE&G | Accepted | 2024-01-11 | 2024-02-06 | 2025-02-06 | Solar Panels | REC | RECN-PEAK3BLACK 400W |  | 0.4 | 15 | 298 | 21 |  | Fixed | Roof
NJADRE1555639896 | Administratively Determined Incentive Program | SOUTH BOUND BROOK | 8880 | 5 | 6 | Residential | Behind the Meter | No | Net Metered Residential | Sunny Mac LLC |  | PSE&G | Accepted | 2024-01-11 | 2024-02-06 | 2025-02-06 | Inverters | SOLAREDGE | SE5000H-US | 5000 |  | 1 |  |  | 0.99 |  | Outdoor
NJADRE1555639923 | Administratively Determined Incentive Program | DELRAN | 8075 | 13 | 8.1 | Residential | Behind the Meter | Yes | Net Metered Residential | Sunny Mac LLC |  | PSE&G | Accepted | 2024-01-11 | 2024-02-06 | 2025-02-06 | Solar Panels | Q.PEAK DUO BLK ML-G10+ 405 | HANWHA |  | 0.405 | 20 | 241 | 28 |  | Fixed | Roof
NJADRE1555639923 | Administratively Determined Incentive Program | DELRAN | 8075 | 13 | 8.1 | Residential | Behind the Meter | Yes | Net Metered Residential | Sunny Mac LLC |  | PSE&G | Accepted | 2024-01-11 | 2024-02-06 | 2025-02-06 | Inverters | SE6000H-US | Solaredge | 6000 |  | 1 |  |  | 0.1 |  | Outdoor | next to meter
NJADRE1555639923 | Administratively Determined Incentive Program | DELRAN | 8075 | 13 | 8.1 | Residential | Behind the Meter | Yes | Net Metered Residential | Sunny Mac LLC |  | PSE&G | Accepted | 2024-01-11 | 2024-02-06 | 2025-02-06 | Meters | SE-RGMTR-1D-240C-B | Solaredge |  |  | 1 |  |  |  | Yes | Outdoor
NJADRE1555639943 | Administratively Determined Incentive Program | WENONAH | 8090 | 15 | 8.1 | Residential | Behind the Meter | Yes | Net Metered Residential | Sunny Mac LLC |  | PSE&G | Accepted | 2024-01-11 | 2024-02-05 | 2025-02-05 | Solar Panels | Q.PEAK DUO BLK ML-G10+ 405 | HANWHA |  | 0.405 | 4 | 238 | 43 |  | Fixed | Roof
NJADRE1555639943 | Administratively Determined Incentive Program | WENONAH | 8090 | 15 | 8.1 | Residential | Behind the Meter | Yes | Net Metered Residential | Sunny Mac LLC |  | PSE&G | Accepted | 2024-01-11 | 2024-02-05 | 2025-02-05 | Solar Panels | Q.PEAK DUO BLK ML-G10+ 405 | HANWHA |  | 0.405 | 5 | 148 | 30 |  | Fixed | Roof
NJADRE1555639943 | Administratively Determined Incentive Program | WENONAH | 8090 | 15 | 8.1 | Residential | Behind the Meter | Yes | Net Metered Residential | Sunny Mac LLC |  | PSE&G | Accepted | 2024-01-11 | 2024-02-05 | 2025-02-05 | Solar Panels | Q.PEAK DUO BLK ML-G10+ 405 | HANWHA |  | 0.405 | 6 | 238 | 38 |  | Fixed | Roof
NJADRE1555639943 | Administratively Determined Incentive Program | WENONAH | 8090 | 15 | 8.1 | Residential | Behind the Meter | Yes | Net Metered Residential | Sunny Mac LLC |  | PSE&G | Accepted | 2024-01-11 | 2024-02-05 | 2025-02-05 | Solar Panels | Q.PEAK DUO BLK ML-G10+ 405 | HANWHA |  | 0.405 | 5 | 328 | 30 |  | Fixed | Roof
NJADRE1555639943 | Administratively Determined Incentive Program | WENONAH | 8090 | 15 | 8.1 | Residential | Behind the Meter | Yes | Net Metered Residential | Sunny Mac LLC |  | PSE&G | Accepted | 2024-01-11 | 2024-02-05 | 2025-02-05 | Inverters | SE6000H-US | Solaredge | 6000 |  | 1 |  |  | 0.1 |  | Outdoor | next to meter
NJADRE1555639982 | Administratively Determined Incentive Program | INDIAN MILLS | 8088 | 13 | 8.91 | Residential | Behind the Meter | No | Net Metered Residential | Tesla Energy Operations Inc |  | AC Electric | Accepted | 2024-01-11 | 2024-02-08 | 2025-02-08 | Inverters | Tesla | 1538000-45-A | 7600 |  | 1 |  |  | 0.98 |  | Outside
NJADRE1555639982 | Administratively Determined Incentive Program | INDIAN MILLS | 8088 | 13 | 8.91 | Residential | Behind the Meter | No | Net Metered Residential | Tesla Energy Operations Inc |  | AC Electric | Accepted | 2024-01-11 | 2024-02-08 | 2025-02-08 | Solar Panels | Hanwha | # Q.PEAK DUO BLK ML-G10+/TS 405 |  | 0.405 | 4 | 228 | 34 |  | Fixed | Roof
NJADRE1555639982 | Administratively Determined Incentive Program | INDIAN MILLS | 8088 | 13 | 8.91 | Residential | Behind the Meter | No | Net Metered Residential | Tesla Energy Operations Inc |  | AC Electric | Accepted | 2024-01-11 | 2024-02-08 | 2025-02-08 | Solar Panels | Hanwha | # Q.PEAK DUO BLK ML-G10+/TS 405 |  | 0.405 | 18 | 228 | 34 |  | Fixed | Roof
NJADRE1555639997 | Administratively Determined Incentive Program | HIGHTSTOWN | 8520 | 12 | 12.32 | Residential | Behind the Meter | No | Net Metered Residential | SunPower Corporation |  | JCP&L | Accepted | 2024-01-11 | 2024-02-05 | 2025-02-05 | Solar Panels | SunPower | SPR-M-440-H-AC |  | 0.44 | 6 | 47 | 31 |  | Fixed | Roof
NJADRE1555639997 | Administratively Determined Incentive Program | HIGHTSTOWN | 8520 | 12 | 12.32 | Residential | Behind the Meter | No | Net Metered Residential | SunPower Corporation |  | JCP&L | Accepted | 2024-01-11 | 2024-02-05 | 2025-02-05 | Solar Panels | SunPower | SPR-M-440-H-AC |  | 0.44 | 18 | 227 | 31 |  | Fixed | Roof
NJADRE1555639997 | Administratively Determined Incentive Program | HIGHTSTOWN | 8520 | 12 | 12.32 | Residential | Behind the Meter | No | Net Metered Residential | SunPower Corporation |  | JCP&L | Accepted | 2024-01-11 | 2024-02-05 | 2025-02-05 | Solar Panels | SunPower | SPR-M-440-H-AC |  | 0.44 | 4 | 137 | 37 |  | Fixed | Roof
NJADRE1555639997 | Administratively Determined Incentive Program | HIGHTSTOWN | 8520 | 12 | 12.32 | Residential | Behind the Meter | No | Net Metered Residential | SunPower Corporation |  | JCP&L | Accepted | 2024-01-11 | 2024-02-05 | 2025-02-05 | Inverters | Enphase | IQ7HS-66-ACM-US | 384 |  | 28 |  |  | 0.97 |  | Other | Under Each Panel
NJADRE1555640006 | Administratively Determined Incentive Program | IRVINGTON | 7111 | 9 | 6.48 | Residential | Behind the Meter | Yes | Net Metered Residential | Sunrun Installation Services, Inc. |  | PSE&G | Accepted | 2024-01-11 | 2024-02-05 | 2025-02-05 | Inverters | SolarEdge Technologies | SE6000H-USSN | 6000 |  | 1 |  |  | 0.96 |  | Outdoor | next to meter
NJADRE1555640006 | Administratively Determined Incentive Program | IRVINGTON | 7111 | 9 | 6.48 | Residential | Behind the Meter | Yes | Net Metered Residential | Sunrun Installation Services, Inc. |  | PSE&G | Accepted | 2024-01-11 | 2024-02-05 | 2025-02-05 | Solar Panels | Hanwha Q Cells | Q.PEAK DUO BLK ML-G10+ 405 |  | 0.405 | 7 | 307 | 0 |  | Fixed | Roof
NJADRE1555640006 | Administratively Determined Incentive Program | IRVINGTON | 7111 | 9 | 6.48 | Residential | Behind the Meter | Yes | Net Metered Residential | Sunrun Installation Services, Inc. |  | PSE&G | Accepted | 2024-01-11 | 2024-02-05 | 2025-02-05 | Solar Panels | Hanwha Q Cells | Q.PEAK DUO BLK ML-G10+ 405 |  | 0.405 | 3 | 127 | 38 |  | Fixed | Roof
NJADRE1555640006 | Administratively Determined Incentive Program | IRVINGTON | 7111 | 9 | 6.48 | Residential | Behind the Meter | Yes | Net Metered Residential | Sunrun Installation Services, Inc. |  | PSE&G | Accepted | 2024-01-11 | 2024-02-05 | 2025-02-05 | Solar Panels | Hanwha Q Cells | Q.PEAK DUO BLK ML-G10+ 405 |  | 0.405 | 6 | 307 | 39 |  | Fixed | Roof
NJADRE1555640015 | Administratively Determined Incentive Program | TRENTON | 8690 | 12 | 10 | Residential | Behind the Meter | Yes | Net Metered Residential | SunnyMac LLC |  | PSE&G | Accepted | 2024-01-11 | 2024-02-05 | 2025-02-05 | Solar Panels | 400NP3 BLACK | REC |  | 0.4 | 22 | 182 | 25 |  | Fixed | Roof
NJADRE1555640015 | Administratively Determined Incentive Program | TRENTON | 8690 | 12 | 10 | Residential | Behind the Meter | Yes | Net Metered Residential | SunnyMac LLC |  | PSE&G | Accepted | 2024-01-11 | 2024-02-05 | 2025-02-05 | Solar Panels | 400NP3 BLACK | REC |  | 0.4 | 3 | 92 | 25 |  | Fixed | Roof
NJADRE1555640015 | Administratively Determined Incentive Program | TRENTON | 8690 | 12 | 10 | Residential | Behind the Meter | Yes | Net Metered Residential | SunnyMac LLC |  | PSE&G | Accepted | 2024-01-11 | 2024-02-05 | 2025-02-05 | Inverters | SE7600H-US | Solaredge | 7600 |  | 1 |  |  | 0.1 |  | Outdoor | next to meter
NJADRE1555640024 | Administratively Determined Incentive Program | BURLINGTON | 8016 | 13 | 6.08 | Residential | Behind the Meter | No | Net Metered Residential | Tesla Energy Operations Inc |  | PSE&G | Accepted | 2024-01-11 | 2024-02-07 | 2025-02-07 | Inverters | Tesla | 1538000-45-A | 5000 |  | 1 |  |  | 0.98 |  | Indoor
NJADRE1555640024 | Administratively Determined Incentive Program | BURLINGTON | 8016 | 13 | 6.08 | Residential | Behind the Meter | No | Net Metered Residential | Tesla Energy Operations Inc |  | PSE&G | Accepted | 2024-01-11 | 2024-02-07 | 2025-02-07 | Solar Panels | Hanwha | # Q.PEAK DUO BLK ML-G10+/TS 405 |  | 0.405 | 5 | 57 | 27 |  | Fixed | Roof
NJADRE1555640024 | Administratively Determined Incentive Program | BURLINGTON | 8016 | 13 | 6.08 | Residential | Behind the Meter | No | Net Metered Residential | Tesla Energy Operations Inc |  | PSE&G | Accepted | 2024-01-11 | 2024-02-07 | 2025-02-07 | Solar Panels | Hanwha | # Q.PEAK DUO BLK ML-G10+/TS 405 |  | 0.405 | 5 | 237 | 27 |  | Fixed | Roof
NJADRE1555640024 | Administratively Determined Incentive Program | BURLINGTON | 8016 | 13 | 6.08 | Residential | Behind the Meter | No | Net Metered Residential | Tesla Energy Operations Inc |  | PSE&G | Accepted | 2024-01-11 | 2024-02-07 | 2025-02-07 | Solar Panels | Hanwha | # Q.PEAK DUO BLK ML-G10+/TS 405 |  | 0.405 | 3 | 57 | 27 |  | Fixed | Roof
NJADRE1555640024 | Administratively Determined Incentive Program | BURLINGTON | 8016 | 13 | 6.08 | Residential | Behind the Meter | No | Net Metered Residential | Tesla Energy Operations Inc |  | PSE&G | Accepted | 2024-01-11 | 2024-02-07 | 2025-02-07 | Solar Panels | Hanwha | # Q.PEAK DUO BLK ML-G10+/TS 405 |  | 0.405 | 2 | 237 | 45 |  | Fixed | Roof
NJADRE1555640034 | Administratively Determined Incentive Program | BOGOTA | 7603 | 7 | 5.95 | Residential | Behind the Meter | No | Net Metered Residential | Venture Home Solar, LLC |  | PSE&G | Accepted | 2024-01-11 | 2024-02-16 | 2025-02-16 | Inverters | Enphase | IQ8PLUS-72-2-US (240V) | 290 |  | 14 |  |  | 0.98 |  | Outdoor | Roof
NJADRE1555640034 | Administratively Determined Incentive Program | BOGOTA | 7603 | 7 | 5.95 | Residential | Behind the Meter | No | Net Metered Residential | Venture Home Solar, LLC |  | PSE&G | Accepted | 2024-01-11 | 2024-02-16 | 2025-02-16 | Solar Panels | Hanwha | Q.TRON BLK M-G2+ 425W |  | 0.425 | 10 | 201 | 10 |  | Fixed | Roof
NJADRE1555640034 | Administratively Determined Incentive Program | BOGOTA | 7603 | 7 | 5.95 | Residential | Behind the Meter | No | Net Metered Residential | Venture Home Solar, LLC |  | PSE&G | Accepted | 2024-01-11 | 2024-02-16 | 2025-02-16 | Solar Panels | Hanwha | Q.TRON BLK M-G2+ 425W |  | 0.425 | 4 | 201 | 14 |  | Fixed | Roof
NJADRE1555640036 | Administratively Determined Incentive Program | CRANFORD TWP | 7016 | 10 | 10.94 | Residential | Behind the Meter | No | Net Metered Residential | Tesla Energy Operations Inc. |  | PSE&G | Accepted | 2024-01-11 | 2024-02-09 | 2025-02-09 | Solar Panels | Hanwha | Q.PEAK DUO BLK ML-G10+/TS 405 |  | 0.405 | 6 | 129 | 22 |  | Fixed | Roof
NJADRE1555640036 | Administratively Determined Incentive Program | CRANFORD TWP | 7016 | 10 | 10.94 | Residential | Behind the Meter | No | Net Metered Residential | Tesla Energy Operations Inc. |  | PSE&G | Accepted | 2024-01-11 | 2024-02-09 | 2025-02-09 | Solar Panels | Hanwha | Q.PEAK DUO BLK ML-G10+/TS 405 |  | 0.405 | 21 | 309 | 23 |  | Fixed | Roof
NJADRE1555640036 | Administratively Determined Incentive Program | CRANFORD TWP | 7016 | 10 | 10.94 | Residential | Behind the Meter | No | Net Metered Residential | Tesla Energy Operations Inc. |  | PSE&G | Accepted | 2024-01-11 | 2024-02-09 | 2025-02-09 | Inverters | Tesla | #1850000-00-C | 7600 |  | 2 |  |  | 0.98 |  | Outdoor
NJADRE1555640036 | Administratively Determined Incentive Program | CRANFORD TWP | 7016 | 10 | 10.94 | Residential | Behind the Meter | No | Net Metered Residential | Tesla Energy Operations Inc. |  | PSE&G | Accepted | 2024-01-11 | 2024-02-09 | 2025-02-09 | Electric Storage Battery | Tesla | AC Powerwall 2.0 |  |  | 2 |  |  |  | Lithium Ion |  | OUTSIDE?
NJADRE1555640055 | Administratively Determined Incentive Program | MIDDLESEX | 8846 | 11 | 4.97 | Residential | Behind the Meter | No | Net Metered Residential | Solar Energy World |  | PSE&G | Accepted | 2024-01-11 | 2024-02-05 | 2025-02-05 | Solar Panels | Enphase | LR4-60-HPB-355M |  | 0.355 | 14 | 229 | 19 |  | Fixed | Roof
NJADRE1555640055 | Administratively Determined Incentive Program | MIDDLESEX | 8846 | 11 | 4.97 | Residential | Behind the Meter | No | Net Metered Residential | Solar Energy World |  | PSE&G | Accepted | 2024-01-11 | 2024-02-05 | 2025-02-05 | Inverters | Enphase | IQ8-60-2-US | 290 |  | 14 |  |  | 0.97 |  | Outdoor
NJADRE1555640061 | Administratively Determined Incentive Program | WOODBURY HEIGHTS | 8097 | 15 | 5.27 | Residential | Behind the Meter | No | Net Metered Residential | Powur, PBC |  | PSE&G | Accepted | 2024-01-15 | 2024-02-07 | 2025-02-07 | Solar Panels | Hanwha | Q CELLSQ.PEAK DUO ML-G10+ (405W) |  | 0.405 | 8 | 197 | 16 |  | Fixed | Roof
NJADRE1555640061 | Administratively Determined Incentive Program | WOODBURY HEIGHTS | 8097 | 15 | 5.27 | Residential | Behind the Meter | No | Net Metered Residential | Powur, PBC |  | PSE&G | Accepted | 2024-01-15 | 2024-02-07 | 2025-02-07 | Solar Panels | Hanwha | Q CELLSQ.PEAK DUO ML-G10+ (405W) |  | 0.405 | 3 | 197 | 16 |  | Fixed | Roof
NJADRE1555640061 | Administratively Determined Incentive Program | WOODBURY HEIGHTS | 8097 | 15 | 5.27 | Residential | Behind the Meter | No | Net Metered Residential | Powur, PBC |  | PSE&G | Accepted | 2024-01-15 | 2024-02-07 | 2025-02-07 | Solar Panels | Hanwha | Q CELLSQ.PEAK DUO ML-G10+ (405W) |  | 0.405 | 2 | 107 | 16 |  | Fixed | Roof
NJADRE1555640061 | Administratively Determined Incentive Program | WOODBURY HEIGHTS | 8097 | 15 | 5.27 | Residential | Behind the Meter | No | Net Metered Residential | Powur, PBC |  | PSE&G | Accepted | 2024-01-15 | 2024-02-07 | 2025-02-07 | Inverters | Solaredge | SE3800H-US | 3800 |  | 1 |  |  | 0.99 |  | Outside
NJADRE1555640081 | Administratively Determined Incentive Program | WEST WINDSOR TOWNSHIP | 8550 | 12 | 7.29 | Residential | Behind the Meter | Yes | Net Metered Residential | Sunny Mac LLC |  | PSE&G | Accepted | 2024-01-11 | 2024-02-05 | 2025-02-05 | Solar Panels | Q.PEAK DUO BLK ML-G10+ 405W | HANWHA |  | 0.405 | 4 | 99 | 23 |  | Fixed | Roof
NJADRE1555640081 | Administratively Determined Incentive Program | WEST WINDSOR TOWNSHIP | 8550 | 12 | 7.29 | Residential | Behind the Meter | Yes | Net Metered Residential | Sunny Mac LLC |  | PSE&G | Accepted | 2024-01-11 | 2024-02-05 | 2025-02-05 | Solar Panels | Q.PEAK DUO BLK ML-G10+ 405W | HANWHA |  | 0.405 | 14 | 279 | 23 |  | Fixed | Roof
NJADRE1555640081 | Administratively Determined Incentive Program | WEST WINDSOR TOWNSHIP | 8550 | 12 | 7.29 | Residential | Behind the Meter | Yes | Net Metered Residential | Sunny Mac LLC |  | PSE&G | Accepted | 2024-01-11 | 2024-02-05 | 2025-02-05 | Inverters | SE5000H-US | Solaredge | 5000 |  | 1 |  |  | 0.1 |  | Outdoor | next to meter
NJADRE1555640085 | Administratively Determined Incentive Program | MINE HILL | 7803 | 3 | 7.13 | Residential | Behind the Meter | Yes | Net Metered Residential | Sunrun Installation Services, Inc. |  | JCP&L | Accepted | 2024-01-11 | 2024-02-05 | 2025-02-05 | Inverters | SolarEdge Technologies | SE6000H-USSN | 6000 |  | 1 |  |  | 0.99 |  | Outdoor | Next to meter
NJADRE1555640085 | Administratively Determined Incentive Program | MINE HILL | 7803 | 3 | 7.13 | Residential | Behind the Meter | Yes | Net Metered Residential | Sunrun Installation Services, Inc. |  | JCP&L | Accepted | 2024-01-11 | 2024-02-05 | 2025-02-05 | Solar Panels | Vikram Solar | VSMDHT.60.375.05 |  | 0.375 | 14 | 20 | 18 |  | Fixed | Roof
NJADRE1555640085 | Administratively Determined Incentive Program | MINE HILL | 7803 | 3 | 7.13 | Residential | Behind the Meter | Yes | Net Metered Residential | Sunrun Installation Services, Inc. |  | JCP&L | Accepted | 2024-01-11 | 2024-02-05 | 2025-02-05 | Solar Panels | Vikram Solar | VSMDHT.60.375.05 |  | 0.375 | 5 | 200 | 19 |  | Fixed | Roof
NJADRE1555640085 | Administratively Determined Incentive Program | MINE HILL | 7803 | 3 | 7.13 | Residential | Behind the Meter | Yes | Net Metered Residential | Sunrun Installation Services, Inc. |  | JCP&L | Accepted | 2024-01-11 | 2024-02-05 | 2025-02-05 | Electric Storage Battery | LG Chem | RESU 10H Prime |  |  | 1 |  |  |  | Lithium Ion |  | Outside
NJADRE1555640089 | Administratively Determined Incentive Program | Rochelle Park | 7662 | 7 | 5.6 | Residential | Behind the Meter | Yes | Net Metered Residential | Pro Custom Solar dba Momentum Solar |  | PSE&G | Accepted | 2024-01-11 | 2024-02-05 | 2025-02-05 | Solar Panels | Q. PEAK DUO BLK ML-G10+400 | HANWHA |  | 0.4 | 6 | 128 | 41 |  | Fixed | Roof
NJADRE1555640089 | Administratively Determined Incentive Program | Rochelle Park | 7662 | 7 | 5.6 | Residential | Behind the Meter | Yes | Net Metered Residential | Pro Custom Solar dba Momentum Solar |  | PSE&G | Accepted | 2024-01-11 | 2024-02-05 | 2025-02-05 | Solar Panels | Q. PEAK DUO BLK ML-G10+400 | hanwha |  | 0.4 | 4 | 38 | 36 |  | Fixed | Roof
NJADRE1555640089 | Administratively Determined Incentive Program | Rochelle Park | 7662 | 7 | 5.6 | Residential | Behind the Meter | Yes | Net Metered Residential | Pro Custom Solar dba Momentum Solar |  | PSE&G | Accepted | 2024-01-11 | 2024-02-05 | 2025-02-05 | Solar Panels | Q. PEAK DUO BLK ML-G10+400 | hanwha |  | 0.4 | 4 | 218 | 11 |  | Fixed | Roof
NJADRE1555640089 | Administratively Determined Incentive Program | Rochelle Park | 7662 | 7 | 5.6 | Residential | Behind the Meter | Yes | Net Metered Residential | Pro Custom Solar dba Momentum Solar |  | PSE&G | Accepted | 2024-01-11 | 2024-02-05 | 2025-02-05 | Inverters | IQ8PLUS-72-2-US | enphase | 290 |  | 14 |  |  | 0.97 |  | Outdoor
NJADRE1555640099 | Administratively Determined Incentive Program | Hamilton | 8619 | 12 | 5.67 | Residential | Behind the Meter | No | Net Metered Residential | Trinity Solar Inc. |  | PSE&G | Accepted | 2024-01-11 | 2024-02-05 | 2025-02-05 | Inverters | Solar Edge | SE5000H-US000BEi4 | 5000 |  | 1 |  |  | 0.97 |  | Outdoor
NJADRE1555640099 | Administratively Determined Incentive Program | Hamilton | 8619 | 12 | 5.67 | Residential | Behind the Meter | No | Net Metered Residential | Trinity Solar Inc. |  | PSE&G | Accepted | 2024-01-11 | 2024-02-05 | 2025-02-05 | Solar Panels | HANWHA | Q.PEAK DUO BLK ML-G10+ 405 |  | 0.405 | 8 | 173 | 22 |  | Fixed | Roof
NJADRE1555640099 | Administratively Determined Incentive Program | Hamilton | 8619 | 12 | 5.67 | Residential | Behind the Meter | No | Net Metered Residential | Trinity Solar Inc. |  | PSE&G | Accepted | 2024-01-11 | 2024-02-05 | 2025-02-05 | Solar Panels | HANWHA | Q.PEAK DUO BLK ML-G10+ 405 |  | 0.405 | 6 | 173 | 17 |  | Fixed | Roof
NJADRE1555640288 | Administratively Determined Incentive Program | Chatham Township | 7928 | 3 | 6.38 | Residential | Behind the Meter | No | Net Metered Residential | Venture Home Solar, LLC |  | JCP&L | Accepted | 2024-01-11 | 2024-02-08 | 2025-02-08 | Inverters | Enphase | IQ8PLUS-72-2-US (240V) | 290 |  | 15 |  |  | 0.98 |  | Outdoor | Roof
NJADRE1555640288 | Administratively Determined Incentive Program | Chatham Township | 7928 | 3 | 6.38 | Residential | Behind the Meter | No | Net Metered Residential | Venture Home Solar, LLC |  | JCP&L | Accepted | 2024-01-11 | 2024-02-08 | 2025-02-08 | Solar Panels | Hanwha | Q.TRON BLK M-G2+ 425W |  | 0.425 | 3 | 228 | 23 |  | Fixed | Roof
NJADRE1555640288 | Administratively Determined Incentive Program | Chatham Township | 7928 | 3 | 6.38 | Residential | Behind the Meter | No | Net Metered Residential | Venture Home Solar, LLC |  | JCP&L | Accepted | 2024-01-11 | 2024-02-08 | 2025-02-08 | Solar Panels | Hanwha | Q.TRON BLK M-G2+ 425W |  | 0.425 | 5 | 318 | 23 |  | Fixed | Roof
NJADRE1555640288 | Administratively Determined Incentive Program | Chatham Township | 7928 | 3 | 6.38 | Residential | Behind the Meter | No | Net Metered Residential | Venture Home Solar, LLC |  | JCP&L | Accepted | 2024-01-11 | 2024-02-08 | 2025-02-08 | Solar Panels | Hanwha | Q.TRON BLK M-G2+ 425W |  | 0.425 | 7 | 138 | 23 |  | Fixed | Roof
NJADRE1555640316 | Administratively Determined Incentive Program | South Brunswick Township | 8502 | 5 | 10.94 | Residential | Behind the Meter | No | Net Metered Residential | Tesla Energy Operations Inc. |  | PSE&G | Accepted | 2024-01-11 | 2024-02-08 | 2025-02-08 | Solar Panels | Hanwha | Q.PEAK DUO BLK ML-G10+/TS 405 |  | 0.405 | 19 | 121 | 29 |  | Fixed | Roof
NJADRE1555640316 | Administratively Determined Incentive Program | South Brunswick Township | 8502 | 5 | 10.94 | Residential | Behind the Meter | No | Net Metered Residential | Tesla Energy Operations Inc. |  | PSE&G | Accepted | 2024-01-11 | 2024-02-08 | 2025-02-08 | Solar Panels | Tesla | Q.PEAK DUO BLK ML-G10+/TS 405 |  | 0.405 | 8 | 121 | 28 |  | Fixed | Roof
NJADRE1555640316 | Administratively Determined Incentive Program | South Brunswick Township | 8502 | 5 | 10.94 | Residential | Behind the Meter | No | Net Metered Residential | Tesla Energy Operations Inc. |  | PSE&G | Accepted | 2024-01-11 | 2024-02-08 | 2025-02-08 | Inverters | Tesla | 1538000-45-A | 3800 |  | 1 |  |  | 0.98 |  | Outdoor
NJADRE1555640316 | Administratively Determined Incentive Program | South Brunswick Township | 8502 | 5 | 10.94 | Residential | Behind the Meter | No | Net Metered Residential | Tesla Energy Operations Inc. |  | PSE&G | Accepted | 2024-01-11 | 2024-02-08 | 2025-02-08 | Inverters | Tesla | 1538000-45-A | 7600 |  | 1 |  |  | 0.98 |  | Outdoor
NJADRE1555640317 | Administratively Determined Incentive Program | LIVINGSTON | 7039 | 9 | 7.7 | Residential | Behind the Meter | No | Net Metered Residential | Tesla Energy Operations Inc |  | JCP&L | Accepted | 2024-01-11 | 2024-02-07 | 2025-02-07 | Inverters | Tesla | 1538000-45-A | 7600 |  | 1 |  |  | 0.98 |  | Outside
NJADRE1555640317 | Administratively Determined Incentive Program | LIVINGSTON | 7039 | 9 | 7.7 | Residential | Behind the Meter | No | Net Metered Residential | Tesla Energy Operations Inc |  | JCP&L | Accepted | 2024-01-11 | 2024-02-07 | 2025-02-07 | Solar Panels | Hanwha | # Q.PEAK DUO BLK ML-G10+/TS 405 |  | 0.405 | 14 | 296 | 30 |  | Fixed | Roof
NJADRE1555640317 | Administratively Determined Incentive Program | LIVINGSTON | 7039 | 9 | 7.7 | Residential | Behind the Meter | No | Net Metered Residential | Tesla Energy Operations Inc |  | JCP&L | Accepted | 2024-01-11 | 2024-02-07 | 2025-02-07 | Solar Panels | Hanwha | # Q.PEAK DUO BLK ML-G10+/TS 405 |  | 0.405 | 5 | 116 | 30 |  | Fixed | Roof
NJADRE1555640318 | Administratively Determined Incentive Program | VINELAND | 8360 | 20 | 179.52 | Commercial | Behind the Meter | No | Small Net-Metered Non-Residential located on Rooftop, Carport, Canopy and Floating Solar | NJ Solar Power, LLC |  | Vineland Muni Electric | Accepted | 2024-01-11 | 2024-02-06 | 2025-02-06 | Solar Panels | Hanwha | Q. Peak Duo XL-G10.2 |  | 0.48 | 117 | 183 | 3 |  | Fixed | Roof | roof 1
NJADRE1555640318 | Administratively Determined Incentive Program | VINELAND | 8360 | 20 | 179.52 | Commercial | Behind the Meter | No | Small Net-Metered Non-Residential located on Rooftop, Carport, Canopy and Floating Solar | NJ Solar Power, LLC |  | Vineland Muni Electric | Accepted | 2024-01-11 | 2024-02-06 | 2025-02-06 | Solar Panels | Hanwha | Q. Peak Duo XL-G10.2 |  | 0.48 | 224 | 183 | 10 |  | Fixed | Roof | roof 2
NJADRE1555640318 | Administratively Determined Incentive Program | VINELAND | 8360 | 20 | 179.52 | Commercial | Behind the Meter | No | Small Net-Metered Non-Residential located on Rooftop, Carport, Canopy and Floating Solar | NJ Solar Power, LLC |  | Vineland Muni Electric | Accepted | 2024-01-11 | 2024-02-06 | 2025-02-06 | Solar Panels | Hanwha | Q. Peak Duo XL-G10.2 |  | 0.48 | 33 | 3 | 3 |  | Fixed | Roof | roof 3
NJADRE1555640318 | Administratively Determined Incentive Program | VINELAND | 8360 | 20 | 179.52 | Commercial | Behind the Meter | No | Small Net-Metered Non-Residential located on Rooftop, Carport, Canopy and Floating Solar | NJ Solar Power, LLC |  | Vineland Muni Electric | Accepted | 2024-01-11 | 2024-02-06 | 2025-02-06 | Inverters | Solaredge | SE120K-US | 120000 |  | 1 |  |  | 0.99 |  | Outside | next to meter
NJADRE1555640326 | Administratively Determined Incentive Program | Edison | 8837 | 11 | 15.39 | Residential | Behind the Meter | Yes | Net Metered Residential | SunnyMac LLC |  | PSE&G | Accepted | 2024-01-11 | 2024-02-05 | 2025-02-05 | Solar Panels | Q.PEAK DUO BLK ML-G10+ 405 | HANWHA |  | 0.405 | 28 | 226 | 12 |  | Fixed | Roof
NJADRE1555640326 | Administratively Determined Incentive Program | Edison | 8837 | 11 | 15.39 | Residential | Behind the Meter | Yes | Net Metered Residential | SunnyMac LLC |  | PSE&G | Accepted | 2024-01-11 | 2024-02-05 | 2025-02-05 | Solar Panels | Q.PEAK DUO BLK ML-G10+ 405 | HANWHA |  | 0.405 | 8 | 46 | 12 |  | Fixed | Roof
NJADRE1555640326 | Administratively Determined Incentive Program | Edison | 8837 | 11 | 15.39 | Residential | Behind the Meter | Yes | Net Metered Residential | SunnyMac LLC |  | PSE&G | Accepted | 2024-01-11 | 2024-02-05 | 2025-02-05 | Solar Panels | Q.PEAK DUO BLK ML-G10+ 405 | HANWHA |  | 0.405 | 2 | 316 | 12 |  | Fixed | Roof
NJADRE1555640326 | Administratively Determined Incentive Program | Edison | 8837 | 11 | 15.39 | Residential | Behind the Meter | Yes | Net Metered Residential | SunnyMac LLC |  | PSE&G | Accepted | 2024-01-11 | 2024-02-05 | 2025-02-05 | Inverters | IQ8PLUS-72-2-US | ENPHASE | 290 |  | 38 |  |  | 0.1 |  | Outdoor | next to meter
NJADRE1555640336 | Administratively Determined Incentive Program | SICKLERVILLE | 8081 | 14 | 4 | Residential | Behind the Meter | Yes | Net Metered Residential | Sunrun Installation Services, Inc. |  | AC Electric | Accepted | 2024-01-11 | 2024-02-05 | 2025-02-05 | Inverters | DELTA ELECTRONICS | E4-TL-US | 3840 |  | 1 |  |  | 0.975 |  | Outdoor | Next to meter
NJADRE1555640336 | Administratively Determined Incentive Program | SICKLERVILLE | 8081 | 14 | 4 | Residential | Behind the Meter | Yes | Net Metered Residential | Sunrun Installation Services, Inc. |  | AC Electric | Accepted | 2024-01-11 | 2024-02-05 | 2025-02-05 | Solar Panels | Hanwha Q Cells | Q.PEAK DUO BLK ML-G10+/T 400 |  | 0.4 | 10 | 255 | 26 |  | Fixed | Roof
NJADRE1555640350 | Administratively Determined Incentive Program | Sicklerville | 8081 | 14 | 7.2 | Residential | Behind the Meter | Yes | Net Metered Residential | Pro Custom Solar dba Momentum Solar |  | AC Electric | Accepted | 2024-01-11 | 2024-02-05 | 2025-02-05 | Solar Panels | Q. PEAK DUO BLK ML-G10+400 | hanwha |  | 0.4 | 8 | 233 | 34 |  | Fixed | Roof
NJADRE1555640350 | Administratively Determined Incentive Program | Sicklerville | 8081 | 14 | 7.2 | Residential | Behind the Meter | Yes | Net Metered Residential | Pro Custom Solar dba Momentum Solar |  | AC Electric | Accepted | 2024-01-11 | 2024-02-05 | 2025-02-05 | Solar Panels | Q. PEAK DUO BLK ML-G10+400 | hanwha |  | 0.4 | 6 | 233 | 34 |  | Fixed | Roof
NJADRE1555640350 | Administratively Determined Incentive Program | Sicklerville | 8081 | 14 | 7.2 | Residential | Behind the Meter | Yes | Net Metered Residential | Pro Custom Solar dba Momentum Solar |  | AC Electric | Accepted | 2024-01-11 | 2024-02-05 | 2025-02-05 | Solar Panels | Q. PEAK DUO BLK ML-G10+400 | hanwha |  | 0.4 | 4 | 53 | 34 |  | Fixed | Roof
NJADRE1555640350 | Administratively Determined Incentive Program | Sicklerville | 8081 | 14 | 7.2 | Residential | Behind the Meter | Yes | Net Metered Residential | Pro Custom Solar dba Momentum Solar |  | AC Electric | Accepted | 2024-01-11 | 2024-02-05 | 2025-02-05 | Inverters | IQ8PLUS-72-2-US | enphase | 290 |  | 18 |  |  | 0.97 |  | Outdoor
NJADRE1555640360 | Administratively Determined Incentive Program | HALEDON | 7508 | 6 | 10.94 | Residential | Behind the Meter | Yes | Net Metered Residential | Sunrun Installation Services, Inc. |  | PSE&G | Accepted | 2024-01-11 | 2024-02-05 | 2025-02-05 | Inverters | SolarEdge Technologies | SE7600H-USSN | 7600 |  | 1 |  |  | 0.99 |  | Outside
NJADRE1555640360 | Administratively Determined Incentive Program | HALEDON | 7508 | 6 | 10.94 | Residential | Behind the Meter | Yes | Net Metered Residential | Sunrun Installation Services, Inc. |  | PSE&G | Accepted | 2024-01-11 | 2024-02-05 | 2025-02-05 | Solar Panels | Hanwha Q Cells | Q.PEAK DUO BLK ML-G10+ 405 |  | 0.405 | 14 | 48 | 37 |  | Fixed | Roof
NJADRE1555640360 | Administratively Determined Incentive Program | HALEDON | 7508 | 6 | 10.94 | Residential | Behind the Meter | Yes | Net Metered Residential | Sunrun Installation Services, Inc. |  | PSE&G | Accepted | 2024-01-11 | 2024-02-05 | 2025-02-05 | Solar Panels | Hanwha Q Cells | Q.PEAK DUO BLK ML-G10+ 405 |  | 0.405 | 13 | 228 | 37 |  | Fixed | Roof
NJADRE1555640365 | Administratively Determined Incentive Program | MOUNT LAUREL TOWNSHIP | 8054 | 13 | 7.7 | Residential | Behind the Meter | Yes | Net Metered Residential | Sunrun Installation Services, Inc. |  | PSE&G | Accepted | 2024-01-11 | 2024-02-08 | 2025-02-08 | Solar Panels | HANWHA Q-CELLS | Q.PEAK DUO BLK ML-G10+ 405 |  | 0.405 | 11 | 43 | 24 |  | Fixed | Roof
NJADRE1555640365 | Administratively Determined Incentive Program | MOUNT LAUREL TOWNSHIP | 8054 | 13 | 7.7 | Residential | Behind the Meter | Yes | Net Metered Residential | Sunrun Installation Services, Inc. |  | PSE&G | Accepted | 2024-01-11 | 2024-02-08 | 2025-02-08 | Inverters | SolarEdge Technologies | SE6000H-USSN | 6000 |  | 1 |  |  | 0.99 |  | Outdoor | Next To Meter
NJADRE1555640365 | Administratively Determined Incentive Program | MOUNT LAUREL TOWNSHIP | 8054 | 13 | 7.7 | Residential | Behind the Meter | Yes | Net Metered Residential | Sunrun Installation Services, Inc. |  | PSE&G | Accepted | 2024-01-11 | 2024-02-08 | 2025-02-08 | Solar Panels | HANWHA Q-CELLS | Q.PEAK DUO BLK ML-G10+ 405 |  | 0.405 | 8 | 313 | 19 |  | Fixed | Roof
NJADRE1555640367 | Administratively Determined Incentive Program | GALLOWAY | 8205 | 19 | 10 | Residential | Behind the Meter | Yes | Net Metered Residential | Pro Custom Solar dba Momentum Solar |  | AC Electric | Accepted | 2024-01-11 | 2024-02-05 | 2025-02-05 | Solar Panels | Q. PEAK DUO BLK ML-G10+400 | hanwha |  | 0.4 | 18 | 255 | 34 |  | Fixed | Roof
NJADRE1555640367 | Administratively Determined Incentive Program | GALLOWAY | 8205 | 19 | 10 | Residential | Behind the Meter | Yes | Net Metered Residential | Pro Custom Solar dba Momentum Solar |  | AC Electric | Accepted | 2024-01-11 | 2024-02-05 | 2025-02-05 | Solar Panels | Q. PEAK DUO BLK ML-G10+400 | hanwha |  | 0.4 | 7 | 75 | 34 |  | Fixed | Roof
NJADRE1555640367 | Administratively Determined Incentive Program | GALLOWAY | 8205 | 19 | 10 | Residential | Behind the Meter | Yes | Net Metered Residential | Pro Custom Solar dba Momentum Solar |  | AC Electric | Accepted | 2024-01-11 | 2024-02-05 | 2025-02-05 | Inverters | IQ8PLUS-72-2-US | enphase | 290 |  | 25 |  |  | 0.97 |  | Outdoor
NJADRE1555640394 | Administratively Determined Incentive Program | VINELAND | 8360 | 20 | 27.84 | Commercial | Behind the Meter | No | Small Net-Metered Non-Residential located on Rooftop, Carport, Canopy and Floating Solar | NJ Solar Power, LLC |  | Vineland Muni Electric | Accepted | 2024-02-13 | 2024-02-29 | 2025-02-28 | Solar Panels | Hanwha | Q. Peak Duo XL-G10.2 |  | 0.48 | 58 | 3 | 3 |  | Fixed | Roof | roof 1
NJADRE1555640394 | Administratively Determined Incentive Program | VINELAND | 8360 | 20 | 27.84 | Commercial | Behind the Meter | No | Small Net-Metered Non-Residential located on Rooftop, Carport, Canopy and Floating Solar | NJ Solar Power, LLC |  | Vineland Muni Electric | Accepted | 2024-02-13 | 2024-02-29 | 2025-02-28 | Inverters | Soalredge | SE10K-US | 20000 |  | 2 |  |  | 0.99 |  | Outside | next to meter
NJADRE1555640401 | Administratively Determined Incentive Program | CHERRY HILL TWP | 8034 | 14 | 6 | Residential | Behind the Meter | Yes | Net Metered Residential | Sunrun Installation Services, Inc. |  | PSE&G | Accepted | 2024-01-11 | 2024-02-05 | 2025-02-05 | Inverters | DELTA ELECTRONICS | E6-TL-US | 6000 |  | 1 |  |  | 0.975 |  | Outdoor | Next to meter
NJADRE1555640401 | Administratively Determined Incentive Program | CHERRY HILL TWP | 8034 | 14 | 6 | Residential | Behind the Meter | Yes | Net Metered Residential | Sunrun Installation Services, Inc. |  | PSE&G | Accepted | 2024-01-11 | 2024-02-05 | 2025-02-05 | Solar Panels | Hanwha Q Cells | Q.PEAK DUO BLK ML-G10+/T 400 |  | 0.4 | 15 | 208 | 18 |  | Fixed | Roof
NJADRE1555640402 | Administratively Determined Incentive Program | PRINCETON | 8540 | 12 | 6.4 | Residential | Behind the Meter | Yes | Net Metered Residential | Pro Custom Solar dba Momentum Solar |  | PSE&G | Accepted | 2024-01-11 | 2024-02-05 | 2025-02-05 | Solar Panels | Q. PEAK DUO BLK ML-G10+400 | hanwha |  | 0.4 | 12 | 150 | 10 |  | Fixed | Roof
NJADRE1555640402 | Administratively Determined Incentive Program | PRINCETON | 8540 | 12 | 6.4 | Residential | Behind the Meter | Yes | Net Metered Residential | Pro Custom Solar dba Momentum Solar |  | PSE&G | Accepted | 2024-01-11 | 2024-02-05 | 2025-02-05 | Solar Panels | Q. PEAK DUO BLK ML-G10+400 | hanwha |  | 0.4 | 4 | 330 | 40 |  | Fixed | Roof
NJADRE1555640402 | Administratively Determined Incentive Program | PRINCETON | 8540 | 12 | 6.4 | Residential | Behind the Meter | Yes | Net Metered Residential | Pro Custom Solar dba Momentum Solar |  | PSE&G | Accepted | 2024-01-11 | 2024-02-05 | 2025-02-05 | Inverters | IQ8PLUS-72-2-US | enphase | 290 |  | 16 |  |  | 0.97 |  | Outdoor
NJADRE1555640415 | Administratively Determined Incentive Program | IRVINGTON TOWN | 7111 | 9 | 6.89 | Residential | Behind the Meter | Yes | Net Metered Residential | Sunrun Installation Services, Inc. |  | PSE&G | Accepted | 2024-01-11 | 2024-02-06 | 2025-02-06 | Inverters | SolarEdge Technologies | SE6000H-USSN | 6000 |  | 1 |  |  | 0.99 |  | Outdoor | Next to meter
NJADRE1555640415 | Administratively Determined Incentive Program | IRVINGTON TOWN | 7111 | 9 | 6.89 | Residential | Behind the Meter | Yes | Net Metered Residential | Sunrun Installation Services, Inc. |  | PSE&G | Accepted | 2024-01-11 | 2024-02-06 | 2025-02-06 | Solar Panels | Hanwha Q Cells | Q.PEAK DUO BLK ML-G10+ 405 |  | 0.405 | 5 | 125 | 20 |  | Fixed | Roof
NJADRE1555640415 | Administratively Determined Incentive Program | IRVINGTON TOWN | 7111 | 9 | 6.89 | Residential | Behind the Meter | Yes | Net Metered Residential | Sunrun Installation Services, Inc. |  | PSE&G | Accepted | 2024-01-11 | 2024-02-06 | 2025-02-06 | Solar Panels | Hanwha Q Cells | Q.PEAK DUO BLK ML-G10+ 405 |  | 0.405 | 12 | 126 | 30 |  | Fixed | Roof
NJADRE1555640440 | Administratively Determined Incentive Program | KENILWORTH | 7033 | 10 | 148.4 | Commercial | Behind the Meter | No | Small Net-Metered Non-Residential located on Rooftop, Carport, Canopy and Floating Solar | Vanguard Energy Partners, LLC |  | PSE&G | Accepted | 2024-01-11 | 2024-02-09 | 2025-02-09 | Inverters | Solaredge | SE50KUS | 50000 |  | 2 |  |  | 0.97 |  | Outside
NJADRE1555640440 | Administratively Determined Incentive Program | KENILWORTH | 7033 | 10 | 148.4 | Commercial | Behind the Meter | No | Small Net-Metered Non-Residential located on Rooftop, Carport, Canopy and Floating Solar | Vanguard Energy Partners, LLC |  | PSE&G | Accepted | 2024-01-11 | 2024-02-09 | 2025-02-09 | Solar Panels | Bluesun solar | BSM530M10-72HBD |  | 0.53 | 280 | 189 | 5 |  | Fixed | Roof
NJADRE1555640442 | Administratively Determined Incentive Program | LINDEN | 7036 | 10 | 8.1 | Residential | Behind the Meter | Yes | Net Metered Residential | Trinity Solar Inc. |  | PSE&G | Accepted | 2024-01-11 | 2024-02-05 | 2025-02-05 | Solar Panels | HANWHA | (Q.PEAK DUO BLK ML-G10+ 405) |  | 0.405 | 6 | 129 | 34 |  | Fixed | Roof
NJADRE1555640442 | Administratively Determined Incentive Program | LINDEN | 7036 | 10 | 8.1 | Residential | Behind the Meter | Yes | Net Metered Residential | Trinity Solar Inc. |  | PSE&G | Accepted | 2024-01-11 | 2024-02-05 | 2025-02-05 | Solar Panels | HANWHA | (Q.PEAK DUO BLK ML-G10+ 405) |  | 0.405 | 4 | 309 | 27 |  | Fixed | Roof
NJADRE1555640442 | Administratively Determined Incentive Program | LINDEN | 7036 | 10 | 8.1 | Residential | Behind the Meter | Yes | Net Metered Residential | Trinity Solar Inc. |  | PSE&G | Accepted | 2024-01-11 | 2024-02-05 | 2025-02-05 | Solar Panels | HANWHA | (Q.PEAK DUO BLK ML-G10+ 405) |  | 0.405 | 8 | 129 | 27 |  | Fixed | Roof
NJADRE1555640442 | Administratively Determined Incentive Program | LINDEN | 7036 | 10 | 8.1 | Residential | Behind the Meter | Yes | Net Metered Residential | Trinity Solar Inc. |  | PSE&G | Accepted | 2024-01-11 | 2024-02-05 | 2025-02-05 | Solar Panels | HANWHA | (Q.PEAK DUO BLK ML-G10+ 405) |  | 0.405 | 2 | 219 | 37 |  | Fixed | Roof
NJADRE1555640442 | Administratively Determined Incentive Program | LINDEN | 7036 | 10 | 8.1 | Residential | Behind the Meter | Yes | Net Metered Residential | Trinity Solar Inc. |  | PSE&G | Accepted | 2024-01-11 | 2024-02-05 | 2025-02-05 | Inverters | Solar Edge | SE7600H-US | 7600 |  | 1 |  |  | 0.97 |  | Outside
NJADRE1555640442 | Administratively Determined Incentive Program | LINDEN | 7036 | 10 | 8.1 | Residential | Behind the Meter | Yes | Net Metered Residential | Trinity Solar Inc. |  | PSE&G | Accepted | 2024-01-11 | 2024-02-05 | 2025-02-05 | Electric Storage Battery | TESLA | Powerwall 2 |  |  | 2 |  |  |  | Lithium Ion |  | Indoors
NJADRE1555640448 | Administratively Determined Incentive Program | LAWRENCE TOWNSHIP | 8648 | 12 | 10.13 | Residential | Behind the Meter | No | Net Metered Residential | Tesla Energy Operations Inc |  | PSE&G | Accepted | 2024-01-11 | 2024-02-08 | 2025-02-08 | Solar Panels | Hanwha | # Q.PEAK DUO BLK ML-G10+/TS 405 |  | 0.405 | 6 | 197 | 23 |  | Fixed | Roof
NJADRE1555640448 | Administratively Determined Incentive Program | LAWRENCE TOWNSHIP | 8648 | 12 | 10.13 | Residential | Behind the Meter | No | Net Metered Residential | Tesla Energy Operations Inc |  | PSE&G | Accepted | 2024-01-11 | 2024-02-08 | 2025-02-08 | Solar Panels | Hanwha | # Q.PEAK DUO BLK ML-G10+/TS 405 |  | 0.405 | 6 | 18 | 23 |  | Fixed | Roof
NJADRE1555640448 | Administratively Determined Incentive Program | LAWRENCE TOWNSHIP | 8648 | 12 | 10.13 | Residential | Behind the Meter | No | Net Metered Residential | Tesla Energy Operations Inc |  | PSE&G | Accepted | 2024-01-11 | 2024-02-08 | 2025-02-08 | Solar Panels | Hanwha | # Q.PEAK DUO BLK ML-G10+/TS 405 |  | 0.405 | 2 | 287 | 23 |  | Fixed | Roof
NJADRE1555640448 | Administratively Determined Incentive Program | LAWRENCE TOWNSHIP | 8648 | 12 | 10.13 | Residential | Behind the Meter | No | Net Metered Residential | Tesla Energy Operations Inc |  | PSE&G | Accepted | 2024-01-11 | 2024-02-08 | 2025-02-08 | Solar Panels | Hanwha | # Q.PEAK DUO BLK ML-G10+/TS 405 |  | 0.405 | 3 | 197 | 23 |  | Fixed | Roof
NJADRE1555640448 | Administratively Determined Incentive Program | LAWRENCE TOWNSHIP | 8648 | 12 | 10.13 | Residential | Behind the Meter | No | Net Metered Residential | Tesla Energy Operations Inc |  | PSE&G | Accepted | 2024-01-11 | 2024-02-08 | 2025-02-08 | Solar Panels | Hanwha | # Q.PEAK DUO BLK ML-G10+/TS 405 |  | 0.405 | 2 | 17 | 23 |  | Fixed | Roof
NJADRE1555640448 | Administratively Determined Incentive Program | LAWRENCE TOWNSHIP | 8648 | 12 | 10.13 | Residential | Behind the Meter | No | Net Metered Residential | Tesla Energy Operations Inc |  | PSE&G | Accepted | 2024-01-11 | 2024-02-08 | 2025-02-08 | Solar Panels | Hanwha | # Q.PEAK DUO BLK ML-G10+/TS 405 |  | 0.405 | 3 | 107 | 23 |  | Fixed | Roof
NJADRE1555640448 | Administratively Determined Incentive Program | LAWRENCE TOWNSHIP | 8648 | 12 | 10.13 | Residential | Behind the Meter | No | Net Metered Residential | Tesla Energy Operations Inc |  | PSE&G | Accepted | 2024-01-11 | 2024-02-08 | 2025-02-08 | Solar Panels | Hanwha | # Q.PEAK DUO BLK ML-G10+/TS 405 |  | 0.405 | 3 | 197 | 23 |  | Fixed | Roof
NJADRE1555640448 | Administratively Determined Incentive Program | LAWRENCE TOWNSHIP | 8648 | 12 | 10.13 | Residential | Behind the Meter | No | Net Metered Residential | Tesla Energy Operations Inc |  | PSE&G | Accepted | 2024-01-11 | 2024-02-08 | 2025-02-08 | Inverters | Tesla | 1538000-45-A | 5000 |  | 1 |  |  | 0.98 |  | Outside
NJADRE1555640448 | Administratively Determined Incentive Program | LAWRENCE TOWNSHIP | 8648 | 12 | 10.13 | Residential | Behind the Meter | No | Net Metered Residential | Tesla Energy Operations Inc |  | PSE&G | Accepted | 2024-01-11 | 2024-02-08 | 2025-02-08 | Inverters | Tesla | 1538000-45-A | 3800 |  | 1 |  |  | 0.98 |  | Outside
NJADRE1555640664 | Administratively Determined Incentive Program | FRANKLINVILLE | 8322 | 15 | 6.4 | Residential | Behind the Meter | No | Net Metered Residential | Sunrun, Inc. |  | AC Electric | Accepted | 2024-01-11 | 2024-02-14 | 2025-02-14 | Inverters | HANWHA Q-CELLS | SE6000H-USSN | 6000 |  | 1 |  |  | 0.99 |  | Outdoor | Next To Meter
NJADRE1555640664 | Administratively Determined Incentive Program | FRANKLINVILLE | 8322 | 15 | 6.4 | Residential | Behind the Meter | No | Net Metered Residential | Sunrun, Inc. |  | AC Electric | Accepted | 2024-01-11 | 2024-02-14 | 2025-02-14 | Solar Panels | HANWHA Q-CELLS | Q.PEAK DUO BLK ML-G10+ 400 |  | 0.4 | 13 | 0 | 34 |  | Fixed | Roof
NJADRE1555640664 | Administratively Determined Incentive Program | FRANKLINVILLE | 8322 | 15 | 6.4 | Residential | Behind the Meter | No | Net Metered Residential | Sunrun, Inc. |  | AC Electric | Accepted | 2024-01-11 | 2024-02-14 | 2025-02-14 | Solar Panels | HANWHA Q-CELLS | Q.PEAK DUO BLK ML-G10+ 400 |  | 0.4 | 3 | 90 | 27 |  | Fixed | Roof
NJADRE1555640674 | Administratively Determined Incentive Program | PATERSON | 7524 | 6 | 6.4 | Residential | Behind the Meter | Yes | Net Metered Residential | Freedom Forever New Jersey LLC |  | PSE&G | Accepted | 2024-01-11 | 2024-02-05 | 2025-02-05 | Solar Panels | Freedom Forever | FF-MP-BBB-400 |  | 0.4 | 16 | 193 | 27 |  | Fixed | Roof
NJADRE1555640674 | Administratively Determined Incentive Program | PATERSON | 7524 | 6 | 6.4 | Residential | Behind the Meter | Yes | Net Metered Residential | Freedom Forever New Jersey LLC |  | PSE&G | Accepted | 2024-01-11 | 2024-02-05 | 2025-02-05 | Inverters | Solar Edge | SE5000H-USRGM | 5000 |  | 1 |  |  | 0.99 |  | Outdoor
NJADRE1555641753 | Administratively Determined Incentive Program | HILLSIDE | 7205 | 10 | 5.2 | Residential | Behind the Meter | No | Net Metered Residential | Freedom Forever New Jersey LLC |  | PSE&G | Accepted | 2024-01-11 | 2024-02-06 | 2025-02-06 | Solar Panels | Freedom Forever | FF-MP-BBB-400 |  | 0.4 | 13 | 272 | 22 |  | Fixed | Roof
NJADRE1555641753 | Administratively Determined Incentive Program | HILLSIDE | 7205 | 10 | 5.2 | Residential | Behind the Meter | No | Net Metered Residential | Freedom Forever New Jersey LLC |  | PSE&G | Accepted | 2024-01-11 | 2024-02-06 | 2025-02-06 | Inverters | Enphase | IQ8PLUS-72-2-US | 290 |  | 13 |  |  | 0.99 |  | Outdoor
NJADRE1555641765 | Administratively Determined Incentive Program | FLORENCE | 8518 | 13 | 10.94 | Residential | Behind the Meter | Yes | Net Metered Residential | Trinity Solar Inc. |  | PSE&G | Accepted | 2024-01-11 | 2024-02-06 | 2025-02-06 | Inverters | Solar Edge | SE10000H-US000BEi4 | 10000 |  | 1 |  |  | 0.97 |  | Outdoor
NJADRE1555641765 | Administratively Determined Incentive Program | FLORENCE | 8518 | 13 | 10.94 | Residential | Behind the Meter | Yes | Net Metered Residential | Trinity Solar Inc. |  | PSE&G | Accepted | 2024-01-11 | 2024-02-06 | 2025-02-06 | Solar Panels | HANWHA | Q.PEAK DUO BLK ML-G10+ 405 |  | 0.405 | 18 | 226 | 23 |  | Fixed | Roof
NJADRE1555641765 | Administratively Determined Incentive Program | FLORENCE | 8518 | 13 | 10.94 | Residential | Behind the Meter | Yes | Net Metered Residential | Trinity Solar Inc. |  | PSE&G | Accepted | 2024-01-11 | 2024-02-06 | 2025-02-06 | Solar Panels | HANWHA | Q.PEAK DUO BLK ML-G10+ 405 |  | 0.405 | 9 | 46 | 23 |  | Fixed | Roof
NJADRE1555641767 | Administratively Determined Incentive Program | BRICK | 8724 | 18 | 3.6 | Residential | Behind the Meter | No | Net Metered Residential | SunnyMac LLC |  | JCP&L | Accepted | 2024-01-11 | 2024-02-05 | 2025-02-05 | Solar Panels | HANWHA | 360 Q. PEAK DUO BLK-G10+ |  | 0.36 | 10 | 154 | 22 |  | Fixed | Roof
NJADRE1555641767 | Administratively Determined Incentive Program | BRICK | 8724 | 18 | 3.6 | Residential | Behind the Meter | No | Net Metered Residential | SunnyMac LLC |  | JCP&L | Accepted | 2024-01-11 | 2024-02-05 | 2025-02-05 | Inverters | SOLAREDGE | SE3800H-US | 3800 |  | 1 |  |  | 0.99 |  | Outdoor
NJADRE1555641773 | Administratively Determined Incentive Program | CHERRY HILL | 8002 | 14 | 9.6 | Residential | Behind the Meter | Yes | Net Metered Residential | Seabright Solar |  | PSE&G | Accepted | 2024-01-11 | 2024-02-05 | 2025-02-05 | Solar Panels | Sunpower | SPR-U-400 |  | 0.4 | 13 | 174 | 9 |  | Fixed | Roof
NJADRE1555641773 | Administratively Determined Incentive Program | CHERRY HILL | 8002 | 14 | 9.6 | Residential | Behind the Meter | Yes | Net Metered Residential | Seabright Solar |  | PSE&G | Accepted | 2024-01-11 | 2024-02-05 | 2025-02-05 | Solar Panels | Sunpower | SPR-U-400 |  | 0.4 | 11 | 264 | 18 |  | Fixed | Roof
NJADRE1555641773 | Administratively Determined Incentive Program | CHERRY HILL | 8002 | 14 | 9.6 | Residential | Behind the Meter | Yes | Net Metered Residential | Seabright Solar |  | PSE&G | Accepted | 2024-01-11 | 2024-02-05 | 2025-02-05 | Inverters | Enphase | IQ 7HS | 384 |  | 24 |  |  | 0.99 |  | Outside
NJADRE1555641774 | Administratively Determined Incentive Program | Swainton | 8210 | 21 | 636.84 | Commercial | Behind the Meter | Yes | Small Net-Metered Non-Residential located on Rooftop, Carport, Canopy and Floating Solar | Distributed Solar Operations, LLC |  | AC Electric | Accepted | 2024-01-11 | 2024-02-09 | 2025-02-09 | Solar Panels | Hanwha Q Cells | Q PEAK DUO XL-G11.3 BFG 580w |  | 0.58 | 768 | 200 | 5 |  | Fixed | Parking Lot
NJADRE1555641774 | Administratively Determined Incentive Program | Swainton | 8210 | 21 | 636.84 | Commercial | Behind the Meter | Yes | Small Net-Metered Non-Residential located on Rooftop, Carport, Canopy and Floating Solar | Distributed Solar Operations, LLC |  | AC Electric | Accepted | 2024-01-11 | 2024-02-09 | 2025-02-09 | Solar Panels | Hanwha Q Cells | Q PEAK DUO XL-G11.3 BFG 580w |  | 0.58 | 330 | 98 | 5 |  | Fixed | Parking Lot
NJADRE1555641774 | Administratively Determined Incentive Program | Swainton | 8210 | 21 | 636.84 | Commercial | Behind the Meter | Yes | Small Net-Metered Non-Residential located on Rooftop, Carport, Canopy and Floating Solar | Distributed Solar Operations, LLC |  | AC Electric | Accepted | 2024-01-11 | 2024-02-09 | 2025-02-09 | Inverters | SMA America | STP62-US-41 | 62500 |  | 9 |  |  | 0.98 |  | Outdoor | parking lot canopy
NJADRE1555641777 | Administratively Determined Incentive Program | EAST ORANGE | 7017 | 9 | 11.2 | Residential | Behind the Meter | Yes | Net Metered Residential | Pro Custom Solar dba Momentum Solar |  | PSE&G | Accepted | 2024-01-11 | 2024-02-05 | 2025-02-05 | Solar Panels | Q. PEAK DUO BLK ML-G10+400 | hanwha |  | 0.4 | 14 | 117 | 44 |  | Fixed | Roof
NJADRE1555641777 | Administratively Determined Incentive Program | EAST ORANGE | 7017 | 9 | 11.2 | Residential | Behind the Meter | Yes | Net Metered Residential | Pro Custom Solar dba Momentum Solar |  | PSE&G | Accepted | 2024-01-11 | 2024-02-05 | 2025-02-05 | Solar Panels | Q. PEAK DUO BLK ML-G10+400 | hanwha |  | 0.4 | 14 | 297 | 44 |  | Fixed | Roof
NJADRE1555641777 | Administratively Determined Incentive Program | EAST ORANGE | 7017 | 9 | 11.2 | Residential | Behind the Meter | Yes | Net Metered Residential | Pro Custom Solar dba Momentum Solar |  | PSE&G | Accepted | 2024-01-11 | 2024-02-05 | 2025-02-05 | Inverters | IQ8PLUS-72-2-US | enphase | 290 |  | 28 |  |  | 0.97 |  | Outdoor
NJADRE1555641799 | Administratively Determined Incentive Program | BERLIN | 8009 | 14 | 7.29 | Residential | Behind the Meter | Yes | Net Metered Residential | Skyline Solar LLC |  | AC Electric | Accepted | 2024-01-11 | 2024-02-05 | 2025-02-05 | Solar Panels | Q CELLS | Q.PEAK DUO BLK ML-G10+ |  | 0.405 | 16 | 83 | 22 |  | Fixed | Roof
NJADRE1555641799 | Administratively Determined Incentive Program | BERLIN | 8009 | 14 | 7.29 | Residential | Behind the Meter | Yes | Net Metered Residential | Skyline Solar LLC |  | AC Electric | Accepted | 2024-01-11 | 2024-02-05 | 2025-02-05 | Solar Panels | Q CELLS | Q.PEAK DUO BLK ML-G10+ |  | 0.405 | 2 | 263 | 22 |  | Fixed | Roof
NJADRE1555641799 | Administratively Determined Incentive Program | BERLIN | 8009 | 14 | 7.29 | Residential | Behind the Meter | Yes | Net Metered Residential | Skyline Solar LLC |  | AC Electric | Accepted | 2024-01-11 | 2024-02-05 | 2025-02-05 | Inverters | ENPHASE | IQ8PLUS -72-2-US | 290 |  | 18 |  |  | 0.976 |  | Outdoor
NJADRE1555641800 | Administratively Determined Incentive Program | PENNSAUKEN | 8110 | 14 | 6.75 | Residential | Behind the Meter | No | Net Metered Residential | Solar Energy World |  | PSE&G | Accepted | 2024-01-11 | 2024-02-07 | 2025-02-07 | Solar Panels | Longi | LR4-60-HPB-355M |  | 0.355 | 14 | 218 | 33 |  | Fixed | Roof
NJADRE1555641800 | Administratively Determined Incentive Program | PENNSAUKEN | 8110 | 14 | 6.75 | Residential | Behind the Meter | No | Net Metered Residential | Solar Energy World |  | PSE&G | Accepted | 2024-01-11 | 2024-02-07 | 2025-02-07 | Solar Panels | Longi | LR4-60-HPB-355M |  | 0.355 | 5 | 128 | 7 |  | Fixed | Roof
NJADRE1555641800 | Administratively Determined Incentive Program | PENNSAUKEN | 8110 | 14 | 6.75 | Residential | Behind the Meter | No | Net Metered Residential | Solar Energy World |  | PSE&G | Accepted | 2024-01-11 | 2024-02-07 | 2025-02-07 | Inverters | Enphase | IQ8-60-2-US | 290 |  | 19 |  |  | 0.97 |  | Outdoor
NJADRE1555641826 | Administratively Determined Incentive Program | Cream Ridge | 8514 | 17 | 15.39 | Residential | Behind the Meter | No | Net Metered Residential | Tesla Energy Operations Inc |  | JCP&L | Accepted | 2024-01-11 | 2024-02-08 | 2025-02-08 | Electric Storage Battery | Tesla | AC Powerwall 2.0 |  |  | 4 |  |  |  | Lithium Ion |  | Outside
NJADRE1555641826 | Administratively Determined Incentive Program | Cream Ridge | 8514 | 17 | 15.39 | Residential | Behind the Meter | No | Net Metered Residential | Tesla Energy Operations Inc |  | JCP&L | Accepted | 2024-01-11 | 2024-02-08 | 2025-02-08 | Inverters | Tesla | #1850000-00-C | 7600 |  | 2 |  |  | 0.98 |  | Outside
NJADRE1555641826 | Administratively Determined Incentive Program | Cream Ridge | 8514 | 17 | 15.39 | Residential | Behind the Meter | No | Net Metered Residential | Tesla Energy Operations Inc |  | JCP&L | Accepted | 2024-01-11 | 2024-02-08 | 2025-02-08 | Solar Panels | Tesla | # Q.PEAK DUO BLK ML-G10+/TS 405 |  | 0.405 | 2 | 117 | 40 |  | Fixed | Roof
NJADRE1555641826 | Administratively Determined Incentive Program | Cream Ridge | 8514 | 17 | 15.39 | Residential | Behind the Meter | No | Net Metered Residential | Tesla Energy Operations Inc |  | JCP&L | Accepted | 2024-01-11 | 2024-02-08 | 2025-02-08 | Solar Panels | Hanwha | # Q.PEAK DUO BLK ML-G10+/TS 405 |  | 0.405 | 12 | 207 | 30 |  | Fixed | Roof
NJADRE1555641826 | Administratively Determined Incentive Program | Cream Ridge | 8514 | 17 | 15.39 | Residential | Behind the Meter | No | Net Metered Residential | Tesla Energy Operations Inc |  | JCP&L | Accepted | 2024-01-11 | 2024-02-08 | 2025-02-08 | Solar Panels | Hanwha | # Q.PEAK DUO BLK ML-G10+/TS 405 |  | 0.405 | 4 | 297 | 40 |  | Fixed | Roof
NJADRE1555641826 | Administratively Determined Incentive Program | Cream Ridge | 8514 | 17 | 15.39 | Residential | Behind the Meter | No | Net Metered Residential | Tesla Energy Operations Inc |  | JCP&L | Accepted | 2024-01-11 | 2024-02-08 | 2025-02-08 | Solar Panels | Hanwha | # Q.PEAK DUO BLK ML-G10+/TS 405 |  | 0.405 | 12 | 207 | 30 |  | Fixed | Roof
NJADRE1555641826 | Administratively Determined Incentive Program | Cream Ridge | 8514 | 17 | 15.39 | Residential | Behind the Meter | No | Net Metered Residential | Tesla Energy Operations Inc |  | JCP&L | Accepted | 2024-01-11 | 2024-02-08 | 2025-02-08 | Solar Panels | Hanwha | # Q.PEAK DUO BLK ML-G10+/TS 405 |  | 0.405 | 2 | 297 | 40 |  | Fixed | Roof
NJADRE1555641826 | Administratively Determined Incentive Program | Cream Ridge | 8514 | 17 | 15.39 | Residential | Behind the Meter | No | Net Metered Residential | Tesla Energy Operations Inc |  | JCP&L | Accepted | 2024-01-11 | 2024-02-08 | 2025-02-08 | Solar Panels | Hanwha | # Q.PEAK DUO BLK ML-G10+/TS 405 |  | 0.405 | 2 | 117 | 40 |  | Fixed | Roof
NJADRE1555641826 | Administratively Determined Incentive Program | Cream Ridge | 8514 | 17 | 15.39 | Residential | Behind the Meter | No | Net Metered Residential | Tesla Energy Operations Inc |  | JCP&L | Accepted | 2024-01-11 | 2024-02-08 | 2025-02-08 | Solar Panels | Hanwha | Q.PEAK DUO BLK ML-G10+/TS 405 |  | 0.405 | 4 | 117 | 40 |  | Fixed | Roof
NJADRE1555641885 | Administratively Determined Incentive Program | Plainfield City | 7063 | 10 | 6.89 | Residential | Behind the Meter | Yes | Net Metered Residential | Sunrun Installation Services Inc. |  | PSE&G | Accepted | 2024-01-11 | 2024-02-08 | 2025-02-08 | Inverters | SolarEdge Technologies | SE6000H-USSN | 6000 |  | 1 |  |  | 0.99 |  | Outdoor | Next To Meter
NJADRE1555641885 | Administratively Determined Incentive Program | Plainfield City | 7063 | 10 | 6.89 | Residential | Behind the Meter | Yes | Net Metered Residential | Sunrun Installation Services Inc. |  | PSE&G | Accepted | 2024-01-11 | 2024-02-08 | 2025-02-08 | Electric Storage Battery | TESLA | POWERWALL |  |  | 1 |  |  |  | Lithium Ion |  | OUTSIDE
NJADRE1555641885 | Administratively Determined Incentive Program | Plainfield City | 7063 | 10 | 6.89 | Residential | Behind the Meter | Yes | Net Metered Residential | Sunrun Installation Services Inc. |  | PSE&G | Accepted | 2024-01-11 | 2024-02-08 | 2025-02-08 | Solar Panels | HANWHA Q-CELLS | Q.PEAK DUO BLK ML-G10+ 405 |  | 0.405 | 8 | 320 | 21 |  | Fixed | Roof
NJADRE1555641885 | Administratively Determined Incentive Program | Plainfield City | 7063 | 10 | 6.89 | Residential | Behind the Meter | Yes | Net Metered Residential | Sunrun Installation Services Inc. |  | PSE&G | Accepted | 2024-01-11 | 2024-02-08 | 2025-02-08 | Solar Panels | HANWHA Q-CELLS | Q.PEAK DUO BLK ML-G10+ 405 |  | 0.405 | 9 | 140 | 19 |  | Fixed | Roof
NJADRE1555642123 | Administratively Determined Incentive Program | HAWTHORNE | 7506 | 6 | 7.51 | Residential | Behind the Meter | No | Net Metered Residential | UNITED SOLAR LLC |  | PSE&G | Accepted | 2024-01-11 | 2024-02-13 | 2025-02-13 | Inverters | SOLAR EDGE | SE7600H-US | 7600 |  | 1 |  |  | 0.99 |  | Outdoor
NJADRE1555642123 | Administratively Determined Incentive Program | HAWTHORNE | 7506 | 6 | 7.51 | Residential | Behind the Meter | No | Net Metered Residential | UNITED SOLAR LLC |  | PSE&G | Accepted | 2024-01-11 | 2024-02-13 | 2025-02-13 | Solar Panels | CANADIAN SOLAR | CS1Y-395 |  | 0.395 | 19 | 230 | 26 |  | Fixed | Roof
NJADRE1555642236 | Administratively Determined Incentive Program | North Bergen | 7047 | 8 | 9.88 | Residential | Behind the Meter | No | Net Metered Residential | Bright Planet Solar |  | PSE&G | Accepted | 2024-01-11 | 2024-02-05 | 2025-02-05 | Inverters | Solar Edge | SE7600H-USRGM | 7599 |  | 1 |  |  | 0.98 |  | Outdoor | OUTSIDE
NJADRE1555642236 | Administratively Determined Incentive Program | North Bergen | 7047 | 8 | 9.88 | Residential | Behind the Meter | No | Net Metered Residential | Bright Planet Solar |  | PSE&G | Accepted | 2024-01-11 | 2024-02-05 | 2025-02-05 | Solar Panels | Canadian Solar | CS3N-395MS |  | 0.395 | 25 | 212 | 7 |  | Fixed | Roof
NJADRE1555645934 | Administratively Determined Incentive Program | WILLINGBORO | 8046 | 13 | 12.56 | Residential | Behind the Meter | Yes | Net Metered Residential | Sunrun Installation Services, Inc. |  | PSE&G | Accepted | 2024-01-12 | 2024-02-05 | 2025-02-05 | Inverters | SolarEdge Technologies | SE10000H-USSN | 10000 |  | 1 |  |  | 0.99 |  | Outdoor
NJADRE1555645934 | Administratively Determined Incentive Program | WILLINGBORO | 8046 | 13 | 12.56 | Residential | Behind the Meter | Yes | Net Metered Residential | Sunrun Installation Services, Inc. |  | PSE&G | Accepted | 2024-01-12 | 2024-02-05 | 2025-02-05 | Solar Panels | Hanwha Q Cells | Q.PEAK DUO BLK ML-G10+ 405 |  | 0.405 | 6 | 49 | 23 |  | Fixed | Roof
NJADRE1555645934 | Administratively Determined Incentive Program | WILLINGBORO | 8046 | 13 | 12.56 | Residential | Behind the Meter | Yes | Net Metered Residential | Sunrun Installation Services, Inc. |  | PSE&G | Accepted | 2024-01-12 | 2024-02-05 | 2025-02-05 | Solar Panels | Hanwha Q Cells | Q.PEAK DUO BLK ML-G10+ 405 |  | 0.405 | 5 | 228 | 10 |  | Fixed | Roof
NJADRE1555645934 | Administratively Determined Incentive Program | WILLINGBORO | 8046 | 13 | 12.56 | Residential | Behind the Meter | Yes | Net Metered Residential | Sunrun Installation Services, Inc. |  | PSE&G | Accepted | 2024-01-12 | 2024-02-05 | 2025-02-05 | Solar Panels | Hanwha Q Cells | Q.PEAK DUO BLK ML-G10+ 405 |  | 0.405 | 9 | 139 | 24 |  | Fixed | Roof
NJADRE1555645934 | Administratively Determined Incentive Program | WILLINGBORO | 8046 | 13 | 12.56 | Residential | Behind the Meter | Yes | Net Metered Residential | Sunrun Installation Services, Inc. |  | PSE&G | Accepted | 2024-01-12 | 2024-02-05 | 2025-02-05 | Solar Panels | Hanwha Q Cells | Q.PEAK DUO BLK ML-G10+ 405 |  | 0.405 | 11 | 228 | 22 |  | Fixed | Roof
NJADRE1555645935 | Administratively Determined Incentive Program | EAST BRUNSWICK | 8816 | 11 | 12.96 | Residential | Behind the Meter | No | Net Metered Residential | Suntuity Solar LLC |  | PSE&G | Accepted | 2024-01-12 | 2024-02-05 | 2025-02-05 | Inverters | (36)ENPHASE | IQ7-60-2-US | 240 |  | 36 |  |  | 0.97 |  | Outdoor | Behind the PV modules
NJADRE1555645935 | Administratively Determined Incentive Program | EAST BRUNSWICK | 8816 | 11 | 12.96 | Residential | Behind the Meter | No | Net Metered Residential | Suntuity Solar LLC |  | PSE&G | Accepted | 2024-01-12 | 2024-02-05 | 2025-02-05 | Solar Panels | (36)Hanwha | Q.PEAK DUO BLK-G10+-360 |  | 0.36 | 7 | 181 | 22 |  | Fixed | Roof
NJADRE1555645935 | Administratively Determined Incentive Program | EAST BRUNSWICK | 8816 | 11 | 12.96 | Residential | Behind the Meter | No | Net Metered Residential | Suntuity Solar LLC |  | PSE&G | Accepted | 2024-01-12 | 2024-02-05 | 2025-02-05 | Solar Panels | (36)Hanwha | Q.PEAK DUO BLK-G10+-360 |  | 0.36 | 3 | 271 | 22 |  | Fixed | Roof
NJADRE1555645935 | Administratively Determined Incentive Program | EAST BRUNSWICK | 8816 | 11 | 12.96 | Residential | Behind the Meter | No | Net Metered Residential | Suntuity Solar LLC |  | PSE&G | Accepted | 2024-01-12 | 2024-02-05 | 2025-02-05 | Solar Panels | (36)Hanwha | Q.PEAK DUO BLK-G10+-360 |  | 0.36 | 6 | 271 | 22 |  | Fixed | Roof
NJADRE1555645935 | Administratively Determined Incentive Program | EAST BRUNSWICK | 8816 | 11 | 12.96 | Residential | Behind the Meter | No | Net Metered Residential | Suntuity Solar LLC |  | PSE&G | Accepted | 2024-01-12 | 2024-02-05 | 2025-02-05 | Solar Panels | (36)Hanwha | Q.PEAK DUO BLK-G10+-360 |  | 0.36 | 20 | 271 | 22 |  | Fixed | Roof
NJADRE1555645970 | Administratively Determined Incentive Program | BAYONNE | 7002 | 8 | 2.84 | Residential | Behind the Meter | Yes | Net Metered Residential | Trinity Solar Inc. |  | PSE&G | Accepted | 2024-01-12 | 2024-02-05 | 2025-02-05 | Inverters | Solar Edge | SE3000H-US | 3000 |  | 1 |  |  | 0.97 |  | Outdoor
NJADRE1555645970 | Administratively Determined Incentive Program | BAYONNE | 7002 | 8 | 2.84 | Residential | Behind the Meter | Yes | Net Metered Residential | Trinity Solar Inc. |  | PSE&G | Accepted | 2024-01-12 | 2024-02-05 | 2025-02-05 | Solar Panels | HANWHA | (Q.PEAK DUO BLK ML-G10+ 405) |  | 0.405 | 7 | 89 | 18 |  | Fixed | Roof
NJADRE1555645971 | Administratively Determined Incentive Program | PATERSON | 7502 | 6 | 8.1 | Residential | Behind the Meter | Yes | Net Metered Residential | Sunrun Installation Services, Inc. |  | PSE&G | Accepted | 2024-01-12 | 2024-02-05 | 2025-02-05 | Inverters | SolarEdge Technologies | SE6000H-USSN | 6000 |  | 1 |  |  | 0.992 |  | Outdoor | Next to meter
NJADRE1555645971 | Administratively Determined Incentive Program | PATERSON | 7502 | 6 | 8.1 | Residential | Behind the Meter | Yes | Net Metered Residential | Sunrun Installation Services, Inc. |  | PSE&G | Accepted | 2024-01-12 | 2024-02-05 | 2025-02-05 | Solar Panels | Hanwha Q Cells | Q.PEAK DUO BLK ML-G10+ 405 |  | 0.405 | 11 | 51 | 37 |  | Fixed | Roof
NJADRE1555645971 | Administratively Determined Incentive Program | PATERSON | 7502 | 6 | 8.1 | Residential | Behind the Meter | Yes | Net Metered Residential | Sunrun Installation Services, Inc. |  | PSE&G | Accepted | 2024-01-12 | 2024-02-05 | 2025-02-05 | Solar Panels | Hanwha Q Cells | Q.PEAK DUO BLK ML-G10+ 405 |  | 0.405 | 9 | 231 | 4 |  | Fixed | Roof
NJADRE1555645979 | Administratively Determined Incentive Program | EAST ORANGE | 7017 | 9 | 4 | Residential | Behind the Meter | Yes | Net Metered Residential | Sunrun Installation Services, Inc. |  | PSE&G | Accepted | 2024-01-12 | 2024-02-05 | 2025-02-05 | Inverters | SolarEdge Technologies | SE3800H-USMN | 3800 |  | 1 |  |  | 0.992 |  | Outdoor | Next to meter
NJADRE1555645979 | Administratively Determined Incentive Program | EAST ORANGE | 7017 | 9 | 4 | Residential | Behind the Meter | Yes | Net Metered Residential | Sunrun Installation Services, Inc. |  | PSE&G | Accepted | 2024-01-12 | 2024-02-05 | 2025-02-05 | Solar Panels | Hanwha Q Cells | Q.PEAK DUO BLK ML-G10+/T 400 |  | 0.4 | 4 | 336 | 30 |  | Fixed | Roof
NJADRE1555645979 | Administratively Determined Incentive Program | EAST ORANGE | 7017 | 9 | 4 | Residential | Behind the Meter | Yes | Net Metered Residential | Sunrun Installation Services, Inc. |  | PSE&G | Accepted | 2024-01-12 | 2024-02-05 | 2025-02-05 | Solar Panels | Hanwha Q Cells | Q.PEAK DUO BLK ML-G10+/T 400 |  | 0.4 | 6 | 155 | 30 |  | Fixed | Roof
NJADRE1555646011 | Administratively Determined Incentive Program | LAKEWOOD | 8701 | 18 | 4.74 | Residential | Behind the Meter | No | Net Metered Residential | Powerlutions |  | JCP&L | Accepted | 2024-01-12 | 2024-02-05 | 2025-02-05 | Solar Panels | Trina | TSM-DE09C.07 |  | 0.395 | 3 | 273 | 17 |  | Fixed | Roof
NJADRE1555646011 | Administratively Determined Incentive Program | LAKEWOOD | 8701 | 18 | 4.74 | Residential | Behind the Meter | No | Net Metered Residential | Powerlutions |  | JCP&L | Accepted | 2024-01-12 | 2024-02-05 | 2025-02-05 | Solar Panels | Trina | TSM-DE09C.07 |  | 0.395 | 3 | 93 | 17 |  | Fixed | Roof
NJADRE1555646011 | Administratively Determined Incentive Program | LAKEWOOD | 8701 | 18 | 4.74 | Residential | Behind the Meter | No | Net Metered Residential | Powerlutions |  | JCP&L | Accepted | 2024-01-12 | 2024-02-05 | 2025-02-05 | Solar Panels | Trina | TSM-DE09C.07 |  | 0.395 | 6 | 183 | 38 |  | Fixed | Roof
NJADRE1555646011 | Administratively Determined Incentive Program | LAKEWOOD | 8701 | 18 | 4.74 | Residential | Behind the Meter | No | Net Metered Residential | Powerlutions |  | JCP&L | Accepted | 2024-01-12 | 2024-02-05 | 2025-02-05 | Inverters | IQ7PLUS-72-2-US | ENPHASE | 290 |  | 12 |  |  | 0.98 |  | Outdoor
NJADRE1555646041 | Administratively Determined Incentive Program | BLOOMFIELD | 7003 | 9 | 4.8 | Residential | Behind the Meter | Yes | Net Metered Residential | Sunrun Installation Services, Inc. |  | PSE&G | Accepted | 2024-01-12 | 2024-02-05 | 2025-02-05 | Inverters | SolarEdge Technologies | SE3800H-USMN | 3800 |  | 1 |  |  | 0.992 |  | Outdoor | Next to meter
NJADRE1555646041 | Administratively Determined Incentive Program | BLOOMFIELD | 7003 | 9 | 4.8 | Residential | Behind the Meter | Yes | Net Metered Residential | Sunrun Installation Services, Inc. |  | PSE&G | Accepted | 2024-01-12 | 2024-02-05 | 2025-02-05 | Solar Panels | Hanwha Q Cells | Q.PEAK DUO BLK ML-G10+/T 400 |  | 0.4 | 6 | 263 | 34 |  | Fixed | Roof
NJADRE1555646041 | Administratively Determined Incentive Program | BLOOMFIELD | 7003 | 9 | 4.8 | Residential | Behind the Meter | Yes | Net Metered Residential | Sunrun Installation Services, Inc. |  | PSE&G | Accepted | 2024-01-12 | 2024-02-05 | 2025-02-05 | Solar Panels | Hanwha Q Cells | Q.PEAK DUO BLK ML-G10+/T 400 |  | 0.4 | 6 | 83 | 30 |  | Fixed | Roof
NJADRE1555646049 | Administratively Determined Incentive Program | WOODBRIDGE TOWNSHIP | 8830 | 11 | 3.6 | Residential | Behind the Meter | Yes | Net Metered Residential |  |  | PSE&G | Accepted | 2024-01-12 | 2024-02-05 | 2025-02-05 | Solar Panels | Hanwha Q-Cells | Q.PEAK DUO BLK ML-G10+/t 400 |  | 0.4 | 3 | 299 | 39 |  | Fixed | Roof
NJADRE1555646049 | Administratively Determined Incentive Program | WOODBRIDGE TOWNSHIP | 8830 | 11 | 3.6 | Residential | Behind the Meter | Yes | Net Metered Residential |  |  | PSE&G | Accepted | 2024-01-12 | 2024-02-05 | 2025-02-05 | Solar Panels | Hanwha Q-Cells | Q.PEAK DUO BLK ML-G10+/t 400 |  | 0.4 | 6 | 119 | 12 |  | Fixed | Roof
NJADRE1555646049 | Administratively Determined Incentive Program | WOODBRIDGE TOWNSHIP | 8830 | 11 | 3.6 | Residential | Behind the Meter | Yes | Net Metered Residential |  |  | PSE&G | Accepted | 2024-01-12 | 2024-02-05 | 2025-02-05 | Inverters | SolarEdge Technologies | SE3800H-USMN | 3800 |  | 1 |  |  | 0.99 |  | Outside
NJADRE1555646101 | Administratively Determined Incentive Program | PENNSAUKEN | 8110 | 14 | 9.72 | Residential | Behind the Meter | Yes | Net Metered Residential | Sunrun Installation Services, Inc. |  | PSE&G | Accepted | 2024-01-12 | 2024-02-06 | 2025-02-06 | Inverters | SolarEdge Technologies | SE7600H-USSN | 7600 |  | 1 |  |  | 0.992 |  | Outdoor | Next to meter
NJADRE1555646101 | Administratively Determined Incentive Program | PENNSAUKEN | 8110 | 14 | 9.72 | Residential | Behind the Meter | Yes | Net Metered Residential | Sunrun Installation Services, Inc. |  | PSE&G | Accepted | 2024-01-12 | 2024-02-06 | 2025-02-06 | Solar Panels | Hanwha Q Cells | Q.PEAK DUO BLK ML-G10+ 405 |  | 0.405 | 6 | 18 | 32 |  | Fixed | Roof
NJADRE1555646101 | Administratively Determined Incentive Program | PENNSAUKEN | 8110 | 14 | 9.72 | Residential | Behind the Meter | Yes | Net Metered Residential | Sunrun Installation Services, Inc. |  | PSE&G | Accepted | 2024-01-12 | 2024-02-06 | 2025-02-06 | Solar Panels | Hanwha Q Cells | Q.PEAK DUO BLK ML-G10+ 405 |  | 0.405 | 18 | 198 | 32 |  | Fixed | Roof
NJADRE1555646142 | Administratively Determined Incentive Program | JERSEY CITY | 7306 | 8 | 4.05 | Residential | Behind the Meter | Yes | Net Metered Residential | Sunrun Installation Services, Inc. |  | PSE&G | Accepted | 2024-01-12 | 2024-02-05 | 2025-02-05 | Inverters | SolarEdge Technologies | SE3800H-USMN | 3800 |  | 1 |  |  | 0.99 |  | Outdoor | Next to meter
NJADRE1555646142 | Administratively Determined Incentive Program | JERSEY CITY | 7306 | 8 | 4.05 | Residential | Behind the Meter | Yes | Net Metered Residential | Sunrun Installation Services, Inc. |  | PSE&G | Accepted | 2024-01-12 | 2024-02-05 | 2025-02-05 | Solar Panels | Hanwha Q Cells | Q.PEAK DUO BLK ML-G10+ 405 |  | 0.405 | 10 | 124 | 22 |  | Fixed | Roof
NJADRE1555646147 | Administratively Determined Incentive Program | Robbinsville | 8520 | 12 | 10 | Residential | Behind the Meter | Yes | Net Metered Residential | SunPower Corporation |  | JCP&L | Accepted | 2024-01-12 | 2024-02-05 | 2025-02-05 | Solar Panels | WAAREE ENERGIES LIMITED | WSMDi-400 |  | 0.4 | 4 | 220 | 44 |  | Fixed | Roof
NJADRE1555646147 | Administratively Determined Incentive Program | Robbinsville | 8520 | 12 | 10 | Residential | Behind the Meter | Yes | Net Metered Residential | SunPower Corporation |  | JCP&L | Accepted | 2024-01-12 | 2024-02-05 | 2025-02-05 | Solar Panels | WAAREE ENERGIES LIMITED | WSMDi-400 |  | 0.4 | 19 | 220 | 30 |  | Fixed | Roof
NJADRE1555646147 | Administratively Determined Incentive Program | Robbinsville | 8520 | 12 | 10 | Residential | Behind the Meter | Yes | Net Metered Residential | SunPower Corporation |  | JCP&L | Accepted | 2024-01-12 | 2024-02-05 | 2025-02-05 | Solar Panels | WAAREE ENERGIES LIMITED | WSMDi-400 |  | 0.4 | 2 | 130 | 30 |  | Fixed | Roof
NJADRE1555646147 | Administratively Determined Incentive Program | Robbinsville | 8520 | 12 | 10 | Residential | Behind the Meter | Yes | Net Metered Residential | SunPower Corporation |  | JCP&L | Accepted | 2024-01-12 | 2024-02-05 | 2025-02-05 | Inverters | Enphase | IQ7HS-66-M-US | 384 |  | 25 |  |  | 0.97 |  | Other | under each panel
NJADRE1555646149 | Administratively Determined Incentive Program | ANDOVER | 7821 | 1 | 6.08 | Residential | Behind the Meter | Yes | Net Metered Residential | Trinity Solar |  | JCP&L | Accepted | 2024-01-12 | 2024-02-05 | 2025-02-05 | Inverters | Solar Edge | SE5000H-US | 5000 |  | 1 |  |  | 0.97 |  | Outdoor
NJADRE1555646149 | Administratively Determined Incentive Program | ANDOVER | 7821 | 1 | 6.08 | Residential | Behind the Meter | Yes | Net Metered Residential | Trinity Solar |  | JCP&L | Accepted | 2024-01-12 | 2024-02-05 | 2025-02-05 | Solar Panels | HANWHA | (Q.PEAK DUO BLK ML-G10+ 405) |  | 0.405 | 15 | 124 | 30 |  | Fixed | Roof
NJADRE1555646149 | Administratively Determined Incentive Program | ANDOVER | 7821 | 1 | 6.08 | Residential | Behind the Meter | Yes | Net Metered Residential | Trinity Solar |  | JCP&L | Accepted | 2024-01-12 | 2024-02-05 | 2025-02-05 | Electric Storage Battery | Tesla | Powerwall 2 |  |  | 2 |  |  |  | Lithium Ion |  | inside
NJADRE1555646183 | Administratively Determined Incentive Program | BEDMINSTER | 7921 | 5 | 12.7 | Residential | Behind the Meter | No | Net Metered Residential | GAF Energy |  | JCP&L | Accepted | 2024-01-12 | 2024-02-07 | 2025-02-07 | Inverters | Delta | M8-TL-US | 8000 |  | 1 |  |  | 0.975 |  | Outdoor
NJADRE1555646183 | Administratively Determined Incentive Program | BEDMINSTER | 7921 | 5 | 12.7 | Residential | Behind the Meter | No | Net Metered Residential | GAF Energy |  | JCP&L | Accepted | 2024-01-12 | 2024-02-07 | 2025-02-07 | Inverters | Delta | M4-TL-US | 3999 |  | 1 |  |  | 0.975 |  | Outdoor
NJADRE1555646183 | Administratively Determined Incentive Program | BEDMINSTER | 7921 | 5 | 12.7 | Residential | Behind the Meter | No | Net Metered Residential | GAF Energy |  | JCP&L | Accepted | 2024-01-12 | 2024-02-07 | 2025-02-07 | Solar Panels | GAF Energy | TLS-1 |  | 0.046 | 198 | 309 | 40 |  | Fixed | Roof
NJADRE1555646183 | Administratively Determined Incentive Program | BEDMINSTER | 7921 | 5 | 12.7 | Residential | Behind the Meter | No | Net Metered Residential | GAF Energy |  | JCP&L | Accepted | 2024-01-12 | 2024-02-07 | 2025-02-07 | Solar Panels | GAF Energy | TLS-1 |  | 0.046 | 46 | 129 | 40 |  | Fixed | Roof
NJADRE1555646183 | Administratively Determined Incentive Program | BEDMINSTER | 7921 | 5 | 12.7 | Residential | Behind the Meter | No | Net Metered Residential | GAF Energy |  | JCP&L | Accepted | 2024-01-12 | 2024-02-07 | 2025-02-07 | Solar Panels | GAF Energy | TLS-1 |  | 0.046 | 32 | 39 | 45 |  | Fixed | Roof
NJADRE1555646191 | Administratively Determined Incentive Program | FRANKLIN TWP SOM | 8873 | 5 | 14.18 | Residential | Behind the Meter | Yes | Net Metered Residential | Sunrun, Inc. |  | PSE&G | Accepted | 2024-01-12 | 2024-02-05 | 2025-02-05 | Inverters | SolarEdge Technologies | SE10000H-USSN | 10000 |  | 1 |  |  | 0.99 |  | Outdoor | Next To Meter
NJADRE1555646191 | Administratively Determined Incentive Program | FRANKLIN TWP SOM | 8873 | 5 | 14.18 | Residential | Behind the Meter | Yes | Net Metered Residential | Sunrun, Inc. |  | PSE&G | Accepted | 2024-01-12 | 2024-02-05 | 2025-02-05 | Solar Panels | HANWHA Q-CELLS | Q.PEAK DUO BLK ML-G10+ 405 |  | 0.405 | 8 | 281 | 40 |  | Fixed | Roof
NJADRE1555646191 | Administratively Determined Incentive Program | FRANKLIN TWP SOM | 8873 | 5 | 14.18 | Residential | Behind the Meter | Yes | Net Metered Residential | Sunrun, Inc. |  | PSE&G | Accepted | 2024-01-12 | 2024-02-05 | 2025-02-05 | Solar Panels | SolarEdge Technologies | Q.PEAK DUO BLK ML-G10+ 405 |  | 0.405 | 2 | 102 | 40 |  | Fixed | Roof
NJADRE1555646191 | Administratively Determined Incentive Program | FRANKLIN TWP SOM | 8873 | 5 | 14.18 | Residential | Behind the Meter | Yes | Net Metered Residential | Sunrun, Inc. |  | PSE&G | Accepted | 2024-01-12 | 2024-02-05 | 2025-02-05 | Solar Panels | SolarEdge Technologies | Q.PEAK DUO BLK ML-G10+ 405 |  | 0.405 | 6 | 11 | 35 |  | Fixed | Roof
NJADRE1555646191 | Administratively Determined Incentive Program | FRANKLIN TWP SOM | 8873 | 5 | 14.18 | Residential | Behind the Meter | Yes | Net Metered Residential | Sunrun, Inc. |  | PSE&G | Accepted | 2024-01-12 | 2024-02-05 | 2025-02-05 | Solar Panels | SolarEdge Technologies | Q.PEAK DUO BLK ML-G10+ 405 |  | 0.405 | 9 | 191 | 27 |  | Fixed | Roof
NJADRE1555646191 | Administratively Determined Incentive Program | FRANKLIN TWP SOM | 8873 | 5 | 14.18 | Residential | Behind the Meter | Yes | Net Metered Residential | Sunrun, Inc. |  | PSE&G | Accepted | 2024-01-12 | 2024-02-05 | 2025-02-05 | Solar Panels | SolarEdge Technologies | Q.PEAK DUO BLK ML-G10+ 405 |  | 0.405 | 6 | 281 | 37 |  | Fixed | Roof
NJADRE1555646191 | Administratively Determined Incentive Program | FRANKLIN TWP SOM | 8873 | 5 | 14.18 | Residential | Behind the Meter | Yes | Net Metered Residential | Sunrun, Inc. |  | PSE&G | Accepted | 2024-01-12 | 2024-02-05 | 2025-02-05 | Solar Panels | HANWHA Q-CELLS | Q.PEAK DUO BLK ML-G10+ 405 |  | 0.405 | 4 | 101 | 40 |  | Fixed | Roof
NJADRE1555646197 | Administratively Determined Incentive Program | Delran | 8075 | 13 | 7.32 | Residential | Behind the Meter | No | Net Metered Residential | Freedom Forever New Jersey LLC |  | PSE&G | Accepted | 2024-01-12 | 2024-02-06 | 2025-02-06 | Inverters | Solar Edge | SE5000H-USRGM [SI1 | 5000 |  | 1 |  |  | 0.99 |  | Outdoor
NJADRE1555646197 | Administratively Determined Incentive Program | Delran | 8075 | 13 | 7.32 | Residential | Behind the Meter | No | Net Metered Residential | Freedom Forever New Jersey LLC |  | PSE&G | Accepted | 2024-01-12 | 2024-02-06 | 2025-02-06 | Solar Panels | JINKO SOLAR | JKM385M-6RL3-B |  | 0.385 | 19 | 265 | 30 |  | Fixed | Roof
NJADRE1555646303 | Administratively Determined Incentive Program | Sicklerville | 8081 | 14 | 7.7 | Residential | Behind the Meter | Yes | Net Metered Residential | All Season Solar |  | AC Electric | Accepted | 2024-01-12 | 2024-02-06 | 2025-02-06 | Solar Panels | JA Solar | JAM54S31 |  | 0.385 | 8 | 312 | 23 |  | Fixed | Roof
NJADRE1555646303 | Administratively Determined Incentive Program | Sicklerville | 8081 | 14 | 7.7 | Residential | Behind the Meter | Yes | Net Metered Residential | All Season Solar |  | AC Electric | Accepted | 2024-01-12 | 2024-02-06 | 2025-02-06 | Solar Panels | JA Solar | JAM54S31 |  | 0.385 | 7 | 132 | 23 |  | Fixed | Roof
NJADRE1555646303 | Administratively Determined Incentive Program | Sicklerville | 8081 | 14 | 7.7 | Residential | Behind the Meter | Yes | Net Metered Residential | All Season Solar |  | AC Electric | Accepted | 2024-01-12 | 2024-02-06 | 2025-02-06 | Solar Panels | JA Solar | JAM54S31 |  | 0.385 | 5 | 132 | 23 |  | Fixed | Roof
NJADRE1555646303 | Administratively Determined Incentive Program | Sicklerville | 8081 | 14 | 7.7 | Residential | Behind the Meter | Yes | Net Metered Residential | All Season Solar |  | AC Electric | Accepted | 2024-01-12 | 2024-02-06 | 2025-02-06 | Inverters | Enphase | IQ8Plus | 290 |  | 20 |  |  | 0.97 |  | Outside
NJADRE1555646306 | Administratively Determined Incentive Program | Bloomfield Twp | 7003 | 9 | 8.91 | Residential | Behind the Meter | Yes | Net Metered Residential | Sunrun Installation Services, Inc. |  | PSE&G | Accepted | 2024-01-12 | 2024-02-05 | 2025-02-05 | Inverters | SolarEdge Technologies | SE6000H-USSN | 6000 |  | 1 |  |  | 0.99 |  | Outdoor | Next to meter
NJADRE1555646306 | Administratively Determined Incentive Program | Bloomfield Twp | 7003 | 9 | 8.91 | Residential | Behind the Meter | Yes | Net Metered Residential | Sunrun Installation Services, Inc. |  | PSE&G | Accepted | 2024-01-12 | 2024-02-05 | 2025-02-05 | Solar Panels | Hanwha Q Cells | Q.PEAK DUO BLK ML-G10+ 405 |  | 0.405 | 13 | 172 | 19 |  | Fixed | Roof
NJADRE1555646306 | Administratively Determined Incentive Program | Bloomfield Twp | 7003 | 9 | 8.91 | Residential | Behind the Meter | Yes | Net Metered Residential | Sunrun Installation Services, Inc. |  | PSE&G | Accepted | 2024-01-12 | 2024-02-05 | 2025-02-05 | Solar Panels | Hanwha Q Cells | Q.PEAK DUO BLK ML-G10+ 405 |  | 0.405 | 9 | 172 | 13 |  | Fixed | Roof
NJADRE1555646315 | Administratively Determined Incentive Program | CHERRY HILL | 8002 | 14 | 9.32 | Residential | Behind the Meter | No | Net Metered Residential | Trinity Solar |  | PSE&G | Accepted | 2024-01-12 | 2024-02-05 | 2025-02-05 | Electric Storage Battery | Tesla | TESLA (POWERWALL 2) |  |  | 2 |  |  |  | Lithium Ion |  | inside
NJADRE1555646315 | Administratively Determined Incentive Program | CHERRY HILL | 8002 | 14 | 9.32 | Residential | Behind the Meter | No | Net Metered Residential | Trinity Solar |  | PSE&G | Accepted | 2024-01-12 | 2024-02-05 | 2025-02-05 | Inverters | Solar Edge | SE7600H-US | 7600 |  | 1 |  |  | 0.97 |  | Outside
NJADRE1555646315 | Administratively Determined Incentive Program | CHERRY HILL | 8002 | 14 | 9.32 | Residential | Behind the Meter | No | Net Metered Residential | Trinity Solar |  | PSE&G | Accepted | 2024-01-12 | 2024-02-05 | 2025-02-05 | Solar Panels | HANWHA | Q.PEAK DUO BLK ML-G10+ 405 |  | 0.405 | 10 | 114 | 18 |  | Fixed | Roof
NJADRE1555646315 | Administratively Determined Incentive Program | CHERRY HILL | 8002 | 14 | 9.32 | Residential | Behind the Meter | No | Net Metered Residential | Trinity Solar |  | PSE&G | Accepted | 2024-01-12 | 2024-02-05 | 2025-02-05 | Solar Panels | HANWHA | Q.PEAK DUO BLK ML-G10+ 405 |  | 0.405 | 3 | 294 | 16 |  | Fixed | Roof
NJADRE1555646315 | Administratively Determined Incentive Program | CHERRY HILL | 8002 | 14 | 9.32 | Residential | Behind the Meter | No | Net Metered Residential | Trinity Solar |  | PSE&G | Accepted | 2024-01-12 | 2024-02-05 | 2025-02-05 | Solar Panels | Solar Edge | Q.PEAK DUO BLK ML-G10+ 405 |  | 0.405 | 5 | 204 | 17 |  | Fixed | Roof
NJADRE1555646315 | Administratively Determined Incentive Program | CHERRY HILL | 8002 | 14 | 9.32 | Residential | Behind the Meter | No | Net Metered Residential | Trinity Solar |  | PSE&G | Accepted | 2024-01-12 | 2024-02-05 | 2025-02-05 | Solar Panels | HANWHA | Q.PEAK DUO BLK ML-G10+ 405 |  | 0.405 | 5 | 204 | 18 |  | Fixed | Roof
NJADRE1555646317 | Administratively Determined Incentive Program | Beachwood | 8722 | 18 | 6.4 | Residential | Behind the Meter | Yes | Net Metered Residential | Pro Custom Solar dba Momentum Solar |  | JCP&L | Accepted | 2024-01-12 | 2024-02-05 | 2025-02-05 | Solar Panels | Q. PEAK DUO BLK ML-G10+400 | hanwha |  | 0.4 | 16 | 125 | 30 |  | Fixed | Roof
NJADRE1555646317 | Administratively Determined Incentive Program | Beachwood | 8722 | 18 | 6.4 | Residential | Behind the Meter | Yes | Net Metered Residential | Pro Custom Solar dba Momentum Solar |  | JCP&L | Accepted | 2024-01-12 | 2024-02-05 | 2025-02-05 | Inverters | IQ8PLUS-72-2-US | enphase | 290 |  | 16 |  |  | 0.97 |  | Outdoor
NJADRE1555646320 | Administratively Determined Incentive Program | CALDWELL | 7006 | 9 | 6.8 | Residential | Behind the Meter | Yes | Net Metered Residential | Pro Custom Solar dba Momentum Solar |  | PSE&G | Accepted | 2024-01-12 | 2024-02-05 | 2025-02-05 | Solar Panels | Q. PEAK DUO BLK ML-G10+400 | hanwha |  | 0.4 | 13 | 211 | 22 |  | Fixed | Roof
NJADRE1555646320 | Administratively Determined Incentive Program | CALDWELL | 7006 | 9 | 6.8 | Residential | Behind the Meter | Yes | Net Metered Residential | Pro Custom Solar dba Momentum Solar |  | PSE&G | Accepted | 2024-01-12 | 2024-02-05 | 2025-02-05 | Solar Panels | Q. PEAK DUO BLK ML-G10+400 | hanwha |  | 0.4 | 4 | 301 | 23 |  | Fixed | Roof
NJADRE1555646320 | Administratively Determined Incentive Program | CALDWELL | 7006 | 9 | 6.8 | Residential | Behind the Meter | Yes | Net Metered Residential | Pro Custom Solar dba Momentum Solar |  | PSE&G | Accepted | 2024-01-12 | 2024-02-05 | 2025-02-05 | Inverters | IQ8PLUS-72-2-US | enphase | 290 |  | 17 |  |  | 0.97 |  | Outdoor
NJADRE1555646338 | Administratively Determined Incentive Program | PENNINGTON | 8534 | 12 | 5.2 | Residential | Behind the Meter | Yes | Net Metered Residential | Pro Custom Solar dba Momentum Solar |  | PSE&G | Accepted | 2024-01-12 | 2024-02-05 | 2025-02-05 | Solar Panels | Q. PEAK DUO BLK ML-G10+400 | hanwha |  | 0.4 | 13 | 136 | 30 |  | Fixed | Roof
NJADRE1555646338 | Administratively Determined Incentive Program | PENNINGTON | 8534 | 12 | 5.2 | Residential | Behind the Meter | Yes | Net Metered Residential | Pro Custom Solar dba Momentum Solar |  | PSE&G | Accepted | 2024-01-12 | 2024-02-05 | 2025-02-05 | Inverters | IQ8PLUS-72-2-US | enphase | 290 |  | 13 |  |  | 0.97 |  | Outdoor
NJADRE1555646344 | Administratively Determined Incentive Program | LAKEWOOD | 8701 | 18 | 11.6 | Residential | Behind the Meter | Yes | Net Metered Residential | Pro Custom Solar dba Momentum Solar |  | JCP&L | Accepted | 2024-01-12 | 2024-02-05 | 2025-02-05 | Solar Panels | Q. PEAK DUO BLK ML-G10+400 | hanwha |  | 0.4 | 19 | 187 | 37 |  | Fixed | Roof
NJADRE1555646344 | Administratively Determined Incentive Program | LAKEWOOD | 8701 | 18 | 11.6 | Residential | Behind the Meter | Yes | Net Metered Residential | Pro Custom Solar dba Momentum Solar |  | JCP&L | Accepted | 2024-01-12 | 2024-02-05 | 2025-02-05 | Solar Panels | Q. PEAK DUO BLK ML-G10+400 | hanwha |  | 0.4 | 10 | 7 | 16 |  | Fixed | Roof
NJADRE1555646344 | Administratively Determined Incentive Program | LAKEWOOD | 8701 | 18 | 11.6 | Residential | Behind the Meter | Yes | Net Metered Residential | Pro Custom Solar dba Momentum Solar |  | JCP&L | Accepted | 2024-01-12 | 2024-02-05 | 2025-02-05 | Inverters | IQ8PLUS-72-2-US | enphase | 290 |  | 29 |  |  | 0.97 |  | Outdoor
NJADRE1555646346 | Administratively Determined Incentive Program | EAST ORANGE | 7018 | 9 | 6.48 | Residential | Behind the Meter | Yes | Net Metered Residential | Sunrun Installation Services, Inc. |  | PSE&G | Accepted | 2024-01-12 | 2024-02-05 | 2025-02-05 | Inverters | SolarEdge Technologies | SE6000H-USSN | 6000 |  | 1 |  |  | 0.99 |  | Outdoor | Next To Meter
NJADRE1555646346 | Administratively Determined Incentive Program | EAST ORANGE | 7018 | 9 | 6.48 | Residential | Behind the Meter | Yes | Net Metered Residential | Sunrun Installation Services, Inc. |  | PSE&G | Accepted | 2024-01-12 | 2024-02-05 | 2025-02-05 | Solar Panels | HANWHA Q-CELLS | Q.PEAK DUO BLK ML-G10+ 405 |  | 0.405 | 13 | 295 | 17 |  | Fixed | Roof
NJADRE1555646346 | Administratively Determined Incentive Program | EAST ORANGE | 7018 | 9 | 6.48 | Residential | Behind the Meter | Yes | Net Metered Residential | Sunrun Installation Services, Inc. |  | PSE&G | Accepted | 2024-01-12 | 2024-02-05 | 2025-02-05 | Solar Panels | HANWHA Q-CELLS | Q.PEAK DUO BLK ML-G10+ 405 |  | 0.405 | 3 | 295 | 19 |  | Fixed | Roof
NJADRE1555646355 | Administratively Determined Incentive Program | Jersey City | 7305 | 8 | 5.11 | Residential | Behind the Meter | Yes | Net Metered Residential | Pro Custom Solar dba Momentum Solar |  | PSE&G | Accepted | 2024-01-12 | 2024-02-06 | 2025-02-06 | Solar Panels | Q. PEAK DUO BLK-G10+365 | hanwha |  | 0.365 | 6 | 57 | 16 |  | Fixed | Roof
NJADRE1555646355 | Administratively Determined Incentive Program | Jersey City | 7305 | 8 | 5.11 | Residential | Behind the Meter | Yes | Net Metered Residential | Pro Custom Solar dba Momentum Solar |  | PSE&G | Accepted | 2024-01-12 | 2024-02-06 | 2025-02-06 | Solar Panels | Q. PEAK DUO BLK ML-G10+365 | hanwha |  | 0.365 | 8 | 237 | 16 |  | Fixed | Roof
NJADRE1555646355 | Administratively Determined Incentive Program | Jersey City | 7305 | 8 | 5.11 | Residential | Behind the Meter | Yes | Net Metered Residential | Pro Custom Solar dba Momentum Solar |  | PSE&G | Accepted | 2024-01-12 | 2024-02-06 | 2025-02-06 | Inverters | IQ8PLUS-72-2-US | enphase | 290 |  | 14 |  |  | 0.97 |  | Outdoor
NJADRE1555646367 | Administratively Determined Incentive Program | WEST ORANGE TWP | 7052 | 9 | 3.6 | Residential | Behind the Meter | Yes | Net Metered Residential | Sunrun Installation Services, Inc. |  | PSE&G | Accepted | 2024-01-12 | 2024-02-06 | 2025-02-06 | Inverters | SolarEdge Technologies | SE3800H-USMN | 3800 |  | 1 |  |  | 0.992 |  | Outdoor | Next to meter
NJADRE1555646367 | Administratively Determined Incentive Program | WEST ORANGE TWP | 7052 | 9 | 3.6 | Residential | Behind the Meter | Yes | Net Metered Residential | Sunrun Installation Services, Inc. |  | PSE&G | Accepted | 2024-01-12 | 2024-02-06 | 2025-02-06 | Solar Panels | Hanwha Q Cells | Q.PEAK DUO BLK ML-G10+/T 400 |  | 0.4 | 9 | 34 | 18 |  | Fixed | Roof
NJADRE1555646385 | Administratively Determined Incentive Program | BLOOMFIELD | 7003 | 9 | 4.86 | Residential | Behind the Meter | Yes | Net Metered Residential | Trinity Solar Inc. |  | PSE&G | Accepted | 2024-01-12 | 2024-02-05 | 2025-02-05 | Inverters | Solar Edge | SE3800H-US | 3800 |  | 1 |  |  | 0.97 |  | Outdoor
NJADRE1555646385 | Administratively Determined Incentive Program | BLOOMFIELD | 7003 | 9 | 4.86 | Residential | Behind the Meter | Yes | Net Metered Residential | Trinity Solar Inc. |  | PSE&G | Accepted | 2024-01-12 | 2024-02-05 | 2025-02-05 | Solar Panels | Hanwha | Q.PEAK DUO BLK ML-G10+ 405 |  | 0.405 | 6 | 15 | 17 |  | Fixed | Roof
NJADRE1555646385 | Administratively Determined Incentive Program | BLOOMFIELD | 7003 | 9 | 4.86 | Residential | Behind the Meter | Yes | Net Metered Residential | Trinity Solar Inc. |  | PSE&G | Accepted | 2024-01-12 | 2024-02-05 | 2025-02-05 | Solar Panels | Hanwha | Q.PEAK DUO BLK ML-G10+ 405 |  | 0.405 | 6 | 195 | 23 |  | Fixed | Roof
NJADRE1555646409 | Administratively Determined Incentive Program | NEWARK | 7103 | 9 | 4 | Residential | Behind the Meter | Yes | Net Metered Residential | Pro Custom Solar dba Momentum Solar |  | PSE&G | Accepted | 2024-01-12 | 2024-02-06 | 2025-02-06 | Solar Panels | Q. PEAK DUO BLK ML-G10+400 | hanwha |  | 0.4 | 4 | 198 | 43 |  | Fixed | Roof
NJADRE1555646409 | Administratively Determined Incentive Program | NEWARK | 7103 | 9 | 4 | Residential | Behind the Meter | Yes | Net Metered Residential | Pro Custom Solar dba Momentum Solar |  | PSE&G | Accepted | 2024-01-12 | 2024-02-06 | 2025-02-06 | Solar Panels | Q. PEAK DUO BLK ML-G10+400 | hanwha |  | 0.4 | 6 | 18 | 43 |  | Fixed | Roof
NJADRE1555646409 | Administratively Determined Incentive Program | NEWARK | 7103 | 9 | 4 | Residential | Behind the Meter | Yes | Net Metered Residential | Pro Custom Solar dba Momentum Solar |  | PSE&G | Accepted | 2024-01-12 | 2024-02-06 | 2025-02-06 | Inverters | IQ8PLUS-72-2-US | enphase | 290 |  | 10 |  |  | 0.97 |  | Outdoor
NJADRE1555646420 | Administratively Determined Incentive Program | TABERNACLE | 8088 | 13 | 16.94 | Residential | Behind the Meter | No | Net Metered Residential | Freedom Forever New Jersey LLC |  | AC Electric | Accepted | 2024-01-12 | 2024-02-06 | 2025-02-06 | Inverters | Solar Edge | SE11400H-USRGM [SI1 | 11400 |  | 1 |  |  | 0.99 |  | Outdoor
NJADRE1555646420 | Administratively Determined Incentive Program | TABERNACLE | 8088 | 13 | 16.94 | Residential | Behind the Meter | No | Net Metered Residential | Freedom Forever New Jersey LLC |  | AC Electric | Accepted | 2024-01-12 | 2024-02-06 | 2025-02-06 | Solar Panels | JINKO SOLAR | JKM385M-6RL3-B |  | 0.385 | 24 | 179 | 30 |  | Fixed | Roof
NJADRE1555646420 | Administratively Determined Incentive Program | TABERNACLE | 8088 | 13 | 16.94 | Residential | Behind the Meter | No | Net Metered Residential | Freedom Forever New Jersey LLC |  | AC Electric | Accepted | 2024-01-12 | 2024-02-06 | 2025-02-06 | Solar Panels | JINKO SOLAR | JKM385M-6RL3-B |  | 0.385 | 20 | 359 | 30 |  | Fixed | Roof
NJADRE1555646422 | Administratively Determined Incentive Program | NEWARK | 7103 | 9 | 4 | Residential | Behind the Meter | Yes | Net Metered Residential | Pro Custom Solar dba Momentum Solar |  | PSE&G | Accepted | 2024-01-12 | 2024-02-05 | 2025-02-05 | Solar Panels | Q. PEAK DUO BLK ML-G10+400 | hanwha |  | 0.4 | 6 | 198 | 43 |  | Fixed | Roof
NJADRE1555646422 | Administratively Determined Incentive Program | NEWARK | 7103 | 9 | 4 | Residential | Behind the Meter | Yes | Net Metered Residential | Pro Custom Solar dba Momentum Solar |  | PSE&G | Accepted | 2024-01-12 | 2024-02-05 | 2025-02-05 | Solar Panels | Q. PEAK DUO BLK ML-G10+400 | HANWHA |  | 0.4 | 4 | 18 | 43 |  | Fixed | Roof
NJADRE1555646422 | Administratively Determined Incentive Program | NEWARK | 7103 | 9 | 4 | Residential | Behind the Meter | Yes | Net Metered Residential | Pro Custom Solar dba Momentum Solar |  | PSE&G | Accepted | 2024-01-12 | 2024-02-05 | 2025-02-05 | Inverters | IQ8PLUS-72-2-US | enphase | 290 |  | 10 |  |  | 0.97 |  | Outdoor
NJADRE1555646437 | Administratively Determined Incentive Program | JERSEY CITY | 7304 | 8 | 3.6 | Residential | Behind the Meter | Yes | Net Metered Residential | Sunrun Installation Services, Inc. |  | PSE&G | Accepted | 2024-01-12 | 2024-02-05 | 2025-02-05 | Inverters | SolarEdge Technologies | SE3800H-USMN | 3800 |  | 1 |  |  | 0.992 |  | Outdoor | Next to meter
NJADRE1555646437 | Administratively Determined Incentive Program | JERSEY CITY | 7304 | 8 | 3.6 | Residential | Behind the Meter | Yes | Net Metered Residential | Sunrun Installation Services, Inc. |  | PSE&G | Accepted | 2024-01-12 | 2024-02-05 | 2025-02-05 | Solar Panels | Hanwha Q Cells | Q.PEAK DUO BLK ML-G10+/T 400 |  | 0.4 | 9 | 229 | 2 |  | Fixed | Roof
NJADRE1555648033 | Administratively Determined Incentive Program | BRIDGETON | 8302 | 20 | 16.2 | Residential | Behind the Meter | Yes | Net Metered Residential | Big Solar Energy, LLC |  | AC Electric | Accepted | 2024-01-12 | 2024-02-06 | 2025-02-06 | Inverters | SOLAREDGE | SE6000H-US ENERGY HUB (240V) | 21 |  | 2 |  |  | 0.992 |  | Outdoor
NJADRE1555648033 | Administratively Determined Incentive Program | BRIDGETON | 8302 | 20 | 16.2 | Residential | Behind the Meter | Yes | Net Metered Residential | Big Solar Energy, LLC |  | AC Electric | Accepted | 2024-01-12 | 2024-02-06 | 2025-02-06 | Solar Panels | JA SOLAR | JAM72S09-395 PV |  | 0.395 | 41 | 300 | 12 |  | Fixed | Roof
NJADRE1555648036 | Administratively Determined Incentive Program | LINDENWOLD | 8021 | 14 | 11.2 | Residential | Behind the Meter | No | Net Metered Residential | VELOCITY ENERGY & HOME SOLUTIONS, INC |  | AC Electric | Accepted | 2024-01-12 | 2024-02-06 | 2025-02-06 | Inverters | enphase | iq8plus-72-2-us | 290 |  | 28 |  |  | 0.99 |  | Outdoor | behind panels
NJADRE1555648036 | Administratively Determined Incentive Program | LINDENWOLD | 8021 | 14 | 11.2 | Residential | Behind the Meter | No | Net Metered Residential | VELOCITY ENERGY & HOME SOLUTIONS, INC |  | AC Electric | Accepted | 2024-01-12 | 2024-02-06 | 2025-02-06 | Solar Panels | phono | 400w |  | 0.4 | 15 | 123 | 22 |  | Fixed | Roof
NJADRE1555648036 | Administratively Determined Incentive Program | LINDENWOLD | 8021 | 14 | 11.2 | Residential | Behind the Meter | No | Net Metered Residential | VELOCITY ENERGY & HOME SOLUTIONS, INC |  | AC Electric | Accepted | 2024-01-12 | 2024-02-06 | 2025-02-06 | Solar Panels | phono | 400e |  | 0.4 | 13 | 303 | 22 |  | Fixed | Roof
NJADRE1555648049 | Administratively Determined Incentive Program | Irvington Town | 7111 | 9 | 5.27 | Residential | Behind the Meter | Yes | Net Metered Residential | Sunrun Installation Services, Inc |  | PSE&G | Accepted | 2024-01-12 | 2024-02-05 | 2025-02-05 | Inverters | SOLAREDGE TECHNOLOGIES | SE3800H-USMN | 3800 |  | 1 |  |  | 0.99 |  | Outdoor | Next To Meter
NJADRE1555648049 | Administratively Determined Incentive Program | Irvington Town | 7111 | 9 | 5.27 | Residential | Behind the Meter | Yes | Net Metered Residential | Sunrun Installation Services, Inc |  | PSE&G | Accepted | 2024-01-12 | 2024-02-05 | 2025-02-05 | Solar Panels | HANWHA Q-CELLS | Q.PEAK DUO BLK ML-G10+ 405 |  | 0.405 | 13 | 269 | 27 |  | Fixed | Roof
NJADRE1555648053 | Administratively Determined Incentive Program | MAHWAH | 7430 | 7 | 21.8 | Commercial | Behind the Meter | No | Small Net-Metered Non-Residential located on Rooftop, Carport, Canopy and Floating Solar | Geoscapesolar |  | Orange Rockland Electric | Accepted | 2024-02-01 | 2024-02-23 | 2025-02-23 | Inverters | Solar Edge | SE17.3KUS | 17300 |  | 1 |  |  | 0.98 |  | Outside
NJADRE1555648053 | Administratively Determined Incentive Program | MAHWAH | 7430 | 7 | 21.8 | Commercial | Behind the Meter | No | Small Net-Metered Non-Residential located on Rooftop, Carport, Canopy and Floating Solar | Geoscapesolar |  | Orange Rockland Electric | Accepted | 2024-02-01 | 2024-02-23 | 2025-02-23 | Solar Panels | Waaree | WSMD-545 |  | 0.545 | 12 | 236 | 20 |  | Fixed | Roof
NJADRE1555648053 | Administratively Determined Incentive Program | MAHWAH | 7430 | 7 | 21.8 | Commercial | Behind the Meter | No | Small Net-Metered Non-Residential located on Rooftop, Carport, Canopy and Floating Solar | Geoscapesolar |  | Orange Rockland Electric | Accepted | 2024-02-01 | 2024-02-23 | 2025-02-23 | Solar Panels | Waaree | Waaree-WSMD-545 |  | 0.545 | 28 | 236 | 20 |  | Fixed | Roof
NJADRE1555648055 | Administratively Determined Incentive Program | Bridgeton | 8302 | 20 | 11.6 | Residential | Behind the Meter | Yes | Net Metered Residential | Momentum Solar Energy Services |  | AC Electric | Accepted | 2024-01-12 | 2024-02-05 | 2025-02-05 | Solar Panels | Q. PEAK DUO BLK ML-G10+400 | hanwha |  | 0.4 | 18 | 259 | 22 |  | Fixed | Roof
NJADRE1555648055 | Administratively Determined Incentive Program | Bridgeton | 8302 | 20 | 11.6 | Residential | Behind the Meter | Yes | Net Metered Residential | Momentum Solar Energy Services |  | AC Electric | Accepted | 2024-01-12 | 2024-02-05 | 2025-02-05 | Solar Panels | Q. PEAK DUO BLK ML-G10+400 | hanwha |  | 0.4 | 11 | 79 | 22 |  | Fixed | Roof
NJADRE1555648055 | Administratively Determined Incentive Program | Bridgeton | 8302 | 20 | 11.6 | Residential | Behind the Meter | Yes | Net Metered Residential | Momentum Solar Energy Services |  | AC Electric | Accepted | 2024-01-12 | 2024-02-05 | 2025-02-05 | Inverters | IQ8PLUS-72-2-US | enphase | 290 |  | 29 |  |  | 0.97 |  | Outdoor
NJADRE1555648085 | Administratively Determined Incentive Program | Emerson Boro | 7630 | 7 | 6.89 | Residential | Behind the Meter | Yes | Net Metered Residential | Sunrun Installation Services, Inc |  | PSE&G | Accepted | 2024-01-12 | 2024-02-05 | 2025-02-05 | Inverters | SOLAREDGE TECHNOLOGIES | SE6000H-USSN | 6000 |  | 1 |  |  | 0.99 |  | Outdoor | Next To Meter
NJADRE1555648085 | Administratively Determined Incentive Program | Emerson Boro | 7630 | 7 | 6.89 | Residential | Behind the Meter | Yes | Net Metered Residential | Sunrun Installation Services, Inc |  | PSE&G | Accepted | 2024-01-12 | 2024-02-05 | 2025-02-05 | Solar Panels | HANWHA Q-CELLS | Q.PEAK DUO BLK ML-G10+ 405 |  | 0.405 | 17 | 104 | 31 |  | Fixed | Roof
NJADRE1555648096 | Administratively Determined Incentive Program | Union | 7083 | 10 | 7.7 | Residential | Behind the Meter | No | Net Metered Residential | Freedom Forever New Jersey LLC |  | PSE&G | Accepted | 2024-01-12 | 2024-02-09 | 2025-02-09 | Inverters | Solar Edge | SE6000H-USRGM [SI1 | 6000 |  | 1 |  |  | 0.99 |  | Outdoor
NJADRE1555648096 | Administratively Determined Incentive Program | Union | 7083 | 10 | 7.7 | Residential | Behind the Meter | No | Net Metered Residential | Freedom Forever New Jersey LLC |  | PSE&G | Accepted | 2024-01-12 | 2024-02-09 | 2025-02-09 | Solar Panels | JINKO SOLAR | JKM385M-6RL3-B |  | 0.385 | 20 | 127 | 31 |  | Fixed | Roof
NJADRE1555648106 | Administratively Determined Incentive Program | BASKING RIDGE | 7920 | 5 | 12 | Residential | Behind the Meter | No | Net Metered Residential | SolarCare Solutions |  | JCP&L | Accepted | 2024-02-11 | 2024-03-12 | 2025-03-12 | Inverters | ENPHASE ENERGY | IQ8PLUS-72-2-US | 264 |  | 30 |  |  | 0.977 |  | Outdoor | ROOF
NJADRE1555648106 | Administratively Determined Incentive Program | BASKING RIDGE | 7920 | 5 | 12 | Residential | Behind the Meter | No | Net Metered Residential | SolarCare Solutions |  | JCP&L | Accepted | 2024-02-11 | 2024-03-12 | 2025-03-12 | Meters | ENPHASE ENERGY | ENPHASE INTEGRATED PRODUCTION METER | 198 |  | 1 |  |  |  | Yes | Outdoor
NJADRE1555648106 | Administratively Determined Incentive Program | BASKING RIDGE | 7920 | 5 | 12 | Residential | Behind the Meter | No | Net Metered Residential | SolarCare Solutions |  | JCP&L | Accepted | 2024-02-11 | 2024-03-12 | 2025-03-12 | Meters | ENPHASE ENERGY | ENPHASE INTEGRATED CONSUMPTION METER | 0 |  | 1 |  |  |  | Yes | Outdoor
NJADRE1555648106 | Administratively Determined Incentive Program | BASKING RIDGE | 7920 | 5 | 12 | Residential | Behind the Meter | No | Net Metered Residential | SolarCare Solutions |  | JCP&L | Accepted | 2024-02-11 | 2024-03-12 | 2025-03-12 | Solar Panels | Solar4America | s4a410-72mh5 |  | 0.4 | 30 | Landscape | 18 |  | Fixed | Roof
NJADRE1555650967 | Administratively Determined Incentive Program | PATERSON | 7502 | 6 | 4.05 | Residential | Behind the Meter | Yes | Net Metered Residential | Sunrun Installation Services, Inc. |  | PSE&G | Accepted | 2024-01-13 | 2024-02-06 | 2025-02-06 | Electric Storage Battery | Tesla | Powerwall 2 AC |  |  | 1 |  |  |  | Lithium Ion |  | Outside
NJADRE1555650967 | Administratively Determined Incentive Program | PATERSON | 7502 | 6 | 4.05 | Residential | Behind the Meter | Yes | Net Metered Residential | Sunrun Installation Services, Inc. |  | PSE&G | Accepted | 2024-01-13 | 2024-02-06 | 2025-02-06 | Inverters | SolarEdge Technologies | SE3800H-USMN | 380 |  | 1 |  |  | 0.99 |  | Outdoor
NJADRE1555650967 | Administratively Determined Incentive Program | PATERSON | 7502 | 6 | 4.05 | Residential | Behind the Meter | Yes | Net Metered Residential | Sunrun Installation Services, Inc. |  | PSE&G | Accepted | 2024-01-13 | 2024-02-06 | 2025-02-06 | Solar Panels | Hanwha Q Cells | Q.PEAK DUO BLK ML-G10+ 405 |  | 0.405 | 10 | 230 | 24 |  | Fixed | Roof
NJADRE1555650968 | Administratively Determined Incentive Program | ELMWOOD PARK | 7407 | 7 | 7.7 | Residential | Behind the Meter | Yes | Net Metered Residential | Sunrun Installation Services, Inc. |  | PSE&G | Accepted | 2024-01-13 | 2024-02-06 | 2025-02-06 | Inverters | SolarEdge Technologies | SE6000H-USSN | 6000 |  | 1 |  |  | 0.99 |  | Outdoor
NJADRE1555650968 | Administratively Determined Incentive Program | ELMWOOD PARK | 7407 | 7 | 7.7 | Residential | Behind the Meter | Yes | Net Metered Residential | Sunrun Installation Services, Inc. |  | PSE&G | Accepted | 2024-01-13 | 2024-02-06 | 2025-02-06 | Solar Panels | Hanwha Q Cells | Q.PEAK DUO BLK ML-G10+ 405 |  | 0.405 | 9 | 92 | 23 |  | Fixed | Roof
NJADRE1555650968 | Administratively Determined Incentive Program | ELMWOOD PARK | 7407 | 7 | 7.7 | Residential | Behind the Meter | Yes | Net Metered Residential | Sunrun Installation Services, Inc. |  | PSE&G | Accepted | 2024-01-13 | 2024-02-06 | 2025-02-06 | Solar Panels | Hanwha Q Cells | Q.PEAK DUO BLK ML-G10+ 405 |  | 0.405 | 10 | 273 | 23 |  | Fixed | Roof
NJADRE1555650970 | Administratively Determined Incentive Program | SOMERDALE | 8083 | 14 | 5.27 | Residential | Behind the Meter | Yes | Net Metered Residential | Sunrun Installation Services, Inc. |  | AC Electric | Accepted | 2024-01-13 | 2024-02-06 | 2025-02-06 | Inverters | Delta Electronics | E4-TL-US | 3840 |  | 1 |  |  | 0.98 |  | Outdoor
NJADRE1555650970 | Administratively Determined Incentive Program | SOMERDALE | 8083 | 14 | 5.27 | Residential | Behind the Meter | Yes | Net Metered Residential | Sunrun Installation Services, Inc. |  | AC Electric | Accepted | 2024-01-13 | 2024-02-06 | 2025-02-06 | Solar Panels | Hanwha Q Cells | Q.PEAK DUO BLK ML-G10+ 405 |  | 0.405 | 13 | 46 | 26 |  | Fixed | Roof
NJADRE1555650973 | Administratively Determined Incentive Program | CLEMENTON | 8021 | 14 | 7.6 | Residential | Behind the Meter | Yes | Net Metered Residential | Sunrun Installation Services, Inc. |  | AC Electric | Accepted | 2024-01-13 | 2024-02-06 | 2025-02-06 | Inverters | SolarEdge Technologies | SE6000H-USSN | 6000 |  | 1 |  |  | 0.99 |  | Outdoor
NJADRE1555650973 | Administratively Determined Incentive Program | CLEMENTON | 8021 | 14 | 7.6 | Residential | Behind the Meter | Yes | Net Metered Residential | Sunrun Installation Services, Inc. |  | AC Electric | Accepted | 2024-01-13 | 2024-02-06 | 2025-02-06 | Solar Panels | Hanwha Q Cells | Q.PEAK DUO BLK ML-G10+/T 400 |  | 0.4 | 4 | 51 | 23 |  | Fixed | Roof
NJADRE1555650973 | Administratively Determined Incentive Program | CLEMENTON | 8021 | 14 | 7.6 | Residential | Behind the Meter | Yes | Net Metered Residential | Sunrun Installation Services, Inc. |  | AC Electric | Accepted | 2024-01-13 | 2024-02-06 | 2025-02-06 | Solar Panels | Hanwha Q Cells | Q.PEAK DUO BLK ML-G10+/T 400 |  | 0.4 | 15 | 51 | 21 |  | Fixed | Roof
NJADRE1555653420 | Administratively Determined Incentive Program | HAINESPRT TWP | 8036 | 13 | 9.32 | Residential | Behind the Meter | Yes | Net Metered Residential | SunnyMac LLC |  | PSE&G | Accepted | 2024-01-15 | 2024-02-05 | 2025-02-05 | Solar Panels | Q.PEAK DUO BLK ML-G10+ 405W | HANWHA |  | 0.405 | 13 | 175 | 40 |  | Fixed | Roof
NJADRE1555653420 | Administratively Determined Incentive Program | HAINESPRT TWP | 8036 | 13 | 9.32 | Residential | Behind the Meter | Yes | Net Metered Residential | SunnyMac LLC |  | PSE&G | Accepted | 2024-01-15 | 2024-02-05 | 2025-02-05 | Solar Panels | Q.PEAK DUO BLK ML-G10+ 405W | HANWHA |  | 0.405 | 10 | 265 | 27 |  | Fixed | Roof
NJADRE1555653420 | Administratively Determined Incentive Program | HAINESPRT TWP | 8036 | 13 | 9.32 | Residential | Behind the Meter | Yes | Net Metered Residential | SunnyMac LLC |  | PSE&G | Accepted | 2024-01-15 | 2024-02-05 | 2025-02-05 | Inverters | SE7600H-US | Solaredge | 7600 |  | 1 |  |  | 0.1 |  | Outdoor | next to meter
NJADRE1555653449 | Administratively Determined Incentive Program | WESTVILLE BORO | 8093 | 15 | 10.13 | Residential | Behind the Meter | No | Net Metered Residential | EMT Renewables |  | PSE&G | Accepted | 2024-01-15 | 2024-02-06 | 2025-02-06 | Inverters | ENPHASE | IQ8+ | 290 |  | 25 |  |  | 0.98 |  | Other | UNDER EACH PANEL
NJADRE1555653449 | Administratively Determined Incentive Program | WESTVILLE BORO | 8093 | 15 | 10.13 | Residential | Behind the Meter | No | Net Metered Residential | EMT Renewables |  | PSE&G | Accepted | 2024-01-15 | 2024-02-06 | 2025-02-06 | Solar Panels | Q CELLS | Q PEAK DUO BLK |  | 0.405 | 12 | 161 | 23 |  | Fixed | Roof
NJADRE1555653449 | Administratively Determined Incentive Program | WESTVILLE BORO | 8093 | 15 | 10.13 | Residential | Behind the Meter | No | Net Metered Residential | EMT Renewables |  | PSE&G | Accepted | 2024-01-15 | 2024-02-06 | 2025-02-06 | Solar Panels | Q CELLS | Q PEAK DUO BLK |  | 0.405 | 11 | 161 | 9 |  | Fixed | Roof
NJADRE1555653449 | Administratively Determined Incentive Program | WESTVILLE BORO | 8093 | 15 | 10.13 | Residential | Behind the Meter | No | Net Metered Residential | EMT Renewables |  | PSE&G | Accepted | 2024-01-15 | 2024-02-06 | 2025-02-06 | Solar Panels | Q CELLS | Q PEAK DUO BLK |  | 0.405 | 2 | 251 | 24 |  | Fixed | Roof
NJADRE1555653468 | Administratively Determined Incentive Program | BARNEGAT | 8005 | 18 | 12.71 | Residential | Behind the Meter | No | Net Metered Residential | Sun Up Zero Down LLC |  | JCP&L | Accepted | 2024-01-15 | 2024-02-07 | 2025-02-07 | Meters | Enphase | TBD |  |  | 1 |  |  |  | Yes
NJADRE1555653468 | Administratively Determined Incentive Program | BARNEGAT | 8005 | 18 | 12.71 | Residential | Behind the Meter | No | Net Metered Residential | Sun Up Zero Down LLC |  | JCP&L | Accepted | 2024-01-15 | 2024-02-07 | 2025-02-07 | Inverters | Enphase | IQ8PLUS-72-2-US | 290 |  | 31 |  |  | 0.976 |  | Outdoor
NJADRE1555653468 | Administratively Determined Incentive Program | BARNEGAT | 8005 | 18 | 12.71 | Residential | Behind the Meter | No | Net Metered Residential | Sun Up Zero Down LLC |  | JCP&L | Accepted | 2024-01-15 | 2024-02-07 | 2025-02-07 | Solar Panels | Trina | TSM-410-NE09RC.05 Vertex S+ |  | 0.41 | 31 | 105 | 27 |  | Fixed | Roof
NJADRE1555653476 | Administratively Determined Incentive Program | TEANECK | 7666 | 7 | 14.18 | Residential | Behind the Meter | Yes | Net Metered Residential | Trinity Solar |  | PSE&G | Accepted | 2024-01-15 | 2024-02-06 | 2025-02-06 | Inverters | Solar Edge | SE11400H-US | 11400 |  | 1 |  |  | 0.97 |  | Outside
NJADRE1555653476 | Administratively Determined Incentive Program | TEANECK | 7666 | 7 | 14.18 | Residential | Behind the Meter | Yes | Net Metered Residential | Trinity Solar |  | PSE&G | Accepted | 2024-01-15 | 2024-02-06 | 2025-02-06 | Solar Panels | HANWHA | Q.PEAK DUO BLK ML-G10+ 405 |  | 0.405 | 12 | 293 | 43 |  | Fixed | Roof
NJADRE1555653476 | Administratively Determined Incentive Program | TEANECK | 7666 | 7 | 14.18 | Residential | Behind the Meter | Yes | Net Metered Residential | Trinity Solar |  | PSE&G | Accepted | 2024-01-15 | 2024-02-06 | 2025-02-06 | Solar Panels | HANWHA | Q.PEAK DUO BLK ML-G10+ 405 |  | 0.405 | 8 | 293 | 41 |  | Fixed | Roof
NJADRE1555653476 | Administratively Determined Incentive Program | TEANECK | 7666 | 7 | 14.18 | Residential | Behind the Meter | Yes | Net Metered Residential | Trinity Solar |  | PSE&G | Accepted | 2024-01-15 | 2024-02-06 | 2025-02-06 | Solar Panels | HANWHA | Q.PEAK DUO BLK ML-G10+ 405 |  | 0.405 | 10 | 113 | 43 |  | Fixed | Roof
NJADRE1555653476 | Administratively Determined Incentive Program | TEANECK | 7666 | 7 | 14.18 | Residential | Behind the Meter | Yes | Net Metered Residential | Trinity Solar |  | PSE&G | Accepted | 2024-01-15 | 2024-02-06 | 2025-02-06 | Solar Panels | HANWHA | Q.PEAK DUO BLK ML-G10+ 405 |  | 0.405 | 2 | 113 | 8 |  | Fixed | Roof
NJADRE1555653476 | Administratively Determined Incentive Program | TEANECK | 7666 | 7 | 14.18 | Residential | Behind the Meter | Yes | Net Metered Residential | Trinity Solar |  | PSE&G | Accepted | 2024-01-15 | 2024-02-06 | 2025-02-06 | Solar Panels | HANWHA | Q.PEAK DUO BLK ML-G10+ 405 |  | 0.405 | 3 | 113 | 17 |  | Fixed | Roof
NJADRE1555653492 | Administratively Determined Incentive Program | HAINESPRT TWP | 8036 | 13 | 5.67 | Residential | Behind the Meter | No | Net Metered Residential | EMT Renewables |  | PSE&G | Accepted | 2024-01-15 | 2024-02-06 | 2025-02-06 | Inverters | ENPHASE | IQ8+ | 290 |  | 14 |  |  | 0.98 |  | Other | UNDER EACH PANEL
NJADRE1555653492 | Administratively Determined Incentive Program | HAINESPRT TWP | 8036 | 13 | 5.67 | Residential | Behind the Meter | No | Net Metered Residential | EMT Renewables |  | PSE&G | Accepted | 2024-01-15 | 2024-02-06 | 2025-02-06 | Solar Panels | Q CELLS | Q PEAK DUO BLK |  | 0.405 | 2 | 334 | 41 |  | Fixed | Roof
NJADRE1555653492 | Administratively Determined Incentive Program | HAINESPRT TWP | 8036 | 13 | 5.67 | Residential | Behind the Meter | No | Net Metered Residential | EMT Renewables |  | PSE&G | Accepted | 2024-01-15 | 2024-02-06 | 2025-02-06 | Solar Panels | Q CELLS | Q PEAK DUO BLK |  | 0.405 | 2 | 154 | 41 |  | Fixed | Roof
NJADRE1555653492 | Administratively Determined Incentive Program | HAINESPRT TWP | 8036 | 13 | 5.67 | Residential | Behind the Meter | No | Net Metered Residential | EMT Renewables |  | PSE&G | Accepted | 2024-01-15 | 2024-02-06 | 2025-02-06 | Solar Panels | Q CELLS | Q PEAK DUO BLK |  | 0.405 | 3 | 154 | 46 |  | Fixed | Roof
NJADRE1555653492 | Administratively Determined Incentive Program | HAINESPRT TWP | 8036 | 13 | 5.67 | Residential | Behind the Meter | No | Net Metered Residential | EMT Renewables |  | PSE&G | Accepted | 2024-01-15 | 2024-02-06 | 2025-02-06 | Solar Panels | Q CELLS | Q PEAK DUO BLK |  | 0.405 | 3 | 334 | 46 |  | Fixed | Roof
NJADRE1555653492 | Administratively Determined Incentive Program | HAINESPRT TWP | 8036 | 13 | 5.67 | Residential | Behind the Meter | No | Net Metered Residential | EMT Renewables |  | PSE&G | Accepted | 2024-01-15 | 2024-02-06 | 2025-02-06 | Solar Panels | Q CELLS | Q PEAK DUO BLK |  | 0.405 | 2 | 64 | 38 |  | Fixed | Roof
NJADRE1555653492 | Administratively Determined Incentive Program | HAINESPRT TWP | 8036 | 13 | 5.67 | Residential | Behind the Meter | No | Net Metered Residential | EMT Renewables |  | PSE&G | Accepted | 2024-01-15 | 2024-02-06 | 2025-02-06 | Solar Panels | Q CELLS | Q PEAK DUO BLK |  | 0.405 | 2 | 244 | 38 |  | Fixed | Roof
NJADRE1555653522 | Administratively Determined Incentive Program | HILLSBOROUGH TWP | 8844 | 5 | 7.2 | Residential | Behind the Meter | Yes | Net Metered Residential | Sunrun Installation Services, Inc. |  | PSE&G | Accepted | 2024-01-19 | 2024-02-12 | 2025-02-12 | Inverters | SOLAREDGE TECHNOLOGIES | SE6000H-USSN | 6000 |  | 1 |  |  | 0.99 |  | Outside | Next to Meter
NJADRE1555653522 | Administratively Determined Incentive Program | HILLSBOROUGH TWP | 8844 | 5 | 7.2 | Residential | Behind the Meter | Yes | Net Metered Residential | Sunrun Installation Services, Inc. |  | PSE&G | Accepted | 2024-01-19 | 2024-02-12 | 2025-02-12 | Solar Panels | HANWHA Q-CELLS | Q.PEAK DUO BLKML-G10+/T 400 |  | 0.4 | 18 | 118 | 25 |  | Fixed | Roof
NJADRE1555653531 | Administratively Determined Incentive Program | Manchester | 8759 | 18 | 12.78 | Residential | Behind the Meter | No | Net Metered Residential | Solar Energy World |  | JCP&L | Accepted | 2024-01-15 | 2024-02-09 | 2025-02-09 | Solar Panels | Longi | LR4-60-HPB-355M |  | 0.355 | 32 | 231 | 22 |  | Fixed | Roof
NJADRE1555653531 | Administratively Determined Incentive Program | Manchester | 8759 | 18 | 12.78 | Residential | Behind the Meter | No | Net Metered Residential | Solar Energy World |  | JCP&L | Accepted | 2024-01-15 | 2024-02-09 | 2025-02-09 | Solar Panels | Longi | LR4-60-HPB-355M |  | 0.355 | 4 | 51 | 25 |  | Fixed | Roof
NJADRE1555653531 | Administratively Determined Incentive Program | Manchester | 8759 | 18 | 12.78 | Residential | Behind the Meter | No | Net Metered Residential | Solar Energy World |  | JCP&L | Accepted | 2024-01-15 | 2024-02-09 | 2025-02-09 | Inverters | Enphase | IQPLUS-72-2-US | 290 |  | 36 |  |  | 0.99 |  | Outdoor
NJADRE1555653544 | Administratively Determined Incentive Program | Wayne | 7470 | 6 | 14.18 | Residential | Behind the Meter | No | Net Metered Residential | Trinity Solar Inc. |  | PSE&G | Accepted | 2024-01-15 | 2024-02-06 | 2025-02-06 | Inverters | Solar Edge | SE11400H-US | 11400 |  | 1 |  |  | 0.97 |  | Outdoor
NJADRE1555653544 | Administratively Determined Incentive Program | Wayne | 7470 | 6 | 14.18 | Residential | Behind the Meter | No | Net Metered Residential | Trinity Solar Inc. |  | PSE&G | Accepted | 2024-01-15 | 2024-02-06 | 2025-02-06 | Solar Panels | HANWHA | (Q.PEAK DUO BLK ML-G10+ 405) |  | 0.405 | 11 | 273 | 18 |  | Fixed | Roof
NJADRE1555653544 | Administratively Determined Incentive Program | Wayne | 7470 | 6 | 14.18 | Residential | Behind the Meter | No | Net Metered Residential | Trinity Solar Inc. |  | PSE&G | Accepted | 2024-01-15 | 2024-02-06 | 2025-02-06 | Solar Panels | HANWHA | (Q.PEAK DUO BLK ML-G10+ 405) |  | 0.405 | 17 | 93 | 18 |  | Fixed | Roof
NJADRE1555653544 | Administratively Determined Incentive Program | Wayne | 7470 | 6 | 14.18 | Residential | Behind the Meter | No | Net Metered Residential | Trinity Solar Inc. |  | PSE&G | Accepted | 2024-01-15 | 2024-02-06 | 2025-02-06 | Solar Panels | HANWHA | (Q.PEAK DUO BLK ML-G10+ 405) |  | 0.405 | 7 | 3 | 18 |  | Fixed | Roof
NJADRE1555653544 | Administratively Determined Incentive Program | Wayne | 7470 | 6 | 14.18 | Residential | Behind the Meter | No | Net Metered Residential | Trinity Solar Inc. |  | PSE&G | Accepted | 2024-01-15 | 2024-02-06 | 2025-02-06 | Electric Storage Battery | Tesla | Powerwall 2 |  |  | 2 |  |  |  | Lithium Ion |  | inside
NJADRE1555653563 | Administratively Determined Incentive Program | VENTNOR CITY | 8406 | 19 | 4.46 | Residential | Behind the Meter | Yes | Net Metered Residential | EMT Renewables |  | AC Electric | Accepted | 2024-01-15 | 2024-02-06 | 2025-02-06 | Inverters | ENPHASE | IQ8+ | 290 |  | 11 |  |  | 0.98 |  | Other | UNDER EACH PANEL
NJADRE1555653563 | Administratively Determined Incentive Program | VENTNOR CITY | 8406 | 19 | 4.46 | Residential | Behind the Meter | Yes | Net Metered Residential | EMT Renewables |  | AC Electric | Accepted | 2024-01-15 | 2024-02-06 | 2025-02-06 | Solar Panels | Q CELLS | Q PEAK DUO BLK |  | 0.405 | 11 | 238 | 40 |  | Fixed | Roof
NJADRE1555653576 | Administratively Determined Incentive Program | MEDFORD | 8055 | 13 | 6.08 | Residential | Behind the Meter | Yes | Net Metered Residential | Trinity Solar |  | PSE&G | Accepted | 2024-01-15 | 2024-02-06 | 2025-02-06 | Inverters | Solar Edge | SE5000H-US | 5000 |  | 1 |  |  | 0.97 |  | Outdoor
NJADRE1555653576 | Administratively Determined Incentive Program | MEDFORD | 8055 | 13 | 6.08 | Residential | Behind the Meter | Yes | Net Metered Residential | Trinity Solar |  | PSE&G | Accepted | 2024-01-15 | 2024-02-06 | 2025-02-06 | Solar Panels | HANWHA | (Q.PEAK DUO BLK ML-G10+ 405) |  | 0.405 | 15 | 244 | 23 |  | Fixed | Roof
NJADRE1555653577 | Administratively Determined Incentive Program | BRIDGETON | 8302 | 20 | 26 | Residential | Behind the Meter | Yes | Net Metered Residential | Power Energy Solutions |  | AC Electric | Accepted | 2024-01-15 | 2024-02-07 | 2025-02-07 | Inverters | SolarEdge | SE10000H-US | 10 |  | 1 |  |  | 0.97 |  | Outdoor
NJADRE1555653577 | Administratively Determined Incentive Program | BRIDGETON | 8302 | 20 | 26 | Residential | Behind the Meter | Yes | Net Metered Residential | Power Energy Solutions |  | AC Electric | Accepted | 2024-01-15 | 2024-02-07 | 2025-02-07 | Inverters | SolarEdge | SE7600H-US | 8 |  | 1 |  |  | 0.97 |  | Outdoor
NJADRE1555653577 | Administratively Determined Incentive Program | BRIDGETON | 8302 | 20 | 26 | Residential | Behind the Meter | Yes | Net Metered Residential | Power Energy Solutions |  | AC Electric | Accepted | 2024-01-15 | 2024-02-07 | 2025-02-07 | Solar Panels | SILFAB SOLAR | SIL-400 HC+ |  | 0.4 | 24 | 16 | 20 |  | Fixed | Roof
NJADRE1555653577 | Administratively Determined Incentive Program | BRIDGETON | 8302 | 20 | 26 | Residential | Behind the Meter | Yes | Net Metered Residential | Power Energy Solutions |  | AC Electric | Accepted | 2024-01-15 | 2024-02-07 | 2025-02-07 | Solar Panels | SILFAB SOLAR | SIL-400 HC+ |  | 0.4 | 24 | 196 | 23 |  | Fixed | Roof
NJADRE1555653577 | Administratively Determined Incentive Program | BRIDGETON | 8302 | 20 | 26 | Residential | Behind the Meter | Yes | Net Metered Residential | Power Energy Solutions |  | AC Electric | Accepted | 2024-01-15 | 2024-02-07 | 2025-02-07 | Solar Panels | SILFAB SOLAR | SIL-400 HC+ |  | 0.4 | 17 | 196 | 17 |  | Fixed | Roof
NJADRE1555653584 | Administratively Determined Incentive Program | PERTH AMBOY | 8861 | 11 | 7.29 | Residential | Behind the Meter | No | Net Metered Residential | Powur, PBC |  | PSE&G | Accepted | 2024-01-15 | 2024-02-06 | 2025-02-06 | Solar Panels | hanwha | Q.PEAK DUO BLK ML-G10+ (405W) |  | 0.405 | 7 | 22 | 41 |  | Fixed | Roof
NJADRE1555653584 | Administratively Determined Incentive Program | PERTH AMBOY | 8861 | 11 | 7.29 | Residential | Behind the Meter | No | Net Metered Residential | Powur, PBC |  | PSE&G | Accepted | 2024-01-15 | 2024-02-06 | 2025-02-06 | Solar Panels | Hanwha | Q.PEAK DUO BLK ML-G10+ (405W) |  | 0.405 | 11 | 202 | 41 |  | Fixed | Roof
NJADRE1555653584 | Administratively Determined Incentive Program | PERTH AMBOY | 8861 | 11 | 7.29 | Residential | Behind the Meter | No | Net Metered Residential | Powur, PBC |  | PSE&G | Accepted | 2024-01-15 | 2024-02-06 | 2025-02-06 | Inverters | Enphase | IQ8A-72-2-US | 349 |  | 18 |  |  | 0.99 |  | Outside
NJADRE1555653595 | Administratively Determined Incentive Program | CHERRY HILL | 8002 | 14 | 12.96 | Residential | Behind the Meter | Yes | Net Metered Residential | EMT Renewables |  | PSE&G | Accepted | 2024-01-15 | 2024-02-06 | 2025-02-06 | Inverters | ENPHASE | IQ8+ | 290 |  | 1 |  |  | 0.98 |  | Other | UNDER EACH PANEL
NJADRE1555653595 | Administratively Determined Incentive Program | CHERRY HILL | 8002 | 14 | 12.96 | Residential | Behind the Meter | Yes | Net Metered Residential | EMT Renewables |  | PSE&G | Accepted | 2024-01-15 | 2024-02-06 | 2025-02-06 | Solar Panels | Q CELLS | Q PEAK DUO BLK |  | 0.405 | 3 | 305 | 24 |  | Fixed | Roof
NJADRE1555653595 | Administratively Determined Incentive Program | CHERRY HILL | 8002 | 14 | 12.96 | Residential | Behind the Meter | Yes | Net Metered Residential | EMT Renewables |  | PSE&G | Accepted | 2024-01-15 | 2024-02-06 | 2025-02-06 | Solar Panels | Q CELLS | Q PEAK DUO BLK |  | 0.405 | 13 | 125 | 24 |  | Fixed | Roof
NJADRE1555653595 | Administratively Determined Incentive Program | CHERRY HILL | 8002 | 14 | 12.96 | Residential | Behind the Meter | Yes | Net Metered Residential | EMT Renewables |  | PSE&G | Accepted | 2024-01-15 | 2024-02-06 | 2025-02-06 | Solar Panels | Q CELLS | Q PEAK DUO BLK |  | 0.405 | 16 | 213 | 23 |  | Fixed | Roof
NJADRE1555653602 | Administratively Determined Incentive Program | CHERRY HILL | 8034 | 14 | 11.2 | Residential | Behind the Meter | Yes | Net Metered Residential | Sunrun Installation Services, Inc. |  | PSE&G | Accepted | 2024-01-15 | 2024-02-06 | 2025-02-06 | Inverters | Delta Electronics | E4-TL-US | 3840 |  | 2 |  |  | 0.96 |  | Outdoor | next to meter
NJADRE1555653602 | Administratively Determined Incentive Program | CHERRY HILL | 8034 | 14 | 11.2 | Residential | Behind the Meter | Yes | Net Metered Residential | Sunrun Installation Services, Inc. |  | PSE&G | Accepted | 2024-01-15 | 2024-02-06 | 2025-02-06 | Solar Panels | HANWHA Q-CELLS | Q.PEAK DUO BLK ML-G10+/T 400 |  | 0.4 | 6 | 356 | 18 |  | Fixed | Roof
NJADRE1555653602 | Administratively Determined Incentive Program | CHERRY HILL | 8034 | 14 | 11.2 | Residential | Behind the Meter | Yes | Net Metered Residential | Sunrun Installation Services, Inc. |  | PSE&G | Accepted | 2024-01-15 | 2024-02-06 | 2025-02-06 | Solar Panels | HANWHA Q-CELLS | Q.PEAK DUO BLK ML-G10+/T 400 |  | 0.4 | 7 | 356 | 18 |  | Fixed | Roof
NJADRE1555653602 | Administratively Determined Incentive Program | CHERRY HILL | 8034 | 14 | 11.2 | Residential | Behind the Meter | Yes | Net Metered Residential | Sunrun Installation Services, Inc. |  | PSE&G | Accepted | 2024-01-15 | 2024-02-06 | 2025-02-06 | Solar Panels | HANWHA Q-CELLS | Q.PEAK DUO BLK ML-G10+/T 400 |  | 0.4 | 8 | 176 | 18 |  | Fixed | Roof
NJADRE1555653602 | Administratively Determined Incentive Program | CHERRY HILL | 8034 | 14 | 11.2 | Residential | Behind the Meter | Yes | Net Metered Residential | Sunrun Installation Services, Inc. |  | PSE&G | Accepted | 2024-01-15 | 2024-02-06 | 2025-02-06 | Solar Panels | HANWHA Q-CELLS | Q.PEAK DUO BLK ML-G10+/T 400 |  | 0.4 | 7 | 176 | 18 |  | Fixed | Roof
NJADRE1555653606 | Administratively Determined Incentive Program | PENNS GROVE | 8069 | 16 | 9.43 | Residential | Behind the Meter | No | Net Metered Residential | Kaitanna Solar, LLC |  | AC Electric | Accepted | 2024-01-17 | 2024-02-08 | 2025-02-08 | Inverters | Enphase | IQ8+ | 290 |  | 23 |  |  | 0.97 |  | Outside | Under Module
NJADRE1555653606 | Administratively Determined Incentive Program | PENNS GROVE | 8069 | 16 | 9.43 | Residential | Behind the Meter | No | Net Metered Residential | Kaitanna Solar, LLC |  | AC Electric | Accepted | 2024-01-17 | 2024-02-08 | 2025-02-08 | Solar Panels | Silfab | SIL 410-BG |  | 0.41 | 17 | 130 | 21 |  | Fixed | Roof
NJADRE1555653606 | Administratively Determined Incentive Program | PENNS GROVE | 8069 | 16 | 9.43 | Residential | Behind the Meter | No | Net Metered Residential | Kaitanna Solar, LLC |  | AC Electric | Accepted | 2024-01-17 | 2024-02-08 | 2025-02-08 | Solar Panels | Silfab | SIL 410-BG |  | 0.41 | 6 | 310 | 23 |  | Fixed | Roof
NJADRE1555653606 | Administratively Determined Incentive Program | PENNS GROVE | 8069 | 16 | 9.43 | Residential | Behind the Meter | No | Net Metered Residential | Kaitanna Solar, LLC |  | AC Electric | Accepted | 2024-01-17 | 2024-02-08 | 2025-02-08 | Meters | Enphase | Envoy |  |  | 1 |  |  |  | Yes | Outdoor
NJADRE1555653606 | Administratively Determined Incentive Program | PENNS GROVE | 8069 | 16 | 9.43 | Residential | Behind the Meter | No | Net Metered Residential | Kaitanna Solar, LLC |  | AC Electric | Accepted | 2024-01-17 | 2024-02-08 | 2025-02-08 | Electric Storage Battery | Enphase | IQBATTERY-5P-1P-NA |  |  | 1 |  |  |  | Lithium Ion |  | Outside
NJADRE1555653624 | Administratively Determined Incentive Program | MOUNT LAUREL | 8054 | 13 | 8 | Residential | Behind the Meter | No | Net Metered Residential | SunnyMac LLC |  | PSE&G | Accepted | 2024-01-15 | 2024-02-06 | 2025-02-06 | Solar Panels | N-PEAK 3 BLACK 400W | REC |  | 0.4 | 16 | 212 | 16 |  | Fixed | Roof
NJADRE1555653624 | Administratively Determined Incentive Program | MOUNT LAUREL | 8054 | 13 | 8 | Residential | Behind the Meter | No | Net Metered Residential | SunnyMac LLC |  | PSE&G | Accepted | 2024-01-15 | 2024-02-06 | 2025-02-06 | Solar Panels | N-PEAK 3 BLACK 400W | REC |  | 0.4 | 4 | 122 | 15 |  | Fixed | Roof
NJADRE1555653624 | Administratively Determined Incentive Program | MOUNT LAUREL | 8054 | 13 | 8 | Residential | Behind the Meter | No | Net Metered Residential | SunnyMac LLC |  | PSE&G | Accepted | 2024-01-15 | 2024-02-06 | 2025-02-06 | Inverters | SE7600H-US | Solaredge | 7600 |  | 1 |  |  | 0.1 |  | Outdoor | next to meter
NJADRE1555653644 | Administratively Determined Incentive Program | WALDWICK | 7463 | 7 | 4.86 | Residential | Behind the Meter | Yes | Net Metered Residential | Trinity Solar Inc. |  | PSE&G | Accepted | 2024-01-15 | 2024-02-06 | 2025-02-06 | Inverters | Solar Edge | SE3800H-US | 3800 |  | 1 |  |  | 0.97 |  | Outdoor
NJADRE1555653644 | Administratively Determined Incentive Program | WALDWICK | 7463 | 7 | 4.86 | Residential | Behind the Meter | Yes | Net Metered Residential | Trinity Solar Inc. |  | PSE&G | Accepted | 2024-01-15 | 2024-02-06 | 2025-02-06 | Solar Panels | HANWHA | Q.PEAK DUO BLK ML-G10+ 405 |  | 0.405 | 12 | 174 | 40 |  | Fixed | Roof
NJADRE1555653645 | Administratively Determined Incentive Program | LIVINGSTON | 7039 | 9 | 12.33 | Residential | Behind the Meter | No | Net Metered Residential | OnSite Energy, Inc. |  | JCP&L | Accepted | 2024-01-24 | 2024-02-15 | 2025-02-15 | Inverters | Enphase | IQ8M-72-2-US | 330 |  | 29 |  |  | 0.977 |  | Outdoor
NJADRE1555653645 | Administratively Determined Incentive Program | LIVINGSTON | 7039 | 9 | 12.33 | Residential | Behind the Meter | No | Net Metered Residential | OnSite Energy, Inc. |  | JCP&L | Accepted | 2024-01-24 | 2024-02-15 | 2025-02-15 | Solar Panels | Hanwah QCells | Q.TRON BLK M-G2+ |  | 0.425 | 29 | 175 | 21 |  | Fixed | Roof
NJADRE1555653690 | Administratively Determined Incentive Program | LEDGEWOOD | 7852 | 3 | 12 | Residential | Behind the Meter | Yes | Net Metered Residential | Pro Custom Solar dba Momentum Solar |  | PSE&G | Accepted | 2024-01-15 | 2024-02-06 | 2025-02-06 | Solar Panels | Q. PEAK DUO BLK ML-G10+400 | hanwha |  | 0.4 | 23 | 169 | 38 |  | Fixed | Roof
NJADRE1555653690 | Administratively Determined Incentive Program | LEDGEWOOD | 7852 | 3 | 12 | Residential | Behind the Meter | Yes | Net Metered Residential | Pro Custom Solar dba Momentum Solar |  | PSE&G | Accepted | 2024-01-15 | 2024-02-06 | 2025-02-06 | Solar Panels | Q. PEAK DUO BLK ML-G10+400 | hanwha |  | 0.4 | 3 | 261 | 38 |  | Fixed | Roof
NJADRE1555653690 | Administratively Determined Incentive Program | LEDGEWOOD | 7852 | 3 | 12 | Residential | Behind the Meter | Yes | Net Metered Residential | Pro Custom Solar dba Momentum Solar |  | PSE&G | Accepted | 2024-01-15 | 2024-02-06 | 2025-02-06 | Solar Panels | Q. PEAK DUO BLK ML-G10+400 | hanwha |  | 0.4 | 4 | 79 | 37 |  | Fixed | Roof
NJADRE1555653690 | Administratively Determined Incentive Program | LEDGEWOOD | 7852 | 3 | 12 | Residential | Behind the Meter | Yes | Net Metered Residential | Pro Custom Solar dba Momentum Solar |  | PSE&G | Accepted | 2024-01-15 | 2024-02-06 | 2025-02-06 | Inverters | IQ8PLUS-72-2-US | enphase | 290 |  | 30 |  |  | 0.97 |  | Outdoor
NJADRE1555653691 | Administratively Determined Incentive Program | ASBURY | 8802 | 4 | 10.13 | Residential | Behind the Meter | Yes | Net Metered Residential | Trinity Solar Inc. |  | JCP&L | Accepted | 2024-01-15 | 2024-02-06 | 2025-02-06 | Inverters | Solar Edge | SE7600H-US000BEi4 | 7600 |  | 1 |  |  | 0.97 |  | Outdoor
NJADRE1555653691 | Administratively Determined Incentive Program | ASBURY | 8802 | 4 | 10.13 | Residential | Behind the Meter | Yes | Net Metered Residential | Trinity Solar Inc. |  | JCP&L | Accepted | 2024-01-15 | 2024-02-06 | 2025-02-06 | Solar Panels | HANWHA | Q.PEAK DUO BLK ML-G10+ 405 |  | 0.405 | 25 | 50 | 18 |  | Fixed | Roof
NJADRE1555653701 | Administratively Determined Incentive Program | Upper Deerfield | 8302 | 20 | 4.46 | Residential | Behind the Meter | Yes | Net Metered Residential | Sunrun Installation Services, Inc. |  | AC Electric | Accepted | 2024-01-15 | 2024-02-06 | 2025-02-06 | Inverters | SolarEdge Technologies | SE3800H-USMN | 3800 |  | 1 |  |  | 0.99 |  | Outside
NJADRE1555653701 | Administratively Determined Incentive Program | Upper Deerfield | 8302 | 20 | 4.46 | Residential | Behind the Meter | Yes | Net Metered Residential | Sunrun Installation Services, Inc. |  | AC Electric | Accepted | 2024-01-15 | 2024-02-06 | 2025-02-06 | Solar Panels | Hanwha Q Cells | Q.PEAK DUO BLK ML-G10+ 405 |  | 0.405 | 11 | 170 | 44 |  | Fixed | Roof
NJADRE1555653707 | Administratively Determined Incentive Program | PATERSON | 7514 | 6 | 7.9 | Residential | Behind the Meter | Yes | Net Metered Residential | Sunrun Installation Services, Inc |  | PSE&G | Accepted | 2024-01-15 | 2024-02-06 | 2025-02-06 | Inverters | DELTA ELECTRONICS | E8-TL-US | 8000 |  | 1 |  |  | 0.99 |  | Outdoor | Next To Meter
NJADRE1555653707 | Administratively Determined Incentive Program | PATERSON | 7514 | 6 | 7.9 | Residential | Behind the Meter | Yes | Net Metered Residential | Sunrun Installation Services, Inc |  | PSE&G | Accepted | 2024-01-15 | 2024-02-06 | 2025-02-06 | Solar Panels | TRINA SOLAR | TSM-395DE09C.07 |  | 0.395 | 6 | 190 | 23 |  | Fixed | Roof
NJADRE1555653707 | Administratively Determined Incentive Program | PATERSON | 7514 | 6 | 7.9 | Residential | Behind the Meter | Yes | Net Metered Residential | Sunrun Installation Services, Inc |  | PSE&G | Accepted | 2024-01-15 | 2024-02-06 | 2025-02-06 | Solar Panels | TRINA SOLAR | TSM-395DE09C.07 |  | 0.395 | 6 | 280 | 22 |  | Fixed | Roof
NJADRE1555653707 | Administratively Determined Incentive Program | PATERSON | 7514 | 6 | 7.9 | Residential | Behind the Meter | Yes | Net Metered Residential | Sunrun Installation Services, Inc |  | PSE&G | Accepted | 2024-01-15 | 2024-02-06 | 2025-02-06 | Solar Panels | TRINA SOLAR | TSM-395DE09C.07 |  | 0.395 | 8 | 100 | 22 |  | Fixed | Roof
NJADRE1555653719 | Administratively Determined Incentive Program | CARNEYS POINT | 8069 | 16 | 10 | Commercial | Behind the Meter | No | Small Net-Metered Non-Residential located on Rooftop, Carport, Canopy and Floating Solar | RCL Enterprises Inc |  | AC Electric | Accepted | 2024-01-15 | 2024-02-06 | 2025-02-06 | Inverters | Enphase | IQ8plus | 290 |  | 25 |  |  | 0.97 |  | Outdoor
NJADRE1555653719 | Administratively Determined Incentive Program | CARNEYS POINT | 8069 | 16 | 10 | Commercial | Behind the Meter | No | Small Net-Metered Non-Residential located on Rooftop, Carport, Canopy and Floating Solar | RCL Enterprises Inc |  | AC Electric | Accepted | 2024-01-15 | 2024-02-06 | 2025-02-06 | Solar Panels | JA Solar | JAM54S31 |  | 0.4 | 25 | 216 | 18 |  | Fixed | Roof
NJADRE1555653720 | Administratively Determined Incentive Program | BARRINGTON | 8007 | 14 | 4 | Residential | Behind the Meter | No | Net Metered Residential | Advanced Renewable Solutions LLC |  | PSE&G | Accepted | 2024-01-15 | 2024-02-07 | 2025-02-07 | Inverters | Enphase | IQ8A-72-US | 349 |  | 10 |  |  | 0.976 |  | Outdoor
NJADRE1555653720 | Administratively Determined Incentive Program | BARRINGTON | 8007 | 14 | 4 | Residential | Behind the Meter | No | Net Metered Residential | Advanced Renewable Solutions LLC |  | PSE&G | Accepted | 2024-01-15 | 2024-02-07 | 2025-02-07 | Solar Panels | ct400hc11-40 | Certainteed |  | 0.4 | 10 | 227 | 40 |  | Fixed | Roof
NJADRE1555653727 | Administratively Determined Incentive Program | AUDUBON | 8106 | 14 | 6.8 | Residential | Behind the Meter | Yes | Net Metered Residential | Pro Custom Solar dba Momentum Solar |  | PSE&G | Accepted | 2024-01-15 | 2024-02-06 | 2025-02-06 | Solar Panels | Q. PEAK DUO BLK ML-G10+400 | hanwha |  | 0.4 | 17 | 140 | 4 |  | Fixed | Roof
NJADRE1555653727 | Administratively Determined Incentive Program | AUDUBON | 8106 | 14 | 6.8 | Residential | Behind the Meter | Yes | Net Metered Residential | Pro Custom Solar dba Momentum Solar |  | PSE&G | Accepted | 2024-01-15 | 2024-02-06 | 2025-02-06 | Inverters | IQ8PLUS-72-2-US | enphase | 290 |  | 17 |  |  | 0.97 |  | Outdoor
NJADRE1555653732 | Administratively Determined Incentive Program | WILLINGBORO TWP | 8046 | 13 | 8.51 | Residential | Behind the Meter | Yes | Net Metered Residential | Sunrun Installation Services, Inc. |  | PSE&G | Accepted | 2024-01-15 | 2024-02-07 | 2025-02-07 | Inverters | SOLAREDGE TECHNOLOGIES | SE6000H-USSN | 6000 |  | 1 |  |  | 0.99 |  | Outdoor | Next To Meter
NJADRE1555653732 | Administratively Determined Incentive Program | WILLINGBORO TWP | 8046 | 13 | 8.51 | Residential | Behind the Meter | Yes | Net Metered Residential | Sunrun Installation Services, Inc. |  | PSE&G | Accepted | 2024-01-15 | 2024-02-07 | 2025-02-07 | Solar Panels | HANWHA Q-CELLS | Q.PEAK DUO BLK ML-G10+ 405 |  | 0.405 | 12 | 155 | 20 |  | Fixed | Roof
NJADRE1555653732 | Administratively Determined Incentive Program | WILLINGBORO TWP | 8046 | 13 | 8.51 | Residential | Behind the Meter | Yes | Net Metered Residential | Sunrun Installation Services, Inc. |  | PSE&G | Accepted | 2024-01-15 | 2024-02-07 | 2025-02-07 | Solar Panels | HANWHA Q-CELLS | Q.PEAK DUO BLK ML-G10+ 405 |  | 0.405 | 9 | 245 | 17 |  | Fixed | Roof
NJADRE1555653737 | Administratively Determined Incentive Program | OAKLYN | 8107 | 14 | 5.27 | Residential | Behind the Meter | Yes | Net Metered Residential | Sunny Mac LLC |  | PSE&G | Accepted | 2024-01-15 | 2024-02-13 | 2025-02-13 | Solar Panels | Q.PEAK DUO BLK ML-G10+ 400W | HANWHA |  | 0.405 | 13 | 237 | 31 |  | Fixed | Roof
NJADRE1555653737 | Administratively Determined Incentive Program | OAKLYN | 8107 | 14 | 5.27 | Residential | Behind the Meter | Yes | Net Metered Residential | Sunny Mac LLC |  | PSE&G | Accepted | 2024-01-15 | 2024-02-13 | 2025-02-13 | Inverters | SE5000H-US | Solaredge | 5000 |  | 1 |  |  | 0.1 |  | Outdoor | next to meter
NJADRE1555653745 | Administratively Determined Incentive Program | VOORHEES | 8043 | 14 | 12 | Residential | Behind the Meter | Yes | Net Metered Residential | Pro Custom Solar dba Momentum Solar |  | AC Electric | Accepted | 2024-01-15 | 2024-02-07 | 2025-02-07 | Solar Panels | Q. PEAK DUO BLK ML-G10+400 | hanwha |  | 0.4 | 9 | 203 | 24 |  | Fixed | Roof
NJADRE1555653745 | Administratively Determined Incentive Program | VOORHEES | 8043 | 14 | 12 | Residential | Behind the Meter | Yes | Net Metered Residential | Pro Custom Solar dba Momentum Solar |  | AC Electric | Accepted | 2024-01-15 | 2024-02-07 | 2025-02-07 | Solar Panels | Q. PEAK DUO BLK ML-G10+400 | hanwha |  | 0.4 | 4 | 293 | 23 |  | Fixed | Roof
NJADRE1555653745 | Administratively Determined Incentive Program | VOORHEES | 8043 | 14 | 12 | Residential | Behind the Meter | Yes | Net Metered Residential | Pro Custom Solar dba Momentum Solar |  | AC Electric | Accepted | 2024-01-15 | 2024-02-07 | 2025-02-07 | Solar Panels | Q. PEAK DUO BLK ML-G10+400 | hanwha |  | 0.4 | 12 | 23 | 24 |  | Fixed | Roof
NJADRE1555653745 | Administratively Determined Incentive Program | VOORHEES | 8043 | 14 | 12 | Residential | Behind the Meter | Yes | Net Metered Residential | Pro Custom Solar dba Momentum Solar |  | AC Electric | Accepted | 2024-01-15 | 2024-02-07 | 2025-02-07 | Solar Panels | Q. PEAK DUO BLK ML-G10+400 | hanwha |  | 0.4 | 5 | 113 | 23 |  | Fixed | Roof
NJADRE1555653745 | Administratively Determined Incentive Program | VOORHEES | 8043 | 14 | 12 | Residential | Behind the Meter | Yes | Net Metered Residential | Pro Custom Solar dba Momentum Solar |  | AC Electric | Accepted | 2024-01-15 | 2024-02-07 | 2025-02-07 | Inverters | IQ8PLUS-72-2-US | enphase | 290 |  | 30 |  |  | 0.97 |  | Outdoor
NJADRE1555653753 | Administratively Determined Incentive Program | CARNEYS POINT | 8069 | 16 | 14 | Commercial | Behind the Meter | No | Small Net-Metered Non-Residential located on Rooftop, Carport, Canopy and Floating Solar | RCL Enterprises Inc |  | AC Electric | Accepted | 2024-01-15 | 2024-02-07 | 2025-02-07 | Inverters | Enphase | IQ8plus | 290 |  | 35 |  |  | 0.97 |  | Outdoor
NJADRE1555653753 | Administratively Determined Incentive Program | CARNEYS POINT | 8069 | 16 | 14 | Commercial | Behind the Meter | No | Small Net-Metered Non-Residential located on Rooftop, Carport, Canopy and Floating Solar | RCL Enterprises Inc |  | AC Electric | Accepted | 2024-01-15 | 2024-02-07 | 2025-02-07 | Solar Panels | JA Solar | JAM54S31 |  | 0.4 | 29 | 213 | 36 |  | Fixed | Roof
NJADRE1555653753 | Administratively Determined Incentive Program | CARNEYS POINT | 8069 | 16 | 14 | Commercial | Behind the Meter | No | Small Net-Metered Non-Residential located on Rooftop, Carport, Canopy and Floating Solar | RCL Enterprises Inc |  | AC Electric | Accepted | 2024-01-15 | 2024-02-07 | 2025-02-07 | Solar Panels | JA Solar | JAM54S31 |  | 0.4 | 6 | 213 | 10 |  | Fixed | Roof
NJADRE1555653755 | Administratively Determined Incentive Program | MAYS LANDING | 8330 | 19 | 4.05 | Residential | Behind the Meter | No | Net Metered Residential | EMT Renewables |  | AC Electric | Accepted | 2024-01-15 | 2024-02-07 | 2025-02-07 | Inverters | ENPHASE | IQ8+ | 290 |  | 10 |  |  | 0.98 |  | Other | UNDER EACH PANEL
NJADRE1555653755 | Administratively Determined Incentive Program | MAYS LANDING | 8330 | 19 | 4.05 | Residential | Behind the Meter | No | Net Metered Residential | EMT Renewables |  | AC Electric | Accepted | 2024-01-15 | 2024-02-07 | 2025-02-07 | Solar Panels | Q CELLS | Q PEAK DUO BLK |  | 0.405 | 10 | 201 | 32 |  | Fixed | Roof
NJADRE1555653757 | Administratively Determined Incentive Program | ELMER | 8318 | 16 | 7.29 | Residential | Behind the Meter | Yes | Net Metered Residential | SunnyMac LLC |  | AC Electric | Accepted | 2024-01-15 | 2024-02-08 | 2025-02-08 | Solar Panels | Q.PEAK DUO BLK ML-G10+ 405W | HANWHA |  | 0.405 | 18 | 163 | 22 |  | Fixed | Roof
NJADRE1555653757 | Administratively Determined Incentive Program | ELMER | 8318 | 16 | 7.29 | Residential | Behind the Meter | Yes | Net Metered Residential | SunnyMac LLC |  | AC Electric | Accepted | 2024-01-15 | 2024-02-08 | 2025-02-08 | Inverters | SE6000H-US | Solaredge | 6000 |  | 1 |  |  | 0.1 |  | Outdoor | next to meter
NJADRE1555653760 | Administratively Determined Incentive Program | WEST DEPTFORD | 8086 | 15 | 9.6 | Residential | Behind the Meter | Yes | Net Metered Residential | Pro Custom Solar dba Momentum Solar |  | PSE&G | Accepted | 2024-01-15 | 2024-02-09 | 2025-02-09 | Solar Panels | Q. PEAK DUO BLK ML-G10+400 | hanwha |  | 0.4 | 20 | 161 | 18 |  | Fixed | Roof
NJADRE1555653760 | Administratively Determined Incentive Program | WEST DEPTFORD | 8086 | 15 | 9.6 | Residential | Behind the Meter | Yes | Net Metered Residential | Pro Custom Solar dba Momentum Solar |  | PSE&G | Accepted | 2024-01-15 | 2024-02-09 | 2025-02-09 | Solar Panels | Q. PEAK DUO BLK ML-G10+400 | hanwha |  | 0.4 | 4 | 161 | 14 |  | Fixed | Roof
NJADRE1555653760 | Administratively Determined Incentive Program | WEST DEPTFORD | 8086 | 15 | 9.6 | Residential | Behind the Meter | Yes | Net Metered Residential | Pro Custom Solar dba Momentum Solar |  | PSE&G | Accepted | 2024-01-15 | 2024-02-09 | 2025-02-09 | Inverters | IQ8PLUS-72-2-US | enphase | 290 |  | 24 |  |  | 0.97 |  | Outdoor
NJADRE1555653765 | Administratively Determined Incentive Program | LODI | 7644 | 7 | 335.88 | Non Profit | Behind the Meter | Yes | Small Net-Metered Non-Residential located on Rooftop, Carport, Canopy and Floating Solar | HESP Construction, LLC |  | PSE&G | Accepted | 2024-01-17 | 2024-02-13 | 2025-02-13 | Inverters | Chint | SCA25KTL-DO-R/US-480 | 22000 |  | 1 |  |  | 0.985 |  | Outdoor
NJADRE1555653765 | Administratively Determined Incentive Program | LODI | 7644 | 7 | 335.88 | Non Profit | Behind the Meter | Yes | Small Net-Metered Non-Residential located on Rooftop, Carport, Canopy and Floating Solar | HESP Construction, LLC |  | PSE&G | Accepted | 2024-01-17 | 2024-02-13 | 2025-02-13 | Inverters | Chint | SCA-36KTL-DO/US-480 | 108000 |  | 3 |  |  | 0.988 |  | Outdoor
NJADRE1555653765 | Administratively Determined Incentive Program | LODI | 7644 | 7 | 335.88 | Non Profit | Behind the Meter | Yes | Small Net-Metered Non-Residential located on Rooftop, Carport, Canopy and Floating Solar | HESP Construction, LLC |  | PSE&G | Accepted | 2024-01-17 | 2024-02-13 | 2025-02-13 | Inverters | Chint | SCA-60KTL-DO/US-480 | 120000 |  | 2 |  |  | 0.988 |  | Outdoor
NJADRE1555653765 | Administratively Determined Incentive Program | LODI | 7644 | 7 | 335.88 | Non Profit | Behind the Meter | Yes | Small Net-Metered Non-Residential located on Rooftop, Carport, Canopy and Floating Solar | HESP Construction, LLC |  | PSE&G | Accepted | 2024-01-17 | 2024-02-13 | 2025-02-13 | Solar Panels | Waaree Ahnay | Bi-57-540 |  | 0.54 | 199 | 189 | 5 |  | Fixed | Roof
NJADRE1555653765 | Administratively Determined Incentive Program | LODI | 7644 | 7 | 335.88 | Non Profit | Behind the Meter | Yes | Small Net-Metered Non-Residential located on Rooftop, Carport, Canopy and Floating Solar | HESP Construction, LLC |  | PSE&G | Accepted | 2024-01-17 | 2024-02-13 | 2025-02-13 | Solar Panels | Waaree Ahnay | Bi-57-540 |  | 0.54 | 75 | 95 | 3 |  | Fixed | Parking Lot
NJADRE1555653765 | Administratively Determined Incentive Program | LODI | 7644 | 7 | 335.88 | Non Profit | Behind the Meter | Yes | Small Net-Metered Non-Residential located on Rooftop, Carport, Canopy and Floating Solar | HESP Construction, LLC |  | PSE&G | Accepted | 2024-01-17 | 2024-02-13 | 2025-02-13 | Solar Panels | Waaree Ahnay | Bi-57-540 |  | 0.54 | 348 | 99 | 3 |  | Fixed | Parking Lot
NJADRE1555653767 | Administratively Determined Incentive Program | EVESHAM | 8053 | 13 | 12.6 | Residential | Behind the Meter | No | Net Metered Residential | Impact Solar, LLC |  | PSE&G | Accepted | 2024-01-23 | 2024-02-13 | 2025-02-13 | Meters | Enphase | Envoy |  |  | 1 |  |  |  | Yes
NJADRE1555653767 | Administratively Determined Incentive Program | EVESHAM | 8053 | 13 | 12.6 | Residential | Behind the Meter | No | Net Metered Residential | Impact Solar, LLC |  | PSE&G | Accepted | 2024-01-23 | 2024-02-13 | 2025-02-13 | Inverters | Enphase | IQ7X-96-2-US | 315 |  | 30 |  |  | 0.97 |  | Outside | under panels
NJADRE1555653767 | Administratively Determined Incentive Program | EVESHAM | 8053 | 13 | 12.6 | Residential | Behind the Meter | No | Net Metered Residential | Impact Solar, LLC |  | PSE&G | Accepted | 2024-01-23 | 2024-02-13 | 2025-02-13 | Solar Panels | REC | REC420AA Pure-R |  | 0.42 | 30 | 163 | 37 |  | Fixed | Roof
NJADRE1555653768 | Administratively Determined Incentive Program | PENNSAUKEN | 8109 | 14 | 10.13 | Residential | Behind the Meter | Yes | Net Metered Residential | Sunny Mac LLC |  | PSE&G | Accepted | 2024-01-16 | 2024-02-08 | 2025-02-08 | Solar Panels | Q.PEAK DUO BLK ML-G10+ 405 | HANWHA |  | 0.405 | 5 | 152 | 23 |  | Fixed | Roof
NJADRE1555653768 | Administratively Determined Incentive Program | PENNSAUKEN | 8109 | 14 | 10.13 | Residential | Behind the Meter | Yes | Net Metered Residential | Sunny Mac LLC |  | PSE&G | Accepted | 2024-01-16 | 2024-02-08 | 2025-02-08 | Solar Panels | Q.PEAK DUO BLK ML-G10+ 405 | HANWHA |  | 0.405 | 5 | 242 | 24 |  | Fixed | Roof
NJADRE1555653768 | Administratively Determined Incentive Program | PENNSAUKEN | 8109 | 14 | 10.13 | Residential | Behind the Meter | Yes | Net Metered Residential | Sunny Mac LLC |  | PSE&G | Accepted | 2024-01-16 | 2024-02-08 | 2025-02-08 | Solar Panels | Q.PEAK DUO BLK ML-G10+ 405 | HANWHA |  | 0.405 | 5 | 62 | 24 |  | Fixed | Roof
NJADRE1555653768 | Administratively Determined Incentive Program | PENNSAUKEN | 8109 | 14 | 10.13 | Residential | Behind the Meter | Yes | Net Metered Residential | Sunny Mac LLC |  | PSE&G | Accepted | 2024-01-16 | 2024-02-08 | 2025-02-08 | Solar Panels | Q.PEAK DUO BLK ML-G10+ 405 | HANWHA |  | 0.405 | 10 | 332 | 23 |  | Fixed | Roof
NJADRE1555653768 | Administratively Determined Incentive Program | PENNSAUKEN | 8109 | 14 | 10.13 | Residential | Behind the Meter | Yes | Net Metered Residential | Sunny Mac LLC |  | PSE&G | Accepted | 2024-01-16 | 2024-02-08 | 2025-02-08 | Inverters | SE 7600H-US | Solaredge | 7600 |  | 1 |  |  | 0.1 |  | Outdoor | next to meter
NJADRE1555653768 | Administratively Determined Incentive Program | PENNSAUKEN | 8109 | 14 | 10.13 | Residential | Behind the Meter | Yes | Net Metered Residential | Sunny Mac LLC |  | PSE&G | Accepted | 2024-01-16 | 2024-02-08 | 2025-02-08 | Meters | SE-RGMTR-1D-240C-B | Solaredge |  |  | 1 |  |  |  | Yes | Outdoor
NJADRE1555653774 | Administratively Determined Incentive Program | ISELIN | 8830 | 11 | 8 | Residential | Behind the Meter | Yes | Net Metered Residential | Pro Custom Solar dba Momentum Solar |  | PSE&G | Accepted | 2024-01-15 | 2024-02-07 | 2025-02-07 | Solar Panels | Q. PEAK DUO BLK ML-G10+400 | hanwha |  | 0.4 | 12 | 178 | 23 |  | Fixed | Roof
NJADRE1555653774 | Administratively Determined Incentive Program | ISELIN | 8830 | 11 | 8 | Residential | Behind the Meter | Yes | Net Metered Residential | Pro Custom Solar dba Momentum Solar |  | PSE&G | Accepted | 2024-01-15 | 2024-02-07 | 2025-02-07 | Solar Panels | Q. PEAK DUO BLK ML-G10+400 | hanwha |  | 0.4 | 2 | 178 | 23 |  | Fixed | Roof
NJADRE1555653774 | Administratively Determined Incentive Program | ISELIN | 8830 | 11 | 8 | Residential | Behind the Meter | Yes | Net Metered Residential | Pro Custom Solar dba Momentum Solar |  | PSE&G | Accepted | 2024-01-15 | 2024-02-07 | 2025-02-07 | Solar Panels | Q. PEAK DUO BLK ML-G10+400 | hanwha |  | 0.4 | 6 | 358 | 11 |  | Fixed | Roof
NJADRE1555653774 | Administratively Determined Incentive Program | ISELIN | 8830 | 11 | 8 | Residential | Behind the Meter | Yes | Net Metered Residential | Pro Custom Solar dba Momentum Solar |  | PSE&G | Accepted | 2024-01-15 | 2024-02-07 | 2025-02-07 | Inverters | IQ8PLUS-72-2-US | enphase | 290 |  | 20 |  |  | 0.97 |  | Outdoor
NJADRE1555653780 | Administratively Determined Incentive Program | LINDENWOLD | 8021 | 14 | 11.6 | Residential | Behind the Meter | Yes | Net Metered Residential | Big Solar Energy, LLC |  | AC Electric | Accepted | 2024-01-15 | 2024-02-06 | 2025-02-06 | Inverters | SolarEdge | SE7600H-US | 7600 |  | 1 |  |  | 0.992 |  | Outdoor
NJADRE1555653780 | Administratively Determined Incentive Program | LINDENWOLD | 8021 | 14 | 11.6 | Residential | Behind the Meter | Yes | Net Metered Residential | Big Solar Energy, LLC |  | AC Electric | Accepted | 2024-01-15 | 2024-02-06 | 2025-02-06 | Solar Panels | Canadian Solar | CS6R-400MS-HL |  | 0.4 | 20 | 56 | 25 |  | Fixed | Roof
NJADRE1555653780 | Administratively Determined Incentive Program | LINDENWOLD | 8021 | 14 | 11.6 | Residential | Behind the Meter | Yes | Net Metered Residential | Big Solar Energy, LLC |  | AC Electric | Accepted | 2024-01-15 | 2024-02-06 | 2025-02-06 | Solar Panels | Canadian Solar | CS6R-400MS-HL |  | 0.4 | 9 | 236 | 25 |  | Fixed | Roof
NJADRE1555653786 | Administratively Determined Incentive Program | Hamilton Twp Mer | 8610 | 12 | 6.48 | Residential | Behind the Meter | No | Net Metered Residential | EMT Renewables |  | PSE&G | Accepted | 2024-01-15 | 2024-02-07 | 2025-02-07 | Inverters | ENPHASE | IQ8+ | 290 |  | 16 |  |  | 0.98 |  | Other | UNDER EACH PANEL
NJADRE1555653786 | Administratively Determined Incentive Program | Hamilton Twp Mer | 8610 | 12 | 6.48 | Residential | Behind the Meter | No | Net Metered Residential | EMT Renewables |  | PSE&G | Accepted | 2024-01-15 | 2024-02-07 | 2025-02-07 | Solar Panels | Q CELLS | Q PEAK DUO BLK |  | 0.405 | 16 | 150 | 35 |  | Fixed | Roof
NJADRE1555653789 | Administratively Determined Incentive Program | PLAINFIELD | 7063 | 10 | 4.62 | Residential | Behind the Meter | No | Net Metered Residential | Venture Solar |  | PSE&G | Accepted | 2024-01-15 | 2024-02-07 | 2025-02-07 | Inverters | Enphase | IQ7X-96-2-US (240V) | 315 |  | 11 |  |  | 0.98 |  | Outdoor | Roof
NJADRE1555653789 | Administratively Determined Incentive Program | PLAINFIELD | 7063 | 10 | 4.62 | Residential | Behind the Meter | No | Net Metered Residential | Venture Solar |  | PSE&G | Accepted | 2024-01-15 | 2024-02-07 | 2025-02-07 | Solar Panels | REC | REC420AA Pure-R |  | 0.42 | 11 | 140 | 34 |  | Fixed | Roof
NJADRE1555654008 | Administratively Determined Incentive Program | ELMWOOD PARK | 7407 | 7 | 9.6 | Residential | Behind the Meter | No | Net Metered Residential | Pro Custom Solar dba Momentum Solar |  | PSE&G | Accepted | 2024-01-15 | 2024-02-07 | 2025-02-07 | Solar Panels | Q. PEAK DUO BLK ML-G10+400 | hanwha |  | 0.4 | 19 | 341 | 9 |  | Fixed | Roof
NJADRE1555654008 | Administratively Determined Incentive Program | ELMWOOD PARK | 7407 | 7 | 9.6 | Residential | Behind the Meter | No | Net Metered Residential | Pro Custom Solar dba Momentum Solar |  | PSE&G | Accepted | 2024-01-15 | 2024-02-07 | 2025-02-07 | Solar Panels | Q. PEAK DUO BLK ML-G10+400 | hanwha |  | 0.4 | 5 | 161 | 9 |  | Fixed | Roof
NJADRE1555654008 | Administratively Determined Incentive Program | ELMWOOD PARK | 7407 | 7 | 9.6 | Residential | Behind the Meter | No | Net Metered Residential | Pro Custom Solar dba Momentum Solar |  | PSE&G | Accepted | 2024-01-15 | 2024-02-07 | 2025-02-07 | Inverters | IQ8PLUS-72-2-US | enphase | 290 |  | 24 |  |  | 0.97 |  | Outdoor
NJADRE1555654009 | Administratively Determined Incentive Program | Williamstown | 8094 | 15 | 19.04 | Residential | Behind the Meter | No | Net Metered Residential | EMT Renewables |  | AC Electric | Accepted | 2024-01-15 | 2024-02-07 | 2025-02-07 | Inverters | ENPHASE | IQ8+ | 290 |  | 47 |  |  | 0.98 |  | Other | UNDER EACH PANEL
NJADRE1555654009 | Administratively Determined Incentive Program | Williamstown | 8094 | 15 | 19.04 | Residential | Behind the Meter | No | Net Metered Residential | EMT Renewables |  | AC Electric | Accepted | 2024-01-15 | 2024-02-07 | 2025-02-07 | Solar Panels | Q CELLS | Q PEAK DUO BLK |  | 0.405 | 23 | 301 | 21 |  | Fixed | Roof
NJADRE1555654009 | Administratively Determined Incentive Program | Williamstown | 8094 | 15 | 19.04 | Residential | Behind the Meter | No | Net Metered Residential | EMT Renewables |  | AC Electric | Accepted | 2024-01-15 | 2024-02-07 | 2025-02-07 | Solar Panels | Q CELLS | Q PEAK DUO BLK |  | 0.405 | 20 | 121 | 21 |  | Fixed | Roof
NJADRE1555654009 | Administratively Determined Incentive Program | Williamstown | 8094 | 15 | 19.04 | Residential | Behind the Meter | No | Net Metered Residential | EMT Renewables |  | AC Electric | Accepted | 2024-01-15 | 2024-02-07 | 2025-02-07 | Solar Panels | Q CELLS | Q PEAK DUO BLK |  | 0.405 | 2 | 120 | 21 |  | Fixed | Roof
NJADRE1555654009 | Administratively Determined Incentive Program | Williamstown | 8094 | 15 | 19.04 | Residential | Behind the Meter | No | Net Metered Residential | EMT Renewables |  | AC Electric | Accepted | 2024-01-15 | 2024-02-07 | 2025-02-07 | Solar Panels | Q CELLS | Q PEAK DUO BLK |  | 0.405 | 2 | 300 | 21 |  | Fixed | Roof
NJADRE1555654025 | Administratively Determined Incentive Program | NEWARK | 7106 | 9 | 8.91 | Residential | Behind the Meter | Yes | Net Metered Residential | Pro Custom Solar dba Momentum Solar |  | PSE&G | Accepted | 2024-01-15 | 2024-02-06 | 2025-02-06 | Solar Panels | Q. PEAK DUO BLK ML-G10+405 | hanwha |  | 0.405 | 11 | 292 | 26 |  | Fixed | Roof
NJADRE1555654025 | Administratively Determined Incentive Program | NEWARK | 7106 | 9 | 8.91 | Residential | Behind the Meter | Yes | Net Metered Residential | Pro Custom Solar dba Momentum Solar |  | PSE&G | Accepted | 2024-01-15 | 2024-02-06 | 2025-02-06 | Solar Panels | Q. PEAK DUO BLK ML-G10+405 | hanwha |  | 0.405 | 5 | 112 | 26 |  | Fixed | Roof
NJADRE1555654025 | Administratively Determined Incentive Program | NEWARK | 7106 | 9 | 8.91 | Residential | Behind the Meter | Yes | Net Metered Residential | Pro Custom Solar dba Momentum Solar |  | PSE&G | Accepted | 2024-01-15 | 2024-02-06 | 2025-02-06 | Solar Panels | Q. PEAK DUO BLK ML-G10+405 | hanwha |  | 0.405 | 4 | 202 | 21 |  | Fixed | Roof
NJADRE1555654025 | Administratively Determined Incentive Program | NEWARK | 7106 | 9 | 8.91 | Residential | Behind the Meter | Yes | Net Metered Residential | Pro Custom Solar dba Momentum Solar |  | PSE&G | Accepted | 2024-01-15 | 2024-02-06 | 2025-02-06 | Solar Panels | Q. PEAK DUO BLK ML-G10+405 | hanwha |  | 0.405 | 2 | 22 | 21 |  | Fixed | Roof
NJADRE1555654025 | Administratively Determined Incentive Program | NEWARK | 7106 | 9 | 8.91 | Residential | Behind the Meter | Yes | Net Metered Residential | Pro Custom Solar dba Momentum Solar |  | PSE&G | Accepted | 2024-01-15 | 2024-02-06 | 2025-02-06 | Inverters | IQ8PLUS-72-2-US | enphase | 290 |  | 22 |  |  | 0.97 |  | Outdoor
NJADRE1555654030 | Administratively Determined Incentive Program | Pennsville | 8069 | 16 | 7.11 | Residential | Behind the Meter | Yes | Net Metered Residential | Big Solar Energy, LLC |  | AC Electric | Accepted | 2024-01-15 | 2024-02-15 | 2025-02-15 | Inverters | SolarEdge | SE5000H-US | 21 |  | 1 |  |  | 0.992 |  | Outdoor
NJADRE1555654030 | Administratively Determined Incentive Program | Pennsville | 8069 | 16 | 7.11 | Residential | Behind the Meter | Yes | Net Metered Residential | Big Solar Energy, LLC |  | AC Electric | Accepted | 2024-01-15 | 2024-02-15 | 2025-02-15 | Solar Panels | JA SOLAR | JAM54S31-395/MR |  | 0.395 | 12 | 116 | 20 |  | Fixed | Roof
NJADRE1555654030 | Administratively Determined Incentive Program | Pennsville | 8069 | 16 | 7.11 | Residential | Behind the Meter | Yes | Net Metered Residential | Big Solar Energy, LLC |  | AC Electric | Accepted | 2024-01-15 | 2024-02-15 | 2025-02-15 | Solar Panels | JA SOLAR | JAM54S31-395/MR |  | 0.395 | 6 | 296 | 20 |  | Fixed | Roof
NJADRE1555654038 | Administratively Determined Incentive Program | Gloucester City | 8030 | 14 | 6.75 | Residential | Behind the Meter | No | Net Metered Residential | Solar Energy World |  | PSE&G | Accepted | 2024-01-15 | 2024-02-07 | 2025-02-07 | Solar Panels | Longi | LR4-60-HPB-355M |  | 0.355 | 11 | 108 | 34 |  | Fixed | Roof
NJADRE1555654038 | Administratively Determined Incentive Program | Gloucester City | 8030 | 14 | 6.75 | Residential | Behind the Meter | No | Net Metered Residential | Solar Energy World |  | PSE&G | Accepted | 2024-01-15 | 2024-02-07 | 2025-02-07 | Solar Panels | Longi | LR4-60-HPB-355M |  | 0.355 | 8 | 289 | 34 |  | Fixed | Roof
NJADRE1555654038 | Administratively Determined Incentive Program | Gloucester City | 8030 | 14 | 6.75 | Residential | Behind the Meter | No | Net Metered Residential | Solar Energy World |  | PSE&G | Accepted | 2024-01-15 | 2024-02-07 | 2025-02-07 | Inverters | Enphase | IQ8-60-2-US | 290 |  | 19 |  |  | 0.99 |  | Outside
NJADRE1555654081 | Administratively Determined Incentive Program | ALBION | 8009 | 14 | 3.65 | Residential | Behind the Meter | Yes | Net Metered Residential | Sunrun Installation Services, Inc. |  | AC Electric | Accepted | 2024-01-26 | 2024-02-16 | 2025-02-16 | Inverters | DELTA ELECTRONICS | E4-TL-US | 4 |  | 1 |  |  | 0.975 |  | Outside | Next to Meter
NJADRE1555654081 | Administratively Determined Incentive Program | ALBION | 8009 | 14 | 3.65 | Residential | Behind the Meter | Yes | Net Metered Residential | Sunrun Installation Services, Inc. |  | AC Electric | Accepted | 2024-01-26 | 2024-02-16 | 2025-02-16 | Solar Panels | HANWHA Q-CELLS | Q.PEAK DUO BLK ML-G10+ 405 |  | 0.405 | 9 | 223 | 24 |  | Fixed | Roof
NJADRE1555654257 | Administratively Determined Incentive Program | Pleasantville | 8232 | 19 | 9.32 | Residential | Behind the Meter | Yes | Net Metered Residential | Sunrun Installation Services, Inc |  | AC Electric | Accepted | 2024-01-15 | 2024-02-06 | 2025-02-06 | Inverters | SOLAREDGE TECHNOLOGIES | SE7600H-USSN | 7600 |  | 1 |  |  | 0.99 |  | Outdoor | Next To Meter
NJADRE1555654257 | Administratively Determined Incentive Program | Pleasantville | 8232 | 19 | 9.32 | Residential | Behind the Meter | Yes | Net Metered Residential | Sunrun Installation Services, Inc |  | AC Electric | Accepted | 2024-01-15 | 2024-02-06 | 2025-02-06 | Solar Panels | HANWHA Q-CELLS | Q.PEAK DUO BLK ML-G10+ 405 |  | 0.405 | 14 | 207 | 24 |  | Fixed | Roof
NJADRE1555654257 | Administratively Determined Incentive Program | Pleasantville | 8232 | 19 | 9.32 | Residential | Behind the Meter | Yes | Net Metered Residential | Sunrun Installation Services, Inc |  | AC Electric | Accepted | 2024-01-15 | 2024-02-06 | 2025-02-06 | Solar Panels | HANWHA Q-CELLS | Q.PEAK DUO BLK ML-G10+ 405 |  | 0.405 | 9 | 27 | 25 |  | Fixed | Roof
NJADRE1555654305 | Administratively Determined Incentive Program | ATLANTIC CITY | 8401 | 19 | 4.74 | Residential | Behind the Meter | Yes | Net Metered Residential | Solar Mite Solutions |  | AC Electric | Accepted | 2024-01-15 | 2024-02-14 | 2025-02-14 | Inverters | Enphase | IQ8PLUS-72-2 | 290 |  | 12 |  |  | 0.98 |  | Outside
NJADRE1555654305 | Administratively Determined Incentive Program | ATLANTIC CITY | 8401 | 19 | 4.74 | Residential | Behind the Meter | Yes | Net Metered Residential | Solar Mite Solutions |  | AC Electric | Accepted | 2024-01-15 | 2024-02-14 | 2025-02-14 | Solar Panels | JA Solar | 54S31 |  | 0.395 | 12 | 200 | 30 |  | Fixed | Roof | Array 1
NJADRE1555655379 | Administratively Determined Incentive Program | FRANKLIN TWP | 8873 | 5 | 9.2 | Residential | Behind the Meter | Yes | Net Metered Residential | Sunrun Installation Services, Inc. |  | PSE&G | Accepted | 2024-01-16 | 2024-02-13 | 2025-02-13 | Inverters | Delta Electronics | E8-TL-US | 7680 |  | 1 |  |  | 0.98 |  | Outdoor
NJADRE1555655379 | Administratively Determined Incentive Program | FRANKLIN TWP | 8873 | 5 | 9.2 | Residential | Behind the Meter | Yes | Net Metered Residential | Sunrun Installation Services, Inc. |  | PSE&G | Accepted | 2024-01-16 | 2024-02-13 | 2025-02-13 | Solar Panels | Hanwha Q Cells | Q.PEAK DUO BLK ML-G10+/T 400 |  | 0.4 | 12 | 46 | 19 |  | Fixed | Roof
NJADRE1555655379 | Administratively Determined Incentive Program | FRANKLIN TWP | 8873 | 5 | 9.2 | Residential | Behind the Meter | Yes | Net Metered Residential | Sunrun Installation Services, Inc. |  | PSE&G | Accepted | 2024-01-16 | 2024-02-13 | 2025-02-13 | Solar Panels | Hanwha Q Cells | Q.PEAK DUO BLK ML-G10+/T 400 |  | 0.4 | 5 | 46 | 19 |  | Fixed | Roof
NJADRE1555655379 | Administratively Determined Incentive Program | FRANKLIN TWP | 8873 | 5 | 9.2 | Residential | Behind the Meter | Yes | Net Metered Residential | Sunrun Installation Services, Inc. |  | PSE&G | Accepted | 2024-01-16 | 2024-02-13 | 2025-02-13 | Solar Panels | Hanwha Q Cells | Q.PEAK DUO BLK ML-G10+/T 400 |  | 0.4 | 6 | 226 | 18 |  | Fixed | Roof
NJADRE1555655385 | Administratively Determined Incentive Program | MONROE | 8094 | 15 | 11.75 | Residential | Behind the Meter | Yes | Net Metered Residential | Sunny Mac LLC |  | AC Electric | Accepted | 2024-01-16 | 2024-02-07 | 2025-02-07 | Solar Panels | Q.PEAK DUO BLK ML-G10+ 405 | HANWHA |  | 0.405 | 15 | 1 | 22 |  | Fixed | Roof
NJADRE1555655385 | Administratively Determined Incentive Program | MONROE | 8094 | 15 | 11.75 | Residential | Behind the Meter | Yes | Net Metered Residential | Sunny Mac LLC |  | AC Electric | Accepted | 2024-01-16 | 2024-02-07 | 2025-02-07 | Solar Panels | Q.PEAK DUO BLK ML-G10+ 405 | HANWHA |  | 0.405 | 14 | 181 | 22 |  | Fixed | Roof
NJADRE1555655385 | Administratively Determined Incentive Program | MONROE | 8094 | 15 | 11.75 | Residential | Behind the Meter | Yes | Net Metered Residential | Sunny Mac LLC |  | AC Electric | Accepted | 2024-01-16 | 2024-02-07 | 2025-02-07 | Inverters | SE10000H-US | Solaredge | 10000 |  | 1 |  |  | 0.1 |  | Outdoor | next to meter
NJADRE1555655390 | Administratively Determined Incentive Program | FLEMINGTON | 8822 | 4 | 8.91 | Residential | Behind the Meter | Yes | Net Metered Residential | SunnyMac LLC |  | JCP&L | Accepted | 2024-01-16 | 2024-02-08 | 2025-02-08 | Solar Panels | Q.PEAK DUO BLK ML-G10+ 405 | HANWHA |  | 0.405 | 10 | 87 | 27 |  | Fixed | Roof
NJADRE1555655390 | Administratively Determined Incentive Program | FLEMINGTON | 8822 | 4 | 8.91 | Residential | Behind the Meter | Yes | Net Metered Residential | SunnyMac LLC |  | JCP&L | Accepted | 2024-01-16 | 2024-02-08 | 2025-02-08 | Solar Panels | Q.PEAK DUO BLK ML-G10+ 405 | HANWHA |  | 0.405 | 12 | 267 | 27 |  | Fixed | Roof
NJADRE1555655390 | Administratively Determined Incentive Program | FLEMINGTON | 8822 | 4 | 8.91 | Residential | Behind the Meter | Yes | Net Metered Residential | SunnyMac LLC |  | JCP&L | Accepted | 2024-01-16 | 2024-02-08 | 2025-02-08 | Inverters | IQ8PLUS-72-2-US | ENPHASE | 290 |  | 22 |  |  | 0.1 |  | Outdoor | next to meter
NJADRE1555655399 | Administratively Determined Incentive Program | MIDDLETOWN | 7748 | 17 | 14.88 | Residential | Behind the Meter | No | Net Metered Residential | Whitman Construction, LLC |  | JCP&L | Accepted | 2024-01-16 | 2024-02-06 | 2025-02-06 | Solar Panels | HANWHA | HANWHA Q CELL 425 |  | 0.425 | 10 | 219 | 34 |  | Fixed | Roof
NJADRE1555655399 | Administratively Determined Incentive Program | MIDDLETOWN | 7748 | 17 | 14.88 | Residential | Behind the Meter | No | Net Metered Residential | Whitman Construction, LLC |  | JCP&L | Accepted | 2024-01-16 | 2024-02-06 | 2025-02-06 | Solar Panels | HANWHA | HANWHA Q CELL 425 |  | 0.425 | 25 | 130 | 30 |  | Fixed | Roof
NJADRE1555655399 | Administratively Determined Incentive Program | MIDDLETOWN | 7748 | 17 | 14.88 | Residential | Behind the Meter | No | Net Metered Residential | Whitman Construction, LLC |  | JCP&L | Accepted | 2024-01-16 | 2024-02-06 | 2025-02-06 | Inverters | ENPHASE | IQ8PLUS-72-2-US | 290 |  | 25 |  |  | 0.975 |  | Outdoor
NJADRE1555655402 | Administratively Determined Incentive Program | ERIAL | 8081 | 14 | 5.67 | Residential | Behind the Meter | No | Net Metered Residential | EMT Renewables |  | AC Electric | Accepted | 2024-01-18 | 2024-02-09 | 2025-02-09 | Inverters | ENPHASE | IQ8+ | 290 |  | 14 |  |  | 0.98 |  | Other | UNDER EACH PANEL
NJADRE1555655402 | Administratively Determined Incentive Program | ERIAL | 8081 | 14 | 5.67 | Residential | Behind the Meter | No | Net Metered Residential | EMT Renewables |  | AC Electric | Accepted | 2024-01-18 | 2024-02-09 | 2025-02-09 | Solar Panels | Q CELLS | Q PEAK DUO BLK |  | 0.405 | 6 | 155 | 25 |  | Fixed | Roof
NJADRE1555655402 | Administratively Determined Incentive Program | ERIAL | 8081 | 14 | 5.67 | Residential | Behind the Meter | No | Net Metered Residential | EMT Renewables |  | AC Electric | Accepted | 2024-01-18 | 2024-02-09 | 2025-02-09 | Solar Panels | Q CELLS | Q PEAK DUO BLK |  | 0.405 | 5 | 245 | 16 |  | Fixed | Roof
NJADRE1555655402 | Administratively Determined Incentive Program | ERIAL | 8081 | 14 | 5.67 | Residential | Behind the Meter | No | Net Metered Residential | EMT Renewables |  | AC Electric | Accepted | 2024-01-18 | 2024-02-09 | 2025-02-09 | Solar Panels | Q CELLS | Q PEAK DUO BLK |  | 0.405 | 3 | 65 | 16 |  | Fixed | Roof
NJADRE1555655403 | Administratively Determined Incentive Program | Rockaway | 7866 | 3 | 7.29 | Residential | Behind the Meter | Yes | Net Metered Residential | Trinity Solar |  | JCP&L | Accepted | 2024-01-16 | 2024-02-06 | 2025-02-06 | Inverters | Solar Edge | SE6000H-US | 6000 |  | 1 |  |  | 0.97 |  | Outdoor
NJADRE1555655403 | Administratively Determined Incentive Program | Rockaway | 7866 | 3 | 7.29 | Residential | Behind the Meter | Yes | Net Metered Residential | Trinity Solar |  | JCP&L | Accepted | 2024-01-16 | 2024-02-06 | 2025-02-06 | Solar Panels | Hanwha | Q.PEAK DUO BLK ML-G10+ 405 |  | 0.405 | 14 | 259 | 37 |  | Fixed | Roof
NJADRE1555655403 | Administratively Determined Incentive Program | Rockaway | 7866 | 3 | 7.29 | Residential | Behind the Meter | Yes | Net Metered Residential | Trinity Solar |  | JCP&L | Accepted | 2024-01-16 | 2024-02-06 | 2025-02-06 | Solar Panels | Hanwha | Q.PEAK DUO BLK ML-G10+ 405 |  | 0.405 | 4 | 169 | 32 |  | Fixed | Roof
NJADRE1555655410 | Administratively Determined Incentive Program | Maple Shade Township | 8052 | 13 | 8.51 | Residential | Behind the Meter | No | Net Metered Residential | Green Power Energy, LLC |  | PSE&G | Accepted | 2024-01-16 | 2024-02-07 | 2025-02-07 | Inverters | Enphase Energy | IQ8PLUS-72-2-US [240V] | 290 |  | 21 |  |  | 0.975 |  | Outdoor | Roof
NJADRE1555655410 | Administratively Determined Incentive Program | Maple Shade Township | 8052 | 13 | 8.51 | Residential | Behind the Meter | No | Net Metered Residential | Green Power Energy, LLC |  | PSE&G | Accepted | 2024-01-16 | 2024-02-07 | 2025-02-07 | Solar Panels | Hanwha Q-Cells | Q.PEAK DUO BLK ML-G10+ 405 |  | 0.405 | 4 | 96 | 0 |  | Fixed | Roof
NJADRE1555655410 | Administratively Determined Incentive Program | Maple Shade Township | 8052 | 13 | 8.51 | Residential | Behind the Meter | No | Net Metered Residential | Green Power Energy, LLC |  | PSE&G | Accepted | 2024-01-16 | 2024-02-07 | 2025-02-07 | Solar Panels | Hanwha Q-Cells | Q.PEAK DUO BLK ML-G10+ 405 |  | 0.405 | 5 | 98 | 40 |  | Fixed | Roof
NJADRE1555655410 | Administratively Determined Incentive Program | Maple Shade Township | 8052 | 13 | 8.51 | Residential | Behind the Meter | No | Net Metered Residential | Green Power Energy, LLC |  | PSE&G | Accepted | 2024-01-16 | 2024-02-07 | 2025-02-07 | Solar Panels | Hanwha Q-Cells | Q.PEAK DUO BLK ML-G10+ 405 |  | 0.405 | 12 | 276 | 43 |  | Fixed | Roof
NJADRE1555655414 | Administratively Determined Incentive Program | EMERSON | 7630 | 7 | 13.37 | Residential | Behind the Meter | No | Net Metered Residential | Sunwise Energy LLC |  | PSE&G | Accepted | 2024-01-17 | 2024-02-08 | 2025-02-08 | Solar Panels | HANWHA Q CELLS | Q.PEAK DUO BLK ML-G10+ |  | 0.405 | 12 | 103 | 35 |  | Fixed | Roof
NJADRE1555655414 | Administratively Determined Incentive Program | EMERSON | 7630 | 7 | 13.37 | Residential | Behind the Meter | No | Net Metered Residential | Sunwise Energy LLC |  | PSE&G | Accepted | 2024-01-17 | 2024-02-08 | 2025-02-08 | Solar Panels | HANWHA Q CELLS | Q.PEAK DUO BLK ML-G10+ |  | 0.405 | 2 | 284 | 25 |  | Fixed | Roof
NJADRE1555655414 | Administratively Determined Incentive Program | EMERSON | 7630 | 7 | 13.37 | Residential | Behind the Meter | No | Net Metered Residential | Sunwise Energy LLC |  | PSE&G | Accepted | 2024-01-17 | 2024-02-08 | 2025-02-08 | Solar Panels | HANWHA Q CELLS | Q.PEAK DUO BLK ML-G10+ |  | 0.405 | 1 | 193 | 32 |  | Fixed | Roof
NJADRE1555655414 | Administratively Determined Incentive Program | EMERSON | 7630 | 7 | 13.37 | Residential | Behind the Meter | No | Net Metered Residential | Sunwise Energy LLC |  | PSE&G | Accepted | 2024-01-17 | 2024-02-08 | 2025-02-08 | Solar Panels | HANWHA Q CELLS | Q.PEAK DUO BLK ML-G10+ |  | 0.405 | 18 | 283 | 35 |  | Fixed | Roof
NJADRE1555655414 | Administratively Determined Incentive Program | EMERSON | 7630 | 7 | 13.37 | Residential | Behind the Meter | No | Net Metered Residential | Sunwise Energy LLC |  | PSE&G | Accepted | 2024-01-17 | 2024-02-08 | 2025-02-08 | Inverters | Enphase Energy | IQ8A-72-2-US | 366 |  | 33 |  |  | 0.977 |  | Outside
NJADRE1555655426 | Administratively Determined Incentive Program | Fords | 8863 | 11 | 5.27 | Residential | Behind the Meter | No | Net Metered Residential | Big Wave Roofing and Solar LLC |  | PSE&G | Accepted | 2024-01-16 | 2024-02-07 | 2025-02-07 | Inverters | Enphase Energy Inc | IQ7PLUS-72-2-US | 290 |  | 13 |  |  | 0.98 |  | Outside
NJADRE1555655426 | Administratively Determined Incentive Program | Fords | 8863 | 11 | 5.27 | Residential | Behind the Meter | No | Net Metered Residential | Big Wave Roofing and Solar LLC |  | PSE&G | Accepted | 2024-01-16 | 2024-02-07 | 2025-02-07 | Solar Panels | Qcells | Q.PEAK DUO BLK ML-G10+ 405 |  | 0.405 | 8 | 161 | 0 |  | Fixed | Roof
NJADRE1555655426 | Administratively Determined Incentive Program | Fords | 8863 | 11 | 5.27 | Residential | Behind the Meter | No | Net Metered Residential | Big Wave Roofing and Solar LLC |  | PSE&G | Accepted | 2024-01-16 | 2024-02-07 | 2025-02-07 | Solar Panels | Qcells | Q.PEAK DUO BLK ML-G10+ 405 |  | 0.405 | 5 | 341 | 7 |  | Fixed | Roof
NJADRE1555655446 | Administratively Determined Incentive Program | MAYS LANDING | 8330 | 19 | 6.89 | Residential | Behind the Meter | Yes | Net Metered Residential | Trinity Solar |  | AC Electric | Accepted | 2024-01-16 | 2024-02-06 | 2025-02-06 | Inverters | Solar Edge | SE6000H-US | 6 |  | 1 |  |  | 0.97 |  | Outside
NJADRE1555655446 | Administratively Determined Incentive Program | MAYS LANDING | 8330 | 19 | 6.89 | Residential | Behind the Meter | Yes | Net Metered Residential | Trinity Solar |  | AC Electric | Accepted | 2024-01-16 | 2024-02-06 | 2025-02-06 | Solar Panels | HANWHA | Q.PEAK DUO BLK ML-G10+ 405 |  | 0.405 | 9 | 165 | 35 |  | Fixed | Roof
NJADRE1555655446 | Administratively Determined Incentive Program | MAYS LANDING | 8330 | 19 | 6.89 | Residential | Behind the Meter | Yes | Net Metered Residential | Trinity Solar |  | AC Electric | Accepted | 2024-01-16 | 2024-02-06 | 2025-02-06 | Solar Panels | HANWHA | Q.PEAK DUO BLK ML-G10+ 405 |  | 0.405 | 5 | 75 | 46 |  | Fixed | Roof
NJADRE1555655446 | Administratively Determined Incentive Program | MAYS LANDING | 8330 | 19 | 6.89 | Residential | Behind the Meter | Yes | Net Metered Residential | Trinity Solar |  | AC Electric | Accepted | 2024-01-16 | 2024-02-06 | 2025-02-06 | Solar Panels | HANWHA | Q.PEAK DUO BLK ML-G10+ 405 |  | 0.405 | 3 | 255 | 47 |  | Fixed | Roof
NJADRE1555655454 | Administratively Determined Incentive Program | Sicklerville | 8081 | 14 | 3.2 | Residential | Behind the Meter | Yes | Net Metered Residential | Sunrun Installation Services, Inc. |  | AC Electric | Accepted | 2024-01-16 | 2024-02-06 | 2025-02-06 | Inverters | SolarEdge Technologies | SE3800H-USMN | 3800 |  | 1 |  |  | 0.99 |  | Outdoor | Next to meter
NJADRE1555655454 | Administratively Determined Incentive Program | Sicklerville | 8081 | 14 | 3.2 | Residential | Behind the Meter | Yes | Net Metered Residential | Sunrun Installation Services, Inc. |  | AC Electric | Accepted | 2024-01-16 | 2024-02-06 | 2025-02-06 | Solar Panels | Hanwha Q Cells | Q.PEAK DUO BLK ML-G10+/t 400 |  | 0.4 | 8 | 132 | 23 |  | Fixed | Roof
NJADRE1555655527 | Administratively Determined Incentive Program | WHITING | 8759 | 18 | 11.34 | Residential | Behind the Meter | Yes | Net Metered Residential | EMT Renewables |  | JCP&L | Accepted | 2024-01-16 | 2024-02-06 | 2025-02-06 | Inverters | ENPHASE | IQ8+ | 290 |  | 28 |  |  | 0.98 |  | Other | UNDER EACH PANEL
NJADRE1555655527 | Administratively Determined Incentive Program | WHITING | 8759 | 18 | 11.34 | Residential | Behind the Meter | Yes | Net Metered Residential | EMT Renewables |  | JCP&L | Accepted | 2024-01-16 | 2024-02-06 | 2025-02-06 | Solar Panels | Q CELLS | Q PEAK DUO BLK |  | 0.405 | 17 | 269 | 16 |  | Fixed | Roof
NJADRE1555655527 | Administratively Determined Incentive Program | WHITING | 8759 | 18 | 11.34 | Residential | Behind the Meter | Yes | Net Metered Residential | EMT Renewables |  | JCP&L | Accepted | 2024-01-16 | 2024-02-06 | 2025-02-06 | Solar Panels | Q CELLS | Q PEAK DUO BLK |  | 0.405 | 7 | 89 | 16 |  | Fixed | Roof
NJADRE1555655527 | Administratively Determined Incentive Program | WHITING | 8759 | 18 | 11.34 | Residential | Behind the Meter | Yes | Net Metered Residential | EMT Renewables |  | JCP&L | Accepted | 2024-01-16 | 2024-02-06 | 2025-02-06 | Solar Panels | Q CELLS | Q PEAK DUO BLK |  | 0.405 | 4 | 89 | 16 |  | Fixed | Roof
NJADRE1555655546 | Administratively Determined Incentive Program | North Arlington Boro | 7031 | 7 | 5.27 | Residential | Behind the Meter | Yes | Net Metered Residential | Sunrun Installation Services, Inc. |  | PSE&G | Accepted | 2024-01-16 | 2024-02-06 | 2025-02-06 | Inverters | SolarEdge Technologies | SE3800H-USMN | 3800 |  | 1 |  |  | 0.99 |  | Outdoor | Next to meter
NJADRE1555655546 | Administratively Determined Incentive Program | North Arlington Boro | 7031 | 7 | 5.27 | Residential | Behind the Meter | Yes | Net Metered Residential | Sunrun Installation Services, Inc. |  | PSE&G | Accepted | 2024-01-16 | 2024-02-06 | 2025-02-06 | Solar Panels | Hanwha Q Cells | Q.PEAK DUO BLK ML-G10+ 405 |  | 0.405 | 13 | 217 | 37 |  | Fixed | Roof
NJADRE1555655598 | Administratively Determined Incentive Program | LAKEWOOD | 8701 | 18 | 10.14 | Residential | Behind the Meter | Yes | Net Metered Residential | Powerlutions |  | JCP&L | Accepted | 2024-01-16 | 2024-02-06 | 2025-02-06 | Solar Panels | Trina | TSM-390DEC09.07 |  | 0.39 | 26 | 187 | 27 |  | Fixed | Roof
NJADRE1555655598 | Administratively Determined Incentive Program | LAKEWOOD | 8701 | 18 | 10.14 | Residential | Behind the Meter | Yes | Net Metered Residential | Powerlutions |  | JCP&L | Accepted | 2024-01-16 | 2024-02-06 | 2025-02-06 | Inverters | Enphase | IQ7PLUS-72-2-US | 290 |  | 26 |  |  | 0.98 |  | Outdoor
NJADRE1555655614 | Administratively Determined Incentive Program | SOMERSET | 8873 | 5 | 4.8 | Residential | Behind the Meter | Yes | Net Metered Residential | Sunrun Installation Services, Inc |  | PSE&G | Accepted | 2024-01-16 | 2024-02-06 | 2025-02-06 | Inverters | DELTA ELECTRONICS | E4-TL-US | 4000 |  | 1 |  |  | 0.97 |  | Outdoor | Next To Meter
NJADRE1555655614 | Administratively Determined Incentive Program | SOMERSET | 8873 | 5 | 4.8 | Residential | Behind the Meter | Yes | Net Metered Residential | Sunrun Installation Services, Inc |  | PSE&G | Accepted | 2024-01-16 | 2024-02-06 | 2025-02-06 | Solar Panels | HANWHA Q-CELLS | Q.PEAK DUO BLK ML-G10+/T 400 |  | 0.4 | 6 | 218 | 22 |  | Fixed | Roof
NJADRE1555655614 | Administratively Determined Incentive Program | SOMERSET | 8873 | 5 | 4.8 | Residential | Behind the Meter | Yes | Net Metered Residential | Sunrun Installation Services, Inc |  | PSE&G | Accepted | 2024-01-16 | 2024-02-06 | 2025-02-06 | Solar Panels | HANWHA Q-CELLS | Q.PEAK DUO BLK ML-G10+/T 400 |  | 0.4 | 6 | 128 | 20 |  | Fixed | Roof
NJADRE1555655619 | Administratively Determined Incentive Program | FREEHOLD | 7728 | 17 | 8.09 | Residential | Behind the Meter | Yes | Net Metered Residential | Freedom Forever New Jersey LLC |  | JCP&L | Accepted | 2024-01-16 | 2024-02-08 | 2025-02-08 | Inverters | Solar Edge | SE7600H-USRGM [SI1 | 7600 |  | 1 |  |  | 0.99 |  | Outdoor
NJADRE1555655619 | Administratively Determined Incentive Program | FREEHOLD | 7728 | 17 | 8.09 | Residential | Behind the Meter | Yes | Net Metered Residential | Freedom Forever New Jersey LLC |  | JCP&L | Accepted | 2024-01-16 | 2024-02-08 | 2025-02-08 | Solar Panels | JINKO SOLAR | JKM385M-6RL3-B |  | 0.385 | 6 | 205 | 23 |  | Fixed | Roof
NJADRE1555655619 | Administratively Determined Incentive Program | FREEHOLD | 7728 | 17 | 8.09 | Residential | Behind the Meter | Yes | Net Metered Residential | Freedom Forever New Jersey LLC |  | JCP&L | Accepted | 2024-01-16 | 2024-02-08 | 2025-02-08 | Solar Panels | JINKO SOLAR | JKM385M-6RL3-B |  | 0.385 | 15 | 205 | 23 |  | Fixed | Roof
NJADRE1555655668 | Administratively Determined Incentive Program | Trenton | 8611 | 12 | 3.69 | Residential | Behind the Meter | Yes | Net Metered Residential | Define Solar LLC |  | PSE&G | Accepted | 2024-01-16 | 2024-02-08 | 2025-02-08 | Inverters | Enphase | IQ8PLUS-72-2-US | 290 |  | 7 |  |  | 0.976 |  | Outside | Under each pv panel
NJADRE1555655668 | Administratively Determined Incentive Program | Trenton | 8611 | 12 | 3.69 | Residential | Behind the Meter | Yes | Net Metered Residential | Define Solar LLC |  | PSE&G | Accepted | 2024-01-16 | 2024-02-08 | 2025-02-08 | Inverters | Enphase | IQ8PLUS-72-2-US | 290 |  | 2 |  |  | 0.976 |  | Outside | Under each pv panel
NJADRE1555655668 | Administratively Determined Incentive Program | Trenton | 8611 | 12 | 3.69 | Residential | Behind the Meter | Yes | Net Metered Residential | Define Solar LLC |  | PSE&G | Accepted | 2024-01-16 | 2024-02-08 | 2025-02-08 | Meters | Enphase | X2-IQ-AM1-240-4 |  |  | 1 |  |  |  | Yes | Outdoor
NJADRE1555655668 | Administratively Determined Incentive Program | Trenton | 8611 | 12 | 3.69 | Residential | Behind the Meter | Yes | Net Metered Residential | Define Solar LLC |  | PSE&G | Accepted | 2024-01-16 | 2024-02-08 | 2025-02-08 | Solar Panels | Znshine | ZXM7-SH108 410W |  | 0.41 | 7 | 266 | 14 |  | Fixed | Roof
NJADRE1555655668 | Administratively Determined Incentive Program | Trenton | 8611 | 12 | 3.69 | Residential | Behind the Meter | Yes | Net Metered Residential | Define Solar LLC |  | PSE&G | Accepted | 2024-01-16 | 2024-02-08 | 2025-02-08 | Solar Panels | Znshine | ZXM7-SH108 410W |  | 0.41 | 2 | 266 | 21 |  | Fixed | Roof
NJADRE1555655710 | Administratively Determined Incentive Program | PISCATAWAY | 8854 | 11 | 8.51 | Residential | Behind the Meter | No | Net Metered Residential | Freedom Forever New Jersey LLC |  | PSE&G | Accepted | 2024-01-16 | 2024-02-08 | 2025-02-08 | Inverters | Solar Edge | SE6000H-USRGM [SI1 | 6000 |  | 1 |  |  | 0.99 |  | Outside
NJADRE1555655710 | Administratively Determined Incentive Program | PISCATAWAY | 8854 | 11 | 8.51 | Residential | Behind the Meter | No | Net Metered Residential | Freedom Forever New Jersey LLC |  | PSE&G | Accepted | 2024-01-16 | 2024-02-08 | 2025-02-08 | Solar Panels | Rec Solar | REC405AA PURE |  | 0.405 | 21 | 132 | 38 |  | Fixed | Roof
NJADRE1555655748 | Administratively Determined Incentive Program | LAUREL LAKE | 8332 | 20 | 6.89 | Residential | Behind the Meter | Yes | Net Metered Residential | Sunrun Installation Services, Inc |  | AC Electric | Accepted | 2024-01-16 | 2024-02-06 | 2025-02-06 | Inverters | SOLAREDGE TECHNOLOGIES | SE6000H-USSN | 6000 |  | 1 |  |  | 0.97 |  | Outdoor | Next To Meter
NJADRE1555655748 | Administratively Determined Incentive Program | LAUREL LAKE | 8332 | 20 | 6.89 | Residential | Behind the Meter | Yes | Net Metered Residential | Sunrun Installation Services, Inc |  | AC Electric | Accepted | 2024-01-16 | 2024-02-06 | 2025-02-06 | Solar Panels | HANWHA Q-CELLS | Q.PEAK DUO BLK ML-G10+ 405 |  | 0.405 | 9 | 117 | 17 |  | Fixed | Roof
NJADRE1555655748 | Administratively Determined Incentive Program | LAUREL LAKE | 8332 | 20 | 6.89 | Residential | Behind the Meter | Yes | Net Metered Residential | Sunrun Installation Services, Inc |  | AC Electric | Accepted | 2024-01-16 | 2024-02-06 | 2025-02-06 | Solar Panels | HANWHA Q-CELLS | Q.PEAK DUO BLK ML-G10+ 405 |  | 0.405 | 8 | 297 | 16 |  | Fixed | Roof
NJADRE1555655754 | Administratively Determined Incentive Program | Paterson City | 7524 | 6 | 6.89 | Residential | Behind the Meter | No | Net Metered Residential | EMT Renewables |  | PSE&G | Accepted | 2024-01-16 | 2024-02-06 | 2025-02-06 | Inverters | ENPHASE | IQ8+ | 290 |  | 17 |  |  | 0.98 |  | Other | UNDER EACH PANEL
NJADRE1555655754 | Administratively Determined Incentive Program | Paterson City | 7524 | 6 | 6.89 | Residential | Behind the Meter | No | Net Metered Residential | EMT Renewables |  | PSE&G | Accepted | 2024-01-16 | 2024-02-06 | 2025-02-06 | Solar Panels | Q CELLS | Q PEAK DUO BLK |  | 0.405 | 2 | 131 | 8 |  | Fixed | Roof
NJADRE1555655754 | Administratively Determined Incentive Program | Paterson City | 7524 | 6 | 6.89 | Residential | Behind the Meter | No | Net Metered Residential | EMT Renewables |  | PSE&G | Accepted | 2024-01-16 | 2024-02-06 | 2025-02-06 | Solar Panels | Q CELLS | Q PEAK DUO BLK |  | 0.405 | 6 | 311 | 33 |  | Fixed | Roof
NJADRE1555655754 | Administratively Determined Incentive Program | Paterson City | 7524 | 6 | 6.89 | Residential | Behind the Meter | No | Net Metered Residential | EMT Renewables |  | PSE&G | Accepted | 2024-01-16 | 2024-02-06 | 2025-02-06 | Solar Panels | Q CELLS | Q PEAK DUO BLK |  | 0.405 | 9 | 131 | 33 |  | Fixed | Roof
NJADRE1555655762 | Administratively Determined Incentive Program | Elizabeth City | 7206 | 10 | 8.1 | Residential | Behind the Meter | No | Net Metered Residential | Powur, PBC |  | PSE&G | Accepted | 2024-01-18 | 2024-02-14 | 2025-02-14 | Solar Panels | Hanwha | Q.PEAK DUO BLK ML-G10+ (405W) |  | 0.405 | 19 | 234 | 38 |  | Fixed | Roof
NJADRE1555655762 | Administratively Determined Incentive Program | Elizabeth City | 7206 | 10 | 8.1 | Residential | Behind the Meter | No | Net Metered Residential | Powur, PBC |  | PSE&G | Accepted | 2024-01-18 | 2024-02-14 | 2025-02-14 | Solar Panels | Hanwha | Q.PEAK DUO BLK ML-G10+ (405W) |  | 0.405 | 1 | 54 | 38 |  | Fixed | Roof
NJADRE1555655762 | Administratively Determined Incentive Program | Elizabeth City | 7206 | 10 | 8.1 | Residential | Behind the Meter | No | Net Metered Residential | Powur, PBC |  | PSE&G | Accepted | 2024-01-18 | 2024-02-14 | 2025-02-14 | Inverters | Enphase | IQ8PLUS-72-2-US | 290 |  | 20 |  |  | 0.99 |  | Outside
NJADRE1555655765 | Administratively Determined Incentive Program | PARAMUS | 7652 | 7 | 6.21 | Residential | Behind the Meter | Yes | Net Metered Residential | Pro Custom Solar dba Momentum Solar |  | PSE&G | Accepted | 2024-01-16 | 2024-02-07 | 2025-02-07 | Solar Panels | Q. PEAK DUO BLK-G10+365 | hanwha |  | 0.365 | 6 | 251 | 37 |  | Fixed | Roof
NJADRE1555655765 | Administratively Determined Incentive Program | PARAMUS | 7652 | 7 | 6.21 | Residential | Behind the Meter | Yes | Net Metered Residential | Pro Custom Solar dba Momentum Solar |  | PSE&G | Accepted | 2024-01-16 | 2024-02-07 | 2025-02-07 | Solar Panels | Q. PEAK DUO BLK-G10+365 | hanwha |  | 0.365 | 4 | 161 | 37 |  | Fixed | Roof
NJADRE1555655765 | Administratively Determined Incentive Program | PARAMUS | 7652 | 7 | 6.21 | Residential | Behind the Meter | Yes | Net Metered Residential | Pro Custom Solar dba Momentum Solar |  | PSE&G | Accepted | 2024-01-16 | 2024-02-07 | 2025-02-07 | Solar Panels | Q. PEAK DUO BLK-G10+365 | hanwha |  | 0.365 | 4 | 71 | 20 |  | Fixed | Roof
NJADRE1555655765 | Administratively Determined Incentive Program | PARAMUS | 7652 | 7 | 6.21 | Residential | Behind the Meter | Yes | Net Metered Residential | Pro Custom Solar dba Momentum Solar |  | PSE&G | Accepted | 2024-01-16 | 2024-02-07 | 2025-02-07 | Solar Panels | Q. PEAK DUO BLK-G10+365 | hanwha |  | 0.365 | 3 | 251 | 20 |  | Fixed | Roof
NJADRE1555655765 | Administratively Determined Incentive Program | PARAMUS | 7652 | 7 | 6.21 | Residential | Behind the Meter | Yes | Net Metered Residential | Pro Custom Solar dba Momentum Solar |  | PSE&G | Accepted | 2024-01-16 | 2024-02-07 | 2025-02-07 | Inverters | IQ8PLUS-72-2-US | enphase | 290 |  | 17 |  |  | 0.97 |  | Outdoor
NJADRE1555655774 | Administratively Determined Incentive Program | PLAINFIELD | 7063 | 10 | 8.03 | Residential | Behind the Meter | No | Net Metered Residential | Power Home Remodeling |  | PSE&G | Accepted | 2024-01-16 | 2024-02-09 | 2025-02-09 | Inverters | SolarEdge | SE6000H-US | 6000 |  | 1 |  |  | 0.99 |  | Outdoor
NJADRE1555655774 | Administratively Determined Incentive Program | PLAINFIELD | 7063 | 10 | 8.03 | Residential | Behind the Meter | No | Net Metered Residential | Power Home Remodeling |  | PSE&G | Accepted | 2024-01-16 | 2024-02-09 | 2025-02-09 | Meters | SolarEdge | Revenue Grade Data Ansi C12.20 |  |  | 1 |  |  |  | Yes | Outdoor
NJADRE1555655774 | Administratively Determined Incentive Program | PLAINFIELD | 7063 | 10 | 8.03 | Residential | Behind the Meter | No | Net Metered Residential | Power Home Remodeling |  | PSE&G | Accepted | 2024-01-16 | 2024-02-09 | 2025-02-09 | Solar Panels | QCell | Qcells Q.PEAK DUO BLK-G10+ 365 |  | 0.365 | 9 | 218 | 11 |  | Fixed | Roof
NJADRE1555655774 | Administratively Determined Incentive Program | PLAINFIELD | 7063 | 10 | 8.03 | Residential | Behind the Meter | No | Net Metered Residential | Power Home Remodeling |  | PSE&G | Accepted | 2024-01-16 | 2024-02-09 | 2025-02-09 | Solar Panels | QCell | Qcells Q.PEAK DUO BLK-G10+ 365 |  | 0.365 | 13 | 218 | 44 |  | Fixed | Roof
NJADRE1555655781 | Administratively Determined Incentive Program | PITTSGROVE | 8318 | 16 | 4.46 | Residential | Behind the Meter | Yes | Net Metered Residential | Trinity Solar |  | AC Electric | Accepted | 2024-01-16 | 2024-02-06 | 2025-02-06 | Inverters | Solar Edge | SE3800H-US000BEi4 | 3800 |  | 1 |  |  | 0.97 |  | Outdoor
NJADRE1555655781 | Administratively Determined Incentive Program | PITTSGROVE | 8318 | 16 | 4.46 | Residential | Behind the Meter | Yes | Net Metered Residential | Trinity Solar |  | AC Electric | Accepted | 2024-01-16 | 2024-02-06 | 2025-02-06 | Solar Panels | HANWHA | Q.PEAK DUO BLK ML-G10+ 405 |  | 0.405 | 7 | 263 | 23 |  | Fixed | Roof
NJADRE1555655781 | Administratively Determined Incentive Program | PITTSGROVE | 8318 | 16 | 4.46 | Residential | Behind the Meter | Yes | Net Metered Residential | Trinity Solar |  | AC Electric | Accepted | 2024-01-16 | 2024-02-06 | 2025-02-06 | Solar Panels | HANWHA | Q.PEAK DUO BLK ML-G10+ 405 |  | 0.405 | 4 | 173 | 23 |  | Fixed | Roof
NJADRE1555655812 | Administratively Determined Incentive Program | ORANGE | 7050 | 9 | 14 | Residential | Behind the Meter | Yes | Net Metered Residential | Pro Custom Solar dba Momentum Solar |  | PSE&G | Accepted | 2024-01-16 | 2024-02-07 | 2025-02-07 | Inverters | IQ8PLUS-72-2-US | enphase | 290 |  | 35 |  |  | 0.97 |  | Outdoor
NJADRE1555655812 | Administratively Determined Incentive Program | ORANGE | 7050 | 9 | 14 | Residential | Behind the Meter | Yes | Net Metered Residential | Pro Custom Solar dba Momentum Solar |  | PSE&G | Accepted | 2024-01-16 | 2024-02-07 | 2025-02-07 | Solar Panels | Q. PEAK DUO BLK ML-G10+400 | hanwha |  | 0.4 | 35 | 117 | 4 |  | Fixed | Roof
NJADRE1555655813 | Administratively Determined Incentive Program | Woodbridge Twp | 7067 | 10 | 9.2 | Residential | Behind the Meter | Yes | Net Metered Residential | Sunrun Installation Services, Inc. |  | PSE&G | Accepted | 2024-01-16 | 2024-02-07 | 2025-02-07 | Inverters | SolarEdge Technologies | SE7600H-USSN | 7600 |  | 1 |  |  | 0.99 |  | Outdoor | Next to meter
NJADRE1555655813 | Administratively Determined Incentive Program | Woodbridge Twp | 7067 | 10 | 9.2 | Residential | Behind the Meter | Yes | Net Metered Residential | Sunrun Installation Services, Inc. |  | PSE&G | Accepted | 2024-01-16 | 2024-02-07 | 2025-02-07 | Solar Panels | Hanwha Q Cells | Q.PEAK DUO BLK ML-G10+/t 400 |  | 0.4 | 11 | 270 | 27 |  | Fixed | Roof
NJADRE1555655813 | Administratively Determined Incentive Program | Woodbridge Twp | 7067 | 10 | 9.2 | Residential | Behind the Meter | Yes | Net Metered Residential | Sunrun Installation Services, Inc. |  | PSE&G | Accepted | 2024-01-16 | 2024-02-07 | 2025-02-07 | Solar Panels | Hanwha Q Cells | Q.PEAK DUO BLK ML-G10+/t 400 |  | 0.4 | 12 | 90 | 27 |  | Fixed | Roof
NJADRE1555655818 | Administratively Determined Incentive Program | MANASQUAN | 8736 | 17 | 12.3 | Residential | Behind the Meter | No | Net Metered Residential | Reliable Power and Solar |  | JCP&L | Accepted | 2024-01-16 | 2024-02-08 | 2025-02-08 | Solar Panels | Trina | tsmdd410 |  | 0.41 | 30 | 170 | 25 |  | Fixed | Ground
NJADRE1555655818 | Administratively Determined Incentive Program | MANASQUAN | 8736 | 17 | 12.3 | Residential | Behind the Meter | No | Net Metered Residential | Reliable Power and Solar |  | JCP&L | Accepted | 2024-01-16 | 2024-02-08 | 2025-02-08 | Inverters | Enphase | IQ7 plus | 290 |  | 30 |  |  | 0.97 |  | Outside
NJADRE1555655862 | Administratively Determined Incentive Program | HADDON HEIGHTS | 8035 | 14 | 13.77 | Residential | Behind the Meter | Yes | Net Metered Residential | Sea Bright Solar LLC |  | PSE&G | Accepted | 2024-01-16 | 2024-02-07 | 2025-02-07 | Solar Panels | Sunpower | SPR-U-405 |  | 0.405 | 11 | 229 | 14 |  | Fixed | Roof
NJADRE1555655862 | Administratively Determined Incentive Program | HADDON HEIGHTS | 8035 | 14 | 13.77 | Residential | Behind the Meter | Yes | Net Metered Residential | Sea Bright Solar LLC |  | PSE&G | Accepted | 2024-01-16 | 2024-02-07 | 2025-02-07 | Solar Panels | Sunpower | SPR-U-405 |  | 0.405 | 8 | 139 | 34 |  | Fixed | Roof
NJADRE1555655862 | Administratively Determined Incentive Program | HADDON HEIGHTS | 8035 | 14 | 13.77 | Residential | Behind the Meter | Yes | Net Metered Residential | Sea Bright Solar LLC |  | PSE&G | Accepted | 2024-01-16 | 2024-02-07 | 2025-02-07 | Solar Panels | Sunpower | SPR-U-405 |  | 0.405 | 6 | 139 | 34 |  | Fixed | Roof
NJADRE1555655862 | Administratively Determined Incentive Program | HADDON HEIGHTS | 8035 | 14 | 13.77 | Residential | Behind the Meter | Yes | Net Metered Residential | Sea Bright Solar LLC |  | PSE&G | Accepted | 2024-01-16 | 2024-02-07 | 2025-02-07 | Solar Panels | Sunpower | SPR-U-405 |  | 0.405 | 6 | 319 | 34 |  | Fixed | Roof
NJADRE1555655862 | Administratively Determined Incentive Program | HADDON HEIGHTS | 8035 | 14 | 13.77 | Residential | Behind the Meter | Yes | Net Metered Residential | Sea Bright Solar LLC |  | PSE&G | Accepted | 2024-01-16 | 2024-02-07 | 2025-02-07 | Solar Panels | Sunpower | SPR-U-405 |  | 0.405 | 2 | 49 | 32 |  | Fixed | Roof
NJADRE1555655862 | Administratively Determined Incentive Program | HADDON HEIGHTS | 8035 | 14 | 13.77 | Residential | Behind the Meter | Yes | Net Metered Residential | Sea Bright Solar LLC |  | PSE&G | Accepted | 2024-01-16 | 2024-02-07 | 2025-02-07 | Solar Panels | Sunpower | SPR-U-405 |  | 0.405 | 1 | 229 | 32 |  | Fixed | Roof
NJADRE1555655862 | Administratively Determined Incentive Program | HADDON HEIGHTS | 8035 | 14 | 13.77 | Residential | Behind the Meter | Yes | Net Metered Residential | Sea Bright Solar LLC |  | PSE&G | Accepted | 2024-01-16 | 2024-02-07 | 2025-02-07 | Inverters | Enphase | IQ 7HS | 384 |  | 34 |  |  | 0.99 |  | Outside
NJADRE1555655863 | Administratively Determined Incentive Program | FRANKLINVILLE | 8322 | 15 | 12.33 | Residential | Behind the Meter | No | Net Metered Residential | NJ Solar Power |  | AC Electric | Accepted | 2024-01-16 | 2024-02-08 | 2025-02-08 | Inverters | Solaredge | SE10000H-US | 10000 |  | 1 |  |  | 0.99 |  | Outside
NJADRE1555655863 | Administratively Determined Incentive Program | FRANKLINVILLE | 8322 | 15 | 12.33 | Residential | Behind the Meter | No | Net Metered Residential | NJ Solar Power |  | AC Electric | Accepted | 2024-01-16 | 2024-02-08 | 2025-02-08 | Solar Panels | Hanwha | Q.TRON BLK M-G2+ 425 |  | 0.425 | 12 | 180 | 32 |  | Fixed | Roof | Roof 1
NJADRE1555655863 | Administratively Determined Incentive Program | FRANKLINVILLE | 8322 | 15 | 12.33 | Residential | Behind the Meter | No | Net Metered Residential | NJ Solar Power |  | AC Electric | Accepted | 2024-01-16 | 2024-02-08 | 2025-02-08 | Solar Panels | Solaredge | Q.TRON BLK M-G2+ 425 |  | 0.425 | 3 | 180 | 32 |  | Fixed | Roof | Roof 2
NJADRE1555655863 | Administratively Determined Incentive Program | FRANKLINVILLE | 8322 | 15 | 12.33 | Residential | Behind the Meter | No | Net Metered Residential | NJ Solar Power |  | AC Electric | Accepted | 2024-01-16 | 2024-02-08 | 2025-02-08 | Solar Panels | Solaredge | Q.TRON BLK M-G2+ 425 |  | 0.425 | 14 | 360 | 29 |  | Fixed | Roof | Roof 3
NJADRE1555655865 | Administratively Determined Incentive Program | Glassboro | 8028 | 15 | 5.39 | Residential | Behind the Meter | No | Net Metered Residential | Freedom Forever New Jersey LLC |  | AC Electric | Accepted | 2024-01-16 | 2024-02-07 | 2025-02-07 | Inverters | Solar Edge | SE3800H-USRGM [SI1] | 3800 |  | 1 |  |  | 0.99 |  | Outside
NJADRE1555655865 | Administratively Determined Incentive Program | Glassboro | 8028 | 15 | 5.39 | Residential | Behind the Meter | No | Net Metered Residential | Freedom Forever New Jersey LLC |  | AC Electric | Accepted | 2024-01-16 | 2024-02-07 | 2025-02-07 | Solar Panels | JINKO SOLAR | JKM385M-6RL3-B |  | 0.385 | 11 | 130 | 26 |  | Fixed | Roof
NJADRE1555655865 | Administratively Determined Incentive Program | Glassboro | 8028 | 15 | 5.39 | Residential | Behind the Meter | No | Net Metered Residential | Freedom Forever New Jersey LLC |  | AC Electric | Accepted | 2024-01-16 | 2024-02-07 | 2025-02-07 | Solar Panels | JINKO SOLAR | JKM385M-6RL3-B |  | 0.385 | 3 | 310 | 26 |  | Fixed | Roof
NJADRE1555655887 | Administratively Determined Incentive Program | GLASSBORO | 8028 | 15 | 5.2 | Residential | Behind the Meter | Yes | Net Metered Residential | Sunrun Installation Services, Inc. |  | AC Electric | Accepted | 2024-01-16 | 2024-02-07 | 2025-02-07 | Inverters | SolarEdge Technologies | SE3800H-USMN | 3800 |  | 1 |  |  | 0.99 |  | Outdoor | Next to meter
NJADRE1555655887 | Administratively Determined Incentive Program | GLASSBORO | 8028 | 15 | 5.2 | Residential | Behind the Meter | Yes | Net Metered Residential | Sunrun Installation Services, Inc. |  | AC Electric | Accepted | 2024-01-16 | 2024-02-07 | 2025-02-07 | Solar Panels | Hanwha Q Cells | Q.PEAK DUO BLK ML-G10+/t 400 |  | 0.4 | 3 | 159 | 46 |  | Fixed | Roof
NJADRE1555655887 | Administratively Determined Incentive Program | GLASSBORO | 8028 | 15 | 5.2 | Residential | Behind the Meter | Yes | Net Metered Residential | Sunrun Installation Services, Inc. |  | AC Electric | Accepted | 2024-01-16 | 2024-02-07 | 2025-02-07 | Solar Panels | Hanwha Q Cells | Q.PEAK DUO BLK ML-G10+/t 400 |  | 0.4 | 10 | 160 | 32 |  | Fixed | Roof
NJADRE1555655891 | Administratively Determined Incentive Program | HOPATCONG | 7843 | 1 | 8.1 | Residential | Behind the Meter | Yes | Net Metered Residential | Trinity Solar Inc. |  | JCP&L | Accepted | 2024-01-16 | 2024-02-07 | 2025-02-07 | Inverters | Solar Edge | SE6000H-US | 6000 |  | 1 |  |  | 0.97 |  | Outdoor
NJADRE1555655891 | Administratively Determined Incentive Program | HOPATCONG | 7843 | 1 | 8.1 | Residential | Behind the Meter | Yes | Net Metered Residential | Trinity Solar Inc. |  | JCP&L | Accepted | 2024-01-16 | 2024-02-07 | 2025-02-07 | Solar Panels | HANWHA | (Q.PEAK DUO BLK ML-G10+ 405) |  | 0.405 | 7 | 30 | 18 |  | Fixed | Roof
NJADRE1555655891 | Administratively Determined Incentive Program | HOPATCONG | 7843 | 1 | 8.1 | Residential | Behind the Meter | Yes | Net Metered Residential | Trinity Solar Inc. |  | JCP&L | Accepted | 2024-01-16 | 2024-02-07 | 2025-02-07 | Solar Panels | HANWHA | (Q.PEAK DUO BLK ML-G10+ 405) |  | 0.405 | 13 | 210 | 18 |  | Fixed | Roof
NJADRE1555656203 | Administratively Determined Incentive Program | Union Twp Uni | 7083 | 10 | 9.72 | Residential | Behind the Meter | Yes | Net Metered Residential | Sunrun Installation Services, Inc. |  | PSE&G | Accepted | 2024-01-16 | 2024-02-06 | 2025-02-06 | Inverters | SolarEdge Technologies | SE7600H-USSN | 7600 |  | 1 |  |  | 0.99 |  | Outdoor | Next to meter
NJADRE1555656203 | Administratively Determined Incentive Program | Union Twp Uni | 7083 | 10 | 9.72 | Residential | Behind the Meter | Yes | Net Metered Residential | Sunrun Installation Services, Inc. |  | PSE&G | Accepted | 2024-01-16 | 2024-02-06 | 2025-02-06 | Solar Panels | Hanwha Q Cells | Q.PEAK DUO BLK ML-G10+ 405 |  | 0.405 | 10 | 159 | 36 |  | Fixed | Roof
NJADRE1555656203 | Administratively Determined Incentive Program | Union Twp Uni | 7083 | 10 | 9.72 | Residential | Behind the Meter | Yes | Net Metered Residential | Sunrun Installation Services, Inc. |  | PSE&G | Accepted | 2024-01-16 | 2024-02-06 | 2025-02-06 | Solar Panels | Hanwha Q Cells | Q.PEAK DUO BLK ML-G10+ 405 |  | 0.405 | 14 | 339 | 36 |  | Fixed | Roof
NJADRE1555656220 | Administratively Determined Incentive Program | BERLIN | 8009 | 14 | 6.93 | Residential | Behind the Meter | No | Net Metered Residential | Freedom Forever New Jersey LLC |  | AC Electric | Accepted | 2024-01-16 | 2024-02-08 | 2025-02-08 | Inverters | Solar Edge | SE5000H-USRGM [SI1 | 4999 |  | 1 |  |  | 0.99 |  | Outdoor
NJADRE1555656220 | Administratively Determined Incentive Program | BERLIN | 8009 | 14 | 6.93 | Residential | Behind the Meter | No | Net Metered Residential | Freedom Forever New Jersey LLC |  | AC Electric | Accepted | 2024-01-16 | 2024-02-08 | 2025-02-08 | Solar Panels | JINKO SOLAR | JKM385M-6RL3-B |  | 0.385 | 3 | 178 | 22 |  | Fixed | Roof
NJADRE1555656220 | Administratively Determined Incentive Program | BERLIN | 8009 | 14 | 6.93 | Residential | Behind the Meter | No | Net Metered Residential | Freedom Forever New Jersey LLC |  | AC Electric | Accepted | 2024-01-16 | 2024-02-08 | 2025-02-08 | Solar Panels | JINKO SOLAR | JKM385M-6RL3-B |  | 0.385 | 12 | 268 | 22 |  | Fixed | Roof
NJADRE1555656220 | Administratively Determined Incentive Program | BERLIN | 8009 | 14 | 6.93 | Residential | Behind the Meter | No | Net Metered Residential | Freedom Forever New Jersey LLC |  | AC Electric | Accepted | 2024-01-16 | 2024-02-08 | 2025-02-08 | Solar Panels | JINKO SOLAR | JKM385M-6RL3-B |  | 0.385 | 3 | 88 | 22 |  | Fixed | Roof
NJADRE1555656247 | Administratively Determined Incentive Program | WOODBURY | 8096 | 15 | 7.6 | Residential | Behind the Meter | Yes | Net Metered Residential | Pro Custom Solar dba Momentum Solar |  | PSE&G | Accepted | 2024-01-16 | 2024-02-07 | 2025-02-07 | Inverters | IQ8PLUS-72-2-US | ENPHASE | 290 |  | 19 |  |  | 0.97 |  | Outdoor
NJADRE1555656247 | Administratively Determined Incentive Program | WOODBURY | 8096 | 15 | 7.6 | Residential | Behind the Meter | Yes | Net Metered Residential | Pro Custom Solar dba Momentum Solar |  | PSE&G | Accepted | 2024-01-16 | 2024-02-07 | 2025-02-07 | Solar Panels | Q. PEAK DUO BLK-G10+400 | HANWHA |  | 0.4 | 8 | 105 | 18 |  | Fixed | Roof
NJADRE1555656247 | Administratively Determined Incentive Program | WOODBURY | 8096 | 15 | 7.6 | Residential | Behind the Meter | Yes | Net Metered Residential | Pro Custom Solar dba Momentum Solar |  | PSE&G | Accepted | 2024-01-16 | 2024-02-07 | 2025-02-07 | Solar Panels | Q. PEAK DUO BLK-G10+400 | HANWHA |  | 0.4 | 8 | 285 | 19 |  | Fixed | Roof
NJADRE1555656247 | Administratively Determined Incentive Program | WOODBURY | 8096 | 15 | 7.6 | Residential | Behind the Meter | Yes | Net Metered Residential | Pro Custom Solar dba Momentum Solar |  | PSE&G | Accepted | 2024-01-16 | 2024-02-07 | 2025-02-07 | Solar Panels | Q. PEAK DUO BLK-G10+400 | HANWHA |  | 0.4 | 3 | 285 | 24 |  | Fixed | Roof
NJADRE1555656248 | Administratively Determined Incentive Program | FAIRVIEW | 7022 | 7 | 7.6 | Residential | Behind the Meter | Yes | Net Metered Residential | Pro Custom Solar dba Momentum Solar |  | PSE&G | Accepted | 2024-01-16 | 2024-02-07 | 2025-02-07 | Solar Panels | Q. PEAK DUO BLK ML-G10+400 | hanwha |  | 0.4 | 19 | 125 | 17 |  | Fixed | Roof
NJADRE1555656248 | Administratively Determined Incentive Program | FAIRVIEW | 7022 | 7 | 7.6 | Residential | Behind the Meter | Yes | Net Metered Residential | Pro Custom Solar dba Momentum Solar |  | PSE&G | Accepted | 2024-01-16 | 2024-02-07 | 2025-02-07 | Inverters | IQ8PLUS-72-2-US | enphase | 290 |  | 19 |  |  | 0.97 |  | Outdoor
NJADRE1555656264 | Administratively Determined Incentive Program | BERKELEY HEIGHTS | 7922 | 10 | 9.6 | Residential | Behind the Meter | Yes | Net Metered Residential | Momentum Solar Energy Services |  | JCP&L | Accepted | 2024-01-16 | 2024-02-20 | 2025-02-20 | Inverters | IQ8PLUS-72-2-US | ENPHASE | 290 |  | 24 |  |  | 0.97 |  | Outdoor
NJADRE1555656264 | Administratively Determined Incentive Program | BERKELEY HEIGHTS | 7922 | 10 | 9.6 | Residential | Behind the Meter | Yes | Net Metered Residential | Momentum Solar Energy Services |  | JCP&L | Accepted | 2024-01-16 | 2024-02-20 | 2025-02-20 | Solar Panels | Q. PEAK DUO BLK-G10+400 | HANWHA |  | 0.4 | 24 | 89 | 21 |  | Fixed | Roof
NJADRE1555656271 | Administratively Determined Incentive Program | MONTVILLE | 7045 | 3 | 7.6 | Residential | Behind the Meter | Yes | Net Metered Residential | Pro Custom Solar dba Momentum Solar |  | JCP&L | Accepted | 2024-01-16 | 2024-02-07 | 2025-02-07 | Inverters | IQ8PLUS-72-2-US | ENPHASE | 290 |  | 19 |  |  | 0.97 |  | Outdoor
NJADRE1555656271 | Administratively Determined Incentive Program | MONTVILLE | 7045 | 3 | 7.6 | Residential | Behind the Meter | Yes | Net Metered Residential | Pro Custom Solar dba Momentum Solar |  | JCP&L | Accepted | 2024-01-16 | 2024-02-07 | 2025-02-07 | Solar Panels | Q. PEAK DUO BLK-G10+400 | HANWHA |  | 0.4 | 10 | 149 | 23 |  | Fixed | Roof
NJADRE1555656271 | Administratively Determined Incentive Program | MONTVILLE | 7045 | 3 | 7.6 | Residential | Behind the Meter | Yes | Net Metered Residential | Pro Custom Solar dba Momentum Solar |  | JCP&L | Accepted | 2024-01-16 | 2024-02-07 | 2025-02-07 | Solar Panels | Q. PEAK DUO BLK-G10+400 | HANWHA |  | 0.4 | 3 | 329 | 24 |  | Fixed | Roof
NJADRE1555656271 | Administratively Determined Incentive Program | MONTVILLE | 7045 | 3 | 7.6 | Residential | Behind the Meter | Yes | Net Metered Residential | Pro Custom Solar dba Momentum Solar |  | JCP&L | Accepted | 2024-01-16 | 2024-02-07 | 2025-02-07 | Solar Panels | Q. PEAK DUO BLK-G10+400 | HANWHA |  | 0.4 | 6 | 149 | 23 |  | Fixed | Roof
NJADRE1555656289 | Administratively Determined Incentive Program | UNION CITY | 7087 | 8 | 6.89 | Residential | Behind the Meter | Yes | Net Metered Residential | Sunrun, Inc. |  | PSE&G | Accepted | 2024-01-16 | 2024-02-07 | 2025-02-07 | Solar Panels | HANWHA Q-CELLS | Q.PEAK DUO BLK ML-G10+ 405 |  | 0.405 | 17 | 117 | 3 |  | Fixed | Roof
NJADRE1555656289 | Administratively Determined Incentive Program | UNION CITY | 7087 | 8 | 6.89 | Residential | Behind the Meter | Yes | Net Metered Residential | Sunrun, Inc. |  | PSE&G | Accepted | 2024-01-16 | 2024-02-07 | 2025-02-07 | Inverters | Delta Electronics | E6-TL-US | 6000 |  | 1 |  |  | 0.99 |  | Outdoor | Next To Meter
NJADRE1555656294 | Administratively Determined Incentive Program | BRIDGEWATER | 8807 | 5 | 10 | Residential | Behind the Meter | Yes | Net Metered Residential | Pro Custom Solar dba Momentum Solar |  | PSE&G | Accepted | 2024-01-18 | 2024-02-09 | 2025-02-09 | Inverters | IQ8PLUS-72-2-US | ENPHASE | 290 |  | 25 |  |  | 0.97 |  | Outdoor
NJADRE1555656294 | Administratively Determined Incentive Program | BRIDGEWATER | 8807 | 5 | 10 | Residential | Behind the Meter | Yes | Net Metered Residential | Pro Custom Solar dba Momentum Solar |  | PSE&G | Accepted | 2024-01-18 | 2024-02-09 | 2025-02-09 | Solar Panels | Q. PEAK DUO BLK-G10+400 | HANWHA |  | 0.4 | 17 | 175 | 26 |  | Fixed | Roof
NJADRE1555656294 | Administratively Determined Incentive Program | BRIDGEWATER | 8807 | 5 | 10 | Residential | Behind the Meter | Yes | Net Metered Residential | Pro Custom Solar dba Momentum Solar |  | PSE&G | Accepted | 2024-01-18 | 2024-02-09 | 2025-02-09 | Solar Panels | Q. PEAK DUO BLK-G10+400 | HANWHA |  | 0.4 | 8 | 355 | 26 |  | Fixed | Roof
NJADRE1555656299 | Administratively Determined Incentive Program | HEWITT | 7421 | 6 | 10.4 | Residential | Behind the Meter | Yes | Net Metered Residential | Momentum Solar Energy Services |  | Orange Rockland Electric | Accepted | 2024-01-16 | 2024-02-07 | 2025-02-07 | Inverters | IQ8PLUS-72-2-US | ENPHASE | 300 |  | 26 |  |  | 0.97 |  | Outdoor
NJADRE1555656299 | Administratively Determined Incentive Program | HEWITT | 7421 | 6 | 10.4 | Residential | Behind the Meter | Yes | Net Metered Residential | Momentum Solar Energy Services |  | Orange Rockland Electric | Accepted | 2024-01-16 | 2024-02-07 | 2025-02-07 | Solar Panels | Q. PEAK DUO BLK-G10+400 | HANWHA |  | 0.4 | 7 | 242 | 31 |  | Fixed | Roof
NJADRE1555656299 | Administratively Determined Incentive Program | HEWITT | 7421 | 6 | 10.4 | Residential | Behind the Meter | Yes | Net Metered Residential | Momentum Solar Energy Services |  | Orange Rockland Electric | Accepted | 2024-01-16 | 2024-02-07 | 2025-02-07 | Solar Panels | Q. PEAK DUO BLK-G10+400 | HANWHA |  | 0.4 | 7 | 62 | 30 |  | Fixed | Roof
NJADRE1555656299 | Administratively Determined Incentive Program | HEWITT | 7421 | 6 | 10.4 | Residential | Behind the Meter | Yes | Net Metered Residential | Momentum Solar Energy Services |  | Orange Rockland Electric | Accepted | 2024-01-16 | 2024-02-07 | 2025-02-07 | Solar Panels | Q. PEAK DUO BLK-G10+400 | HANWHA |  | 0.4 | 6 | 62 | 30 |  | Fixed | Roof
NJADRE1555656299 | Administratively Determined Incentive Program | HEWITT | 7421 | 6 | 10.4 | Residential | Behind the Meter | Yes | Net Metered Residential | Momentum Solar Energy Services |  | Orange Rockland Electric | Accepted | 2024-01-16 | 2024-02-07 | 2025-02-07 | Solar Panels | Q. PEAK DUO BLK-G10+400 | HANWHA |  | 0.4 | 6 | 242 | 31 |  | Fixed | Roof
NJADRE1555656300 | Administratively Determined Incentive Program | Maplewood | 7040 | 9 | 8.91 | Residential | Behind the Meter | Yes | Net Metered Residential | Sunrun Installation Services, Inc. |  | PSE&G | Accepted | 2024-01-16 | 2024-02-07 | 2025-02-07 | Inverters | SolarEdge Technologies | SE6000H-USSN | 6000 |  | 1 |  |  | 0.99 |  | Outside
NJADRE1555656300 | Administratively Determined Incentive Program | Maplewood | 7040 | 9 | 8.91 | Residential | Behind the Meter | Yes | Net Metered Residential | Sunrun Installation Services, Inc. |  | PSE&G | Accepted | 2024-01-16 | 2024-02-07 | 2025-02-07 | Solar Panels | Hanwha Q Cells | Q.PEAK DUO BLK ML-G10+ 405 |  | 0.405 | 2 | 113 | 30 |  | Fixed | Roof
NJADRE1555656300 | Administratively Determined Incentive Program | Maplewood | 7040 | 9 | 8.91 | Residential | Behind the Meter | Yes | Net Metered Residential | Sunrun Installation Services, Inc. |  | PSE&G | Accepted | 2024-01-16 | 2024-02-07 | 2025-02-07 | Solar Panels | Hanwha Q Cells | Q.PEAK DUO BLK ML-G10+ 405 |  | 0.405 | 20 | 113 | 35 |  | Fixed | Roof
NJADRE1555656361 | Administratively Determined Incentive Program | TRENTON | 8629 | 12 | 3.51 | Residential | Behind the Meter | Yes | Net Metered Residential | Sunrun Installation Services, Inc. |  | PSE&G | Accepted | 2024-01-16 | 2024-02-07 | 2025-02-07 | Inverters | SolarEdge Technologies | SE3800H-USMN | 3800 |  | 1 |  |  | 0.99 |  | Outside
NJADRE1555656361 | Administratively Determined Incentive Program | TRENTON | 8629 | 12 | 3.51 | Residential | Behind the Meter | Yes | Net Metered Residential | Sunrun Installation Services, Inc. |  | PSE&G | Accepted | 2024-01-16 | 2024-02-07 | 2025-02-07 | Solar Panels | Trina Solar | TSM-390DE09C.07 |  | 0.39 | 3 | 241 | 14 |  | Fixed | Roof
NJADRE1555656361 | Administratively Determined Incentive Program | TRENTON | 8629 | 12 | 3.51 | Residential | Behind the Meter | Yes | Net Metered Residential | Sunrun Installation Services, Inc. |  | PSE&G | Accepted | 2024-01-16 | 2024-02-07 | 2025-02-07 | Solar Panels | Trina Solar | TSM-390DE09C.07 |  | 0.39 | 6 | 61 | 32 |  | Fixed | Roof
NJADRE1555656365 | Administratively Determined Incentive Program | WOODBRIDGE | 7095 | 11 | 13.2 | Residential | Behind the Meter | Yes | Net Metered Residential | Momentum Solar Energy Services |  | PSE&G | Accepted | 2024-01-18 | 2024-02-09 | 2025-02-09 | Inverters | IQ8PLUS-72-2-US | ENPHASE | 290 |  | 33 |  |  | 0.97 |  | Outdoor
NJADRE1555656365 | Administratively Determined Incentive Program | WOODBRIDGE | 7095 | 11 | 13.2 | Residential | Behind the Meter | Yes | Net Metered Residential | Momentum Solar Energy Services |  | PSE&G | Accepted | 2024-01-18 | 2024-02-09 | 2025-02-09 | Solar Panels | Q. PEAK DUO BLK-G10+400 | HANWHA |  | 0.4 | 7 | 181 | 35 |  | Fixed | Roof
NJADRE1555656365 | Administratively Determined Incentive Program | WOODBRIDGE | 7095 | 11 | 13.2 | Residential | Behind the Meter | Yes | Net Metered Residential | Momentum Solar Energy Services |  | PSE&G | Accepted | 2024-01-18 | 2024-02-09 | 2025-02-09 | Solar Panels | Q. PEAK DUO BLK-G10+400 | HANWHA |  | 0.4 | 13 | 91 | 27 |  | Fixed | Roof
NJADRE1555656365 | Administratively Determined Incentive Program | WOODBRIDGE | 7095 | 11 | 13.2 | Residential | Behind the Meter | Yes | Net Metered Residential | Momentum Solar Energy Services |  | PSE&G | Accepted | 2024-01-18 | 2024-02-09 | 2025-02-09 | Solar Panels | Q. PEAK DUO BLK-G10+400 | HANWHA |  | 0.4 | 10 | 271 | 27 |  | Fixed | Roof
NJADRE1555656365 | Administratively Determined Incentive Program | WOODBRIDGE | 7095 | 11 | 13.2 | Residential | Behind the Meter | Yes | Net Metered Residential | Momentum Solar Energy Services |  | PSE&G | Accepted | 2024-01-18 | 2024-02-09 | 2025-02-09 | Solar Panels | Q. PEAK DUO BLK-G10+400 | HANWHA |  | 0.4 | 3 | 1 | 27 |  | Fixed | Roof
NJADRE1555656371 | Administratively Determined Incentive Program | LINDEN CITY | 7036 | 10 | 6.48 | Residential | Behind the Meter | Yes | Net Metered Residential | Sunrun Installation Services, Inc. |  | PSE&G | Accepted | 2024-01-16 | 2024-02-13 | 2025-02-13 | Solar Panels | Hanwha Q Cells | Q.PEAK DUO BLK ML-G10+ 405 |  | 0.405 | 12 | 312 | 35 |  | Fixed | Roof
NJADRE1555656371 | Administratively Determined Incentive Program | LINDEN CITY | 7036 | 10 | 6.48 | Residential | Behind the Meter | Yes | Net Metered Residential | Sunrun Installation Services, Inc. |  | PSE&G | Accepted | 2024-01-16 | 2024-02-13 | 2025-02-13 | Solar Panels | Hanwha Q Cells | Q.PEAK DUO BLK ML-G10+ 405 |  | 0.405 | 4 | 132 | 15 |  | Fixed | Roof
NJADRE1555656371 | Administratively Determined Incentive Program | LINDEN CITY | 7036 | 10 | 6.48 | Residential | Behind the Meter | Yes | Net Metered Residential | Sunrun Installation Services, Inc. |  | PSE&G | Accepted | 2024-01-16 | 2024-02-13 | 2025-02-13 | Inverters | SolarEdge Technologies | SE6000H-USSN | 6000 |  | 1 |  |  | 0.99 |  | Outside
NJADRE1555656384 | Administratively Determined Incentive Program | IRVINGTON TOWN | 7111 | 9 | 6.48 | Residential | Behind the Meter | Yes | Net Metered Residential | Sunrun Installation Services, Inc. |  | PSE&G | Accepted | 2024-01-17 | 2024-02-07 | 2025-02-07 | Solar Panels | Hanwha Q Cells | Q.PEAK DUO BLK ML-G10+ 405 |  | 0.405 | 6 | 301 | 33 |  | Fixed | Roof
NJADRE1555656384 | Administratively Determined Incentive Program | IRVINGTON TOWN | 7111 | 9 | 6.48 | Residential | Behind the Meter | Yes | Net Metered Residential | Sunrun Installation Services, Inc. |  | PSE&G | Accepted | 2024-01-17 | 2024-02-07 | 2025-02-07 | Solar Panels | Hanwha Q Cells | Q.PEAK DUO BLK ML-G10+ 405 |  | 0.405 | 10 | 301 | 6 |  | Fixed | Roof
NJADRE1555656384 | Administratively Determined Incentive Program | IRVINGTON TOWN | 7111 | 9 | 6.48 | Residential | Behind the Meter | Yes | Net Metered Residential | Sunrun Installation Services, Inc. |  | PSE&G | Accepted | 2024-01-17 | 2024-02-07 | 2025-02-07 | Inverters | SolarEdge Technologies | SE6000H-USSN | 6000 |  | 1 |  |  | 0.99 |  | Outside
NJADRE1555665665 | Administratively Determined Incentive Program | ELMWOOD PARK | 7407 | 7 | 9.32 | Residential | Behind the Meter | Yes | Net Metered Residential | Sunrun Installation Services, Inc. |  | PSE&G | Accepted | 2024-01-17 | 2024-02-07 | 2025-02-07 | Inverters | SolarEdge Technologies | SE7600H-USSN | 7600 |  | 1 |  |  | 0.99 |  | Outdoor
NJADRE1555665665 | Administratively Determined Incentive Program | ELMWOOD PARK | 7407 | 7 | 9.32 | Residential | Behind the Meter | Yes | Net Metered Residential | Sunrun Installation Services, Inc. |  | PSE&G | Accepted | 2024-01-17 | 2024-02-07 | 2025-02-07 | Solar Panels | Hanwha Q Cells | Q.PEAK DUO BLK ML-G10+ 405 |  | 0.405 | 6 | 151 | 30 |  | Fixed | Roof
NJADRE1555665665 | Administratively Determined Incentive Program | ELMWOOD PARK | 7407 | 7 | 9.32 | Residential | Behind the Meter | Yes | Net Metered Residential | Sunrun Installation Services, Inc. |  | PSE&G | Accepted | 2024-01-17 | 2024-02-07 | 2025-02-07 | Solar Panels | Hanwha Q Cells | Q.PEAK DUO BLK ML-G10+ 405 |  | 0.405 | 2 | 151 | 30 |  | Fixed | Roof
NJADRE1555665665 | Administratively Determined Incentive Program | ELMWOOD PARK | 7407 | 7 | 9.32 | Residential | Behind the Meter | Yes | Net Metered Residential | Sunrun Installation Services, Inc. |  | PSE&G | Accepted | 2024-01-17 | 2024-02-07 | 2025-02-07 | Solar Panels | Hanwha Q Cells | Q.PEAK DUO BLK ML-G10+ 405 |  | 0.405 | 5 | 62 | 12 |  | Fixed | Roof
NJADRE1555665665 | Administratively Determined Incentive Program | ELMWOOD PARK | 7407 | 7 | 9.32 | Residential | Behind the Meter | Yes | Net Metered Residential | Sunrun Installation Services, Inc. |  | PSE&G | Accepted | 2024-01-17 | 2024-02-07 | 2025-02-07 | Solar Panels | Hanwha Q Cells | Q.PEAK DUO BLK ML-G10+ 405 |  | 0.405 | 10 | 331 | 30 |  | Fixed | Roof
NJADRE1555665686 | Administratively Determined Incentive Program | Woodbridge Township | 8863 | 11 | 9.32 | Residential | Behind the Meter | Yes | Net Metered Residential | Sunrun Installation Services, Inc. |  | PSE&G | Accepted | 2024-01-17 | 2024-02-07 | 2025-02-07 | Inverters | SolarEdge Technologies | SE7600H-USSN | 7600 |  | 1 |  |  | 0.99 |  | Outdoor
NJADRE1555665686 | Administratively Determined Incentive Program | Woodbridge Township | 8863 | 11 | 9.32 | Residential | Behind the Meter | Yes | Net Metered Residential | Sunrun Installation Services, Inc. |  | PSE&G | Accepted | 2024-01-17 | 2024-02-07 | 2025-02-07 | Solar Panels | Hanwha Q Cells | Q.PEAK DUO BLK ML-G10+ 405 |  | 0.405 | 12 | 170 | 23 |  | Fixed | Roof
NJADRE1555665686 | Administratively Determined Incentive Program | Woodbridge Township | 8863 | 11 | 9.32 | Residential | Behind the Meter | Yes | Net Metered Residential | Sunrun Installation Services, Inc. |  | PSE&G | Accepted | 2024-01-17 | 2024-02-07 | 2025-02-07 | Solar Panels | Hanwha Q Cells | Q.PEAK DUO BLK ML-G10+ 405 |  | 0.405 | 3 | 170 | 22 |  | Fixed | Roof
NJADRE1555665686 | Administratively Determined Incentive Program | Woodbridge Township | 8863 | 11 | 9.32 | Residential | Behind the Meter | Yes | Net Metered Residential | Sunrun Installation Services, Inc. |  | PSE&G | Accepted | 2024-01-17 | 2024-02-07 | 2025-02-07 | Solar Panels | Hanwha Q Cells | Q.PEAK DUO BLK ML-G10+ 405 |  | 0.405 | 8 | 350 | 22 |  | Fixed | Roof
NJADRE1555665691 | Administratively Determined Incentive Program | Pennsauken Township | 8110 | 14 | 4.05 | Residential | Behind the Meter | Yes | Net Metered Residential | Sunrun Installation Services, Inc. |  | PSE&G | Accepted | 2024-01-17 | 2024-02-07 | 2025-02-07 | Electric Storage Battery | Tesla | Powerwall 2 AC |  |  | 1 |  |  |  | Lithium Ion |  | Outside
NJADRE1555665691 | Administratively Determined Incentive Program | Pennsauken Township | 8110 | 14 | 4.05 | Residential | Behind the Meter | Yes | Net Metered Residential | Sunrun Installation Services, Inc. |  | PSE&G | Accepted | 2024-01-17 | 2024-02-07 | 2025-02-07 | Inverters | SolarEdge Technologies | SE3800H-USMN | 3800 |  | 1 |  |  | 0.99 |  | Outdoor
NJADRE1555665691 | Administratively Determined Incentive Program | Pennsauken Township | 8110 | 14 | 4.05 | Residential | Behind the Meter | Yes | Net Metered Residential | Sunrun Installation Services, Inc. |  | PSE&G | Accepted | 2024-01-17 | 2024-02-07 | 2025-02-07 | Solar Panels | Hanwha Q Cells | Q.PEAK DUO BLK ML-G10+ 405 |  | 0.405 | 4 | 59 | 24 |  | Fixed | Roof
NJADRE1555665691 | Administratively Determined Incentive Program | Pennsauken Township | 8110 | 14 | 4.05 | Residential | Behind the Meter | Yes | Net Metered Residential | Sunrun Installation Services, Inc. |  | PSE&G | Accepted | 2024-01-17 | 2024-02-07 | 2025-02-07 | Solar Panels | Hanwha Q Cells | Q.PEAK DUO BLK ML-G10+ 405 |  | 0.405 | 6 | 239 | 25 |  | Fixed | Roof
NJADRE1555665718 | Administratively Determined Incentive Program | JACKSON TOWNSHIP | 8527 | 18 | 21.06 | Residential | Behind the Meter | Yes | Net Metered Residential | Sunrun Installation Services, Inc. |  | JCP&L | Accepted | 2024-01-17 | 2024-02-07 | 2025-02-07 | Electric Storage Battery | Tesla | Powerwall 2 AC |  |  | 2 |  |  |  | Lithium Ion |  | Outside
NJADRE1555665718 | Administratively Determined Incentive Program | JACKSON TOWNSHIP | 8527 | 18 | 21.06 | Residential | Behind the Meter | Yes | Net Metered Residential | Sunrun Installation Services, Inc. |  | JCP&L | Accepted | 2024-01-17 | 2024-02-07 | 2025-02-07 | Inverters | SolarEdge Technologies | SE7600H-USSN | 7600 |  | 2 |  |  | 0.99 |  | Outdoor
NJADRE1555665718 | Administratively Determined Incentive Program | JACKSON TOWNSHIP | 8527 | 18 | 21.06 | Residential | Behind the Meter | Yes | Net Metered Residential | Sunrun Installation Services, Inc. |  | JCP&L | Accepted | 2024-01-17 | 2024-02-07 | 2025-02-07 | Solar Panels | Hanwha Q Cells | Q.PEAK DUO BLK ML-G10+ 405 |  | 0.405 | 15 | 320 | 23 |  | Fixed | Roof
NJADRE1555665718 | Administratively Determined Incentive Program | JACKSON TOWNSHIP | 8527 | 18 | 21.06 | Residential | Behind the Meter | Yes | Net Metered Residential | Sunrun Installation Services, Inc. |  | JCP&L | Accepted | 2024-01-17 | 2024-02-07 | 2025-02-07 | Solar Panels | Hanwha Q Cells | Q.PEAK DUO BLK ML-G10+ 405 |  | 0.405 | 20 | 50 | 19 |  | Fixed | Roof
NJADRE1555665718 | Administratively Determined Incentive Program | JACKSON TOWNSHIP | 8527 | 18 | 21.06 | Residential | Behind the Meter | Yes | Net Metered Residential | Sunrun Installation Services, Inc. |  | JCP&L | Accepted | 2024-01-17 | 2024-02-07 | 2025-02-07 | Solar Panels | Hanwha Q Cells | Q.PEAK DUO BLK ML-G10+ 405 |  | 0.405 | 17 | 230 | 19 |  | Fixed | Roof
NJADRE1555665725 | Administratively Determined Incentive Program | ELIZABETH | 7201 | 10 | 8.51 | Residential | Behind the Meter | Yes | Net Metered Residential | Sunrun Installation Services, Inc. |  | PSE&G | Accepted | 2024-01-17 | 2024-02-07 | 2025-02-07 | Inverters | SolarEdge Technologies | SE6000H-USSN | 6000 |  | 1 |  |  | 0.99 |  | Outdoor
NJADRE1555665725 | Administratively Determined Incentive Program | ELIZABETH | 7201 | 10 | 8.51 | Residential | Behind the Meter | Yes | Net Metered Residential | Sunrun Installation Services, Inc. |  | PSE&G | Accepted | 2024-01-17 | 2024-02-07 | 2025-02-07 | Solar Panels | Hanwha Q Cells | Q.PEAK DUO BLK ML-G10+ 405 |  | 0.405 | 21 | 115 | 23 |  | Fixed | Roof
NJADRE1555665731 | Administratively Determined Incentive Program | Franklin Twp SOM | 8873 | 5 | 4.86 | Residential | Behind the Meter | Yes | Net Metered Residential | Sunrun Installation Services, Inc. |  | PSE&G | Accepted | 2024-01-17 | 2024-02-08 | 2025-02-08 | Inverters | DELTA ELECTRONICS | E4-TL-US | 4000 |  | 1 |  |  | 0.975 |  | Outdoor | Next to meter
NJADRE1555665731 | Administratively Determined Incentive Program | Franklin Twp SOM | 8873 | 5 | 4.86 | Residential | Behind the Meter | Yes | Net Metered Residential | Sunrun Installation Services, Inc. |  | PSE&G | Accepted | 2024-01-17 | 2024-02-08 | 2025-02-08 | Solar Panels | Hanwha Q Cells | Q.PEAK DUO BLK ML-G10+ 405 |  | 0.405 | 6 | 116 | 37 |  | Fixed | Roof
NJADRE1555665731 | Administratively Determined Incentive Program | Franklin Twp SOM | 8873 | 5 | 4.86 | Residential | Behind the Meter | Yes | Net Metered Residential | Sunrun Installation Services, Inc. |  | PSE&G | Accepted | 2024-01-17 | 2024-02-08 | 2025-02-08 | Solar Panels | Hanwha Q Cells | Q.PEAK DUO BLK ML-G10+ 405 |  | 0.405 | 6 | 116 | 27 |  | Fixed | Roof
NJADRE1555665770 | Administratively Determined Incentive Program | MARGATE CITY | 8402 | 19 | 13.77 | Residential | Behind the Meter | No | Net Metered Residential | Geoscape Solar |  | AC Electric | Accepted | 2024-01-17 | 2024-02-08 | 2025-02-08 | Inverters | Enphase | IQ8+-72-2-US | 29000 |  | 34 |  |  | 0.98 |  | Outdoor
NJADRE1555665770 | Administratively Determined Incentive Program | MARGATE CITY | 8402 | 19 | 13.77 | Residential | Behind the Meter | No | Net Metered Residential | Geoscape Solar |  | AC Electric | Accepted | 2024-01-17 | 2024-02-08 | 2025-02-08 | Solar Panels | Hanwha | Hanwha-Q PEAK DUO BLK ML-G10+ 405 W |  | 0.405 | 19 | 143 | 30 |  | Fixed | Roof
NJADRE1555665770 | Administratively Determined Incentive Program | MARGATE CITY | 8402 | 19 | 13.77 | Residential | Behind the Meter | No | Net Metered Residential | Geoscape Solar |  | AC Electric | Accepted | 2024-01-17 | 2024-02-08 | 2025-02-08 | Solar Panels | Hanwha | Hanwha-Q PEAK DUO BLK ML-G10+ 405 W |  | 0.405 | 15 | 323 | 30 |  | Fixed | Roof
NJADRE1555665785 | Administratively Determined Incentive Program | EGG HARBOR | 8215 | 19 | 12.56 | Residential | Behind the Meter | Yes | Net Metered Residential | Sunrun Installation Services, Inc. |  | AC Electric | Accepted | 2024-01-17 | 2024-02-19 | 2025-02-19 | Inverters | SOLAREDGE TECHNOLOGIES | SE10000H-USSN | 10000 |  | 1 |  |  | 0.99 |  | Outside | Next To Meter
NJADRE1555665785 | Administratively Determined Incentive Program | EGG HARBOR | 8215 | 19 | 12.56 | Residential | Behind the Meter | Yes | Net Metered Residential | Sunrun Installation Services, Inc. |  | AC Electric | Accepted | 2024-01-17 | 2024-02-19 | 2025-02-19 | Solar Panels | HANWHA Q-CELLS | Q.PEAK DUO BLK ML-G10+ 405 |  | 0.405 | 24 | 245 | 24 |  | Fixed | Roof
NJADRE1555665785 | Administratively Determined Incentive Program | EGG HARBOR | 8215 | 19 | 12.56 | Residential | Behind the Meter | Yes | Net Metered Residential | Sunrun Installation Services, Inc. |  | AC Electric | Accepted | 2024-01-17 | 2024-02-19 | 2025-02-19 | Solar Panels | HANWHA Q-CELLS | Q.PEAK DUO BLK ML-G10+ 405 |  | 0.405 | 7 | 245 | 20 |  | Fixed | Roof
NJADRE1555665795 | Administratively Determined Incentive Program | Englishtown | 7726 | 17 | 6.08 | Residential | Behind the Meter | No | Net Metered Residential | EMT Renewables |  | JCP&L | Accepted | 2024-01-17 | 2024-02-07 | 2025-02-07 | Inverters | ENPHASE | IQ8+ | 290 |  | 15 |  |  | 0.98 |  | Other | UNDER EACH PANEL
NJADRE1555665795 | Administratively Determined Incentive Program | Englishtown | 7726 | 17 | 6.08 | Residential | Behind the Meter | No | Net Metered Residential | EMT Renewables |  | JCP&L | Accepted | 2024-01-17 | 2024-02-07 | 2025-02-07 | Solar Panels | Q CELLS | Q PEAK DUO BLK |  | 0.405 | 15 | 146 | 31 |  | Fixed | Roof
NJADRE1555665801 | Administratively Determined Incentive Program | Clementon | 8021 | 14 | 6 | Residential | Behind the Meter | No | Net Metered Residential | Power Energy Solutions |  | AC Electric | Accepted | 2024-01-17 | 2024-02-09 | 2025-02-09 | Inverters | Enphase | IQ7HS-66-M-US | 384 |  | 15 |  |  | 0.97 |  | Outdoor
NJADRE1555665801 | Administratively Determined Incentive Program | Clementon | 8021 | 14 | 6 | Residential | Behind the Meter | No | Net Metered Residential | Power Energy Solutions |  | AC Electric | Accepted | 2024-01-17 | 2024-02-09 | 2025-02-09 | Solar Panels | WAAREE | WSMDI-400 |  | 0.4 | 5 | 236 | 21 |  | Fixed | Roof
NJADRE1555665801 | Administratively Determined Incentive Program | Clementon | 8021 | 14 | 6 | Residential | Behind the Meter | No | Net Metered Residential | Power Energy Solutions |  | AC Electric | Accepted | 2024-01-17 | 2024-02-09 | 2025-02-09 | Solar Panels | WAAREE | WSMDI-400 |  | 0.4 | 10 | 56 | 21 |  | Fixed | Roof
NJADRE1555665818 | Administratively Determined Incentive Program | SEWELL | 8080 | 15 | 14.58 | Residential | Behind the Meter | No | Net Metered Residential | EMT Renewables |  | AC Electric | Accepted | 2024-01-17 | 2024-02-07 | 2025-02-07 | Inverters | ENPHASE | IQ8+ | 290 |  | 36 |  |  | 0.98 |  | Other | UNDER EACH PANEL
NJADRE1555665818 | Administratively Determined Incentive Program | SEWELL | 8080 | 15 | 14.58 | Residential | Behind the Meter | No | Net Metered Residential | EMT Renewables |  | AC Electric | Accepted | 2024-01-17 | 2024-02-07 | 2025-02-07 | Solar Panels | Q CELLS | Q PEAK DUO BLK |  | 0.405 | 18 | 165 | 24 |  | Fixed | Roof
NJADRE1555665818 | Administratively Determined Incentive Program | SEWELL | 8080 | 15 | 14.58 | Residential | Behind the Meter | No | Net Metered Residential | EMT Renewables |  | AC Electric | Accepted | 2024-01-17 | 2024-02-07 | 2025-02-07 | Solar Panels | Q CELLS | Q PEAK DUO BLK |  | 0.405 | 18 | 345 | 24 |  | Fixed | Roof
NJADRE1555665823 | Administratively Determined Incentive Program | EWING TWP | 8638 | 12 | 12.56 | Residential | Behind the Meter | Yes | Net Metered Residential | Sunrun Installation Services, Inc. |  | PSE&G | Accepted | 2024-01-17 | 2024-02-07 | 2025-02-07 | Inverters | SolarEdge Technologies | SE10000H-USSN | 10000 |  | 1 |  |  | 0.99 |  | Outdoor | Next to meter
NJADRE1555665823 | Administratively Determined Incentive Program | EWING TWP | 8638 | 12 | 12.56 | Residential | Behind the Meter | Yes | Net Metered Residential | Sunrun Installation Services, Inc. |  | PSE&G | Accepted | 2024-01-17 | 2024-02-07 | 2025-02-07 | Solar Panels | Hanwha Q Cells | Q.PEAK DUO BLK ML-G10+ 405 |  | 0.405 | 21 | 93 | 24 |  | Fixed | Roof
NJADRE1555665823 | Administratively Determined Incentive Program | EWING TWP | 8638 | 12 | 12.56 | Residential | Behind the Meter | Yes | Net Metered Residential | Sunrun Installation Services, Inc. |  | PSE&G | Accepted | 2024-01-17 | 2024-02-07 | 2025-02-07 | Solar Panels | Hanwha Q Cells | Q.PEAK DUO BLK ML-G10+ 405 |  | 0.405 | 10 | 273 | 23 |  | Fixed | Roof
NJADRE1555665839 | Administratively Determined Incentive Program | CHATHAM | 7928 | 3 | 8.1 | Residential | Behind the Meter | No | Net Metered Residential | Maier Solar Engineering dba Solar Me |  | JCP&L | Accepted | 2024-01-17 | 2024-02-08 | 2025-02-08 | Inverters | Enphase | IQ8+ | 290 |  | 20 |  |  | 0.96 |  | Outside | Next to meter
NJADRE1555665839 | Administratively Determined Incentive Program | CHATHAM | 7928 | 3 | 8.1 | Residential | Behind the Meter | No | Net Metered Residential | Maier Solar Engineering dba Solar Me |  | JCP&L | Accepted | 2024-01-17 | 2024-02-08 | 2025-02-08 | Solar Panels | Hanwha | Q.PEAK ML-G10+405W |  | 0.405 | 12 | 209 | 27 |  | Fixed | Roof
NJADRE1555665839 | Administratively Determined Incentive Program | CHATHAM | 7928 | 3 | 8.1 | Residential | Behind the Meter | No | Net Metered Residential | Maier Solar Engineering dba Solar Me |  | JCP&L | Accepted | 2024-01-17 | 2024-02-08 | 2025-02-08 | Solar Panels | Hanwha | Q.PEAK ML-G10+405W |  | 0.405 | 8 | 119 | 27 |  | Fixed | Roof
NJADRE1555665841 | Administratively Determined Incentive Program | PARLIN | 8859 | 11 | 11.68 | Residential | Behind the Meter | No | Net Metered Residential | Power Home Remodeling |  | JCP&L | Accepted | 2024-01-17 | 2024-02-07 | 2025-02-07 | Inverters | SolarEdge | SE7600H-US | 7600 |  | 1 |  |  | 0.99 |  | Outdoor
NJADRE1555665841 | Administratively Determined Incentive Program | PARLIN | 8859 | 11 | 11.68 | Residential | Behind the Meter | No | Net Metered Residential | Power Home Remodeling |  | JCP&L | Accepted | 2024-01-17 | 2024-02-07 | 2025-02-07 | Meters | SolarEdge | Revenue Grade Data Ansi C12.20 |  |  | 1 |  |  |  | Yes | Outdoor
NJADRE1555665841 | Administratively Determined Incentive Program | PARLIN | 8859 | 11 | 11.68 | Residential | Behind the Meter | No | Net Metered Residential | Power Home Remodeling |  | JCP&L | Accepted | 2024-01-17 | 2024-02-07 | 2025-02-07 | Solar Panels | QCell | Q.PEAK DUO BLK-G10+ 365 |  | 0.365 | 11 | 329 | 10 |  | Fixed | Roof
NJADRE1555665841 | Administratively Determined Incentive Program | PARLIN | 8859 | 11 | 11.68 | Residential | Behind the Meter | No | Net Metered Residential | Power Home Remodeling |  | JCP&L | Accepted | 2024-01-17 | 2024-02-07 | 2025-02-07 | Solar Panels | QCell | Q.PEAK DUO BLK-G10+ 365 |  | 0.365 | 4 | 59 | 18 |  | Fixed | Roof
NJADRE1555665841 | Administratively Determined Incentive Program | PARLIN | 8859 | 11 | 11.68 | Residential | Behind the Meter | No | Net Metered Residential | Power Home Remodeling |  | JCP&L | Accepted | 2024-01-17 | 2024-02-07 | 2025-02-07 | Solar Panels | QCell | Q.PEAK DUO BLK-G10+ 365 |  | 0.365 | 2 | 239 | 18 |  | Fixed | Roof
NJADRE1555665841 | Administratively Determined Incentive Program | PARLIN | 8859 | 11 | 11.68 | Residential | Behind the Meter | No | Net Metered Residential | Power Home Remodeling |  | JCP&L | Accepted | 2024-01-17 | 2024-02-07 | 2025-02-07 | Solar Panels | QCell | Q.PEAK DUO BLK-G10+ 365 |  | 0.365 | 3 | 149 | 18 |  | Fixed | Roof
NJADRE1555665841 | Administratively Determined Incentive Program | PARLIN | 8859 | 11 | 11.68 | Residential | Behind the Meter | No | Net Metered Residential | Power Home Remodeling |  | JCP&L | Accepted | 2024-01-17 | 2024-02-07 | 2025-02-07 | Solar Panels | QCell | Q.PEAK DUO BLK-G10+ 365 |  | 0.365 | 6 | 149 | 19 |  | Fixed | Roof
NJADRE1555665841 | Administratively Determined Incentive Program | PARLIN | 8859 | 11 | 11.68 | Residential | Behind the Meter | No | Net Metered Residential | Power Home Remodeling |  | JCP&L | Accepted | 2024-01-17 | 2024-02-07 | 2025-02-07 | Solar Panels | QCell | Q.PEAK DUO BLK-G10+ 365 |  | 0.365 | 6 | 149 | 18 |  | Fixed | Roof
NJADRE1555665850 | Administratively Determined Incentive Program | EAST ORANGE CITY | 7017 | 9 | 4.86 | Residential | Behind the Meter | Yes | Net Metered Residential | Sunrun, Inc. |  | PSE&G | Accepted | 2024-01-17 | 2024-02-07 | 2025-02-07 | Inverters | SOLAREDGE TECHNOLOGIES | SE3800H-USMN | 3800 |  | 1 |  |  | 0 |  | Outdoor | Next To Meter
NJADRE1555665850 | Administratively Determined Incentive Program | EAST ORANGE CITY | 7017 | 9 | 4.86 | Residential | Behind the Meter | Yes | Net Metered Residential | Sunrun, Inc. |  | PSE&G | Accepted | 2024-01-17 | 2024-02-07 | 2025-02-07 | Solar Panels | HANWHA Q-CELLS | Q.PEAK DUO BLK ML-G10+ 405 |  | 0.405 | 12 | 288 | 38 |  | Fixed | Roof
NJADRE1555665850 | Administratively Determined Incentive Program | EAST ORANGE CITY | 7017 | 9 | 4.86 | Residential | Behind the Meter | Yes | Net Metered Residential | Sunrun, Inc. |  | PSE&G | Accepted | 2024-01-17 | 2024-02-07 | 2025-02-07 | Electric Storage Battery | TESLA | POWERWALL |  |  | 1 |  |  |  | Lithium Ion |  | OUTSIDE
NJADRE1555665875 | Administratively Determined Incentive Program | TRENTON | 8609 | 12 | 6.48 | Residential | Behind the Meter | No | Net Metered Residential | SunnyMac LLC |  | PSE&G | Accepted | 2024-01-17 | 2024-02-08 | 2025-02-08 | Solar Panels | HANWHA | Q.PEAK DUO BLK ML-G10+ 405 |  | 0.405 | 10 | 134 | 23 |  | Fixed | Roof
NJADRE1555665875 | Administratively Determined Incentive Program | TRENTON | 8609 | 12 | 6.48 | Residential | Behind the Meter | No | Net Metered Residential | SunnyMac LLC |  | PSE&G | Accepted | 2024-01-17 | 2024-02-08 | 2025-02-08 | Solar Panels | HANWHA | Q.PEAK DUO BLK ML-G10+ 405 |  | 0.405 | 6 | 314 | 23 |  | Fixed | Roof
NJADRE1555665875 | Administratively Determined Incentive Program | TRENTON | 8609 | 12 | 6.48 | Residential | Behind the Meter | No | Net Metered Residential | SunnyMac LLC |  | PSE&G | Accepted | 2024-01-17 | 2024-02-08 | 2025-02-08 | Inverters | SOLAREDGE | SE5000H-US | 5000 |  | 1 |  |  | 0.99 |  | Outdoor
NJADRE1555665875 | Administratively Determined Incentive Program | TRENTON | 8609 | 12 | 6.48 | Residential | Behind the Meter | No | Net Metered Residential | SunnyMac LLC |  | PSE&G | Accepted | 2024-01-17 | 2024-02-08 | 2025-02-08 | Meters | SE-RGMTR-1D-240C-B | Solaredge |  |  | 1 |  |  |  | Yes | Outdoor
NJADRE1555665883 | Administratively Determined Incentive Program | MYSTIC ISLANDS | 8087 | 18 | 6.08 | Residential | Behind the Meter | No | Net Metered Residential | Sunwise Energy LLC |  | AC Electric | Accepted | 2024-01-17 | 2024-02-07 | 2025-02-07 | Solar Panels | HANWHA Q CELLS | Q.PEAK DUO BLK ML-G10+ |  | 0.405 | 3 | 232 | 18 |  | Fixed | Roof
NJADRE1555665883 | Administratively Determined Incentive Program | MYSTIC ISLANDS | 8087 | 18 | 6.08 | Residential | Behind the Meter | No | Net Metered Residential | Sunwise Energy LLC |  | AC Electric | Accepted | 2024-01-17 | 2024-02-07 | 2025-02-07 | Solar Panels | HANWHA Q CELLS | Q.PEAK DUO BLK ML-G10+ |  | 0.405 | 12 | 233 | 18 |  | Fixed | Roof
NJADRE1555665883 | Administratively Determined Incentive Program | MYSTIC ISLANDS | 8087 | 18 | 6.08 | Residential | Behind the Meter | No | Net Metered Residential | Sunwise Energy LLC |  | AC Electric | Accepted | 2024-01-17 | 2024-02-07 | 2025-02-07 | Inverters | Enphase Energy | IQ8A-72-2-US | 349 |  | 15 |  |  | 0.977 |  | Outside
NJADRE1555665891 | Administratively Determined Incentive Program | MIDDLETOWN | 7748 | 17 | 11.34 | Residential | Behind the Meter | Yes | Net Metered Residential | EMT Renewables |  | JCP&L | Accepted | 2024-01-17 | 2024-02-07 | 2025-02-07 | Inverters | ENPHASE | IQ8+ | 290 |  | 28 |  |  | 0.98 |  | Other | UNDER EACH PANEL
NJADRE1555665891 | Administratively Determined Incentive Program | MIDDLETOWN | 7748 | 17 | 11.34 | Residential | Behind the Meter | Yes | Net Metered Residential | EMT Renewables |  | JCP&L | Accepted | 2024-01-17 | 2024-02-07 | 2025-02-07 | Solar Panels | Q CELLS | Q PEAK DUO BLK |  | 0.405 | 28 | 288 | 23 |  | Fixed | Roof
NJADRE1555665907 | Administratively Determined Incentive Program | PATERSON | 7501 | 6 | 6.89 | Residential | Behind the Meter | No | Net Metered Residential | Big Wave Roofing and Solar LLC |  | PSE&G | Accepted | 2024-01-17 | 2024-02-07 | 2025-02-07 | Inverters | Enphase Energy Inc | IQ7PLUS-72-2-US | 290 |  | 17 |  |  | 0.98 |  | Outside
NJADRE1555665907 | Administratively Determined Incentive Program | PATERSON | 7501 | 6 | 6.89 | Residential | Behind the Meter | No | Net Metered Residential | Big Wave Roofing and Solar LLC |  | PSE&G | Accepted | 2024-01-17 | 2024-02-07 | 2025-02-07 | Solar Panels | Qcells | Q.PEAK DUO BLK ML-G10+ 405 |  | 0.405 | 11 | 292 | 30 |  | Fixed | Roof
NJADRE1555665907 | Administratively Determined Incentive Program | PATERSON | 7501 | 6 | 6.89 | Residential | Behind the Meter | No | Net Metered Residential | Big Wave Roofing and Solar LLC |  | PSE&G | Accepted | 2024-01-17 | 2024-02-07 | 2025-02-07 | Solar Panels | Qcells | Q.PEAK DUO BLK ML-G10+ 405 |  | 0.405 | 3 | 102 | 30 |  | Fixed | Roof
NJADRE1555665907 | Administratively Determined Incentive Program | PATERSON | 7501 | 6 | 6.89 | Residential | Behind the Meter | No | Net Metered Residential | Big Wave Roofing and Solar LLC |  | PSE&G | Accepted | 2024-01-17 | 2024-02-07 | 2025-02-07 | Solar Panels | Qcells | Q.PEAK DUO BLK ML-G10+ 405 |  | 0.405 | 3 | 192 | 43 |  | Fixed | Roof
NJADRE1555665914 | Administratively Determined Incentive Program | TURNERSVILLE | 8012 | 14 | 12.56 | Residential | Behind the Meter | No | Net Metered Residential | Tesla Inc. |  | AC Electric | Accepted | 2024-01-17 | 2024-02-15 | 2025-02-15 | Solar Panels | Hanwha | Q.PEAK DUO BLK ML-G10+/TS 405 |  | 0.405 | 2 | 201 | 21 |  | Fixed | Roof
NJADRE1555665914 | Administratively Determined Incentive Program | TURNERSVILLE | 8012 | 14 | 12.56 | Residential | Behind the Meter | No | Net Metered Residential | Tesla Inc. |  | AC Electric | Accepted | 2024-01-17 | 2024-02-15 | 2025-02-15 | Solar Panels | Hanwha | Q.PEAK DUO BLK ML-G10+/TS 405 |  | 0.405 | 2 | 21 | 21 |  | Fixed | Roof
NJADRE1555665914 | Administratively Determined Incentive Program | TURNERSVILLE | 8012 | 14 | 12.56 | Residential | Behind the Meter | No | Net Metered Residential | Tesla Inc. |  | AC Electric | Accepted | 2024-01-17 | 2024-02-15 | 2025-02-15 | Solar Panels | Hanwha | Q.PEAK DUO BLK ML-G10+/TS 405 |  | 0.405 | 17 | 201 | 21 |  | Fixed | Roof
NJADRE1555665914 | Administratively Determined Incentive Program | TURNERSVILLE | 8012 | 14 | 12.56 | Residential | Behind the Meter | No | Net Metered Residential | Tesla Inc. |  | AC Electric | Accepted | 2024-01-17 | 2024-02-15 | 2025-02-15 | Solar Panels | Hanwha | Q.PEAK DUO BLK ML-G10+/TS 405 |  | 0.405 | 10 | 21 | 21 |  | Fixed | Roof
NJADRE1555665914 | Administratively Determined Incentive Program | TURNERSVILLE | 8012 | 14 | 12.56 | Residential | Behind the Meter | No | Net Metered Residential | Tesla Inc. |  | AC Electric | Accepted | 2024-01-17 | 2024-02-15 | 2025-02-15 | Inverters | Tesla | 1538000-45-A | 3800 |  | 1 |  |  | 0.98 |  | Outdoor
NJADRE1555665914 | Administratively Determined Incentive Program | TURNERSVILLE | 8012 | 14 | 12.56 | Residential | Behind the Meter | No | Net Metered Residential | Tesla Inc. |  | AC Electric | Accepted | 2024-01-17 | 2024-02-15 | 2025-02-15 | Inverters | Hanwha | 1538000-45-A | 7600 |  | 1 |  |  | 0.98 |  | Outdoor
NJADRE1555665943 | Administratively Determined Incentive Program | SICKLERVILLE | 8081 | 14 | 9.2 | Residential | Behind the Meter | Yes | Net Metered Residential | Sunrun Installation Services, Inc. |  | AC Electric | Accepted | 2024-01-17 | 2024-02-07 | 2025-02-07 | Inverters | SolarEdge Technologies | SE7600H-USSN | 7600 |  | 1 |  |  | 0.99 |  | Outdoor | Next to meter
NJADRE1555665943 | Administratively Determined Incentive Program | SICKLERVILLE | 8081 | 14 | 9.2 | Residential | Behind the Meter | Yes | Net Metered Residential | Sunrun Installation Services, Inc. |  | AC Electric | Accepted | 2024-01-17 | 2024-02-07 | 2025-02-07 | Solar Panels | Hanwha Q Cells | Q.PEAK DUO BLK ML-G10+/T 400 |  | 0.4 | 13 | 271 | 30 |  | Fixed | Roof
NJADRE1555665943 | Administratively Determined Incentive Program | SICKLERVILLE | 8081 | 14 | 9.2 | Residential | Behind the Meter | Yes | Net Metered Residential | Sunrun Installation Services, Inc. |  | AC Electric | Accepted | 2024-01-17 | 2024-02-07 | 2025-02-07 | Solar Panels | Hanwha Q Cells | Q.PEAK DUO BLK ML-G10+/T 400 |  | 0.4 | 10 | 181 | 28 |  | Fixed | Roof
NJADRE1555665945 | Administratively Determined Incentive Program | HALEDON | 7508 | 6 | 9.32 | Residential | Behind the Meter | No | Net Metered Residential | EMT Renewables |  | PSE&G | Accepted | 2024-01-17 | 2024-02-07 | 2025-02-07 | Inverters | ENPHASE | IQ8+ | 290 |  | 23 |  |  | 0.98 |  | Other | UNDER EACH PANEL
NJADRE1555665945 | Administratively Determined Incentive Program | HALEDON | 7508 | 6 | 9.32 | Residential | Behind the Meter | No | Net Metered Residential | EMT Renewables |  | PSE&G | Accepted | 2024-01-17 | 2024-02-07 | 2025-02-07 | Solar Panels | Q CELLS | Q PEAK DUO BLK |  | 0.405 | 12 | 224 | 23 |  | Fixed | Roof
NJADRE1555665945 | Administratively Determined Incentive Program | HALEDON | 7508 | 6 | 9.32 | Residential | Behind the Meter | No | Net Metered Residential | EMT Renewables |  | PSE&G | Accepted | 2024-01-17 | 2024-02-07 | 2025-02-07 | Solar Panels | Q CELLS | Q PEAK DUO BLK |  | 0.405 | 7 | 44 | 23 |  | Fixed | Roof
NJADRE1555665945 | Administratively Determined Incentive Program | HALEDON | 7508 | 6 | 9.32 | Residential | Behind the Meter | No | Net Metered Residential | EMT Renewables |  | PSE&G | Accepted | 2024-01-17 | 2024-02-07 | 2025-02-07 | Solar Panels | Q CELLS | Q PEAK DUO BLK |  | 0.405 | 2 | 134 | 24 |  | Fixed | Roof
NJADRE1555665945 | Administratively Determined Incentive Program | HALEDON | 7508 | 6 | 9.32 | Residential | Behind the Meter | No | Net Metered Residential | EMT Renewables |  | PSE&G | Accepted | 2024-01-17 | 2024-02-07 | 2025-02-07 | Solar Panels | Q CELLS | Q PEAK DUO BLK |  | 0.405 | 2 | 314 | 24 |  | Fixed | Roof
NJADRE1555665962 | Administratively Determined Incentive Program | PARSIPPANY | 7054 | 3 | 4.86 | Residential | Behind the Meter | No | Net Metered Residential | Tesla Energy Operations Inc. |  | JCP&L | Accepted | 2024-01-17 | 2024-02-13 | 2025-02-13 | Solar Panels | Hanwha | Q.PEAK DUO BLK ML-G10+/TS 405 |  | 0.405 | 12 | 177 | 35 |  | Fixed | Roof
NJADRE1555665962 | Administratively Determined Incentive Program | PARSIPPANY | 7054 | 3 | 4.86 | Residential | Behind the Meter | No | Net Metered Residential | Tesla Energy Operations Inc. |  | JCP&L | Accepted | 2024-01-17 | 2024-02-13 | 2025-02-13 | Inverters | Tesla | 1538000-45-A | 3800 |  | 1 |  |  | 0.98 |  | Outdoor
NJADRE1555665972 | Administratively Determined Incentive Program | FRANKLIN TWP SOM | 8873 | 5 | 3.6 | Residential | Behind the Meter | Yes | Net Metered Residential | Sunrun Installation Services, Inc. |  | PSE&G | Accepted | 2024-01-17 | 2024-02-08 | 2025-02-08 | Inverters | SOLAREDGE TECHNOLOGIES | SE3800H-USMN | 3800 |  | 1 |  |  | 0.99 |  | Outside | Next to Meter
NJADRE1555665972 | Administratively Determined Incentive Program | FRANKLIN TWP SOM | 8873 | 5 | 3.6 | Residential | Behind the Meter | Yes | Net Metered Residential | Sunrun Installation Services, Inc. |  | PSE&G | Accepted | 2024-01-17 | 2024-02-08 | 2025-02-08 | Solar Panels | Q.PEAK DUO BLK ML-G10+/T 400 | HANWHA Q-CELLS |  | 0.4 | 7 | 50 | 17 |  | Fixed | Roof
NJADRE1555665972 | Administratively Determined Incentive Program | FRANKLIN TWP SOM | 8873 | 5 | 3.6 | Residential | Behind the Meter | Yes | Net Metered Residential | Sunrun Installation Services, Inc. |  | PSE&G | Accepted | 2024-01-17 | 2024-02-08 | 2025-02-08 | Solar Panels | HANWHA Q-CELL | Q.PEAK DUO BLK ML-G10+/T 400 |  | 0.4 | 2 | 139 | 19 |  | Fixed | Roof
NJADRE1555665973 | Administratively Determined Incentive Program | NEW EGYPT | 8533 | 18 | 8.51 | Residential | Behind the Meter | Yes | Net Metered Residential | Trinity Solar |  | JCP&L | Accepted | 2024-01-17 | 2024-02-08 | 2025-02-08 | Inverters | Solar Edge | SE7600H-US | 7600 |  | 1 |  |  | 0.97 |  | Outdoor
NJADRE1555665973 | Administratively Determined Incentive Program | NEW EGYPT | 8533 | 18 | 8.51 | Residential | Behind the Meter | Yes | Net Metered Residential | Trinity Solar |  | JCP&L | Accepted | 2024-01-17 | 2024-02-08 | 2025-02-08 | Solar Panels | HANWHA | (Q.PEAK DUO BLK ML-G10+ 405) |  | 0.405 | 21 | 247 | 34 |  | Fixed | Roof
NJADRE1555665979 | Administratively Determined Incentive Program | FAIR LAWN | 7410 | 7 | 9.72 | Residential | Behind the Meter | No | Net Metered Residential | EMT Renewables |  | PSE&G | Accepted | 2024-01-17 | 2024-02-08 | 2025-02-08 | Inverters | ENPHASE | IQ8+ | 290 |  | 24 |  |  | 0.98 |  | Other | UNDER EACH PANEL
NJADRE1555665979 | Administratively Determined Incentive Program | FAIR LAWN | 7410 | 7 | 9.72 | Residential | Behind the Meter | No | Net Metered Residential | EMT Renewables |  | PSE&G | Accepted | 2024-01-17 | 2024-02-08 | 2025-02-08 | Solar Panels | Q CELLS | Q PEAK DUO BLK |  | 0.405 | 24 | 260 | 19 |  | Fixed | Roof
NJADRE1555665990 | Administratively Determined Incentive Program | RAHWAY | 7065 | 10 | 6.97 | Residential | Behind the Meter | No | Net Metered Residential | Infinity Solar Systems |  | PSE&G | Accepted | 2024-01-17 | 2024-02-08 | 2025-02-08 | Inverters | Enphase | IQ8PLUS-72-2-US | 290 |  | 17 |  |  | 0.97 |  | Outdoor
NJADRE1555665990 | Administratively Determined Incentive Program | RAHWAY | 7065 | 10 | 6.97 | Residential | Behind the Meter | No | Net Metered Residential | Infinity Solar Systems |  | PSE&G | Accepted | 2024-01-17 | 2024-02-08 | 2025-02-08 | Solar Panels | SEG Solar | SEG-410-BMD-HV |  | 0.41 | 10 | 191 | 25 |  | Fixed | Roof
NJADRE1555665990 | Administratively Determined Incentive Program | RAHWAY | 7065 | 10 | 6.97 | Residential | Behind the Meter | No | Net Metered Residential | Infinity Solar Systems |  | PSE&G | Accepted | 2024-01-17 | 2024-02-08 | 2025-02-08 | Solar Panels | SEG Solar | SEG-410-BMD-HV |  | 0.41 | 7 | 281 | 24 |  | Fixed | Roof
NJADRE1555665995 | Administratively Determined Incentive Program | Clifton | 7013 | 6 | 8.4 | Residential | Behind the Meter | Yes | Net Metered Residential | Pro Custom Solar dba Momentum Solar |  | PSE&G | Accepted | 2024-01-17 | 2024-02-07 | 2025-02-07 | Inverters | IQ8PLUS-72-2-US | enphase | 290 |  | 21 |  |  | 0.97 |  | Outdoor
NJADRE1555665995 | Administratively Determined Incentive Program | Clifton | 7013 | 6 | 8.4 | Residential | Behind the Meter | Yes | Net Metered Residential | Pro Custom Solar dba Momentum Solar |  | PSE&G | Accepted | 2024-01-17 | 2024-02-07 | 2025-02-07 | Solar Panels | Q. PEAK DUO BLK ML-G10+400 | hanwha |  | 0.4 | 10 | 175 | 23 |  | Fixed | Roof
NJADRE1555665995 | Administratively Determined Incentive Program | Clifton | 7013 | 6 | 8.4 | Residential | Behind the Meter | Yes | Net Metered Residential | Pro Custom Solar dba Momentum Solar |  | PSE&G | Accepted | 2024-01-17 | 2024-02-07 | 2025-02-07 | Solar Panels | Q. PEAK DUO BLK ML-G10+400 | hanwha |  | 0.4 | 11 | 355 | 22 |  | Fixed | Roof
NJADRE1555666004 | Administratively Determined Incentive Program | Haddon Heights | 8035 | 14 | 8.51 | Residential | Behind the Meter | Yes | Net Metered Residential | SunnyMac LLC |  | PSE&G | Accepted | 2024-01-17 | 2024-02-08 | 2025-02-08 | Solar Panels | Q.PEAK DUO BLK ML-G10+ 405 | HANWHA |  | 0.405 | 16 | 162 | 37 |  | Fixed | Roof
NJADRE1555666004 | Administratively Determined Incentive Program | Haddon Heights | 8035 | 14 | 8.51 | Residential | Behind the Meter | Yes | Net Metered Residential | SunnyMac LLC |  | PSE&G | Accepted | 2024-01-17 | 2024-02-08 | 2025-02-08 | Solar Panels | Q.PEAK DUO BLK ML-G10+ 405 | HANWHA |  | 0.405 | 5 | 342 | 13 |  | Fixed | Roof
NJADRE1555666004 | Administratively Determined Incentive Program | Haddon Heights | 8035 | 14 | 8.51 | Residential | Behind the Meter | Yes | Net Metered Residential | SunnyMac LLC |  | PSE&G | Accepted | 2024-01-17 | 2024-02-08 | 2025-02-08 | Inverters | SE6000H-US | SOLAREDGE | 6000 |  | 1 |  |  | 0.1 |  | Outdoor | next to meter
NJADRE1555666045 | Administratively Determined Incentive Program | LAWRENCE TOWNSHIP | 8648 | 12 | 9.32 | Residential | Behind the Meter | No | Net Metered Residential | Tesla Inc. |  | PSE&G | Accepted | 2024-01-17 | 2024-02-13 | 2025-02-13 | Solar Panels | Hanwha | Q.PEAK DUO BLK ML-G10+/TS 405 |  | 0.405 | 6 | 164 | 37 |  | Fixed | Roof
NJADRE1555666045 | Administratively Determined Incentive Program | LAWRENCE TOWNSHIP | 8648 | 12 | 9.32 | Residential | Behind the Meter | No | Net Metered Residential | Tesla Inc. |  | PSE&G | Accepted | 2024-01-17 | 2024-02-13 | 2025-02-13 | Solar Panels | Hanwha | Q.PEAK DUO BLK ML-G10+/TS 405 |  | 0.405 | 6 | 254 | 30 |  | Fixed | Roof
NJADRE1555666045 | Administratively Determined Incentive Program | LAWRENCE TOWNSHIP | 8648 | 12 | 9.32 | Residential | Behind the Meter | No | Net Metered Residential | Tesla Inc. |  | PSE&G | Accepted | 2024-01-17 | 2024-02-13 | 2025-02-13 | Solar Panels | Hanwha | Q.PEAK DUO BLK ML-G10+/TS 405 |  | 0.405 | 11 | 74 | 30 |  | Fixed | Roof
NJADRE1555666045 | Administratively Determined Incentive Program | LAWRENCE TOWNSHIP | 8648 | 12 | 9.32 | Residential | Behind the Meter | No | Net Metered Residential | Tesla Inc. |  | PSE&G | Accepted | 2024-01-17 | 2024-02-13 | 2025-02-13 | Inverters | Tesla | 1538000-45-A | 7600 |  | 1 |  |  | 0.98 |  | Outdoor
NJADRE1555666392 | Administratively Determined Incentive Program | MILLVILLE | 8332 | 20 | 3.2 | Residential | Behind the Meter | Yes | Net Metered Residential | Sunrun, Inc. |  | AC Electric | Accepted | 2024-01-17 | 2024-02-08 | 2025-02-08 | Solar Panels | HANWHA Q-CELLS | Q.PEAK DUO BLK ML-G10+/T 400 |  | 0.4 | 4 | 301 | 23 |  | Fixed | Roof
NJADRE1555666392 | Administratively Determined Incentive Program | MILLVILLE | 8332 | 20 | 3.2 | Residential | Behind the Meter | Yes | Net Metered Residential | Sunrun, Inc. |  | AC Electric | Accepted | 2024-01-17 | 2024-02-08 | 2025-02-08 | Solar Panels | HANWHA Q-CELLS | Q.PEAK DUO BLK ML-G10+/T 400 |  | 0.4 | 4 | 211 | 23 |  | Fixed | Roof
NJADRE1555666392 | Administratively Determined Incentive Program | MILLVILLE | 8332 | 20 | 3.2 | Residential | Behind the Meter | Yes | Net Metered Residential | Sunrun, Inc. |  | AC Electric | Accepted | 2024-01-17 | 2024-02-08 | 2025-02-08 | Inverters | SolarEdge Technologies | SE3800H-USMN | 3800 |  | 1 |  |  | 0 |  | Outside
NJADRE1555666561 | Administratively Determined Incentive Program | LINDEN | 7036 | 10 | 4.8 | Residential | Behind the Meter | Yes | Net Metered Residential | Pro Custom Solar dba Momentum Solar |  | PSE&G | Accepted | 2024-01-17 | 2024-02-08 | 2025-02-08 | Solar Panels | Q. PEAK DUO BLK ML-G10+400 | hanwha |  | 0.4 | 6 | 219 | 11 |  | Fixed | Roof
NJADRE1555666561 | Administratively Determined Incentive Program | LINDEN | 7036 | 10 | 4.8 | Residential | Behind the Meter | Yes | Net Metered Residential | Pro Custom Solar dba Momentum Solar |  | PSE&G | Accepted | 2024-01-17 | 2024-02-08 | 2025-02-08 | Solar Panels | Q. PEAK DUO BLK ML-G10+400 | hanwha |  | 0.4 | 6 | 39 | 37 |  | Fixed | Pole
NJADRE1555666561 | Administratively Determined Incentive Program | LINDEN | 7036 | 10 | 4.8 | Residential | Behind the Meter | Yes | Net Metered Residential | Pro Custom Solar dba Momentum Solar |  | PSE&G | Accepted | 2024-01-17 | 2024-02-08 | 2025-02-08 | Inverters | IQ8PLUS-72-2-US | enphase | 290 |  | 12 |  |  | 0.97 |  | Outdoor
NJADRE1555668063 | Administratively Determined Incentive Program | MILLBURN | 7041 | 9 | 7.2 | Residential | Behind the Meter | Yes | Net Metered Residential | SunPower Corporation |  | JCP&L | Accepted | 2024-01-17 | 2024-02-09 | 2025-02-09 | Solar Panels | WAAREE ENERGIES LIMITED | WSMDI-400 |  | 0.4 | 9 | 49 | 32 |  | Fixed | Roof
NJADRE1555668063 | Administratively Determined Incentive Program | MILLBURN | 7041 | 9 | 7.2 | Residential | Behind the Meter | Yes | Net Metered Residential | SunPower Corporation |  | JCP&L | Accepted | 2024-01-17 | 2024-02-09 | 2025-02-09 | Solar Panels | WAAREE ENERGIES LIMITED | WSMDI-400 |  | 0.4 | 9 | 229 | 31 |  | Fixed | Roof
NJADRE1555668063 | Administratively Determined Incentive Program | MILLBURN | 7041 | 9 | 7.2 | Residential | Behind the Meter | Yes | Net Metered Residential | SunPower Corporation |  | JCP&L | Accepted | 2024-01-17 | 2024-02-09 | 2025-02-09 | Inverters | Enphase | IQ7HS-66-M-US | 384 |  | 18 |  |  | 0.97 |  | Other | Under Each Panel
NJADRE1555668068 | Administratively Determined Incentive Program | FRANKLIN | 7416 | 1 | 9.2 | Residential | Behind the Meter | Yes | Net Metered Residential | Pro Custom Solar dba Momentum Solar |  | JCP&L | Accepted | 2024-01-17 | 2024-02-08 | 2025-02-08 | Solar Panels | Q. PEAK DUO BLK ML-G10+400 | hanwha |  | 0.4 | 16 | 125 | 38 |  | Fixed | Roof
NJADRE1555668068 | Administratively Determined Incentive Program | FRANKLIN | 7416 | 1 | 9.2 | Residential | Behind the Meter | Yes | Net Metered Residential | Pro Custom Solar dba Momentum Solar |  | JCP&L | Accepted | 2024-01-17 | 2024-02-08 | 2025-02-08 | Solar Panels | Q. PEAK DUO BLK ML-G10+400 | hanwha |  | 0.4 | 5 | 305 | 37 |  | Fixed | Roof
NJADRE1555668068 | Administratively Determined Incentive Program | FRANKLIN | 7416 | 1 | 9.2 | Residential | Behind the Meter | Yes | Net Metered Residential | Pro Custom Solar dba Momentum Solar |  | JCP&L | Accepted | 2024-01-17 | 2024-02-08 | 2025-02-08 | Solar Panels | Q. PEAK DUO BLK ML-G10+400 | hanwha |  | 0.4 | 2 | 305 | 37 |  | Fixed | Roof
NJADRE1555668068 | Administratively Determined Incentive Program | FRANKLIN | 7416 | 1 | 9.2 | Residential | Behind the Meter | Yes | Net Metered Residential | Pro Custom Solar dba Momentum Solar |  | JCP&L | Accepted | 2024-01-17 | 2024-02-08 | 2025-02-08 | Inverters | IQ8PLUS-72-2-US | enphase | 290 |  | 23 |  |  | 0.97 |  | Outdoor
NJADRE1555668078 | Administratively Determined Incentive Program | JACKSON | 8527 | 18 | 12.15 | Residential | Behind the Meter | No | Net Metered Residential | Tesla Energy Operations Inc |  | JCP&L | Accepted | 2024-01-17 | 2024-02-09 | 2025-02-09 | Electric Storage Battery | Tesla | AC Powerwall 2.0 |  |  | 1 |  |  |  | Lithium Ion |  | Outside
NJADRE1555668078 | Administratively Determined Incentive Program | JACKSON | 8527 | 18 | 12.15 | Residential | Behind the Meter | No | Net Metered Residential | Tesla Energy Operations Inc |  | JCP&L | Accepted | 2024-01-17 | 2024-02-09 | 2025-02-09 | Inverters | Tesla | #1850000-00-C | 7600 |  | 1 |  |  | 0.98 |  | Outside
NJADRE1555668078 | Administratively Determined Incentive Program | JACKSON | 8527 | 18 | 12.15 | Residential | Behind the Meter | No | Net Metered Residential | Tesla Energy Operations Inc |  | JCP&L | Accepted | 2024-01-17 | 2024-02-09 | 2025-02-09 | Inverters | Tesla | 1538000-45-A | 3800 |  | 1 |  |  | 0.98 |  | Outside
NJADRE1555668078 | Administratively Determined Incentive Program | JACKSON | 8527 | 18 | 12.15 | Residential | Behind the Meter | No | Net Metered Residential | Tesla Energy Operations Inc |  | JCP&L | Accepted | 2024-01-17 | 2024-02-09 | 2025-02-09 | Solar Panels | Hanwha | # Q.PEAK DUO BLK ML-G10+/TS 405 |  | 0.405 | 16 | 306 | 34 |  | Fixed | Roof
NJADRE1555668078 | Administratively Determined Incentive Program | JACKSON | 8527 | 18 | 12.15 | Residential | Behind the Meter | No | Net Metered Residential | Tesla Energy Operations Inc |  | JCP&L | Accepted | 2024-01-17 | 2024-02-09 | 2025-02-09 | Solar Panels | Hanwha | # Q.PEAK DUO BLK ML-G10+/TS 405 |  | 0.405 | 7 | 127 | 34 |  | Fixed | Roof
NJADRE1555668078 | Administratively Determined Incentive Program | JACKSON | 8527 | 18 | 12.15 | Residential | Behind the Meter | No | Net Metered Residential | Tesla Energy Operations Inc |  | JCP&L | Accepted | 2024-01-17 | 2024-02-09 | 2025-02-09 | Solar Panels | Hanwha | # Q.PEAK DUO BLK ML-G10+/TS 405 |  | 0.405 | 4 | 306 | 34 |  | Fixed | Roof
NJADRE1555668078 | Administratively Determined Incentive Program | JACKSON | 8527 | 18 | 12.15 | Residential | Behind the Meter | No | Net Metered Residential | Tesla Energy Operations Inc |  | JCP&L | Accepted | 2024-01-17 | 2024-02-09 | 2025-02-09 | Solar Panels | Hanwha | # Q.PEAK DUO BLK ML-G10+/TS 405 |  | 0.405 | 3 | 126 | 34 |  | Fixed | Roof
NJADRE1555668130 | Administratively Determined Incentive Program | MATAWAN | 7747 | 17 | 2.84 | Residential | Behind the Meter | Yes | Net Metered Residential | Trinity Solar Inc. |  | JCP&L | Accepted | 2024-01-17 | 2024-02-08 | 2025-02-08 | Inverters | Solar Edge | SE3000H-US | 3 |  | 1 |  |  | 0.97 |  | Outside
NJADRE1555668130 | Administratively Determined Incentive Program | MATAWAN | 7747 | 17 | 2.84 | Residential | Behind the Meter | Yes | Net Metered Residential | Trinity Solar Inc. |  | JCP&L | Accepted | 2024-01-17 | 2024-02-08 | 2025-02-08 | Solar Panels | HANWHA | Q.PEAK DUO BLK ML-G10+ 405 |  | 0.405 | 2 | 216 | 23 |  | Fixed | Roof
NJADRE1555668130 | Administratively Determined Incentive Program | MATAWAN | 7747 | 17 | 2.84 | Residential | Behind the Meter | Yes | Net Metered Residential | Trinity Solar Inc. |  | JCP&L | Accepted | 2024-01-17 | 2024-02-08 | 2025-02-08 | Solar Panels | HANWHA | Q.PEAK DUO BLK ML-G10+ 405 |  | 0.405 | 5 | 216 | 21 |  | Fixed | Roof
NJADRE1555668163 | Administratively Determined Incentive Program | NEW MILFORD | 7646 | 7 | 4.4 | Residential | Behind the Meter | Yes | Net Metered Residential | SunPower Corporation |  | PSE&G | Accepted | 2024-01-17 | 2024-02-13 | 2025-02-13 | Solar Panels | WAAREE ENERGIES LIMITED | WSMDi-400 |  | 0.4 | 5 | 181 | 36 |  | Fixed | Roof
NJADRE1555668163 | Administratively Determined Incentive Program | NEW MILFORD | 7646 | 7 | 4.4 | Residential | Behind the Meter | Yes | Net Metered Residential | SunPower Corporation |  | PSE&G | Accepted | 2024-01-17 | 2024-02-13 | 2025-02-13 | Solar Panels | WAAREE ENERGIES LIMITED | WSMDi-400 |  | 0.4 | 6 | 1 | 36 |  | Fixed | Roof
NJADRE1555668163 | Administratively Determined Incentive Program | NEW MILFORD | 7646 | 7 | 4.4 | Residential | Behind the Meter | Yes | Net Metered Residential | SunPower Corporation |  | PSE&G | Accepted | 2024-01-17 | 2024-02-13 | 2025-02-13 | Inverters | Enphase | IQ7HS-66-M-US | 384 |  | 11 |  |  | 0.97 |  | Other | under each panel
NJADRE1555668190 | Administratively Determined Incentive Program | CRESSKILL | 7626 | 7 | 11.34 | Residential | Behind the Meter | Yes | Net Metered Residential | Trinity Solar Inc. |  | Orange Rockland Electric | Accepted | 2024-01-17 | 2024-02-08 | 2025-02-08 | Inverters | Solar Edge | SE10000H-US | 10 |  | 1 |  |  | 0.97 |  | Outdoor
NJADRE1555668190 | Administratively Determined Incentive Program | CRESSKILL | 7626 | 7 | 11.34 | Residential | Behind the Meter | Yes | Net Metered Residential | Trinity Solar Inc. |  | Orange Rockland Electric | Accepted | 2024-01-17 | 2024-02-08 | 2025-02-08 | Solar Panels | HANWHA | HANWHA 405 (Q.PEAK DUO BLK ML-G10+ 405) |  | 0.405 | 8 | 1 | 23 |  | Fixed | Roof
NJADRE1555668190 | Administratively Determined Incentive Program | CRESSKILL | 7626 | 7 | 11.34 | Residential | Behind the Meter | Yes | Net Metered Residential | Trinity Solar Inc. |  | Orange Rockland Electric | Accepted | 2024-01-17 | 2024-02-08 | 2025-02-08 | Solar Panels | HANWHA | HANWHA 405 (Q.PEAK DUO BLK ML-G10+ 405) |  | 0.405 | 8 | 181 | 23 |  | Fixed | Roof
NJADRE1555668190 | Administratively Determined Incentive Program | CRESSKILL | 7626 | 7 | 11.34 | Residential | Behind the Meter | Yes | Net Metered Residential | Trinity Solar Inc. |  | Orange Rockland Electric | Accepted | 2024-01-17 | 2024-02-08 | 2025-02-08 | Solar Panels | HANWHA | HANWHA 405 (Q.PEAK DUO BLK ML-G10+ 405) |  | 0.405 | 6 | 271 | 34 |  | Fixed | Roof
NJADRE1555668190 | Administratively Determined Incentive Program | CRESSKILL | 7626 | 7 | 11.34 | Residential | Behind the Meter | Yes | Net Metered Residential | Trinity Solar Inc. |  | Orange Rockland Electric | Accepted | 2024-01-17 | 2024-02-08 | 2025-02-08 | Solar Panels | HANWHA | HANWHA 405 (Q.PEAK DUO BLK ML-G10+ 405) |  | 0.405 | 6 | 91 | 34 |  | Fixed | Roof
NJADRE1555668199 | Administratively Determined Incentive Program | LYNDHURST TWP | 7071 | 7 | 7.7 | Residential | Behind the Meter | Yes | Net Metered Residential | Sunrun Installation Services, Inc. |  | PSE&G | Accepted | 2024-01-17 | 2024-02-08 | 2025-02-08 | Inverters | SolarEdge Technologies | SE6000H-USSN | 6000 |  | 1 |  |  | 0.99 |  | Outdoor | Next to meter
NJADRE1555668199 | Administratively Determined Incentive Program | LYNDHURST TWP | 7071 | 7 | 7.7 | Residential | Behind the Meter | Yes | Net Metered Residential | Sunrun Installation Services, Inc. |  | PSE&G | Accepted | 2024-01-17 | 2024-02-08 | 2025-02-08 | Solar Panels | Hanwha Q Cells | Q.PEAK DUO BLK ML-G10+ 405 |  | 0.405 | 10 | 37 | 34 |  | Fixed | Roof
NJADRE1555668199 | Administratively Determined Incentive Program | LYNDHURST TWP | 7071 | 7 | 7.7 | Residential | Behind the Meter | Yes | Net Metered Residential | Sunrun Installation Services, Inc. |  | PSE&G | Accepted | 2024-01-17 | 2024-02-08 | 2025-02-08 | Solar Panels | Hanwha Q Cells | Q.PEAK DUO BLK ML-G10+ 405 |  | 0.405 | 9 | 217 | 34 |  | Fixed | Roof
NJADRE1555668214 | Administratively Determined Incentive Program | TEANECK | 7666 | 7 | 10.13 | Residential | Behind the Meter | Yes | Net Metered Residential | Trinity Solar |  | PSE&G | Accepted | 2024-01-17 | 2024-02-08 | 2025-02-08 | Solar Panels | HANWHA | (Q.PEAK DUO BLK ML-G10+ 405) |  | 0.405 | 9 | 24 | 23 |  | Fixed | Roof
NJADRE1555668214 | Administratively Determined Incentive Program | TEANECK | 7666 | 7 | 10.13 | Residential | Behind the Meter | Yes | Net Metered Residential | Trinity Solar |  | PSE&G | Accepted | 2024-01-17 | 2024-02-08 | 2025-02-08 | Solar Panels | HANWHA | (Q.PEAK DUO BLK ML-G10+ 405) |  | 0.405 | 7 | 114 | 34 |  | Fixed | Roof
NJADRE1555668214 | Administratively Determined Incentive Program | TEANECK | 7666 | 7 | 10.13 | Residential | Behind the Meter | Yes | Net Metered Residential | Trinity Solar |  | PSE&G | Accepted | 2024-01-17 | 2024-02-08 | 2025-02-08 | Solar Panels | HANWHA | (Q.PEAK DUO BLK ML-G10+ 405) |  | 0.405 | 7 | 294 | 34 |  | Fixed | Roof
NJADRE1555668214 | Administratively Determined Incentive Program | TEANECK | 7666 | 7 | 10.13 | Residential | Behind the Meter | Yes | Net Metered Residential | Trinity Solar |  | PSE&G | Accepted | 2024-01-17 | 2024-02-08 | 2025-02-08 | Solar Panels | HANWHA | (Q.PEAK DUO BLK ML-G10+ 405) |  | 0.405 | 2 | 204 | 23 |  | Fixed | Roof
NJADRE1555668214 | Administratively Determined Incentive Program | TEANECK | 7666 | 7 | 10.13 | Residential | Behind the Meter | Yes | Net Metered Residential | Trinity Solar |  | PSE&G | Accepted | 2024-01-17 | 2024-02-08 | 2025-02-08 | Inverters | Solar Edge | SE7600H-US | 7600 |  | 1 |  |  | 0.97 |  | Outside
NJADRE1555668216 | Administratively Determined Incentive Program | NEWARK | 7112 | 9 | 4.05 | Residential | Behind the Meter | No | Net Metered Residential | Tesla Energy Operations Inc |  | PSE&G | Accepted | 2024-01-17 | 2024-02-15 | 2025-02-15 | Solar Panels | Hanwha | # Q.PEAK DUO BLK ML-G10+/TS 405 |  | 0.405 | 2 | 111 | 28 |  | Fixed | Roof
NJADRE1555668216 | Administratively Determined Incentive Program | NEWARK | 7112 | 9 | 4.05 | Residential | Behind the Meter | No | Net Metered Residential | Tesla Energy Operations Inc |  | PSE&G | Accepted | 2024-01-17 | 2024-02-15 | 2025-02-15 | Solar Panels | Hanwha | # Q.PEAK DUO BLK ML-G10+/TS 405 |  | 0.405 | 8 | 291 | 28 |  | Fixed | Roof
NJADRE1555668216 | Administratively Determined Incentive Program | NEWARK | 7112 | 9 | 4.05 | Residential | Behind the Meter | No | Net Metered Residential | Tesla Energy Operations Inc |  | PSE&G | Accepted | 2024-01-17 | 2024-02-15 | 2025-02-15 | Inverters | Tesla | #1850000-00-C | 7600 |  | 1 |  |  | 0.98 |  | Outside
NJADRE1555668216 | Administratively Determined Incentive Program | NEWARK | 7112 | 9 | 4.05 | Residential | Behind the Meter | No | Net Metered Residential | Tesla Energy Operations Inc |  | PSE&G | Accepted | 2024-01-17 | 2024-02-15 | 2025-02-15 | Electric Storage Battery | Tesla | AC Powerwall 2.0 |  |  | 1 |  |  |  | Lithium Ion |  | Outside
NJADRE1555668218 | Administratively Determined Incentive Program | SALEM | 8079 | 16 | 12.15 | Residential | Behind the Meter | Yes | Net Metered Residential | RCL Enterprises Inc |  | AC Electric | Accepted | 2024-01-17 | 2024-02-08 | 2025-02-08 | Inverters | Enphase | IQ8plus | 290 |  | 30 |  |  | 0.97 |  | Outside
NJADRE1555668218 | Administratively Determined Incentive Program | SALEM | 8079 | 16 | 12.15 | Residential | Behind the Meter | Yes | Net Metered Residential | RCL Enterprises Inc |  | AC Electric | Accepted | 2024-01-17 | 2024-02-08 | 2025-02-08 | Solar Panels | Jinko | JKM405M |  | 0.405 | 30 | 180 | 20 |  | Fixed | Ground
NJADRE1555668229 | Administratively Determined Incentive Program | NORTHFIELD | 8225 | 19 | 4.74 | Residential | Behind the Meter | Yes | Net Metered Residential | Big Wave Roofing and Solar LLC |  | AC Electric | Accepted | 2024-01-17 | 2024-02-09 | 2025-02-09 | Inverters | Enphase Energy Inc | IQ7PLUS-72-2-US | 290 |  | 12 |  |  | 0.98 |  | Outside
NJADRE1555668229 | Administratively Determined Incentive Program | NORTHFIELD | 8225 | 19 | 4.74 | Residential | Behind the Meter | Yes | Net Metered Residential | Big Wave Roofing and Solar LLC |  | AC Electric | Accepted | 2024-01-17 | 2024-02-09 | 2025-02-09 | Solar Panels | Canadian Solar | CS6R-395MS-HL |  | 0.395 | 10 | 224 | 25 |  | Fixed | Roof
NJADRE1555668229 | Administratively Determined Incentive Program | NORTHFIELD | 8225 | 19 | 4.74 | Residential | Behind the Meter | Yes | Net Metered Residential | Big Wave Roofing and Solar LLC |  | AC Electric | Accepted | 2024-01-17 | 2024-02-09 | 2025-02-09 | Solar Panels | Canadian Solar | CS6R-395MS-HL |  | 0.395 | 2 | 44 | 32 |  | Fixed | Roof
NJADRE1555668256 | Administratively Determined Incentive Program | WOODBRIDGE | 7095 | 11 | 23.76 | Residential | Behind the Meter | No | Net Metered Residential | SunPower Corporation, Systems |  | PSE&G | Accepted | 2024-01-17 | 2024-02-08 | 2025-02-08 | Solar Panels | Sunpower | SPR-M-440-H-AC |  | 0.44 | 8 | 249 | 45 |  | Fixed | Roof
NJADRE1555668256 | Administratively Determined Incentive Program | WOODBRIDGE | 7095 | 11 | 23.76 | Residential | Behind the Meter | No | Net Metered Residential | SunPower Corporation, Systems |  | PSE&G | Accepted | 2024-01-17 | 2024-02-08 | 2025-02-08 | Solar Panels | Sunpower | SPR-M-440-H-AC |  | 0.44 | 2 | 69 | 45 |  | Fixed | Roof
NJADRE1555668256 | Administratively Determined Incentive Program | WOODBRIDGE | 7095 | 11 | 23.76 | Residential | Behind the Meter | No | Net Metered Residential | SunPower Corporation, Systems |  | PSE&G | Accepted | 2024-01-17 | 2024-02-08 | 2025-02-08 | Solar Panels | Sunpower | SPR-M-440-H-AC |  | 0.44 | 3 | 339 | 32 |  | Fixed | Roof
NJADRE1555668256 | Administratively Determined Incentive Program | WOODBRIDGE | 7095 | 11 | 23.76 | Residential | Behind the Meter | No | Net Metered Residential | SunPower Corporation, Systems |  | PSE&G | Accepted | 2024-01-17 | 2024-02-08 | 2025-02-08 | Solar Panels | Sunpower | SPR-M-440-H-AC |  | 0.44 | 7 | 159 | 32 |  | Fixed | Roof
NJADRE1555668256 | Administratively Determined Incentive Program | WOODBRIDGE | 7095 | 11 | 23.76 | Residential | Behind the Meter | No | Net Metered Residential | SunPower Corporation, Systems |  | PSE&G | Accepted | 2024-01-17 | 2024-02-08 | 2025-02-08 | Solar Panels | Sunpower | SPR-M-440-H-AC |  | 0.44 | 5 | 249 | 25 |  | Fixed | Roof
NJADRE1555668256 | Administratively Determined Incentive Program | WOODBRIDGE | 7095 | 11 | 23.76 | Residential | Behind the Meter | No | Net Metered Residential | SunPower Corporation, Systems |  | PSE&G | Accepted | 2024-01-17 | 2024-02-08 | 2025-02-08 | Solar Panels | Sunpower | SPR-M-440-H-AC |  | 0.44 | 5 | 69 | 25 |  | Fixed | Roof
NJADRE1555668256 | Administratively Determined Incentive Program | WOODBRIDGE | 7095 | 11 | 23.76 | Residential | Behind the Meter | No | Net Metered Residential | SunPower Corporation, Systems |  | PSE&G | Accepted | 2024-01-17 | 2024-02-08 | 2025-02-08 | Solar Panels | Sunpower | SPR-M-440-H-AC |  | 0.44 | 8 | 339 | 32 |  | Fixed | Roof
NJADRE1555668256 | Administratively Determined Incentive Program | WOODBRIDGE | 7095 | 11 | 23.76 | Residential | Behind the Meter | No | Net Metered Residential | SunPower Corporation, Systems |  | PSE&G | Accepted | 2024-01-17 | 2024-02-08 | 2025-02-08 | Solar Panels | Sunpower | SPR-M-440-H-AC |  | 0.44 | 14 | 159 | 32 |  | Fixed | Roof
NJADRE1555668256 | Administratively Determined Incentive Program | WOODBRIDGE | 7095 | 11 | 23.76 | Residential | Behind the Meter | No | Net Metered Residential | SunPower Corporation, Systems |  | PSE&G | Accepted | 2024-01-17 | 2024-02-08 | 2025-02-08 | Solar Panels | Sunpower | SPR-M-440-H-AC |  | 0.44 | 2 | 159 | 10 |  | Fixed | Roof
NJADRE1555668256 | Administratively Determined Incentive Program | WOODBRIDGE | 7095 | 11 | 23.76 | Residential | Behind the Meter | No | Net Metered Residential | SunPower Corporation, Systems |  | PSE&G | Accepted | 2024-01-17 | 2024-02-08 | 2025-02-08 | Inverters | Enphase | IQ7HS-66-ACM-US | 384 |  | 54 |  |  | 0.97 |  | Other | under each panel
NJADRE1555668264 | Administratively Determined Incentive Program | PENNSAUKEN | 8110 | 14 | 7.29 | Residential | Behind the Meter | Yes | Net Metered Residential | Sunrun Installation Services, Inc. |  | PSE&G | Accepted | 2024-01-17 | 2024-02-08 | 2025-02-08 | Inverters | DELTA ELECTRONICS | E6-TL-US | 6000 |  | 1 |  |  | 0.975 |  | Outdoor | Next to meter
NJADRE1555668264 | Administratively Determined Incentive Program | PENNSAUKEN | 8110 | 14 | 7.29 | Residential | Behind the Meter | Yes | Net Metered Residential | Sunrun Installation Services, Inc. |  | PSE&G | Accepted | 2024-01-17 | 2024-02-08 | 2025-02-08 | Solar Panels | Hanwha Q Cells | Q.PEAK DUO BLK ML-G10+ 405 |  | 0.405 | 8 | 45 | 35 |  | Fixed | Roof
NJADRE1555668264 | Administratively Determined Incentive Program | PENNSAUKEN | 8110 | 14 | 7.29 | Residential | Behind the Meter | Yes | Net Metered Residential | Sunrun Installation Services, Inc. |  | PSE&G | Accepted | 2024-01-17 | 2024-02-08 | 2025-02-08 | Solar Panels | Hanwha Q Cells | Q.PEAK DUO BLK ML-G10+ 405 |  | 0.405 | 10 | 225 | 13 |  | Fixed | Roof
NJADRE1555668282 | Administratively Determined Incentive Program | RINGOES | 8551 | 4 | 9.32 | Residential | Behind the Meter | No | Net Metered Residential | Tesla Energy Operations Inc |  | PSE&G | Accepted | 2024-01-17 | 2024-02-09 | 2025-02-09 | Electric Storage Battery | Tesla | Powerwall3 |  |  | 2 |  |  |  | Lithium Ion |  | Outside
NJADRE1555668282 | Administratively Determined Incentive Program | RINGOES | 8551 | 4 | 9.32 | Residential | Behind the Meter | No | Net Metered Residential | Tesla Energy Operations Inc |  | PSE&G | Accepted | 2024-01-17 | 2024-02-09 | 2025-02-09 | Inverters | Tesla | #1707000-25-G | 11500 |  | 2 |  |  | 0.98 |  | Outside
NJADRE1555668282 | Administratively Determined Incentive Program | RINGOES | 8551 | 4 | 9.32 | Residential | Behind the Meter | No | Net Metered Residential | Tesla Energy Operations Inc |  | PSE&G | Accepted | 2024-01-17 | 2024-02-09 | 2025-02-09 | Solar Panels | Hanwha | # Q.PEAK DUO BLK ML-G10+/TS 405 |  | 0.405 | 11 | 238 | 30 |  | Fixed | Roof
NJADRE1555668282 | Administratively Determined Incentive Program | RINGOES | 8551 | 4 | 9.32 | Residential | Behind the Meter | No | Net Metered Residential | Tesla Energy Operations Inc |  | PSE&G | Accepted | 2024-01-17 | 2024-02-09 | 2025-02-09 | Solar Panels | Hanwha | # Q.PEAK DUO BLK ML-G10+/TS 405 |  | 0.405 | 4 | 238 | 33 |  | Fixed | Roof
NJADRE1555668282 | Administratively Determined Incentive Program | RINGOES | 8551 | 4 | 9.32 | Residential | Behind the Meter | No | Net Metered Residential | Tesla Energy Operations Inc |  | PSE&G | Accepted | 2024-01-17 | 2024-02-09 | 2025-02-09 | Solar Panels | Hanwha | # Q.PEAK DUO BLK ML-G10+/TS 405 |  | 0.405 | 8 | 58 | 30 |  | Fixed | Roof
NJADRE1555668286 | Administratively Determined Incentive Program | EGG HARBOR TOWNSHIP | 8234 | 19 | 5.67 | Residential | Behind the Meter | Yes | Net Metered Residential | Sunrun, Inc. |  | AC Electric | Accepted | 2024-01-17 | 2024-02-08 | 2025-02-08 | Inverters | SOLAREDGE TECHNOLOGIES | SE3800H-USMN | 3800 |  | 1 |  |  | 0.99 |  | Outdoor | Next To Meter
NJADRE1555668286 | Administratively Determined Incentive Program | EGG HARBOR TOWNSHIP | 8234 | 19 | 5.67 | Residential | Behind the Meter | Yes | Net Metered Residential | Sunrun, Inc. |  | AC Electric | Accepted | 2024-01-17 | 2024-02-08 | 2025-02-08 | Solar Panels | HANWHA Q-CELLS | Q.PEAK DUO BLK ML-G10+ 405 |  | 0.405 | 5 | 144 | 28 |  | Fixed | Roof
NJADRE1555668286 | Administratively Determined Incentive Program | EGG HARBOR TOWNSHIP | 8234 | 19 | 5.67 | Residential | Behind the Meter | Yes | Net Metered Residential | Sunrun, Inc. |  | AC Electric | Accepted | 2024-01-17 | 2024-02-08 | 2025-02-08 | Solar Panels | HANWHA Q-CELLS | Q.PEAK DUO BLK ML-G10+ 405 |  | 0.405 | 7 | 324 | 25 |  | Fixed | Roof
NJADRE1555668286 | Administratively Determined Incentive Program | EGG HARBOR TOWNSHIP | 8234 | 19 | 5.67 | Residential | Behind the Meter | Yes | Net Metered Residential | Sunrun, Inc. |  | AC Electric | Accepted | 2024-01-17 | 2024-02-08 | 2025-02-08 | Solar Panels | HANWHA Q-CELLS | Q.PEAK DUO BLK ML-G10+ 405 |  | 0.405 | 2 | 233 | 36 |  | Fixed | Roof
NJADRE1555668293 | Administratively Determined Incentive Program | UNION CITY | 7087 | 8 | 8.1 | Residential | Behind the Meter | Yes | Net Metered Residential | Sunrun Installation Services, Inc. |  | PSE&G | Accepted | 2024-01-17 | 2024-02-13 | 2025-02-13 | Solar Panels | HANWHA Q-CELLS | Q.PEAK DUO BLK ML-G10+ 405 |  | 0.405 | 14 | 295 | 2 |  | Fixed | Roof
NJADRE1555668293 | Administratively Determined Incentive Program | UNION CITY | 7087 | 8 | 8.1 | Residential | Behind the Meter | Yes | Net Metered Residential | Sunrun Installation Services, Inc. |  | PSE&G | Accepted | 2024-01-17 | 2024-02-13 | 2025-02-13 | Solar Panels | HANWHA Q-CELLS | Q.PEAK DUO BLK ML-G10+ 405 |  | 0.405 | 6 | 206 | 5 |  | Fixed | Roof
NJADRE1555668293 | Administratively Determined Incentive Program | UNION CITY | 7087 | 8 | 8.1 | Residential | Behind the Meter | Yes | Net Metered Residential | Sunrun Installation Services, Inc. |  | PSE&G | Accepted | 2024-01-17 | 2024-02-13 | 2025-02-13 | Inverters | DELTA ELECTRONICS | E6-TL-US | 6000 |  | 1 |  |  | 0.975 |  | Outside
NJADRE1555668322 | Administratively Determined Incentive Program | DOVER | 7801 | 3 | 14.62 | Residential | Behind the Meter | No | Net Metered Residential | Seapoint Solar Energy LLC |  | JCP&L | Accepted | 2024-01-17 | 2024-02-08 | 2025-02-08 | Solar Panels | Canadian Solar | CS6R-395MS-HL |  | 0.395 | 6 | 118 | 18 |  | Fixed | Roof
NJADRE1555668322 | Administratively Determined Incentive Program | DOVER | 7801 | 3 | 14.62 | Residential | Behind the Meter | No | Net Metered Residential | Seapoint Solar Energy LLC |  | JCP&L | Accepted | 2024-01-17 | 2024-02-08 | 2025-02-08 | Solar Panels | Canadian Solar | CS6R-395MS-HL |  | 0.395 | 6 | 118 | 20 |  | Fixed | Roof
NJADRE1555668322 | Administratively Determined Incentive Program | DOVER | 7801 | 3 | 14.62 | Residential | Behind the Meter | No | Net Metered Residential | Seapoint Solar Energy LLC |  | JCP&L | Accepted | 2024-01-17 | 2024-02-08 | 2025-02-08 | Solar Panels | Canadian Solar | CS6R-395MS-HL |  | 0.395 | 14 | 298 | 20 |  | Fixed | Roof
NJADRE1555668322 | Administratively Determined Incentive Program | DOVER | 7801 | 3 | 14.62 | Residential | Behind the Meter | No | Net Metered Residential | Seapoint Solar Energy LLC |  | JCP&L | Accepted | 2024-01-17 | 2024-02-08 | 2025-02-08 | Solar Panels | Canadian Solar | CS6R-395MS-HL |  | 0.395 | 11 | 28 | 20 |  | Fixed | Roof
NJADRE1555668322 | Administratively Determined Incentive Program | DOVER | 7801 | 3 | 14.62 | Residential | Behind the Meter | No | Net Metered Residential | Seapoint Solar Energy LLC |  | JCP&L | Accepted | 2024-01-17 | 2024-02-08 | 2025-02-08 | Inverters | Enphase | IQ8PLUS-72-2-US | 290 |  | 37 |  |  | 0.97 |  | Outdoor
NJADRE1555668327 | Administratively Determined Incentive Program | ATCO | 8004 | 14 | 6.48 | Residential | Behind the Meter | Yes | Net Metered Residential | SunPower Corporation |  | AC Electric | Accepted | 2024-01-17 | 2024-02-09 | 2025-02-09 | Solar Panels | HANWHA Q CELLS | Q.PEAK DUO BLK ML-G10+ 405 |  | 0.405 | 16 | 203 | 22 |  | Fixed | Roof
NJADRE1555668327 | Administratively Determined Incentive Program | ATCO | 8004 | 14 | 6.48 | Residential | Behind the Meter | Yes | Net Metered Residential | SunPower Corporation |  | AC Electric | Accepted | 2024-01-17 | 2024-02-09 | 2025-02-09 | Inverters | Enphase | IQ7HS-66-M-US | 384 |  | 16 |  |  | 0.97 |  | Other | Under Each Panel
NJADRE1555668342 | Administratively Determined Incentive Program | EAST WINDSOR | 8520 | 12 | 5.67 | Residential | Behind the Meter | Yes | Net Metered Residential | Sunrun Installation Services, Inc. |  | JCP&L | Accepted | 2024-01-18 | 2024-02-09 | 2025-02-09 | Inverters | SolarEdge Technologies | SE3800H-USMN | 3800 |  | 1 |  |  | 0.99 |  | Outdoor | Next to meter
NJADRE1555668342 | Administratively Determined Incentive Program | EAST WINDSOR | 8520 | 12 | 5.67 | Residential | Behind the Meter | Yes | Net Metered Residential | Sunrun Installation Services, Inc. |  | JCP&L | Accepted | 2024-01-18 | 2024-02-09 | 2025-02-09 | Solar Panels | Hanwha Q Cells | Q.PEAK DUO BLK ML-G10+ 405 |  | 0.405 | 14 | 98 | 24 |  | Fixed | Roof
NJADRE1555668364 | Administratively Determined Incentive Program | Woodbridge Township | 8830 | 11 | 7.7 | Residential | Behind the Meter | Yes | Net Metered Residential | Freedom Forever New Jersey, LLC |  | PSE&G | Accepted | 2024-01-17 | 2024-02-16 | 2025-02-16 | Inverters | Solar Edge | SE6000H-USRGM [SI1 | 6000 |  | 1 |  |  | 0.99 |  | Outdoor
NJADRE1555668364 | Administratively Determined Incentive Program | Woodbridge Township | 8830 | 11 | 7.7 | Residential | Behind the Meter | Yes | Net Metered Residential | Freedom Forever New Jersey, LLC |  | PSE&G | Accepted | 2024-01-17 | 2024-02-16 | 2025-02-16 | Solar Panels | JINKO SOLAR | JKM385M-6RL3-B |  | 0.385 | 6 | 128 | 5 |  | Fixed | Roof
NJADRE1555668364 | Administratively Determined Incentive Program | Woodbridge Township | 8830 | 11 | 7.7 | Residential | Behind the Meter | Yes | Net Metered Residential | Freedom Forever New Jersey, LLC |  | PSE&G | Accepted | 2024-01-17 | 2024-02-16 | 2025-02-16 | Solar Panels | JINKO SOLAR | JKM385M-6RL3-B |  | 0.385 | 6 | 128 | 5 |  | Fixed | Roof
NJADRE1555668364 | Administratively Determined Incentive Program | Woodbridge Township | 8830 | 11 | 7.7 | Residential | Behind the Meter | Yes | Net Metered Residential | Freedom Forever New Jersey, LLC |  | PSE&G | Accepted | 2024-01-17 | 2024-02-16 | 2025-02-16 | Solar Panels | JINKO SOLAR | JKM385M-6RL3-B |  | 0.385 | 8 | 308 | 36 |  | Fixed | Roof
NJADRE1555668366 | Administratively Determined Incentive Program | LITTLE FALLS TWP | 7424 | 6 | 8.1 | Residential | Behind the Meter | Yes | Net Metered Residential | Sunrun Installation Services, Inc. |  | PSE&G | Accepted | 2024-01-17 | 2024-02-08 | 2025-02-08 | Inverters | SolarEdge Technologies | SE6000H-USSN | 6000 |  | 1 |  |  | 0.99 |  | Outdoor | Next to meter
NJADRE1555668366 | Administratively Determined Incentive Program | LITTLE FALLS TWP | 7424 | 6 | 8.1 | Residential | Behind the Meter | Yes | Net Metered Residential | Sunrun Installation Services, Inc. |  | PSE&G | Accepted | 2024-01-17 | 2024-02-08 | 2025-02-08 | Solar Panels | Hanwha Q Cells | Q.PEAK DUO BLK ML-G10+ 405 |  | 0.405 | 10 | 111 | 28 |  | Fixed | Roof
NJADRE1555668366 | Administratively Determined Incentive Program | LITTLE FALLS TWP | 7424 | 6 | 8.1 | Residential | Behind the Meter | Yes | Net Metered Residential | Sunrun Installation Services, Inc. |  | PSE&G | Accepted | 2024-01-17 | 2024-02-08 | 2025-02-08 | Solar Panels | Hanwha Q Cells | Q.PEAK DUO BLK ML-G10+ 405 |  | 0.405 | 10 | 202 | 28 |  | Fixed | Roof
NJADRE1555668428 | Administratively Determined Incentive Program | PRINCETON | 8540 | 12 | 7.14 | Residential | Behind the Meter | No | Net Metered Residential | Solar Energy World |  | PSE&G | Accepted | 2024-01-17 | 2024-02-09 | 2025-02-09 | Solar Panels | ) HANWHA Q.PEAK DUOBLK-G6-340W | Q.PEAK DUO BLK-G6-340W |  | 0.34 | 21 | 143 | 30 |  | Fixed | Roof
NJADRE1555668428 | Administratively Determined Incentive Program | PRINCETON | 8540 | 12 | 7.14 | Residential | Behind the Meter | No | Net Metered Residential | Solar Energy World |  | PSE&G | Accepted | 2024-01-17 | 2024-02-09 | 2025-02-09 | Inverters | Enphase | IQ8-60-2-US | 290 |  | 21 |  |  | 0.97 |  | Outside
NJADRE1555668439 | Administratively Determined Incentive Program | OGDENSBURG | 7439 | 1 | 3.24 | Residential | Behind the Meter | No | Net Metered Residential | Sunrun Installation Services, Inc. |  | JCP&L | Accepted | 2024-01-17 | 2024-02-12 | 2025-02-12 | Inverters | SolarEdge Technologies | SE3800H-USMN | 3800 |  | 1 |  |  | 0.99 |  | Outside | Next to Meter
NJADRE1555668439 | Administratively Determined Incentive Program | OGDENSBURG | 7439 | 1 | 3.24 | Residential | Behind the Meter | No | Net Metered Residential | Sunrun Installation Services, Inc. |  | JCP&L | Accepted | 2024-01-17 | 2024-02-12 | 2025-02-12 | Solar Panels | Hanwha Q Cells | Q.PEAK DUO BLK ML-G10+ 405 |  | 0.405 | 8 | 42 | 45 |  | Fixed | Roof
NJADRE1555668445 | Administratively Determined Incentive Program | BRADLEY BEACH | 7753 | 17 | 6 | Residential | Behind the Meter | Yes | Net Metered Residential | Power Energy Solutions |  | JCP&L | Accepted | 2024-01-17 | 2024-02-08 | 2025-02-08 | Inverters | SolarEdge | SE7600H-US | 7600 |  | 1 |  |  | 0.97 |  | Outdoor
NJADRE1555668445 | Administratively Determined Incentive Program | BRADLEY BEACH | 7753 | 17 | 6 | Residential | Behind the Meter | Yes | Net Metered Residential | Power Energy Solutions |  | JCP&L | Accepted | 2024-01-17 | 2024-02-08 | 2025-02-08 | Solar Panels | Canadian Solar | CS6R-400MS-HL HIKU6 BLACK MONO |  | 0.4 | 15 | 149 | 23 |  | Fixed | Roof
NJADRE1555668458 | Administratively Determined Incentive Program | LAFAYETTE | 7848 | 1 | 8.1 | Residential | Behind the Meter | Yes | Net Metered Residential | Trinity Solar |  | JCP&L | Accepted | 2024-01-17 | 2024-02-08 | 2025-02-08 | Solar Panels | HANWHA | (Q.PEAK DUO BLK ML-G10+ 405) |  | 0.405 | 8 | 202 | 37 |  | Fixed | Roof
NJADRE1555668458 | Administratively Determined Incentive Program | LAFAYETTE | 7848 | 1 | 8.1 | Residential | Behind the Meter | Yes | Net Metered Residential | Trinity Solar |  | JCP&L | Accepted | 2024-01-17 | 2024-02-08 | 2025-02-08 | Solar Panels | HANWHA | (Q.PEAK DUO BLK ML-G10+ 405) |  | 0.405 | 6 | 292 | 37 |  | Fixed | Roof
NJADRE1555668458 | Administratively Determined Incentive Program | LAFAYETTE | 7848 | 1 | 8.1 | Residential | Behind the Meter | Yes | Net Metered Residential | Trinity Solar |  | JCP&L | Accepted | 2024-01-17 | 2024-02-08 | 2025-02-08 | Solar Panels | HANWHA | (Q.PEAK DUO BLK ML-G10+ 405) |  | 0.405 | 2 | 112 | 37 |  | Fixed | Roof
NJADRE1555668458 | Administratively Determined Incentive Program | LAFAYETTE | 7848 | 1 | 8.1 | Residential | Behind the Meter | Yes | Net Metered Residential | Trinity Solar |  | JCP&L | Accepted | 2024-01-17 | 2024-02-08 | 2025-02-08 | Solar Panels | HANWHA | (Q.PEAK DUO BLK ML-G10+ 405) |  | 0.405 | 4 | 202 | 34 |  | Fixed | Roof
NJADRE1555668458 | Administratively Determined Incentive Program | LAFAYETTE | 7848 | 1 | 8.1 | Residential | Behind the Meter | Yes | Net Metered Residential | Trinity Solar |  | JCP&L | Accepted | 2024-01-17 | 2024-02-08 | 2025-02-08 | Inverters | Solar Edge | SE6000H-US | 6000 |  | 1 |  |  | 0.97 |  | Outside
NJADRE1555668458 | Administratively Determined Incentive Program | LAFAYETTE | 7848 | 1 | 8.1 | Residential | Behind the Meter | Yes | Net Metered Residential | Trinity Solar |  | JCP&L | Accepted | 2024-01-17 | 2024-02-08 | 2025-02-08 | Electric Storage Battery | TESLA | Powerwall 2 |  |  | 2 |  |  |  | Lithium Ion |  | Indoors
NJADRE1555668543 | Administratively Determined Incentive Program | LITTLE EGG HARBOR TWP | 8087 | 18 | 9.32 | Residential | Behind the Meter | Yes | Net Metered Residential | Trinity Solar Inc. |  | AC Electric | Accepted | 2024-01-17 | 2024-02-08 | 2025-02-08 | Inverters | Solar Edge | SE7600H-US000BEi4 | 7600 |  | 1 |  |  | 0.97 |  | Outdoor
NJADRE1555668543 | Administratively Determined Incentive Program | LITTLE EGG HARBOR TWP | 8087 | 18 | 9.32 | Residential | Behind the Meter | Yes | Net Metered Residential | Trinity Solar Inc. |  | AC Electric | Accepted | 2024-01-17 | 2024-02-08 | 2025-02-08 | Solar Panels | HANWHA | Q.PEAK DUO BLK ML-G10+ 405 |  | 0.405 | 19 | 49 | 27 |  | Fixed | Roof
NJADRE1555668543 | Administratively Determined Incentive Program | LITTLE EGG HARBOR TWP | 8087 | 18 | 9.32 | Residential | Behind the Meter | Yes | Net Metered Residential | Trinity Solar Inc. |  | AC Electric | Accepted | 2024-01-17 | 2024-02-08 | 2025-02-08 | Solar Panels | HANWHA | Q.PEAK DUO BLK ML-G10+ 405 |  | 0.405 | 4 | 49 | 27 |  | Fixed | Roof
NJADRE1555668548 | Administratively Determined Incentive Program | HALEDON | 7508 | 6 | 3.47 | Residential | Behind the Meter | Yes | Net Metered Residential | Freedom Forever New Jersey LLC |  | PSE&G | Accepted | 2024-01-17 | 2024-02-08 | 2025-02-08 | Inverters | Solar Edge | SE3800H-USRGM [SI1 | 3800 |  | 1 |  |  | 0.99 |  | Outside
NJADRE1555668548 | Administratively Determined Incentive Program | HALEDON | 7508 | 6 | 3.47 | Residential | Behind the Meter | Yes | Net Metered Residential | Freedom Forever New Jersey LLC |  | PSE&G | Accepted | 2024-01-17 | 2024-02-08 | 2025-02-08 | Solar Panels | JINKO SOLAR | JKM385M-6RL3-B |  | 0.385 | 5 | 217 | 31 |  | Fixed | Roof
NJADRE1555668548 | Administratively Determined Incentive Program | HALEDON | 7508 | 6 | 3.47 | Residential | Behind the Meter | Yes | Net Metered Residential | Freedom Forever New Jersey LLC |  | PSE&G | Accepted | 2024-01-17 | 2024-02-08 | 2025-02-08 | Solar Panels | JINKO SOLAR | JKM385M-6RL3-B |  | 0.385 | 4 | 37 | 31 |  | Fixed | Roof
NJADRE1555668585 | Administratively Determined Incentive Program | WILLINGBORO | 8046 | 13 | 3.24 | Residential | Behind the Meter | Yes | Net Metered Residential | Sunrun Installation Services, Inc. |  | PSE&G | Accepted | 2024-01-17 | 2024-02-08 | 2025-02-08 | Inverters | SOLAREDGE TECHNOLOGIES | SE3800H-USMN | 3800 |  | 1 |  |  | 0.99 |  | Outdoor | Next To Meter
NJADRE1555668585 | Administratively Determined Incentive Program | WILLINGBORO | 8046 | 13 | 3.24 | Residential | Behind the Meter | Yes | Net Metered Residential | Sunrun Installation Services, Inc. |  | PSE&G | Accepted | 2024-01-17 | 2024-02-08 | 2025-02-08 | Solar Panels | SOLAREDGE TECHNOLOGIES | Q.PEAK DUO BLK ML-G10+ 405 |  | 0.405 | 7 | 331 | 24 |  | Fixed | Roof
NJADRE1555668585 | Administratively Determined Incentive Program | WILLINGBORO | 8046 | 13 | 3.24 | Residential | Behind the Meter | Yes | Net Metered Residential | Sunrun Installation Services, Inc. |  | PSE&G | Accepted | 2024-01-17 | 2024-02-08 | 2025-02-08 | Solar Panels | HANWHA Q-CELLS | Q.PEAK DUO BLK ML-G10+ 405 |  | 0.405 | 1 | 331 | 18 |  | Fixed | Roof
NJADRE1555668594 | Administratively Determined Incentive Program | ISELIN | 8830 | 11 | 5.2 | Residential | Behind the Meter | No | Net Metered Residential | Pro Custom Solar dba Momentum Solar |  | PSE&G | Accepted | 2024-01-17 | 2024-02-09 | 2025-02-09 | Inverters | IQ8PLUS-72-2-US | enphase | 290 |  | 13 |  |  | 0.97 |  | Outdoor
NJADRE1555668594 | Administratively Determined Incentive Program | ISELIN | 8830 | 11 | 5.2 | Residential | Behind the Meter | No | Net Metered Residential | Pro Custom Solar dba Momentum Solar |  | PSE&G | Accepted | 2024-01-17 | 2024-02-09 | 2025-02-09 | Solar Panels | Q. PEAK DUO BLK ML-G10+400 | hanwha |  | 0.4 | 13 | 130 | 37 |  | Fixed | Roof
NJADRE1555668597 | Administratively Determined Incentive Program | UNION | 7083 | 10 | 4.86 | Residential | Behind the Meter | Yes | Net Metered Residential | Sunrun, Inc. |  | PSE&G | Accepted | 2024-01-17 | 2024-02-08 | 2025-02-08 | Solar Panels | Hanwha Q Cells | Q.PEAK DUO BLK ML-G10+ 405 |  | 0.405 | 4 | 182 | 24 |  | Fixed | Roof
NJADRE1555668597 | Administratively Determined Incentive Program | UNION | 7083 | 10 | 4.86 | Residential | Behind the Meter | Yes | Net Metered Residential | Sunrun, Inc. |  | PSE&G | Accepted | 2024-01-17 | 2024-02-08 | 2025-02-08 | Solar Panels | Hanwha Q Cells | Q.PEAK DUO BLK ML-G10+ 405 |  | 0.405 | 8 | 272 | 34 |  | Fixed | Roof
NJADRE1555668597 | Administratively Determined Incentive Program | UNION | 7083 | 10 | 4.86 | Residential | Behind the Meter | Yes | Net Metered Residential | Sunrun, Inc. |  | PSE&G | Accepted | 2024-01-17 | 2024-02-08 | 2025-02-08 | Inverters | SolarEdge Technologies | SE3800H-USMN | 3800 |  | 1 |  |  | 0.99 |  | Outside
NJADRE1555668605 | Administratively Determined Incentive Program | BRIDGETON | 8302 | 20 | 6.8 | Residential | Behind the Meter | Yes | Net Metered Residential | Sunrun Installation Services, Inc |  | AC Electric | Accepted | 2024-01-17 | 2024-02-19 | 2025-02-19 | Inverters | SOLAREDGE TECHNOLOGIES | SE6000H-USSN | 6000 |  | 1 |  |  | 0.99 |  | Outdoor | Next To Meter
NJADRE1555668605 | Administratively Determined Incentive Program | BRIDGETON | 8302 | 20 | 6.8 | Residential | Behind the Meter | Yes | Net Metered Residential | Sunrun Installation Services, Inc |  | AC Electric | Accepted | 2024-01-17 | 2024-02-19 | 2025-02-19 | Solar Panels | HANWHA Q-CELLS | Q.PEAK DUO BLK ML-G10+/T 400 |  | 0.4 | 2 | 339 | 33 |  | Fixed | Roof
NJADRE1555668605 | Administratively Determined Incentive Program | BRIDGETON | 8302 | 20 | 6.8 | Residential | Behind the Meter | Yes | Net Metered Residential | Sunrun Installation Services, Inc |  | AC Electric | Accepted | 2024-01-17 | 2024-02-19 | 2025-02-19 | Solar Panels | HANWHA Q-CELLS | Q.PEAK DUO BLK ML-G10+/T 400 |  | 0.4 | 5 | 159 | 33 |  | Fixed | Roof
NJADRE1555668605 | Administratively Determined Incentive Program | BRIDGETON | 8302 | 20 | 6.8 | Residential | Behind the Meter | Yes | Net Metered Residential | Sunrun Installation Services, Inc |  | AC Electric | Accepted | 2024-01-17 | 2024-02-19 | 2025-02-19 | Solar Panels | HANWHA Q-CELLS | Q.PEAK DUO BLK ML-G10+/T 400 |  | 0.4 | 5 | 250 | 19 |  | Fixed | Roof
NJADRE1555668605 | Administratively Determined Incentive Program | BRIDGETON | 8302 | 20 | 6.8 | Residential | Behind the Meter | Yes | Net Metered Residential | Sunrun Installation Services, Inc |  | AC Electric | Accepted | 2024-01-17 | 2024-02-19 | 2025-02-19 | Solar Panels | HANWHA Q-CELLS | Q.PEAK DUO BLK ML-G10+/T 400 |  | 0.4 | 5 | 70 | 19 |  | Fixed | Roof
NJADRE1555668617 | Administratively Determined Incentive Program | BRIDGETON | 8302 | 20 | 11.07 | Residential | Behind the Meter | Yes | Net Metered Residential | Define Solar LLC |  | AC Electric | Accepted | 2024-01-22 | 2024-02-20 | 2025-02-20 | Meters | Enphase | X2-IQ-AM1-240-4 |  |  | 1 |  |  |  | Yes | Outdoor
NJADRE1555668617 | Administratively Determined Incentive Program | BRIDGETON | 8302 | 20 | 11.07 | Residential | Behind the Meter | Yes | Net Metered Residential | Define Solar LLC |  | AC Electric | Accepted | 2024-01-22 | 2024-02-20 | 2025-02-20 | Inverters | Enphase | IQ8PLUS-72-2-US | 290 |  | 11 |  |  | 0.976 |  | Outside | Under each pv panel
NJADRE1555668617 | Administratively Determined Incentive Program | BRIDGETON | 8302 | 20 | 11.07 | Residential | Behind the Meter | Yes | Net Metered Residential | Define Solar LLC |  | AC Electric | Accepted | 2024-01-22 | 2024-02-20 | 2025-02-20 | Inverters | Enphase | IQ8PLUS-72-2-US | 290 |  | 1 |  |  | 0.976 |  | Outside | Under each pv panel
NJADRE1555668617 | Administratively Determined Incentive Program | BRIDGETON | 8302 | 20 | 11.07 | Residential | Behind the Meter | Yes | Net Metered Residential | Define Solar LLC |  | AC Electric | Accepted | 2024-01-22 | 2024-02-20 | 2025-02-20 | Inverters | Enphase | IQ8PLUS-72-2-US | 290 |  | 15 |  |  | 0.976 |  | Outside | Under each pv panel
NJADRE1555668617 | Administratively Determined Incentive Program | BRIDGETON | 8302 | 20 | 11.07 | Residential | Behind the Meter | Yes | Net Metered Residential | Define Solar LLC |  | AC Electric | Accepted | 2024-01-22 | 2024-02-20 | 2025-02-20 | Solar Panels | Znshine | ZXM7-SH108 410W |  | 0.41 | 11 | 222 | 27 |  | Fixed | Roof
NJADRE1555668617 | Administratively Determined Incentive Program | BRIDGETON | 8302 | 20 | 11.07 | Residential | Behind the Meter | Yes | Net Metered Residential | Define Solar LLC |  | AC Electric | Accepted | 2024-01-22 | 2024-02-20 | 2025-02-20 | Solar Panels | Znshine | ZXM7-SH108 410W |  | 0.41 | 1 | 222 | 27 |  | Fixed | Roof
NJADRE1555668617 | Administratively Determined Incentive Program | BRIDGETON | 8302 | 20 | 11.07 | Residential | Behind the Meter | Yes | Net Metered Residential | Define Solar LLC |  | AC Electric | Accepted | 2024-01-22 | 2024-02-20 | 2025-02-20 | Solar Panels | Znshine | ZXM7-SH108 410W |  | 0.41 | 15 | 42 | 27 |  | Fixed | Roof
NJADRE1555668636 | Administratively Determined Incentive Program | LINDEN | 7036 | 10 | 4.62 | Residential | Behind the Meter | Yes | Net Metered Residential | Freedom Forever New Jersey LLC |  | PSE&G | Accepted | 2024-01-17 | 2024-02-08 | 2025-02-08 | Inverters | Solar Edge | SE3800H-USRGM [SI1 | 3798 |  | 1 |  |  | 0.99 |  | Outside
NJADRE1555668636 | Administratively Determined Incentive Program | LINDEN | 7036 | 10 | 4.62 | Residential | Behind the Meter | Yes | Net Metered Residential | Freedom Forever New Jersey LLC |  | PSE&G | Accepted | 2024-01-17 | 2024-02-08 | 2025-02-08 | Solar Panels | JINKO SOLAR | JKM385M-6RL3-B |  | 0.385 | 12 | 129 | 40 |  | Fixed | Roof
NJADRE1555668668 | Administratively Determined Incentive Program | FRANKLINVILLE | 8322 | 15 | 4.8 | Residential | Behind the Meter | No | Net Metered Residential | Sunrun, Inc. |  | AC Electric | Accepted | 2024-01-17 | 2024-02-08 | 2025-02-08 | Inverters | SOLAREDGE TECHNOLOGIES | SE3800H-USMN | 3800 |  | 1 |  |  | 0.99 |  | Outdoor | Next To Meter
NJADRE1555668668 | Administratively Determined Incentive Program | FRANKLINVILLE | 8322 | 15 | 4.8 | Residential | Behind the Meter | No | Net Metered Residential | Sunrun, Inc. |  | AC Electric | Accepted | 2024-01-17 | 2024-02-08 | 2025-02-08 | Solar Panels | HANWHA Q-CELLS | Q.PEAK DUO BLK ML-G10+/T 400 |  | 0.4 | 12 | 90 | 23 |  | Fixed | Roof
NJADRE1555668681 | Administratively Determined Incentive Program | PARAMUS | 7652 | 7 | 11.72 | Residential | Behind the Meter | No | Net Metered Residential | Sunrun Installation Services, Inc. |  | PSE&G | Accepted | 2024-01-17 | 2024-02-15 | 2025-02-15 | Inverters | SolarEdge Technologies | SE10000H-USSN | 10000 |  | 1 |  |  | 0.99 |  | Outdoor | Next to meter
NJADRE1555668681 | Administratively Determined Incentive Program | PARAMUS | 7652 | 7 | 11.72 | Residential | Behind the Meter | No | Net Metered Residential | Sunrun Installation Services, Inc. |  | PSE&G | Accepted | 2024-01-17 | 2024-02-15 | 2025-02-15 | Solar Panels | LONGi Green Energy Technology Co Ltd | LR4-60HPH-355M |  | 0.355 | 9 | 301 | 23 |  | Fixed | Roof
NJADRE1555668681 | Administratively Determined Incentive Program | PARAMUS | 7652 | 7 | 11.72 | Residential | Behind the Meter | No | Net Metered Residential | Sunrun Installation Services, Inc. |  | PSE&G | Accepted | 2024-01-17 | 2024-02-15 | 2025-02-15 | Solar Panels | LONGi Green Energy Technology Co Ltd | LR4-60HPH-355M |  | 0.355 | 11 | 228 | 40 |  | Fixed | Roof
NJADRE1555668681 | Administratively Determined Incentive Program | PARAMUS | 7652 | 7 | 11.72 | Residential | Behind the Meter | No | Net Metered Residential | Sunrun Installation Services, Inc. |  | PSE&G | Accepted | 2024-01-17 | 2024-02-15 | 2025-02-15 | Solar Panels | LONGi Green Energy Technology Co Ltd | LR4-60HPH-355M |  | 0.355 | 13 | 48 | 40 |  | Fixed | Roof
NJADRE1555668710 | Administratively Determined Incentive Program | NEPTUNE | 7753 | 17 | 2.8 | Residential | Behind the Meter | Yes | Net Metered Residential | Sunrun Installation Services, Inc |  | JCP&L | Accepted | 2024-01-17 | 2024-02-08 | 2025-02-08 | Inverters | DELTA ELECTRONICS | E4-TL-US | 4000 |  | 1 |  |  | 0.97 |  | Outdoor | Next To Meter
NJADRE1555668710 | Administratively Determined Incentive Program | NEPTUNE | 7753 | 17 | 2.8 | Residential | Behind the Meter | Yes | Net Metered Residential | Sunrun Installation Services, Inc |  | JCP&L | Accepted | 2024-01-17 | 2024-02-08 | 2025-02-08 | Solar Panels | HANWHA Q-CELLS | Q.PEAK DUO BLK ML-G10+/T 400 |  | 0.4 | 7 | 24 | 22 |  | Fixed | Roof
NJADRE1555668731 | Administratively Determined Incentive Program | HILLSIDE | 7205 | 10 | 7.2 | Residential | Behind the Meter | Yes | Net Metered Residential | Sunrun Installation Services, Inc. |  | PSE&G | Accepted | 2024-01-17 | 2024-02-08 | 2025-02-08 | Inverters | Delta Electronics | E6-TL-US | 6000 |  | 1 |  |  | 0 |  | Outdoor | Next To Meter
NJADRE1555668731 | Administratively Determined Incentive Program | HILLSIDE | 7205 | 10 | 7.2 | Residential | Behind the Meter | Yes | Net Metered Residential | Sunrun Installation Services, Inc. |  | PSE&G | Accepted | 2024-01-17 | 2024-02-08 | 2025-02-08 | Solar Panels | HANWHA Q-CELLS | Q.PEAK DUO BLK ML-G10+/T 400 |  | 0.4 | 18 | 147 | 31 |  | Fixed | Roof
NJADRE1555668736 | Administratively Determined Incentive Program | CLIFTON | 7011 | 6 | 4.86 | Residential | Behind the Meter | Yes | Net Metered Residential | SunPower Corporation, Systems |  | PSE&G | Accepted | 2024-01-17 | 2024-02-08 | 2025-02-08 | Solar Panels | HANWHA Q CELLS | Q.PEAK DUO BLK ML-G10+ 405 |  | 0.405 | 12 | 72 | 42 |  | Fixed | Roof
NJADRE1555668736 | Administratively Determined Incentive Program | CLIFTON | 7011 | 6 | 4.86 | Residential | Behind the Meter | Yes | Net Metered Residential | SunPower Corporation, Systems |  | PSE&G | Accepted | 2024-01-17 | 2024-02-08 | 2025-02-08 | Inverters | Enphase | IQ7HS-66-M-US | 384 |  | 12 |  |  | 0.97 |  | Other | Under Each Panel
NJADRE1555668906 | Administratively Determined Incentive Program | IRVINGTON TOWN | 7111 | 9 | 3.65 | Residential | Behind the Meter | Yes | Net Metered Residential | Sunrun, Inc. |  | PSE&G | Accepted | 2024-01-17 | 2024-02-08 | 2025-02-08 | Solar Panels | Hanwha Q Cells | Q.PEAK DUO BLK ML-G10+ 405 |  | 0.405 | 9 | 112 | 37 |  | Fixed | Roof
NJADRE1555668906 | Administratively Determined Incentive Program | IRVINGTON TOWN | 7111 | 9 | 3.65 | Residential | Behind the Meter | Yes | Net Metered Residential | Sunrun, Inc. |  | PSE&G | Accepted | 2024-01-17 | 2024-02-08 | 2025-02-08 | Inverters | SOLAREDGE TECHNOLOGIES | SE3800H-USMN | 3800 |  | 1 |  |  | 0.99 |  | Outside
NJADRE1555668908 | Administratively Determined Incentive Program | SOMERSET | 8873 | 5 | 4.86 | Residential | Behind the Meter | Yes | Net Metered Residential | Sunrun Installation Services, Inc |  | PSE&G | Accepted | 2024-01-17 | 2024-02-08 | 2025-02-08 | Inverters | SOLAREDGE TECHNOLOGIES | SE3800H-USMN | 3800 |  | 1 |  |  | 0.99 |  | Outdoor
NJADRE1555668908 | Administratively Determined Incentive Program | SOMERSET | 8873 | 5 | 4.86 | Residential | Behind the Meter | Yes | Net Metered Residential | Sunrun Installation Services, Inc |  | PSE&G | Accepted | 2024-01-17 | 2024-02-08 | 2025-02-08 | Solar Panels | HANWHA Q-CELLS | Q.PEAK DUO BLK ML-G10+ 405 |  | 0.405 | 12 | 221 | 28 |  | Fixed | Roof
NJADRE1555668908 | Administratively Determined Incentive Program | SOMERSET | 8873 | 5 | 4.86 | Residential | Behind the Meter | Yes | Net Metered Residential | Sunrun Installation Services, Inc |  | PSE&G | Accepted | 2024-01-17 | 2024-02-08 | 2025-02-08 | Electric Storage Battery | TESLA | POWERWALL |  |  | 1 |  |  |  | Lithium Ion |  | OUTSIDE?
NJADRE1555668923 | Administratively Determined Incentive Program | CARTERET | 7008 | 11 | 7.29 | Residential | Behind the Meter | Yes | Net Metered Residential | Sunrun, Inc. |  | PSE&G | Accepted | 2024-01-17 | 2024-02-08 | 2025-02-08 | Solar Panels | Hanwha Q Cells | Q.PEAK DUO BLK ML-G10+ 405 |  | 0.405 | 18 | 96 | 23 |  | Fixed | Roof
NJADRE1555668923 | Administratively Determined Incentive Program | CARTERET | 7008 | 11 | 7.29 | Residential | Behind the Meter | Yes | Net Metered Residential | Sunrun, Inc. |  | PSE&G | Accepted | 2024-01-17 | 2024-02-08 | 2025-02-08 | Inverters | DELTA ELECTRONICS | E6-TL-US | 5760 |  | 1 |  |  | 0.975 |  | Outside
NJADRE1555668942 | Administratively Determined Incentive Program | HEWITT | 7421 | 6 | 13.04 | Residential | Behind the Meter | No | Net Metered Residential | Fusion Solar Energy |  | Orange Rockland Electric | Accepted | 2024-01-17 | 2024-02-08 | 2025-02-08 | Inverters | ENPHASE | IQ7PLUS-72-2-US | 290 |  | 33 |  |  | 0.94 |  | Outside
NJADRE1555668942 | Administratively Determined Incentive Program | HEWITT | 7421 | 6 | 13.04 | Residential | Behind the Meter | No | Net Metered Residential | Fusion Solar Energy |  | Orange Rockland Electric | Accepted | 2024-01-17 | 2024-02-08 | 2025-02-08 | Solar Panels | CANADIAN SOLAR | CS6R-395MS-HL |  | 0.395 | 5 | 192 | 27 |  | Fixed | Roof
NJADRE1555668942 | Administratively Determined Incentive Program | HEWITT | 7421 | 6 | 13.04 | Residential | Behind the Meter | No | Net Metered Residential | Fusion Solar Energy |  | Orange Rockland Electric | Accepted | 2024-01-17 | 2024-02-08 | 2025-02-08 | Solar Panels | CANADIAN SOLAR | CS6R-395MS-HL |  | 0.395 | 24 | 192 | 35 |  | Fixed | Roof
NJADRE1555668942 | Administratively Determined Incentive Program | HEWITT | 7421 | 6 | 13.04 | Residential | Behind the Meter | No | Net Metered Residential | Fusion Solar Energy |  | Orange Rockland Electric | Accepted | 2024-01-17 | 2024-02-08 | 2025-02-08 | Solar Panels | CANADIAN SOLAR | CS6R-395MS-HL |  | 0.395 | 4 | 12 | 36 |  | Fixed | Roof
NJADRE1555668948 | Administratively Determined Incentive Program | VINELAND | 8360 | 20 | 7.9 | Residential | Behind the Meter | No | Net Metered Residential | Bright Planet Solar |  | Vineland Muni Electric | Accepted | 2024-01-17 | 2024-02-08 | 2025-02-08 | Inverters | Solar Edge | SE6000H-USRGM | 6000 |  | 1 |  |  | 0.98 |  | Outdoor | OUTSIDE
NJADRE1555668948 | Administratively Determined Incentive Program | VINELAND | 8360 | 20 | 7.9 | Residential | Behind the Meter | No | Net Metered Residential | Bright Planet Solar |  | Vineland Muni Electric | Accepted | 2024-01-17 | 2024-02-08 | 2025-02-08 | Solar Panels | Canadian Solar | CS3N-395MS |  | 0.395 | 4 | 266 | 18 |  | Fixed | Roof
NJADRE1555668948 | Administratively Determined Incentive Program | VINELAND | 8360 | 20 | 7.9 | Residential | Behind the Meter | No | Net Metered Residential | Bright Planet Solar |  | Vineland Muni Electric | Accepted | 2024-01-17 | 2024-02-08 | 2025-02-08 | Solar Panels | Canadian Solar | CS3N-395MS |  | 0.395 | 16 | 85 | 18 |  | Fixed | Roof
NJADRE1555672008 | Administratively Determined Incentive Program | ELIZABETH | 7206 | 10 | 6.48 | Residential | Behind the Meter | Yes | Net Metered Residential | Sunrun Installation Services, Inc. |  | PSE&G | Accepted | 2024-01-18 | 2024-02-08 | 2025-02-08 | Inverters | Delta Electronics | E6-TL-US | 5760 |  | 1 |  |  | 0.98 |  | Outdoor
NJADRE1555672008 | Administratively Determined Incentive Program | ELIZABETH | 7206 | 10 | 6.48 | Residential | Behind the Meter | Yes | Net Metered Residential | Sunrun Installation Services, Inc. |  | PSE&G | Accepted | 2024-01-18 | 2024-02-08 | 2025-02-08 | Solar Panels | Hanwha Q Cells | Q.PEAK DUO BLK ML-G10+ 405 |  | 0.405 | 16 | 144 | 18 |  | Fixed | Roof
NJADRE1555672009 | Administratively Determined Incentive Program | CHERRY HILL | 8002 | 14 | 7.29 | Residential | Behind the Meter | Yes | Net Metered Residential | Sunrun Installation Services, Inc. |  | PSE&G | Accepted | 2024-01-18 | 2024-02-08 | 2025-02-08 | Inverters | Delta Electronics | E6-TL-US | 5760 |  | 1 |  |  | 0.98 |  | Outdoor
NJADRE1555672009 | Administratively Determined Incentive Program | CHERRY HILL | 8002 | 14 | 7.29 | Residential | Behind the Meter | Yes | Net Metered Residential | Sunrun Installation Services, Inc. |  | PSE&G | Accepted | 2024-01-18 | 2024-02-08 | 2025-02-08 | Solar Panels | Hanwha Q Cells | Q.PEAK DUO BLK ML-G10+ 405 |  | 0.405 | 6 | 11 | 35 |  | Fixed | Roof
NJADRE1555672009 | Administratively Determined Incentive Program | CHERRY HILL | 8002 | 14 | 7.29 | Residential | Behind the Meter | Yes | Net Metered Residential | Sunrun Installation Services, Inc. |  | PSE&G | Accepted | 2024-01-18 | 2024-02-08 | 2025-02-08 | Solar Panels | Hanwha Q Cells | Q.PEAK DUO BLK ML-G10+ 405 |  | 0.405 | 12 | 191 | 14 |  | Fixed | Roof
NJADRE1555672012 | Administratively Determined Incentive Program | TOMS RIVER | 8753 | 18 | 8.8 | Residential | Behind the Meter | Yes | Net Metered Residential | Sunrun Installation Services, Inc. |  | JCP&L | Accepted | 2024-01-18 | 2024-02-08 | 2025-02-08 | Inverters | SolarEdge Technologies | SE6000H-USSN | 6000 |  | 1 |  |  | 0.99 |  | Outdoor
NJADRE1555672012 | Administratively Determined Incentive Program | TOMS RIVER | 8753 | 18 | 8.8 | Residential | Behind the Meter | Yes | Net Metered Residential | Sunrun Installation Services, Inc. |  | JCP&L | Accepted | 2024-01-18 | 2024-02-08 | 2025-02-08 | Solar Panels | Hanwha Q Cells | Q.PEAK DUO BLK ML-G10+/T 400 |  | 0.4 | 2 | 146 | 27 |  | Fixed | Roof
NJADRE1555672012 | Administratively Determined Incentive Program | TOMS RIVER | 8753 | 18 | 8.8 | Residential | Behind the Meter | Yes | Net Metered Residential | Sunrun Installation Services, Inc. |  | JCP&L | Accepted | 2024-01-18 | 2024-02-08 | 2025-02-08 | Solar Panels | Hanwha Q Cells | Q.PEAK DUO BLK ML-G10+/T 400 |  | 0.4 | 9 | 57 | 27 |  | Fixed | Roof
NJADRE1555672012 | Administratively Determined Incentive Program | TOMS RIVER | 8753 | 18 | 8.8 | Residential | Behind the Meter | Yes | Net Metered Residential | Sunrun Installation Services, Inc. |  | JCP&L | Accepted | 2024-01-18 | 2024-02-08 | 2025-02-08 | Solar Panels | Hanwha Q Cells | Q.PEAK DUO BLK ML-G10+/T 400 |  | 0.4 | 11 | 326 | 27 |  | Fixed | Roof
NJADRE1555672015 | Administratively Determined Incentive Program | Lawrence | 8610 | 12 | 10.19 | Residential | Behind the Meter | No | Net Metered Residential | Exact Solar |  | PSE&G | Accepted | 2024-01-19 | 2024-02-12 | 2025-02-12 | Inverters | SolarEdge | SE10000H | 10000 |  | 1 |  |  | 0.99 |  | Outside
NJADRE1555672015 | Administratively Determined Incentive Program | Lawrence | 8610 | 12 | 10.19 | Residential | Behind the Meter | No | Net Metered Residential | Exact Solar |  | PSE&G | Accepted | 2024-01-19 | 2024-02-12 | 2025-02-12 | Solar Panels | QCell | Q.PEAK DUO XL-G10.2 |  | 0.485 | 16 | 170.1 | 15 |  | Fixed | Ground
NJADRE1555672015 | Administratively Determined Incentive Program | Lawrence | 8610 | 12 | 10.19 | Residential | Behind the Meter | No | Net Metered Residential | Exact Solar |  | PSE&G | Accepted | 2024-01-19 | 2024-02-12 | 2025-02-12 | Solar Panels | QCell | Q.PEAK DUO XL-G10.2 |  | 0.485 | 2 | 83.2 | 26 |  | Fixed | Roof
NJADRE1555672015 | Administratively Determined Incentive Program | Lawrence | 8610 | 12 | 10.19 | Residential | Behind the Meter | No | Net Metered Residential | Exact Solar |  | PSE&G | Accepted | 2024-01-19 | 2024-02-12 | 2025-02-12 | Solar Panels | QCell | Q.PEAK DUO XL-G10.2 |  | 0.485 | 3 | 174.1 | 25 |  | Fixed | Roof
NJADRE1555672018 | Administratively Determined Incentive Program | TOMS RIVER | 8753 | 18 | 10.8 | Residential | Behind the Meter | Yes | Net Metered Residential | Sunrun Installation Services, Inc. |  | JCP&L | Accepted | 2024-01-18 | 2024-02-08 | 2025-02-08 | Inverters | SolarEdge Technologies | SE3800H-USMN | 3800 |  | 2 |  |  | 0.99 |  | Outdoor
NJADRE1555672018 | Administratively Determined Incentive Program | TOMS RIVER | 8753 | 18 | 10.8 | Residential | Behind the Meter | Yes | Net Metered Residential | Sunrun Installation Services, Inc. |  | JCP&L | Accepted | 2024-01-18 | 2024-02-08 | 2025-02-08 | Solar Panels | Hanwha Q Cells | Q.PEAK DUO BLK ML-G10+/T 400 |  | 0.4 | 14 | 5 | 35 |  | Fixed | Roof
NJADRE1555672018 | Administratively Determined Incentive Program | TOMS RIVER | 8753 | 18 | 10.8 | Residential | Behind the Meter | Yes | Net Metered Residential | Sunrun Installation Services, Inc. |  | JCP&L | Accepted | 2024-01-18 | 2024-02-08 | 2025-02-08 | Solar Panels | Hanwha Q Cells | Q.PEAK DUO BLK ML-G10+/T 400 |  | 0.4 | 5 | 185 | 36 |  | Fixed | Roof
NJADRE1555672018 | Administratively Determined Incentive Program | TOMS RIVER | 8753 | 18 | 10.8 | Residential | Behind the Meter | Yes | Net Metered Residential | Sunrun Installation Services, Inc. |  | JCP&L | Accepted | 2024-01-18 | 2024-02-08 | 2025-02-08 | Solar Panels | Hanwha Q Cells | Q.PEAK DUO BLK ML-G10+/T 400 |  | 0.4 | 4 | 95 | 27 |  | Fixed | Roof
NJADRE1555672018 | Administratively Determined Incentive Program | TOMS RIVER | 8753 | 18 | 10.8 | Residential | Behind the Meter | Yes | Net Metered Residential | Sunrun Installation Services, Inc. |  | JCP&L | Accepted | 2024-01-18 | 2024-02-08 | 2025-02-08 | Solar Panels | Hanwha Q Cells | Q.PEAK DUO BLK ML-G10+/T 400 |  | 0.4 | 4 | 275 | 26 |  | Fixed | Roof
NJADRE1555672020 | Administratively Determined Incentive Program | Bargaintown | 8234 | 19 | 8.4 | Residential | Behind the Meter | Yes | Net Metered Residential | Sunrun Installation Services, Inc. |  | AC Electric | Accepted | 2024-01-18 | 2024-02-27 | 2025-02-27 | Inverters | SolarEdge Technologies | SE6000H-USSN | 6000 |  | 1 |  |  | 0.99 |  | Outdoor | Next to meter
NJADRE1555672020 | Administratively Determined Incentive Program | Bargaintown | 8234 | 19 | 8.4 | Residential | Behind the Meter | Yes | Net Metered Residential | Sunrun Installation Services, Inc. |  | AC Electric | Accepted | 2024-01-18 | 2024-02-27 | 2025-02-27 | Solar Panels | Hanwha Q Cells | Q.PEAK DUO BLK ML-G10+/t 400 |  | 0.4 | 5 | 159 | 30 |  | Fixed | Roof
NJADRE1555672020 | Administratively Determined Incentive Program | Bargaintown | 8234 | 19 | 8.4 | Residential | Behind the Meter | Yes | Net Metered Residential | Sunrun Installation Services, Inc. |  | AC Electric | Accepted | 2024-01-18 | 2024-02-27 | 2025-02-27 | Solar Panels | Hanwha Q Cells | Q.PEAK DUO BLK ML-G10+/t 400 |  | 0.4 | 16 | 159 | 14 |  | Fixed | Roof
NJADRE1555672024 | Administratively Determined Incentive Program | PATERSON | 7514 | 6 | 8.4 | Residential | Behind the Meter | Yes | Net Metered Residential | Sunrun Installation Services, Inc. |  | PSE&G | Accepted | 2024-01-18 | 2024-02-08 | 2025-02-08 | Inverters | SolarEdge Technologies | SE6000H-USSN | 6000 |  | 1 |  |  | 0.99 |  | Outdoor
NJADRE1555672024 | Administratively Determined Incentive Program | PATERSON | 7514 | 6 | 8.4 | Residential | Behind the Meter | Yes | Net Metered Residential | Sunrun Installation Services, Inc. |  | PSE&G | Accepted | 2024-01-18 | 2024-02-08 | 2025-02-08 | Solar Panels | Hanwha Q Cells | Q.PEAK DUO BLK ML-G10+/T 400 |  | 0.4 | 21 | 278 | 32 |  | Fixed | Roof
NJADRE1555672028 | Administratively Determined Incentive Program | SICKLERVILLE | 8081 | 14 | 8 | Residential | Behind the Meter | Yes | Net Metered Residential | Sunrun Installation Services, Inc. |  | AC Electric | Accepted | 2024-01-18 | 2024-02-08 | 2025-02-08 | Inverters | DELTA ELECTRONICS | E6-TL-US | 6000 |  | 1 |  |  | 0.975 |  | Outdoor | Next to meter
NJADRE1555672028 | Administratively Determined Incentive Program | SICKLERVILLE | 8081 | 14 | 8 | Residential | Behind the Meter | Yes | Net Metered Residential | Sunrun Installation Services, Inc. |  | AC Electric | Accepted | 2024-01-18 | 2024-02-08 | 2025-02-08 | Solar Panels | Hanwha Q Cells | Q.PEAK DUO BLK ML-G10+/t 400 |  | 0.4 | 20 | 235 | 28 |  | Fixed | Roof
NJADRE1555672032 | Administratively Determined Incentive Program | METUCHEN | 8840 | 11 | 11.76 | Residential | Behind the Meter | No | Net Metered Residential | Green Power Energy, LLC |  | PSE&G | Accepted | 2024-01-18 | 2024-02-08 | 2025-02-08 | Inverters | Enphase Energy | IQ8PLUS-72-2-US [240V] | 290 |  | 28 |  |  | 0 |  | Outdoor | roof
NJADRE1555672032 | Administratively Determined Incentive Program | METUCHEN | 8840 | 11 | 11.76 | Residential | Behind the Meter | No | Net Metered Residential | Green Power Energy, LLC |  | PSE&G | Accepted | 2024-01-18 | 2024-02-08 | 2025-02-08 | Solar Panels | Q-Cells | Q.Tron BLK M-G2+ 420 |  | 0.42 | 6 | 95 | 33 |  | Fixed | Roof
NJADRE1555672032 | Administratively Determined Incentive Program | METUCHEN | 8840 | 11 | 11.76 | Residential | Behind the Meter | No | Net Metered Residential | Green Power Energy, LLC |  | PSE&G | Accepted | 2024-01-18 | 2024-02-08 | 2025-02-08 | Solar Panels | Q-Cells | Q.Tron BLK M-G2+ 420 |  | 0.42 | 6 | 275 | 33 |  | Fixed | Roof
NJADRE1555672032 | Administratively Determined Incentive Program | METUCHEN | 8840 | 11 | 11.76 | Residential | Behind the Meter | No | Net Metered Residential | Green Power Energy, LLC |  | PSE&G | Accepted | 2024-01-18 | 2024-02-08 | 2025-02-08 | Solar Panels | Q-Cells | Q.Tron BLK M-G2+ 420 |  | 0.42 | 16 | 185 | 34 |  | Fixed | Roof
NJADRE1555672039 | Administratively Determined Incentive Program | BERLIN | 8009 | 14 | 5.6 | Residential | Behind the Meter | Yes | Net Metered Residential | Power Energy Solutions |  | AC Electric | Accepted | 2024-01-18 | 2024-02-08 | 2025-02-08 | Inverters | SolarEdge | SE3800H-US | 3800 |  | 1 |  |  | 0.97 |  | Outdoor
NJADRE1555672039 | Administratively Determined Incentive Program | BERLIN | 8009 | 14 | 5.6 | Residential | Behind the Meter | Yes | Net Metered Residential | Power Energy Solutions |  | AC Electric | Accepted | 2024-01-18 | 2024-02-08 | 2025-02-08 | Solar Panels | Canadian Solar | CS6R-400MS-HL HIKU6 BLACK MONO |  | 0.4 | 7 | 222 | 20 |  | Fixed | Roof
NJADRE1555672039 | Administratively Determined Incentive Program | BERLIN | 8009 | 14 | 5.6 | Residential | Behind the Meter | Yes | Net Metered Residential | Power Energy Solutions |  | AC Electric | Accepted | 2024-01-18 | 2024-02-08 | 2025-02-08 | Solar Panels | Canadian Solar | CS6R-400MS-HL HIKU6 BLACK MONO |  | 0.4 | 7 | 223 | 13 |  | Fixed | Roof
NJADRE1555672041 | Administratively Determined Incentive Program | MAYS LANDING | 8330 | 19 | 10 | Residential | Behind the Meter | Yes | Net Metered Residential | Sunrun Installation Services, Inc. |  | AC Electric | Accepted | 2024-01-18 | 2024-02-08 | 2025-02-08 | Inverters | SolarEdge Technologies | SE7600H-USSN | 7600 |  | 1 |  |  | 0.99 |  | Outdoor
NJADRE1555672041 | Administratively Determined Incentive Program | MAYS LANDING | 8330 | 19 | 10 | Residential | Behind the Meter | Yes | Net Metered Residential | Sunrun Installation Services, Inc. |  | AC Electric | Accepted | 2024-01-18 | 2024-02-08 | 2025-02-08 | Solar Panels | Hanwha Q Cells | Q.PEAK DUO BLK ML-G10+/T 400 |  | 0.4 | 10 | 118 | 33 |  | Fixed | Roof
NJADRE1555672041 | Administratively Determined Incentive Program | MAYS LANDING | 8330 | 19 | 10 | Residential | Behind the Meter | Yes | Net Metered Residential | Sunrun Installation Services, Inc. |  | AC Electric | Accepted | 2024-01-18 | 2024-02-08 | 2025-02-08 | Solar Panels | Hanwha Q Cells | Q.PEAK DUO BLK ML-G10+/T 400 |  | 0.4 | 15 | 298 | 34 |  | Fixed | Roof
NJADRE1555672043 | Administratively Determined Incentive Program | BAYONNE | 7002 | 8 | 2.84 | Residential | Behind the Meter | Yes | Net Metered Residential | Trinity Solar |  | PSE&G | Accepted | 2024-01-18 | 2024-02-08 | 2025-02-08 | Inverters | Solar Edge | SE3000H-US | 3000 |  | 1 |  |  | 0.97 |  | Outdoor
NJADRE1555672043 | Administratively Determined Incentive Program | BAYONNE | 7002 | 8 | 2.84 | Residential | Behind the Meter | Yes | Net Metered Residential | Trinity Solar |  | PSE&G | Accepted | 2024-01-18 | 2024-02-08 | 2025-02-08 | Solar Panels | HANWHA | (Q.PEAK DUO BLK ML-G10+ 405) |  | 0.405 | 7 | 89 | 18 |  | Fixed | Roof
NJADRE1555672050 | Administratively Determined Incentive Program | NORTH BRUNSWICK | 8902 | 11 | 8.8 | Residential | Behind the Meter | Yes | Net Metered Residential | Sunrun Installation Services, Inc. |  | PSE&G | Accepted | 2024-01-18 | 2024-02-08 | 2025-02-08 | Inverters | SolarEdge Technologies | SE6000H-USSN | 6000 |  | 1 |  |  | 0.99 |  | Outdoor | Next to meter
NJADRE1555672050 | Administratively Determined Incentive Program | NORTH BRUNSWICK | 8902 | 11 | 8.8 | Residential | Behind the Meter | Yes | Net Metered Residential | Sunrun Installation Services, Inc. |  | PSE&G | Accepted | 2024-01-18 | 2024-02-08 | 2025-02-08 | Solar Panels | Hanwha Q Cells | Q.PEAK DUO BLK ML-G10+/t 400 |  | 0.4 | 4 | 219 | 21 |  | Fixed | Roof
NJADRE1555672050 | Administratively Determined Incentive Program | NORTH BRUNSWICK | 8902 | 11 | 8.8 | Residential | Behind the Meter | Yes | Net Metered Residential | Sunrun Installation Services, Inc. |  | PSE&G | Accepted | 2024-01-18 | 2024-02-08 | 2025-02-08 | Solar Panels | Hanwha Q Cells | Q.PEAK DUO BLK ML-G10+/t 400 |  | 0.4 | 10 | 129 | 21 |  | Fixed | Roof
NJADRE1555672050 | Administratively Determined Incentive Program | NORTH BRUNSWICK | 8902 | 11 | 8.8 | Residential | Behind the Meter | Yes | Net Metered Residential | Sunrun Installation Services, Inc. |  | PSE&G | Accepted | 2024-01-18 | 2024-02-08 | 2025-02-08 | Solar Panels | Hanwha Q Cells | Q.PEAK DUO BLK ML-G10+/t 400 |  | 0.4 | 8 | 309 | 21 |  | Fixed | Roof
NJADRE1555672074 | Administratively Determined Incentive Program | Tabernacle | 8088 | 13 | 8.8 | Residential | Behind the Meter | Yes | Net Metered Residential | Sunrun Installation Services, Inc. |  | AC Electric | Accepted | 2024-01-18 | 2024-02-08 | 2025-02-08 | Inverters | SolarEdge Technologies | SE6000H-USSN | 6000 |  | 1 |  |  | 0.99 |  | Outside | Next to Meter
NJADRE1555672074 | Administratively Determined Incentive Program | Tabernacle | 8088 | 13 | 8.8 | Residential | Behind the Meter | Yes | Net Metered Residential | Sunrun Installation Services, Inc. |  | AC Electric | Accepted | 2024-01-18 | 2024-02-08 | 2025-02-08 | Solar Panels | HANWHA Q-CELLS | Q.PEAK DUO BLK ML-G10+/T 400 |  | 0.4 | 13 | 230 | 40 |  | Fixed | Roof
NJADRE1555672074 | Administratively Determined Incentive Program | Tabernacle | 8088 | 13 | 8.8 | Residential | Behind the Meter | Yes | Net Metered Residential | Sunrun Installation Services, Inc. |  | AC Electric | Accepted | 2024-01-18 | 2024-02-08 | 2025-02-08 | Solar Panels | HANWHA Q-CELLS | Q.PEAK DUO BLK ML-G10+/T 40 |  | 0.4 | 9 | 230 | 32 |  | Fixed | Roof
NJADRE1555672075 | Administratively Determined Incentive Program | BURLINGTON CITY | 8016 | 13 | 5.27 | Residential | Behind the Meter | Yes | Net Metered Residential | Sunny Mac LLC |  | PSE&G | Accepted | 2024-01-18 | 2024-02-09 | 2025-02-09 | Solar Panels | Q.PEAK DUO BLK ML-G10+ 405 | HANWHA |  | 0.405 | 13 | 242 | 35 |  | Fixed | Roof
NJADRE1555672075 | Administratively Determined Incentive Program | BURLINGTON CITY | 8016 | 13 | 5.27 | Residential | Behind the Meter | Yes | Net Metered Residential | Sunny Mac LLC |  | PSE&G | Accepted | 2024-01-18 | 2024-02-09 | 2025-02-09 | Inverters | SE5000H-US | Solaredge | 5000 |  | 1 |  |  | 0.1 |  | Outdoor | next to meter
NJADRE1555672089 | Administratively Determined Incentive Program | PISCATAWAY | 8854 | 11 | 4.05 | Residential | Behind the Meter | Yes | Net Metered Residential | Sunrun Installation Services, Inc. |  | PSE&G | Accepted | 2024-01-18 | 2024-02-08 | 2025-02-08 | Inverters | SolarEdge Technologies | SE3800H-USMN | 3800 |  | 1 |  |  | 0.99 |  | Outdoor | Next to meter
NJADRE1555672089 | Administratively Determined Incentive Program | PISCATAWAY | 8854 | 11 | 4.05 | Residential | Behind the Meter | Yes | Net Metered Residential | Sunrun Installation Services, Inc. |  | PSE&G | Accepted | 2024-01-18 | 2024-02-08 | 2025-02-08 | Solar Panels | Hanwha Q Cells | Q.PEAK DUO BLK ML-G10+ 405 |  | 0.405 | 5 | 242 | 29 |  | Fixed | Roof
NJADRE1555672089 | Administratively Determined Incentive Program | PISCATAWAY | 8854 | 11 | 4.05 | Residential | Behind the Meter | Yes | Net Metered Residential | Sunrun Installation Services, Inc. |  | PSE&G | Accepted | 2024-01-18 | 2024-02-08 | 2025-02-08 | Solar Panels | Hanwha Q Cells | Q.PEAK DUO BLK ML-G10+ 405 |  | 0.405 | 5 | 149 | 31 |  | Fixed | Roof
NJADRE1555672093 | Administratively Determined Incentive Program | HACKENSACK CITY | 7601 | 7 | 6.48 | Residential | Behind the Meter | No | Net Metered Residential | EMT Renewables |  | PSE&G | Accepted | 2024-01-18 | 2024-02-08 | 2025-02-08 | Inverters | ENPHASE | IQ8+ | 290 |  | 16 |  |  | 0.98 |  | Other | UNDER EACH PANEL
NJADRE1555672093 | Administratively Determined Incentive Program | HACKENSACK CITY | 7601 | 7 | 6.48 | Residential | Behind the Meter | No | Net Metered Residential | EMT Renewables |  | PSE&G | Accepted | 2024-01-18 | 2024-02-08 | 2025-02-08 | Solar Panels | Q CELLS | Q PEAK DUO BLK |  | 0.405 | 14 | 218 | 32 |  | Fixed | Roof
NJADRE1555672093 | Administratively Determined Incentive Program | HACKENSACK CITY | 7601 | 7 | 6.48 | Residential | Behind the Meter | No | Net Metered Residential | EMT Renewables |  | PSE&G | Accepted | 2024-01-18 | 2024-02-08 | 2025-02-08 | Solar Panels | Q CELLS | Q PEAK DUO BLK |  | 0.405 | 2 | 38 | 10 |  | Fixed | Roof
NJADRE1555672132 | Administratively Determined Incentive Program | VERONA | 7044 | 9 | 6.48 | Residential | Behind the Meter | No | Net Metered Residential | Trinity Solar |  | PSE&G | Accepted | 2024-01-18 | 2024-02-08 | 2025-02-08 | Solar Panels | HANWHA | (Q.PEAK DUO BLK ML-G10+ 405) |  | 0.405 | 9 | 120 | 27 |  | Fixed | Roof
NJADRE1555672132 | Administratively Determined Incentive Program | VERONA | 7044 | 9 | 6.48 | Residential | Behind the Meter | No | Net Metered Residential | Trinity Solar |  | PSE&G | Accepted | 2024-01-18 | 2024-02-08 | 2025-02-08 | Solar Panels | HANWHA | (Q.PEAK DUO BLK ML-G10+ 405) |  | 0.405 | 7 | 210 | 30 |  | Fixed | Roof
NJADRE1555672132 | Administratively Determined Incentive Program | VERONA | 7044 | 9 | 6.48 | Residential | Behind the Meter | No | Net Metered Residential | Trinity Solar |  | PSE&G | Accepted | 2024-01-18 | 2024-02-08 | 2025-02-08 | Inverters | Solar Edge | SE5000H-US | 5000 |  | 1 |  |  | 0.97 |  | Outside
NJADRE1555672136 | Administratively Determined Incentive Program | UNION | 7083 | 10 | 4.46 | Residential | Behind the Meter | No | Net Metered Residential | EMT Renewables |  | PSE&G | Accepted | 2024-01-18 | 2024-02-08 | 2025-02-08 | Inverters | ENPHASE | IQ8+ | 290 |  | 11 |  |  | 0.98 |  | Other | UNDER EACH PANEL
NJADRE1555672136 | Administratively Determined Incentive Program | UNION | 7083 | 10 | 4.46 | Residential | Behind the Meter | No | Net Metered Residential | EMT Renewables |  | PSE&G | Accepted | 2024-01-18 | 2024-02-08 | 2025-02-08 | Solar Panels | Q CELLS | Q PEAK DUO BLK |  | 0.405 | 11 | 213 | 46 |  | Fixed | Roof
NJADRE1555672139 | Administratively Determined Incentive Program | PENNSVILLE TOWNSHIP | 8070 | 16 | 11.75 | Residential | Behind the Meter | Yes | Net Metered Residential | SunnyMac LLC |  | AC Electric | Accepted | 2024-01-18 | 2024-02-09 | 2025-02-09 | Solar Panels | Q.PEAK DUO BLK ML-G10+ 405 | HANWHA |  | 0.405 | 8 | 38 | 19 |  | Fixed | Roof
NJADRE1555672139 | Administratively Determined Incentive Program | PENNSVILLE TOWNSHIP | 8070 | 16 | 11.75 | Residential | Behind the Meter | Yes | Net Metered Residential | SunnyMac LLC |  | AC Electric | Accepted | 2024-01-18 | 2024-02-09 | 2025-02-09 | Solar Panels | Q.PEAK DUO BLK ML-G10+ 405 | HANWHA |  | 0.405 | 18 | 218 | 18 |  | Fixed | Roof
NJADRE1555672139 | Administratively Determined Incentive Program | PENNSVILLE TOWNSHIP | 8070 | 16 | 11.75 | Residential | Behind the Meter | Yes | Net Metered Residential | SunnyMac LLC |  | AC Electric | Accepted | 2024-01-18 | 2024-02-09 | 2025-02-09 | Solar Panels | Q.PEAK DUO BLK ML-G10+ 405 | HANWHA |  | 0.405 | 3 | 221 | 17 |  | Fixed | Roof
NJADRE1555672139 | Administratively Determined Incentive Program | PENNSVILLE TOWNSHIP | 8070 | 16 | 11.75 | Residential | Behind the Meter | Yes | Net Metered Residential | SunnyMac LLC |  | AC Electric | Accepted | 2024-01-18 | 2024-02-09 | 2025-02-09 | Inverters | SE10000H-US | Solaredge | 10000 |  | 1 |  |  | 0.1 |  | Outdoor | next to meter
NJADRE1555672144 | Administratively Determined Incentive Program | HILLSBOROUGH | 8844 | 5 | 9.32 | Residential | Behind the Meter | Yes | Net Metered Residential | Sunrun Installation Services, Inc. |  | PSE&G | Accepted | 2024-01-18 | 2024-02-13 | 2025-02-13 | Inverters | SolarEdge Technologies | SE7600H-USSN | 600 |  | 1 |  |  | 0.99 |  | Outside | Next to Meter
NJADRE1555672144 | Administratively Determined Incentive Program | HILLSBOROUGH | 8844 | 5 | 9.32 | Residential | Behind the Meter | Yes | Net Metered Residential | Sunrun Installation Services, Inc. |  | PSE&G | Accepted | 2024-01-18 | 2024-02-13 | 2025-02-13 | Solar Panels | HANWHA Q-CELLS | Q.PEAK DUO BLK ML-G10+ 405 |  | 0.405 | 6 | 180 | 21 |  | Fixed | Roof
NJADRE1555672144 | Administratively Determined Incentive Program | HILLSBOROUGH | 8844 | 5 | 9.32 | Residential | Behind the Meter | Yes | Net Metered Residential | Sunrun Installation Services, Inc. |  | PSE&G | Accepted | 2024-01-18 | 2024-02-13 | 2025-02-13 | Solar Panels | HANWHA Q-CELLS | Q.PEAK DUO BLK ML-G10+ 405 |  | 0.405 | 6 | 270 | 21 |  | Fixed | Roof
NJADRE1555672144 | Administratively Determined Incentive Program | HILLSBOROUGH | 8844 | 5 | 9.32 | Residential | Behind the Meter | Yes | Net Metered Residential | Sunrun Installation Services, Inc. |  | PSE&G | Accepted | 2024-01-18 | 2024-02-13 | 2025-02-13 | Solar Panels | HANWHA Q-CELLS | Q.PEAK DUO BLK ML-G10+ 405 |  | 0.405 | 5 | 90 | 22 |  | Fixed | Roof
NJADRE1555672144 | Administratively Determined Incentive Program | HILLSBOROUGH | 8844 | 5 | 9.32 | Residential | Behind the Meter | Yes | Net Metered Residential | Sunrun Installation Services, Inc. |  | PSE&G | Accepted | 2024-01-18 | 2024-02-13 | 2025-02-13 | Solar Panels | HANWHA Q-CELLS | Q.PEAK DUO BLK ML-G10+ 405 |  | 0.405 | 6 | 90 | 21 |  | Fixed | Roof
NJADRE1555672144 | Administratively Determined Incentive Program | HILLSBOROUGH | 8844 | 5 | 9.32 | Residential | Behind the Meter | Yes | Net Metered Residential | Sunrun Installation Services, Inc. |  | PSE&G | Accepted | 2024-01-18 | 2024-02-13 | 2025-02-13 | Electric Storage Battery | TESLA | POWERWALL |  |  | 1 |  |  |  | Lithium Ion |  | OUTSIDE?
NJADRE1555672157 | Administratively Determined Incentive Program | EVESHAM | 8053 | 13 | 7.29 | Residential | Behind the Meter | Yes | Net Metered Residential | Sunny Mac LLC |  | PSE&G | Accepted | 2024-01-18 | 2024-02-09 | 2025-02-09 | Solar Panels | Q.PEAK DUO BLK ML-G10+ 405 | HANWHA |  | 0.405 | 12 | 101 | 27 |  | Fixed | Roof
NJADRE1555672157 | Administratively Determined Incentive Program | EVESHAM | 8053 | 13 | 7.29 | Residential | Behind the Meter | Yes | Net Metered Residential | Sunny Mac LLC |  | PSE&G | Accepted | 2024-01-18 | 2024-02-09 | 2025-02-09 | Solar Panels | Q.PEAK DUO BLK ML-G10+ 405 | HANWHA |  | 0.405 | 6 | 281 | 27 |  | Fixed | Roof
NJADRE1555672157 | Administratively Determined Incentive Program | EVESHAM | 8053 | 13 | 7.29 | Residential | Behind the Meter | Yes | Net Metered Residential | Sunny Mac LLC |  | PSE&G | Accepted | 2024-01-18 | 2024-02-09 | 2025-02-09 | Inverters | SE5000H-US | Solaredge | 5000 |  | 1 |  |  | 0.1 |  | Outdoor | next to meter
NJADRE1555672173 | Administratively Determined Incentive Program | MARLTON | 8053 | 13 | 6.89 | Residential | Behind the Meter | No | Net Metered Residential | EMT Renewables |  | PSE&G | Accepted | 2024-01-18 | 2024-02-09 | 2025-02-09 | Inverters | ENPHASE | IQ8+ | 290 |  | 17 |  |  | 0.98 |  | Other | UNDER EACH PANEL
NJADRE1555672173 | Administratively Determined Incentive Program | MARLTON | 8053 | 13 | 6.89 | Residential | Behind the Meter | No | Net Metered Residential | EMT Renewables |  | PSE&G | Accepted | 2024-01-18 | 2024-02-09 | 2025-02-09 | Solar Panels | Q CELLS | Q PEAK DUO BLK |  | 0.405 | 17 | 193 | 33 |  | Fixed | Roof
NJADRE1555672194 | Administratively Determined Incentive Program | LINDEN CITY | 7036 | 10 | 4.4 | Residential | Behind the Meter | Yes | Net Metered Residential | Sunrun Installation Services, Inc. |  | PSE&G | Accepted | 2024-01-18 | 2024-02-09 | 2025-02-09 | Inverters | DELTA ELECTRONICS | E4-TL-US | 3840 |  | 1 |  |  | 0.975 |  | Outdoor | Next to meter
NJADRE1555672194 | Administratively Determined Incentive Program | LINDEN CITY | 7036 | 10 | 4.4 | Residential | Behind the Meter | Yes | Net Metered Residential | Sunrun Installation Services, Inc. |  | PSE&G | Accepted | 2024-01-18 | 2024-02-09 | 2025-02-09 | Solar Panels | Hanwha Q Cells | Q.PEAK DUO BLK ML-G10+/t 400 |  | 0.4 | 5 | 218 | 36 |  | Fixed | Roof
NJADRE1555672194 | Administratively Determined Incentive Program | LINDEN CITY | 7036 | 10 | 4.4 | Residential | Behind the Meter | Yes | Net Metered Residential | Sunrun Installation Services, Inc. |  | PSE&G | Accepted | 2024-01-18 | 2024-02-09 | 2025-02-09 | Solar Panels | Hanwha Q Cells | Q.PEAK DUO BLK ML-G10+/t 400 |  | 0.4 | 6 | 128 | 36 |  | Fixed | Roof
NJADRE1555672205 | Administratively Determined Incentive Program | WESTWOOD | 7675 | 7 | 2.7 | Residential | Behind the Meter | Yes | Net Metered Residential | Freedom Forever New Jersey LLC |  | PSE&G | Accepted | 2024-01-18 | 2024-02-09 | 2025-02-09 | Inverters | Solar Edge | SE3800H-USRGM [SI1] | 3800 |  | 1 |  |  | 0.99 |  | Outdoor
NJADRE1555672205 | Administratively Determined Incentive Program | WESTWOOD | 7675 | 7 | 2.7 | Residential | Behind the Meter | Yes | Net Metered Residential | Freedom Forever New Jersey LLC |  | PSE&G | Accepted | 2024-01-18 | 2024-02-09 | 2025-02-09 | Solar Panels | JINKO SOLAR | JKM385M-6RL3-B |  | 0.385 | 5 | 251 | 35 |  | Fixed | Roof
NJADRE1555672205 | Administratively Determined Incentive Program | WESTWOOD | 7675 | 7 | 2.7 | Residential | Behind the Meter | Yes | Net Metered Residential | Freedom Forever New Jersey LLC |  | PSE&G | Accepted | 2024-01-18 | 2024-02-09 | 2025-02-09 | Solar Panels | JINKO SOLAR | JKM385M-6RL3-B |  | 0.385 | 2 | 71 | 35 |  | Fixed | Roof
NJADRE1555672208 | Administratively Determined Incentive Program | TABERNACLE | 8088 | 13 | 28.35 | Residential | Behind the Meter | Yes | Net Metered Residential | Sunrun Installation Services, Inc |  | AC Electric | Accepted | 2024-01-18 | 2024-02-09 | 2025-02-09 | Inverters | SOLAREDGE TECHNOLOGIES | SE10000H-USSN | 10000 |  | 2 |  |  | 0.99 |  | Indoor | Next To Meter
NJADRE1555672208 | Administratively Determined Incentive Program | TABERNACLE | 8088 | 13 | 28.35 | Residential | Behind the Meter | Yes | Net Metered Residential | Sunrun Installation Services, Inc |  | AC Electric | Accepted | 2024-01-18 | 2024-02-09 | 2025-02-09 | Solar Panels | HANWHA Q-CELLS | Q.PEAK DUO BLK ML-G10+ 405 |  | 0.405 | 23 | 225 | 22 |  | Fixed | Roof
NJADRE1555672208 | Administratively Determined Incentive Program | TABERNACLE | 8088 | 13 | 28.35 | Residential | Behind the Meter | Yes | Net Metered Residential | Sunrun Installation Services, Inc |  | AC Electric | Accepted | 2024-01-18 | 2024-02-09 | 2025-02-09 | Solar Panels | HANWHA Q-CELLS | Q.PEAK DUO BLK ML-G10+ 405 |  | 0.405 | 32 | 45 | 22 |  | Fixed | Roof
NJADRE1555672208 | Administratively Determined Incentive Program | TABERNACLE | 8088 | 13 | 28.35 | Residential | Behind the Meter | Yes | Net Metered Residential | Sunrun Installation Services, Inc |  | AC Electric | Accepted | 2024-01-18 | 2024-02-09 | 2025-02-09 | Solar Panels | HANWHA Q-CELLS | Q.PEAK DUO BLK ML-G10+ 405 |  | 0.405 | 11 | 133 | 22 |  | Fixed | Roof
NJADRE1555672208 | Administratively Determined Incentive Program | TABERNACLE | 8088 | 13 | 28.35 | Residential | Behind the Meter | Yes | Net Metered Residential | Sunrun Installation Services, Inc |  | AC Electric | Accepted | 2024-01-18 | 2024-02-09 | 2025-02-09 | Solar Panels | HANWHA Q-CELLS | Q.PEAK DUO BLK ML-G10+ 405 |  | 0.405 | 4 | 226 | 22 |  | Fixed | Roof
NJADRE1555672208 | Administratively Determined Incentive Program | TABERNACLE | 8088 | 13 | 28.35 | Residential | Behind the Meter | Yes | Net Metered Residential | Sunrun Installation Services, Inc |  | AC Electric | Accepted | 2024-01-18 | 2024-02-09 | 2025-02-09 | Electric Storage Battery | LG CHEM | RESU 10H PRIME |  |  | 1 |  |  |  | Lithium Ion |  | INSIDE
NJADRE1555672221 | Administratively Determined Incentive Program | CLINTON TOWNSHIP | 8801 | 4 | 8.1 | Residential | Behind the Meter | Yes | Net Metered Residential | Trinity Solar |  | JCP&L | Accepted | 2024-01-18 | 2024-02-09 | 2025-02-09 | Inverters | Solar Edge | SE6000H-US | 6000 |  | 1 |  |  | 0.97 |  | Outdoor
NJADRE1555672221 | Administratively Determined Incentive Program | CLINTON TOWNSHIP | 8801 | 4 | 8.1 | Residential | Behind the Meter | Yes | Net Metered Residential | Trinity Solar |  | JCP&L | Accepted | 2024-01-18 | 2024-02-09 | 2025-02-09 | Solar Panels | HANWHA | HANWHA 405 (Q.PEAK DUO BLK ML-G10+ 405) |  | 0.405 | 20 | 201 | 23 |  | Fixed | Roof
NJADRE1555672234 | Administratively Determined Incentive Program | SOMERVILLE | 8876 | 5 | 5.27 | Residential | Behind the Meter | Yes | Net Metered Residential | Sunny Mac LLC |  | PSE&G | Accepted | 2024-01-18 | 2024-02-26 | 2025-02-26 | Solar Panels | Q.PEAK DUO BLK ML-G10+ 405 | HANWHA |  | 0.405 | 13 | 106 | 18 |  | Fixed | Roof
NJADRE1555672234 | Administratively Determined Incentive Program | SOMERVILLE | 8876 | 5 | 5.27 | Residential | Behind the Meter | Yes | Net Metered Residential | Sunny Mac LLC |  | PSE&G | Accepted | 2024-01-18 | 2024-02-26 | 2025-02-26 | Inverters | SE3800H-US | Solaredge | 3800 |  | 1 |  |  | 0.1 |  | Outdoor | next to meter
NJADRE1555672240 | Administratively Determined Incentive Program | MANVILLE | 8835 | 5 | 7.29 | Residential | Behind the Meter | Yes | Net Metered Residential | Venture Home Solar, LLC |  | PSE&G | Accepted | 2024-01-18 | 2024-02-16 | 2025-02-16 | Inverters | Enphase | IQ8PLUS-72-2-US (240V) | 290 |  | 18 |  |  | 0.98 |  | Outdoor | Roof
NJADRE1555672240 | Administratively Determined Incentive Program | MANVILLE | 8835 | 5 | 7.29 | Residential | Behind the Meter | Yes | Net Metered Residential | Venture Home Solar, LLC |  | PSE&G | Accepted | 2024-01-18 | 2024-02-16 | 2025-02-16 | Solar Panels | Hanwha | Q.PEAK DUO BLK ML-G10+ 405 |  | 0.405 | 9 | 164 | 28 |  | Fixed | Roof
NJADRE1555672240 | Administratively Determined Incentive Program | MANVILLE | 8835 | 5 | 7.29 | Residential | Behind the Meter | Yes | Net Metered Residential | Venture Home Solar, LLC |  | PSE&G | Accepted | 2024-01-18 | 2024-02-16 | 2025-02-16 | Solar Panels | Hanwha | Q.PEAK DUO BLK ML-G10+ 405 |  | 0.405 | 9 | 165 | 40 |  | Fixed | Roof
NJADRE1555672241 | Administratively Determined Incentive Program | BERLIN | 8009 | 14 | 4.86 | Residential | Behind the Meter | No | Net Metered Residential | Trinity Solar |  | AC Electric | Accepted | 2024-01-18 | 2024-02-09 | 2025-02-09 | Solar Panels | HANWHA | (Q.PEAK DUO BLK ML-G10+ 405) |  | 0.405 | 12 | 99 | 23 |  | Fixed | Roof
NJADRE1555672241 | Administratively Determined Incentive Program | BERLIN | 8009 | 14 | 4.86 | Residential | Behind the Meter | No | Net Metered Residential | Trinity Solar |  | AC Electric | Accepted | 2024-01-18 | 2024-02-09 | 2025-02-09 | Inverters | Solar Edge | SE5000H-US | 5000 |  | 1 |  |  | 0.97 |  | Outside
NJADRE1555672249 | Administratively Determined Incentive Program | PENNSVILLE TOWNSHIP | 8070 | 16 | 11.75 | Residential | Behind the Meter | Yes | Net Metered Residential | Trinity Solar |  | AC Electric | Accepted | 2024-01-18 | 2024-02-09 | 2025-02-09 | Inverters | Solar Edge | SE10000H-US | 10000 |  | 1 |  |  | 0.97 |  | Outside
NJADRE1555672249 | Administratively Determined Incentive Program | PENNSVILLE TOWNSHIP | 8070 | 16 | 11.75 | Residential | Behind the Meter | Yes | Net Metered Residential | Trinity Solar |  | AC Electric | Accepted | 2024-01-18 | 2024-02-09 | 2025-02-09 | Solar Panels | HANWHA | Q.PEAK DUO BLK ML-G10+ 405 |  | 0.405 | 8 | 38 | 23 |  | Fixed | Roof
NJADRE1555672249 | Administratively Determined Incentive Program | PENNSVILLE TOWNSHIP | 8070 | 16 | 11.75 | Residential | Behind the Meter | Yes | Net Metered Residential | Trinity Solar |  | AC Electric | Accepted | 2024-01-18 | 2024-02-09 | 2025-02-09 | Solar Panels | HANWHA | Q.PEAK DUO BLK ML-G10+ 405 |  | 0.405 | 8 | 38 | 18 |  | Fixed | Roof
NJADRE1555672249 | Administratively Determined Incentive Program | PENNSVILLE TOWNSHIP | 8070 | 16 | 11.75 | Residential | Behind the Meter | Yes | Net Metered Residential | Trinity Solar |  | AC Electric | Accepted | 2024-01-18 | 2024-02-09 | 2025-02-09 | Solar Panels | HANWHA | Q.PEAK DUO BLK ML-G10+ 405 |  | 0.405 | 5 | 218 | 23 |  | Fixed | Roof
NJADRE1555672249 | Administratively Determined Incentive Program | PENNSVILLE TOWNSHIP | 8070 | 16 | 11.75 | Residential | Behind the Meter | Yes | Net Metered Residential | Trinity Solar |  | AC Electric | Accepted | 2024-01-18 | 2024-02-09 | 2025-02-09 | Solar Panels | HANWHA | Q.PEAK DUO BLK ML-G10+ 405 |  | 0.405 | 5 | 128 | 18 |  | Fixed | Roof
NJADRE1555672249 | Administratively Determined Incentive Program | PENNSVILLE TOWNSHIP | 8070 | 16 | 11.75 | Residential | Behind the Meter | Yes | Net Metered Residential | Trinity Solar |  | AC Electric | Accepted | 2024-01-18 | 2024-02-09 | 2025-02-09 | Solar Panels | HANWHA | Q.PEAK DUO BLK ML-G10+ 405 |  | 0.405 | 3 | 308 | 18 |  | Fixed | Roof
NJADRE1555672255 | Administratively Determined Incentive Program | EAST BRUNSWICK | 8816 | 11 | 12.96 | Residential | Behind the Meter | Yes | Net Metered Residential | Sunny Mac LLC |  | PSE&G | Accepted | 2024-01-18 | 2024-02-21 | 2025-02-21 | Solar Panels | Q.PEAK DUO BLK ML-G10+ 405 | HANWHA |  | 0.405 | 24 | 253 | 23 |  | Fixed | Roof
NJADRE1555672255 | Administratively Determined Incentive Program | EAST BRUNSWICK | 8816 | 11 | 12.96 | Residential | Behind the Meter | Yes | Net Metered Residential | Sunny Mac LLC |  | PSE&G | Accepted | 2024-01-18 | 2024-02-21 | 2025-02-21 | Solar Panels | Q.PEAK DUO BLK ML-G10+ 405 | HANWHA |  | 0.405 | 8 | 73 | 23 |  | Fixed | Roof
NJADRE1555672255 | Administratively Determined Incentive Program | EAST BRUNSWICK | 8816 | 11 | 12.96 | Residential | Behind the Meter | Yes | Net Metered Residential | Sunny Mac LLC |  | PSE&G | Accepted | 2024-01-18 | 2024-02-21 | 2025-02-21 | Inverters | SE10000H-US | Solaredge | 10000 |  | 1 |  |  | 0.1 |  | Outdoor | next to meter
NJADRE1555672265 | Administratively Determined Incentive Program | CARTERET | 7008 | 11 | 4.35 | Residential | Behind the Meter | Yes | Net Metered Residential | Big Wave Roofing and Solar LLC |  | PSE&G | Accepted | 2024-01-18 | 2024-02-09 | 2025-02-09 | Inverters | Enphase Energy Inc | IQ7PLUS-72-2-US | 290 |  | 11 |  |  | 0.98 |  | Outside
NJADRE1555672265 | Administratively Determined Incentive Program | CARTERET | 7008 | 11 | 4.35 | Residential | Behind the Meter | Yes | Net Metered Residential | Big Wave Roofing and Solar LLC |  | PSE&G | Accepted | 2024-01-18 | 2024-02-09 | 2025-02-09 | Solar Panels | Canadian Solar | CS3N-395MS |  | 0.395 | 6 | 275 | 36 |  | Fixed | Roof
NJADRE1555672265 | Administratively Determined Incentive Program | CARTERET | 7008 | 11 | 4.35 | Residential | Behind the Meter | Yes | Net Metered Residential | Big Wave Roofing and Solar LLC |  | PSE&G | Accepted | 2024-01-18 | 2024-02-09 | 2025-02-09 | Solar Panels | Canadian Solar | CS3N-395MS |  | 0.395 | 5 | 95 | 36 |  | Fixed | Roof
NJADRE1555672270 | Administratively Determined Incentive Program | LAWRENCE TWP MER | 8648 | 12 | 4.05 | Residential | Behind the Meter | Yes | Net Metered Residential | EMT Renewables |  | PSE&G | Accepted | 2024-01-22 | 2024-02-13 | 2025-02-13 | Inverters | ENPHASE | IQ8+ | 290 |  | 10 |  |  | 0.98 |  | Other | UNDER EACH PANEL
NJADRE1555672270 | Administratively Determined Incentive Program | LAWRENCE TWP MER | 8648 | 12 | 4.05 | Residential | Behind the Meter | Yes | Net Metered Residential | EMT Renewables |  | PSE&G | Accepted | 2024-01-22 | 2024-02-13 | 2025-02-13 | Solar Panels | Q CELLS | Q PEAK DUO BLK |  | 0.405 | 10 | 232 | 22 |  | Fixed | Roof
NJADRE1555672274 | Administratively Determined Incentive Program | CHERRY HILL | 8002 | 14 | 13.77 | Residential | Behind the Meter | Yes | Net Metered Residential | Sunny Mac LLC |  | PSE&G | Accepted | 2024-01-18 | 2024-02-09 | 2025-02-09 | Solar Panels | Q.PEAK DUO BLK ML-G10+ 405 | HANWHA |  | 0.405 | 5 | 262 | 38 |  | Fixed | Roof
NJADRE1555672274 | Administratively Determined Incentive Program | CHERRY HILL | 8002 | 14 | 13.77 | Residential | Behind the Meter | Yes | Net Metered Residential | Sunny Mac LLC |  | PSE&G | Accepted | 2024-01-18 | 2024-02-09 | 2025-02-09 | Solar Panels | Q.PEAK DUO BLK ML-G10+ 405 | HANWHA |  | 0.405 | 29 | 82 | 38 |  | Fixed | Roof
NJADRE1555672274 | Administratively Determined Incentive Program | CHERRY HILL | 8002 | 14 | 13.77 | Residential | Behind the Meter | Yes | Net Metered Residential | Sunny Mac LLC |  | PSE&G | Accepted | 2024-01-18 | 2024-02-09 | 2025-02-09 | Inverters | SE10000H-US | Solaredge | 10000 |  | 1 |  |  | 0.1 |  | Outdoor | next to meter
NJADRE1555672285 | Administratively Determined Incentive Program | WANAQUE | 7465 | 6 | 4.62 | Residential | Behind the Meter | Yes | Net Metered Residential | Freedom Forever New Jersey LLC |  | JCP&L | Accepted | 2024-01-18 | 2024-02-09 | 2025-02-09 | Inverters | Solar Edge | SE3800H-USRGM [SI1] | 3800 |  | 1 |  |  | 0.99 |  | Outdoor
NJADRE1555672285 | Administratively Determined Incentive Program | WANAQUE | 7465 | 6 | 4.62 | Residential | Behind the Meter | Yes | Net Metered Residential | Freedom Forever New Jersey LLC |  | JCP&L | Accepted | 2024-01-18 | 2024-02-09 | 2025-02-09 | Solar Panels | JINKO SOLAR | JKM385M-6RL3-B |  | 0.385 | 5 | 14 | 40 |  | Fixed | Roof
NJADRE1555672285 | Administratively Determined Incentive Program | WANAQUE | 7465 | 6 | 4.62 | Residential | Behind the Meter | Yes | Net Metered Residential | Freedom Forever New Jersey LLC |  | JCP&L | Accepted | 2024-01-18 | 2024-02-09 | 2025-02-09 | Solar Panels | JINKO SOLAR | JKM385M-6RL3-B |  | 0.385 | 5 | 194 | 40 |  | Fixed | Roof
NJADRE1555672285 | Administratively Determined Incentive Program | WANAQUE | 7465 | 6 | 4.62 | Residential | Behind the Meter | Yes | Net Metered Residential | Freedom Forever New Jersey LLC |  | JCP&L | Accepted | 2024-01-18 | 2024-02-09 | 2025-02-09 | Solar Panels | JINKO SOLAR | JKM385M-6RL3-B |  | 0.385 | 2 | 194 | 20 |  | Fixed | Roof
NJADRE1555672317 | Administratively Determined Incentive Program | UNION CITY | 7087 | 8 | 4.05 | Residential | Behind the Meter | Yes | Net Metered Residential | EMT Renewables |  | PSE&G | Accepted | 2024-01-18 | 2024-02-09 | 2025-02-09 | Inverters | ENPHASE | IQ8+ | 290 |  | 10 |  |  | 0.98 |  | Other | UNDER EACH PANEL
NJADRE1555672317 | Administratively Determined Incentive Program | UNION CITY | 7087 | 8 | 4.05 | Residential | Behind the Meter | Yes | Net Metered Residential | EMT Renewables |  | PSE&G | Accepted | 2024-01-18 | 2024-02-09 | 2025-02-09 | Solar Panels | Q CELLS | Q PEAK DUO BLK |  | 0.405 | 10 | 205 | 5 |  | Fixed | Roof
NJADRE1555672352 | Administratively Determined Incentive Program | HAMILTON | 8620 | 12 | 6.08 | Residential | Behind the Meter | Yes | Net Metered Residential | SunnyMac LLC |  | PSE&G | Accepted | 2024-01-18 | 2024-02-09 | 2025-02-09 | Solar Panels | Q.PEAK DUO BLK ML-G10+ 405 | HANWHA |  | 0.405 | 2 | 116 | 28 |  | Fixed | Roof
NJADRE1555672352 | Administratively Determined Incentive Program | HAMILTON | 8620 | 12 | 6.08 | Residential | Behind the Meter | Yes | Net Metered Residential | SunnyMac LLC |  | PSE&G | Accepted | 2024-01-18 | 2024-02-09 | 2025-02-09 | Solar Panels | Q.PEAK DUO BLK ML-G10+ 405 | HANWHA |  | 0.405 | 13 | 296 | 27 |  | Fixed | Roof
NJADRE1555672352 | Administratively Determined Incentive Program | HAMILTON | 8620 | 12 | 6.08 | Residential | Behind the Meter | Yes | Net Metered Residential | SunnyMac LLC |  | PSE&G | Accepted | 2024-01-18 | 2024-02-09 | 2025-02-09 | Inverters | SE5000H-US | SOLAREDGE | 5000 |  | 1 |  |  | 0.1 |  | Outdoor | next to meter
NJADRE1555672352 | Administratively Determined Incentive Program | HAMILTON | 8620 | 12 | 6.08 | Residential | Behind the Meter | Yes | Net Metered Residential | SunnyMac LLC |  | PSE&G | Accepted | 2024-01-18 | 2024-02-09 | 2025-02-09 | Inverters | SE5000H-US | SOLAREDGE | 5000 |  | 1 |  |  | 0.1 |  | Outdoor | next to meter
NJADRE1555672355 | Administratively Determined Incentive Program | HOWELL | 7731 | 17 | 7.2 | Residential | Behind the Meter | Yes | Net Metered Residential | Sunrun Installation Services, Inc |  | JCP&L | Accepted | 2024-01-18 | 2024-02-09 | 2025-02-09 | Inverters | SOLAREDGE TECHNOLOGIES | SE6000H-USSN | 6000 |  | 1 |  |  | 0.99 |  | Indoor | Next To Meter
NJADRE1555672355 | Administratively Determined Incentive Program | HOWELL | 7731 | 17 | 7.2 | Residential | Behind the Meter | Yes | Net Metered Residential | Sunrun Installation Services, Inc |  | JCP&L | Accepted | 2024-01-18 | 2024-02-09 | 2025-02-09 | Solar Panels | HANWHA Q-CELLS | Q.PEAK DUO BLK ML-G10+/t 400 |  | 0.4 | 18 | 319 | 18 |  | Fixed | Roof
NJADRE1555672358 | Administratively Determined Incentive Program | BLOOMSBURY | 8804 | 4 | 9.72 | Residential | Behind the Meter | Yes | Net Metered Residential | Trinity Solar |  | JCP&L | Accepted | 2024-01-18 | 2024-02-09 | 2025-02-09 | Inverters | Solar Edge | SE7600H-US | 7600 |  | 1 |  |  | 0.97 |  | Outdoor
NJADRE1555672358 | Administratively Determined Incentive Program | BLOOMSBURY | 8804 | 4 | 9.72 | Residential | Behind the Meter | Yes | Net Metered Residential | Trinity Solar |  | JCP&L | Accepted | 2024-01-18 | 2024-02-09 | 2025-02-09 | Solar Panels | HANWHA | HANWHA 405 (Q.PEAK DUO BLK ML-G10+ 405) |  | 0.405 | 9 | 154 | 30 |  | Fixed | Roof
NJADRE1555672358 | Administratively Determined Incentive Program | BLOOMSBURY | 8804 | 4 | 9.72 | Residential | Behind the Meter | Yes | Net Metered Residential | Trinity Solar |  | JCP&L | Accepted | 2024-01-18 | 2024-02-09 | 2025-02-09 | Solar Panels | HANWHA | HANWHA 405 (Q.PEAK DUO BLK ML-G10+ 405) |  | 0.405 | 5 | 224 | 30 |  | Fixed | Roof
NJADRE1555672358 | Administratively Determined Incentive Program | BLOOMSBURY | 8804 | 4 | 9.72 | Residential | Behind the Meter | Yes | Net Metered Residential | Trinity Solar |  | JCP&L | Accepted | 2024-01-18 | 2024-02-09 | 2025-02-09 | Solar Panels | HANWHA | HANWHA 405 (Q.PEAK DUO BLK ML-G10+ 405) |  | 0.405 | 2 | 244 | 18 |  | Fixed | Roof
NJADRE1555672358 | Administratively Determined Incentive Program | BLOOMSBURY | 8804 | 4 | 9.72 | Residential | Behind the Meter | Yes | Net Metered Residential | Trinity Solar |  | JCP&L | Accepted | 2024-01-18 | 2024-02-09 | 2025-02-09 | Solar Panels | HANWHA | HANWHA 405 (Q.PEAK DUO BLK ML-G10+ 405) |  | 0.405 | 3 | 64 | 18 |  | Fixed | Roof
NJADRE1555672358 | Administratively Determined Incentive Program | BLOOMSBURY | 8804 | 4 | 9.72 | Residential | Behind the Meter | Yes | Net Metered Residential | Trinity Solar |  | JCP&L | Accepted | 2024-01-18 | 2024-02-09 | 2025-02-09 | Solar Panels | HANWHA | HANWHA 405 (Q.PEAK DUO BLK ML-G10+ 405) |  | 0.405 | 5 | 154 | 10 |  | Fixed | Roof
NJADRE1555672368 | Administratively Determined Incentive Program | FRANKLINVILLE | 8322 | 15 | 12.8 | Residential | Behind the Meter | No | Net Metered Residential | All Season Solar |  | AC Electric | Accepted | 2024-01-18 | 2024-02-13 | 2025-02-13 | Inverters | Enphase | IQ8 Plus | 290 |  | 32 |  |  | 0.97 |  | Outdoor
NJADRE1555672368 | Administratively Determined Incentive Program | FRANKLINVILLE | 8322 | 15 | 12.8 | Residential | Behind the Meter | No | Net Metered Residential | All Season Solar |  | AC Electric | Accepted | 2024-01-18 | 2024-02-13 | 2025-02-13 | Solar Panels | Certainteed | CT400HC11-06 |  | 0.4 | 8 | 83 | 34 |  | Fixed | Roof
NJADRE1555672368 | Administratively Determined Incentive Program | FRANKLINVILLE | 8322 | 15 | 12.8 | Residential | Behind the Meter | No | Net Metered Residential | All Season Solar |  | AC Electric | Accepted | 2024-01-18 | 2024-02-13 | 2025-02-13 | Solar Panels | Certainteed | CT400HC11-06 |  | 0.4 | 24 | 263 | 34 |  | Fixed | Roof
NJADRE1555672408 | Administratively Determined Incentive Program | FRANKLINVILLE | 8322 | 15 | 13.2 | Residential | Behind the Meter | Yes | Net Metered Residential | Sunrun Installation Services, Inc. |  | AC Electric | Accepted | 2024-01-18 | 2024-02-09 | 2025-02-09 | Inverters | SOLAREDGE TECHNOLOGIES | SE10000H-USSN | 10000 |  | 1 |  |  | 0.99 |  | Outdoor | Next To Meter
NJADRE1555672408 | Administratively Determined Incentive Program | FRANKLINVILLE | 8322 | 15 | 13.2 | Residential | Behind the Meter | Yes | Net Metered Residential | Sunrun Installation Services, Inc. |  | AC Electric | Accepted | 2024-01-18 | 2024-02-09 | 2025-02-09 | Solar Panels | HANWHA Q-CELLS | Q.PEAK DUO BLK ML-G10+/T 400 |  | 0.4 | 5 | 249 | 37 |  | Fixed | Roof
NJADRE1555672408 | Administratively Determined Incentive Program | FRANKLINVILLE | 8322 | 15 | 13.2 | Residential | Behind the Meter | Yes | Net Metered Residential | Sunrun Installation Services, Inc. |  | AC Electric | Accepted | 2024-01-18 | 2024-02-09 | 2025-02-09 | Solar Panels | HANWHA Q-CELLS | Q.PEAK DUO BLK ML-G10+/T 400 |  | 0.4 | 5 | 159 | 37 |  | Fixed | Roof
NJADRE1555672408 | Administratively Determined Incentive Program | FRANKLINVILLE | 8322 | 15 | 13.2 | Residential | Behind the Meter | Yes | Net Metered Residential | Sunrun Installation Services, Inc. |  | AC Electric | Accepted | 2024-01-18 | 2024-02-09 | 2025-02-09 | Solar Panels | HANWHA Q-CELLS | Q.PEAK DUO BLK ML-G10+/T 400 |  | 0.4 | 7 | 69 | 37 |  | Fixed | Roof
NJADRE1555672408 | Administratively Determined Incentive Program | FRANKLINVILLE | 8322 | 15 | 13.2 | Residential | Behind the Meter | Yes | Net Metered Residential | Sunrun Installation Services, Inc. |  | AC Electric | Accepted | 2024-01-18 | 2024-02-09 | 2025-02-09 | Solar Panels | HANWHA Q-CELLS | Q.PEAK DUO BLK ML-G10+/T 400 |  | 0.4 | 6 | 71 | 37 |  | Fixed | Roof
NJADRE1555672408 | Administratively Determined Incentive Program | FRANKLINVILLE | 8322 | 15 | 13.2 | Residential | Behind the Meter | Yes | Net Metered Residential | Sunrun Installation Services, Inc. |  | AC Electric | Accepted | 2024-01-18 | 2024-02-09 | 2025-02-09 | Solar Panels | HANWHA Q-CELLS | Q.PEAK DUO BLK ML-G10+/T 400 |  | 0.4 | 6 | 71 | 37 |  | Fixed | Roof
NJADRE1555672408 | Administratively Determined Incentive Program | FRANKLINVILLE | 8322 | 15 | 13.2 | Residential | Behind the Meter | Yes | Net Metered Residential | Sunrun Installation Services, Inc. |  | AC Electric | Accepted | 2024-01-18 | 2024-02-09 | 2025-02-09 | Solar Panels | HANWHA Q-CELLS | Q.PEAK DUO BLK ML-G10+/T 400 |  | 0.4 | 4 | 160 | 37 |  | Fixed | Roof
NJADRE1555672422 | Administratively Determined Incentive Program | WASHINGTON | 7882 | 2 | 12.15 | Residential | Behind the Meter | No | Net Metered Residential | EMT Renewables |  | JCP&L | Accepted | 2024-01-18 | 2024-02-09 | 2025-02-09 | Inverters | ENPHASE | IQ8+ | 290 |  | 30 |  |  | 0.98 |  | Other | UNDER EACH PANEL
NJADRE1555672422 | Administratively Determined Incentive Program | WASHINGTON | 7882 | 2 | 12.15 | Residential | Behind the Meter | No | Net Metered Residential | EMT Renewables |  | JCP&L | Accepted | 2024-01-18 | 2024-02-09 | 2025-02-09 | Solar Panels | Q CELLS | Q PEAK DUO BLK |  | 0.405 | 8 | 165 | 33 |  | Fixed | Roof
NJADRE1555672422 | Administratively Determined Incentive Program | WASHINGTON | 7882 | 2 | 12.15 | Residential | Behind the Meter | No | Net Metered Residential | EMT Renewables |  | JCP&L | Accepted | 2024-01-18 | 2024-02-09 | 2025-02-09 | Solar Panels | Q CELLS | Q PEAK DUO BLK |  | 0.405 | 13 | 345 | 33 |  | Fixed | Roof
NJADRE1555672422 | Administratively Determined Incentive Program | WASHINGTON | 7882 | 2 | 12.15 | Residential | Behind the Meter | No | Net Metered Residential | EMT Renewables |  | JCP&L | Accepted | 2024-01-18 | 2024-02-09 | 2025-02-09 | Solar Panels | Q CELLS | Q PEAK DUO BLK |  | 0.405 | 3 | 74 | 26 |  | Fixed | Roof
NJADRE1555672422 | Administratively Determined Incentive Program | WASHINGTON | 7882 | 2 | 12.15 | Residential | Behind the Meter | No | Net Metered Residential | EMT Renewables |  | JCP&L | Accepted | 2024-01-18 | 2024-02-09 | 2025-02-09 | Solar Panels | Q CELLS | Q PEAK DUO BLK |  | 0.405 | 6 | 254 | 15 |  | Fixed | Roof
NJADRE1555672432 | Administratively Determined Incentive Program | Monroe Township | 8831 | 11 | 10.94 | Residential | Behind the Meter | Yes | Net Metered Residential | Sunny Mac LLC |  | JCP&L | Accepted | 2024-01-18 | 2024-02-09 | 2025-02-09 | Solar Panels | Q.PEAK DUO BLK ML-G10+ 405 | HANWHA |  | 0.405 | 12 | 246 | 35 |  | Fixed | Roof
NJADRE1555672432 | Administratively Determined Incentive Program | Monroe Township | 8831 | 11 | 10.94 | Residential | Behind the Meter | Yes | Net Metered Residential | Sunny Mac LLC |  | JCP&L | Accepted | 2024-01-18 | 2024-02-09 | 2025-02-09 | Solar Panels | Q.PEAK DUO BLK ML-G10+ 405 | HANWHA |  | 0.405 | 3 | 156 | 46 |  | Fixed | Roof
NJADRE1555672432 | Administratively Determined Incentive Program | Monroe Township | 8831 | 11 | 10.94 | Residential | Behind the Meter | Yes | Net Metered Residential | Sunny Mac LLC |  | JCP&L | Accepted | 2024-01-18 | 2024-02-09 | 2025-02-09 | Solar Panels | Q.PEAK DUO BLK ML-G10+ 405 | HANWHA |  | 0.405 | 12 | 156 | 46 |  | Fixed | Roof
NJADRE1555672432 | Administratively Determined Incentive Program | Monroe Township | 8831 | 11 | 10.94 | Residential | Behind the Meter | Yes | Net Metered Residential | Sunny Mac LLC |  | JCP&L | Accepted | 2024-01-18 | 2024-02-09 | 2025-02-09 | Inverters | SE10000H-US | SOLAREDGE | 10000 |  | 1 |  |  | 0.1 |  | Outdoor | next to meter
NJADRE1555672544 | Administratively Determined Incentive Program | PRINCETON JUNCTION | 8550 | 12 | 9.6 | Residential | Behind the Meter | No | Net Metered Residential | Solar Energy World |  | PSE&G | Accepted | 2024-01-18 | 2024-02-13 | 2025-02-13 | Solar Panels | SILFAB | SIL-400 HC+ |  | 0.4 | 20 | 169 | 34 |  | Fixed | Roof
NJADRE1555672544 | Administratively Determined Incentive Program | PRINCETON JUNCTION | 8550 | 12 | 9.6 | Residential | Behind the Meter | No | Net Metered Residential | Solar Energy World |  | PSE&G | Accepted | 2024-01-18 | 2024-02-13 | 2025-02-13 | Solar Panels | SILFAB | SIL-400 HC+ |  | 0.4 | 4 | 169 | 35 |  | Fixed | Roof
NJADRE1555672544 | Administratively Determined Incentive Program | PRINCETON JUNCTION | 8550 | 12 | 9.6 | Residential | Behind the Meter | No | Net Metered Residential | Solar Energy World |  | PSE&G | Accepted | 2024-01-18 | 2024-02-13 | 2025-02-13 | Inverters | Enphase | X2-IQ-AM1-240-4 | 290 |  | 1 |  |  | 0.97 |  | Outside
NJADRE1555672549 | Administratively Determined Incentive Program | LINWOOD | 8221 | 19 | 7.29 | Residential | Behind the Meter | Yes | Net Metered Residential | Trinity Solar |  | AC Electric | Accepted | 2024-01-18 | 2024-02-09 | 2025-02-09 | Inverters | Solar Edge | SE6000H-US000BEi4 | 6000 |  | 1 |  |  | 0.97 |  | Outdoor
NJADRE1555672549 | Administratively Determined Incentive Program | LINWOOD | 8221 | 19 | 7.29 | Residential | Behind the Meter | Yes | Net Metered Residential | Trinity Solar |  | AC Electric | Accepted | 2024-01-18 | 2024-02-09 | 2025-02-09 | Solar Panels | HANWHA | Q.PEAK DUO BLK ML-G10+ 405 |  | 0.405 | 10 | 202 | 18 |  | Fixed | Roof
NJADRE1555672549 | Administratively Determined Incentive Program | LINWOOD | 8221 | 19 | 7.29 | Residential | Behind the Meter | Yes | Net Metered Residential | Trinity Solar |  | AC Electric | Accepted | 2024-01-18 | 2024-02-09 | 2025-02-09 | Solar Panels | HANWHA | Q.PEAK DUO BLK ML-G10+ 405 |  | 0.405 | 8 | 112 | 34 |  | Fixed | Roof
NJADRE1555672550 | Administratively Determined Incentive Program | Woodbridge Twp | 8830 | 11 | 6.8 | Residential | Behind the Meter | Yes | Net Metered Residential | Sunrun Installation Services, Inc. |  | PSE&G | Accepted | 2024-01-18 | 2024-02-09 | 2025-02-09 | Inverters | SolarEdge Technologies | SE6000H-USSN | 6000 |  | 1 |  |  | 0.99 |  | Outdoor | Next to meter
NJADRE1555672550 | Administratively Determined Incentive Program | Woodbridge Twp | 8830 | 11 | 6.8 | Residential | Behind the Meter | Yes | Net Metered Residential | Sunrun Installation Services, Inc. |  | PSE&G | Accepted | 2024-01-18 | 2024-02-09 | 2025-02-09 | Solar Panels | Hanwha Q Cells | Q.PEAK DUO BLK ML-G10+/t 400 |  | 0.4 | 6 | 222 | 27 |  | Fixed | Roof
NJADRE1555672550 | Administratively Determined Incentive Program | Woodbridge Twp | 8830 | 11 | 6.8 | Residential | Behind the Meter | Yes | Net Metered Residential | Sunrun Installation Services, Inc. |  | PSE&G | Accepted | 2024-01-18 | 2024-02-09 | 2025-02-09 | Solar Panels | Hanwha Q Cells | Q.PEAK DUO BLK ML-G10+/t 400 |  | 0.4 | 11 | 132 | 26 |  | Fixed | Roof
NJADRE1555672571 | Administratively Determined Incentive Program | BELLMAWR | 8031 | 14 | 13.2 | Residential | Behind the Meter | No | Net Metered Residential | Advanced Renewable Solutions LLC |  | PSE&G | Accepted | 2024-01-18 | 2024-02-09 | 2025-02-09 | Inverters | Enphase | IQ8A-72-US | 349 |  | 33 |  |  | 0.976 |  | Outdoor
NJADRE1555672571 | Administratively Determined Incentive Program | BELLMAWR | 8031 | 14 | 13.2 | Residential | Behind the Meter | No | Net Metered Residential | Advanced Renewable Solutions LLC |  | PSE&G | Accepted | 2024-01-18 | 2024-02-09 | 2025-02-09 | Solar Panels | Certainteed | ct400hc11-40 |  | 0.4 | 13 | 152 | 20 |  | Fixed | Roof
NJADRE1555672571 | Administratively Determined Incentive Program | BELLMAWR | 8031 | 14 | 13.2 | Residential | Behind the Meter | No | Net Metered Residential | Advanced Renewable Solutions LLC |  | PSE&G | Accepted | 2024-01-18 | 2024-02-09 | 2025-02-09 | Solar Panels | Certainteed | ct400hc11-40 |  | 0.4 | 3 | 242 | 15 |  | Fixed | Roof
NJADRE1555672571 | Administratively Determined Incentive Program | BELLMAWR | 8031 | 14 | 13.2 | Residential | Behind the Meter | No | Net Metered Residential | Advanced Renewable Solutions LLC |  | PSE&G | Accepted | 2024-01-18 | 2024-02-09 | 2025-02-09 | Solar Panels | Certainteed | ct400hc11-40 |  | 0.4 | 3 | 62 | 15 |  | Fixed | Roof
NJADRE1555672571 | Administratively Determined Incentive Program | BELLMAWR | 8031 | 14 | 13.2 | Residential | Behind the Meter | No | Net Metered Residential | Advanced Renewable Solutions LLC |  | PSE&G | Accepted | 2024-01-18 | 2024-02-09 | 2025-02-09 | Solar Panels | Certainteed | ct400hc11-40 |  | 0.4 | 14 | 332 | 20 |  | Fixed | Roof
NJADRE1555672578 | Administratively Determined Incentive Program | JERSEY CITY | 7305 | 8 | 3.47 | Residential | Behind the Meter | Yes | Net Metered Residential | Freedom Forever New Jersey LLC |  | PSE&G | Accepted | 2024-01-18 | 2024-02-09 | 2025-02-09 | Inverters | Enphase | IQ8PLUS-72-2-US | 290 |  | 9 |  |  | 0.99 |  | Outside
NJADRE1555672578 | Administratively Determined Incentive Program | JERSEY CITY | 7305 | 8 | 3.47 | Residential | Behind the Meter | Yes | Net Metered Residential | Freedom Forever New Jersey LLC |  | PSE&G | Accepted | 2024-01-18 | 2024-02-09 | 2025-02-09 | Solar Panels | JINKO SOLAR | JKM385M-72HBL |  | 0.385 | 9 | 201 | 23 |  | Fixed | Roof
NJADRE1555672604 | Administratively Determined Incentive Program | WAYNE | 7470 | 6 | 20.66 | Residential | Behind the Meter | No | Net Metered Residential | Trinity Solar |  | PSE&G | Accepted | 2024-01-18 | 2024-02-09 | 2025-02-09 | Inverters | Solar Edge | SE10000H-US | 10000 |  | 1 |  |  | 0.97 |  | Outdoor
NJADRE1555672604 | Administratively Determined Incentive Program | WAYNE | 7470 | 6 | 20.66 | Residential | Behind the Meter | No | Net Metered Residential | Trinity Solar |  | PSE&G | Accepted | 2024-01-18 | 2024-02-09 | 2025-02-09 | Inverters | Solar Edge | SE6000H-US | 6000 |  | 1 |  |  | 0.97 |  | Outdoor
NJADRE1555672604 | Administratively Determined Incentive Program | WAYNE | 7470 | 6 | 20.66 | Residential | Behind the Meter | No | Net Metered Residential | Trinity Solar |  | PSE&G | Accepted | 2024-01-18 | 2024-02-09 | 2025-02-09 | Solar Panels | HANWHA | (Q.PEAK DUO BLK ML-G10+ 405) |  | 0.405 | 21 | 284 | 37 |  | Fixed | Roof
NJADRE1555672604 | Administratively Determined Incentive Program | WAYNE | 7470 | 6 | 20.66 | Residential | Behind the Meter | No | Net Metered Residential | Trinity Solar |  | PSE&G | Accepted | 2024-01-18 | 2024-02-09 | 2025-02-09 | Solar Panels | HANWHA | (Q.PEAK DUO BLK ML-G10+ 405) |  | 0.405 | 14 | 107 | 18 |  | Fixed | Roof
NJADRE1555672604 | Administratively Determined Incentive Program | WAYNE | 7470 | 6 | 20.66 | Residential | Behind the Meter | No | Net Metered Residential | Trinity Solar |  | PSE&G | Accepted | 2024-01-18 | 2024-02-09 | 2025-02-09 | Solar Panels | HANWHA | (Q.PEAK DUO BLK ML-G10+ 405) |  | 0.405 | 8 | 284 | 18 |  | Fixed | Roof
NJADRE1555672604 | Administratively Determined Incentive Program | WAYNE | 7470 | 6 | 20.66 | Residential | Behind the Meter | No | Net Metered Residential | Trinity Solar |  | PSE&G | Accepted | 2024-01-18 | 2024-02-09 | 2025-02-09 | Solar Panels | HANWHA | (Q.PEAK DUO BLK ML-G10+ 405) |  | 0.405 | 8 | 194 | 40 |  | Fixed | Roof
NJADRE1555672605 | Administratively Determined Incentive Program | FAIR LAWN BORO | 7410 | 7 | 3.24 | Residential | Behind the Meter | Yes | Net Metered Residential | Sunrun Installation Services, Inc. |  | PSE&G | Accepted | 2024-01-18 | 2024-02-09 | 2025-02-09 | Inverters | SolarEdge Technologies | SE3800H-USMN | 3800 |  | 1 |  |  | 0.99 |  | Outdoor | Next to meter
NJADRE1555672605 | Administratively Determined Incentive Program | FAIR LAWN BORO | 7410 | 7 | 3.24 | Residential | Behind the Meter | Yes | Net Metered Residential | Sunrun Installation Services, Inc. |  | PSE&G | Accepted | 2024-01-18 | 2024-02-09 | 2025-02-09 | Solar Panels | Hanwha Q Cells | Q.PEAK DUO BLK ML-G10+ 405 |  | 0.405 | 2 | 38 | 19 |  | Fixed | Roof
NJADRE1555672605 | Administratively Determined Incentive Program | FAIR LAWN BORO | 7410 | 7 | 3.24 | Residential | Behind the Meter | Yes | Net Metered Residential | Sunrun Installation Services, Inc. |  | PSE&G | Accepted | 2024-01-18 | 2024-02-09 | 2025-02-09 | Solar Panels | Hanwha Q Cells | Q.PEAK DUO BLK ML-G10+ 405 |  | 0.405 | 6 | 218 | 40 |  | Fixed | Roof
NJADRE1555672608 | Administratively Determined Incentive Program | PARSIPPANY | 7054 | 3 | 9.32 | Residential | Behind the Meter | No | Net Metered Residential | Trinity Solar |  | JCP&L | Accepted | 2024-01-18 | 2024-02-09 | 2025-02-09 | Inverters | Solar Edge | SE7600H-US | 7600 |  | 1 |  |  | 0.97 |  | Outside
NJADRE1555672608 | Administratively Determined Incentive Program | PARSIPPANY | 7054 | 3 | 9.32 | Residential | Behind the Meter | No | Net Metered Residential | Trinity Solar |  | JCP&L | Accepted | 2024-01-18 | 2024-02-09 | 2025-02-09 | Solar Panels | HANWHA | Q.PEAK DUO BLK ML-G10+ 405 |  | 0.405 | 14 | 186 | 14 |  | Fixed | Roof
NJADRE1555672608 | Administratively Determined Incentive Program | PARSIPPANY | 7054 | 3 | 9.32 | Residential | Behind the Meter | No | Net Metered Residential | Trinity Solar |  | JCP&L | Accepted | 2024-01-18 | 2024-02-09 | 2025-02-09 | Solar Panels | HANWHA | Q.PEAK DUO BLK ML-G10+ 405 |  | 0.405 | 4 | 96 | 13 |  | Fixed | Roof
NJADRE1555672608 | Administratively Determined Incentive Program | PARSIPPANY | 7054 | 3 | 9.32 | Residential | Behind the Meter | No | Net Metered Residential | Trinity Solar |  | JCP&L | Accepted | 2024-01-18 | 2024-02-09 | 2025-02-09 | Solar Panels | HANWHA | Q.PEAK DUO BLK ML-G10+ 405 |  | 0.405 | 5 | 186 | 14 |  | Fixed | Roof
NJADRE1555672613 | Administratively Determined Incentive Program | HAMILTON | 8610 | 12 | 6.32 | Residential | Behind the Meter | No | Net Metered Residential | Big Wave Roofing and Solar LLC |  | PSE&G | Accepted | 2024-01-18 | 2024-02-14 | 2025-02-14 | Inverters | Enphase Energy Inc | IQ7PLUS-72-2-US | 290 |  | 16 |  |  | 0.98 |  | Outside
NJADRE1555672613 | Administratively Determined Incentive Program | HAMILTON | 8610 | 12 | 6.32 | Residential | Behind the Meter | No | Net Metered Residential | Big Wave Roofing and Solar LLC |  | PSE&G | Accepted | 2024-01-18 | 2024-02-14 | 2025-02-14 | Solar Panels | Canadian Solar | CS6R-395MS-HL |  | 0.395 | 12 | 207 | 3 |  | Fixed | Roof
NJADRE1555672613 | Administratively Determined Incentive Program | HAMILTON | 8610 | 12 | 6.32 | Residential | Behind the Meter | No | Net Metered Residential | Big Wave Roofing and Solar LLC |  | PSE&G | Accepted | 2024-01-18 | 2024-02-14 | 2025-02-14 | Solar Panels | Canadian Solar | CS6R-395MS-HL |  | 0.395 | 4 | 207 | 12 |  | Fixed | Roof
NJADRE1555672625 | Administratively Determined Incentive Program | HACKENSACK | 7601 | 7 | 3.6 | Residential | Behind the Meter | Yes | Net Metered Residential | Sunrun Installation Services, Inc |  | PSE&G | Accepted | 2024-01-18 | 2024-02-09 | 2025-02-09 | Inverters | DELTA ELECTRONICS | E4-TL-US | 4000 |  | 1 |  |  | 0.99 |  | Outside | Next To Meter
NJADRE1555672625 | Administratively Determined Incentive Program | HACKENSACK | 7601 | 7 | 3.6 | Residential | Behind the Meter | Yes | Net Metered Residential | Sunrun Installation Services, Inc |  | PSE&G | Accepted | 2024-01-18 | 2024-02-09 | 2025-02-09 | Solar Panels | HANWHA Q-CELLS | Q.PEAK DUO BLK ML-G10+/T 400 |  | 0.4 | 9 | 38 | 27 |  | Fixed | Roof
NJADRE1555672628 | Administratively Determined Incentive Program | BARRINGTON | 8007 | 14 | 4.46 | Residential | Behind the Meter | Yes | Net Metered Residential | SunnyMac LLC |  | PSE&G | Accepted | 2024-01-18 | 2024-02-09 | 2025-02-09 | Solar Panels | Q.PEAK DUO BLK ML-G10+ 405 | HANWHA |  | 0.405 | 11 | 164 | 24 |  | Fixed | Roof
NJADRE1555672628 | Administratively Determined Incentive Program | BARRINGTON | 8007 | 14 | 4.46 | Residential | Behind the Meter | Yes | Net Metered Residential | SunnyMac LLC |  | PSE&G | Accepted | 2024-01-18 | 2024-02-09 | 2025-02-09 | Inverters | SE 3800H -US | SOLAREDGE | 3800 |  | 1 |  |  | 0.1 |  | Outdoor | next to meter
NJADRE1555672635 | Administratively Determined Incentive Program | WOODSTOWN | 8098 | 16 | 8.1 | Residential | Behind the Meter | Yes | Net Metered Residential | SunnyMac LLC |  | AC Electric | Accepted | 2024-01-18 | 2024-02-09 | 2025-02-09 | Solar Panels | Q.PEAK DUO BLK ML-G10+ 405 | HANWHA |  | 0.405 | 8 | 190 | 23 |  | Fixed | Roof
NJADRE1555672635 | Administratively Determined Incentive Program | WOODSTOWN | 8098 | 16 | 8.1 | Residential | Behind the Meter | Yes | Net Metered Residential | SunnyMac LLC |  | AC Electric | Accepted | 2024-01-18 | 2024-02-09 | 2025-02-09 | Solar Panels | Q.PEAK DUO BLK ML-G10+ 405 | HANWHA |  | 0.405 | 8 | 190 | 5 |  | Fixed | Roof
NJADRE1555672635 | Administratively Determined Incentive Program | WOODSTOWN | 8098 | 16 | 8.1 | Residential | Behind the Meter | Yes | Net Metered Residential | SunnyMac LLC |  | AC Electric | Accepted | 2024-01-18 | 2024-02-09 | 2025-02-09 | Solar Panels | Q.PEAK DUO BLK ML-G10+ 405 | HANWHA |  | 0.405 | 4 | 190 | 25 |  | Fixed | Roof
NJADRE1555672635 | Administratively Determined Incentive Program | WOODSTOWN | 8098 | 16 | 8.1 | Residential | Behind the Meter | Yes | Net Metered Residential | SunnyMac LLC |  | AC Electric | Accepted | 2024-01-18 | 2024-02-09 | 2025-02-09 | Inverters | SE7600H-US | SOLAREDGE | 7600 |  | 1 |  |  | 0.1 |  | Outdoor | next to meter
NJADRE1555672641 | Administratively Determined Incentive Program | PARSIPPANY - TROY HILLS | 7054 | 3 | 10.5 | Residential | Behind the Meter | No | Net Metered Residential | New Jersey Power Solutions |  | JCP&L | Accepted | 2024-01-18 | 2024-02-09 | 2025-02-09 | Solar Panels | REC420AA PURE-R | REC |  | 0.42 | 12 | 163 | 18 |  | Fixed | Roof
NJADRE1555672641 | Administratively Determined Incentive Program | PARSIPPANY - TROY HILLS | 7054 | 3 | 10.5 | Residential | Behind the Meter | No | Net Metered Residential | New Jersey Power Solutions |  | JCP&L | Accepted | 2024-01-18 | 2024-02-09 | 2025-02-09 | Solar Panels | REC420AA PURE R | REC |  | 0.42 | 6 | 72 | 19 |  | Fixed | Roof
NJADRE1555672641 | Administratively Determined Incentive Program | PARSIPPANY - TROY HILLS | 7054 | 3 | 10.5 | Residential | Behind the Meter | No | Net Metered Residential | New Jersey Power Solutions |  | JCP&L | Accepted | 2024-01-18 | 2024-02-09 | 2025-02-09 | Solar Panels | REC420AA PURE R | REC |  | 0.42 | 7 | 253 | 18 |  | Fixed | Roof
NJADRE1555672641 | Administratively Determined Incentive Program | PARSIPPANY - TROY HILLS | 7054 | 3 | 10.5 | Residential | Behind the Meter | No | Net Metered Residential | New Jersey Power Solutions |  | JCP&L | Accepted | 2024-01-18 | 2024-02-09 | 2025-02-09 | Inverters | Enphase | IQ7X-96-2-US | 315 |  | 25 |  |  | 0.975 |  | Outside
NJADRE1555672644 | Administratively Determined Incentive Program | RIO GRANDE | 8242 | 21 | 7.29 | Residential | Behind the Meter | Yes | Net Metered Residential | Trinity Solar |  | AC Electric | Accepted | 2024-01-18 | 2024-02-09 | 2025-02-09 | Inverters | Solar Edge | SE6000H-US | 6000 |  | 1 |  |  | 0.97 |  | Outdoor
NJADRE1555672644 | Administratively Determined Incentive Program | RIO GRANDE | 8242 | 21 | 7.29 | Residential | Behind the Meter | Yes | Net Metered Residential | Trinity Solar |  | AC Electric | Accepted | 2024-01-18 | 2024-02-09 | 2025-02-09 | Solar Panels | HANWHA | HANWHA 405 (Q.PEAK DUO BLK ML-G10+ 405) |  | 0.405 | 2 | 270 | 20 |  | Fixed | Roof
NJADRE1555672644 | Administratively Determined Incentive Program | RIO GRANDE | 8242 | 21 | 7.29 | Residential | Behind the Meter | Yes | Net Metered Residential | Trinity Solar |  | AC Electric | Accepted | 2024-01-18 | 2024-02-09 | 2025-02-09 | Solar Panels | HANWHA | HANWHA 405 (Q.PEAK DUO BLK ML-G10+ 405) |  | 0.405 | 10 | 180 | 20 |  | Fixed | Roof
NJADRE1555672644 | Administratively Determined Incentive Program | RIO GRANDE | 8242 | 21 | 7.29 | Residential | Behind the Meter | Yes | Net Metered Residential | Trinity Solar |  | AC Electric | Accepted | 2024-01-18 | 2024-02-09 | 2025-02-09 | Solar Panels | HANWHA | HANWHA 405 (Q.PEAK DUO BLK ML-G10+ 405) |  | 0.405 | 4 | 180 | 20 |  | Fixed | Roof
NJADRE1555672644 | Administratively Determined Incentive Program | RIO GRANDE | 8242 | 21 | 7.29 | Residential | Behind the Meter | Yes | Net Metered Residential | Trinity Solar |  | AC Electric | Accepted | 2024-01-18 | 2024-02-09 | 2025-02-09 | Solar Panels | HANWHA | HANWHA 405 (Q.PEAK DUO BLK ML-G10+ 405) |  | 0.405 | 2 | 270 | 20 |  | Fixed | Roof
NJADRE1555672652 | Administratively Determined Incentive Program | WILLINGBORO | 8046 | 13 | 8.51 | Residential | Behind the Meter | Yes | Net Metered Residential | Sunny Mac LLC |  | PSE&G | Accepted | 2024-01-18 | 2024-02-09 | 2025-02-09 | Solar Panels | Q.PEAK DUO BLK ML-G10+ 405 | HANWHA |  | 0.405 | 11 | 247 | 23 |  | Fixed | Roof
NJADRE1555672652 | Administratively Determined Incentive Program | WILLINGBORO | 8046 | 13 | 8.51 | Residential | Behind the Meter | Yes | Net Metered Residential | Sunny Mac LLC |  | PSE&G | Accepted | 2024-01-18 | 2024-02-09 | 2025-02-09 | Solar Panels | Q.PEAK DUO BLK ML-G10+ 405 | HANWHA |  | 0.405 | 10 | 157 | 29 |  | Fixed | Roof
NJADRE1555672652 | Administratively Determined Incentive Program | WILLINGBORO | 8046 | 13 | 8.51 | Residential | Behind the Meter | Yes | Net Metered Residential | Sunny Mac LLC |  | PSE&G | Accepted | 2024-01-18 | 2024-02-09 | 2025-02-09 | Inverters | SE7600H-US | Solaredge | 7600 |  | 1 |  |  | 0.1 |  | Outdoor | next to meter
NJADRE1555672660 | Administratively Determined Incentive Program | MOORESTOWN | 8057 | 13 | 8.8 | Residential | Behind the Meter | Yes | Net Metered Residential | Sunrun Installation Services, Inc. |  | PSE&G | Accepted | 2024-01-18 | 2024-02-09 | 2025-02-09 | Inverters | SolarEdge Technologies | SE6000H-USSN | 6000 |  | 1 |  |  | 0.99 |  | Outside | Next to Meter
NJADRE1555672660 | Administratively Determined Incentive Program | MOORESTOWN | 8057 | 13 | 8.8 | Residential | Behind the Meter | Yes | Net Metered Residential | Sunrun Installation Services, Inc. |  | PSE&G | Accepted | 2024-01-18 | 2024-02-09 | 2025-02-09 | Solar Panels | HANWHA Q-CELLS | Q.PEAK DUO BLK ML-G10+/T 400 |  | 0.4 | 12 | 199 | 25 |  | Fixed | Roof
NJADRE1555672660 | Administratively Determined Incentive Program | MOORESTOWN | 8057 | 13 | 8.8 | Residential | Behind the Meter | Yes | Net Metered Residential | Sunrun Installation Services, Inc. |  | PSE&G | Accepted | 2024-01-18 | 2024-02-09 | 2025-02-09 | Solar Panels | HANWHA Q-CELLS | Q.PEAK DUO BLK ML-G10+/T 400 |  | 0.4 | 10 | 19 | 25 |  | Fixed | Roof
NJADRE1555672661 | Administratively Determined Incentive Program | MOUNT ROYAL | 8061 | 15 | 17.82 | Residential | Behind the Meter | Yes | Net Metered Residential | Trinity Solar |  | AC Electric | Accepted | 2024-01-18 | 2024-02-09 | 2025-02-09 | Solar Panels | HANWHA | (Q.PEAK DUO BLK ML-G10+ 405) |  | 0.405 | 28 | 157 | 27 |  | Fixed | Roof
NJADRE1555672661 | Administratively Determined Incentive Program | MOUNT ROYAL | 8061 | 15 | 17.82 | Residential | Behind the Meter | Yes | Net Metered Residential | Trinity Solar |  | AC Electric | Accepted | 2024-01-18 | 2024-02-09 | 2025-02-09 | Solar Panels | HANWHA | (Q.PEAK DUO BLK ML-G10+ 405) |  | 0.405 | 10 | 337 | 27 |  | Fixed | Roof
NJADRE1555672661 | Administratively Determined Incentive Program | MOUNT ROYAL | 8061 | 15 | 17.82 | Residential | Behind the Meter | Yes | Net Metered Residential | Trinity Solar |  | AC Electric | Accepted | 2024-01-18 | 2024-02-09 | 2025-02-09 | Solar Panels | HANWHA | (Q.PEAK DUO BLK ML-G10+ 405) |  | 0.405 | 6 | 157 | 27 |  | Fixed | Roof
NJADRE1555672661 | Administratively Determined Incentive Program | MOUNT ROYAL | 8061 | 15 | 17.82 | Residential | Behind the Meter | Yes | Net Metered Residential | Trinity Solar |  | AC Electric | Accepted | 2024-01-18 | 2024-02-09 | 2025-02-09 | Inverters | Solar Edge | SE10000H-US | 10000 |  | 1 |  |  | 0.97 |  | Outside
NJADRE1555672661 | Administratively Determined Incentive Program | MOUNT ROYAL | 8061 | 15 | 17.82 | Residential | Behind the Meter | Yes | Net Metered Residential | Trinity Solar |  | AC Electric | Accepted | 2024-01-18 | 2024-02-09 | 2025-02-09 | Inverters | Solar Edge | SE3800H-US | 3800 |  | 1 |  |  | 0.97 |  | Outside
NJADRE1555672667 | Administratively Determined Incentive Program | BASKING RIDGE | 7920 | 5 | 7.7 | Residential | Behind the Meter | Yes | Net Metered Residential | Sunny Mac LLC |  | JCP&L | Accepted | 2024-01-18 | 2024-02-09 | 2025-02-09 | Solar Panels | Q.PEAK DUO BLK ML-G10+ 405 | HANWHA |  | 0.405 | 15 | 195 | 34 |  | Fixed | Roof
NJADRE1555672667 | Administratively Determined Incentive Program | BASKING RIDGE | 7920 | 5 | 7.7 | Residential | Behind the Meter | Yes | Net Metered Residential | Sunny Mac LLC |  | JCP&L | Accepted | 2024-01-18 | 2024-02-09 | 2025-02-09 | Solar Panels | Q.PEAK DUO BLK ML-G10+ 405 | HANWHA |  | 0.405 | 4 | 104 | 40 |  | Fixed | Roof
NJADRE1555672667 | Administratively Determined Incentive Program | BASKING RIDGE | 7920 | 5 | 7.7 | Residential | Behind the Meter | Yes | Net Metered Residential | Sunny Mac LLC |  | JCP&L | Accepted | 2024-01-18 | 2024-02-09 | 2025-02-09 | Inverters | SE6000H-US | Solaredge | 6000 |  | 1 |  |  | 0.1 |  | Outdoor | next to meter
NJADRE1555672671 | Administratively Determined Incentive Program | BARNEGAT | 8005 | 18 | 8.51 | Residential | Behind the Meter | Yes | Net Metered Residential | Sunrun Installation Services, Inc |  | JCP&L | Accepted | 2024-01-18 | 2024-02-09 | 2025-02-09 | Inverters | SOLAREDGE TECHNOLOGIES | SE6000H-USSN | 6000 |  | 1 |  |  | 0.99 |  | Outdoor | Next To Meter
NJADRE1555672671 | Administratively Determined Incentive Program | BARNEGAT | 8005 | 18 | 8.51 | Residential | Behind the Meter | Yes | Net Metered Residential | Sunrun Installation Services, Inc |  | JCP&L | Accepted | 2024-01-18 | 2024-02-09 | 2025-02-09 | Solar Panels | HANWHA Q-CELLS | Q.PEAK DUO BLK ML-G10+ 405 |  | 0.405 | 19 | 31 | 22 |  | Fixed | Roof
NJADRE1555672671 | Administratively Determined Incentive Program | BARNEGAT | 8005 | 18 | 8.51 | Residential | Behind the Meter | Yes | Net Metered Residential | Sunrun Installation Services, Inc |  | JCP&L | Accepted | 2024-01-18 | 2024-02-09 | 2025-02-09 | Solar Panels | HANWHA Q-CELLS | Q.PEAK DUO BLK ML-G10+ 405 |  | 0.405 | 2 | 211 | 23 |  | Fixed | Roof
NJADRE1555672676 | Administratively Determined Incentive Program | BLACKWOOD | 8012 | 14 | 8.91 | Residential | Behind the Meter | Yes | Net Metered Residential | Sunrun Installation Services, Inc. |  | PSE&G | Accepted | 2024-01-18 | 2024-02-09 | 2025-02-09 | Inverters | DELTA ELECTRONICS | E10-TL-US | 10000 |  | 1 |  |  | 0.975 |  | Outdoor | Next To Meter
NJADRE1555672676 | Administratively Determined Incentive Program | BLACKWOOD | 8012 | 14 | 8.91 | Residential | Behind the Meter | Yes | Net Metered Residential | Sunrun Installation Services, Inc. |  | PSE&G | Accepted | 2024-01-18 | 2024-02-09 | 2025-02-09 | Solar Panels | HANWHA Q-CELLS | Q.PEAK DUO BLK ML-G10+ 405 |  | 0.405 | 10 | 312 | 19 |  | Fixed | Roof
NJADRE1555672676 | Administratively Determined Incentive Program | BLACKWOOD | 8012 | 14 | 8.91 | Residential | Behind the Meter | Yes | Net Metered Residential | Sunrun Installation Services, Inc. |  | PSE&G | Accepted | 2024-01-18 | 2024-02-09 | 2025-02-09 | Solar Panels | HANWHA Q-CELLS | Q.PEAK DUO BLK ML-G10+ 405 |  | 0.405 | 12 | 132 | 19 |  | Fixed | Roof
NJADRE1555672680 | Administratively Determined Incentive Program | SEWELL | 8080 | 15 | 5.74 | Residential | Behind the Meter | Yes | Net Metered Residential | Skyline Solar, LLC |  | AC Electric | Accepted | 2024-01-18 | 2024-02-09 | 2025-02-09 | Solar Panels | Q CELLS | Q.PEAK DUO BLK ML-G10+ |  | 0.41 | 10 | 125 | 21 |  | Fixed | Roof
NJADRE1555672680 | Administratively Determined Incentive Program | SEWELL | 8080 | 15 | 5.74 | Residential | Behind the Meter | Yes | Net Metered Residential | Skyline Solar, LLC |  | AC Electric | Accepted | 2024-01-18 | 2024-02-09 | 2025-02-09 | Solar Panels | Q CELLS | Q.PEAK DUO BLK ML-G10+ |  | 0.41 | 4 | 305 | 21 |  | Fixed | Roof
NJADRE1555672680 | Administratively Determined Incentive Program | SEWELL | 8080 | 15 | 5.74 | Residential | Behind the Meter | Yes | Net Metered Residential | Skyline Solar, LLC |  | AC Electric | Accepted | 2024-01-18 | 2024-02-09 | 2025-02-09 | Inverters | ENPHASE | IQ8PLUS -72-2-US | 290 |  | 14 |  |  | 0.976 |  | Outdoor
NJADRE1555672694 | Administratively Determined Incentive Program | LANOKA HARBOR | 8734 | 18 | 5.67 | Residential | Behind the Meter | Yes | Net Metered Residential | Trinity Solar |  | JCP&L | Accepted | 2024-01-18 | 2024-02-09 | 2025-02-09 | Inverters | Solar Edge | SE5000H-US | 5 |  | 1 |  |  | 0.97 |  | Outdoor
NJADRE1555672694 | Administratively Determined Incentive Program | LANOKA HARBOR | 8734 | 18 | 5.67 | Residential | Behind the Meter | Yes | Net Metered Residential | Trinity Solar |  | JCP&L | Accepted | 2024-01-18 | 2024-02-09 | 2025-02-09 | Solar Panels | Hanwha | Q.PEAK DUO BLK ML-G10+ 405 |  | 0.405 | 11 | 94 | 18 |  | Fixed | Roof
NJADRE1555672694 | Administratively Determined Incentive Program | LANOKA HARBOR | 8734 | 18 | 5.67 | Residential | Behind the Meter | Yes | Net Metered Residential | Trinity Solar |  | JCP&L | Accepted | 2024-01-18 | 2024-02-09 | 2025-02-09 | Solar Panels | Hanwha | Q.PEAK DUO BLK ML-G10+ 405 |  | 0.405 | 3 | 184 | 18 |  | Fixed | Roof
NJADRE1555672712 | Administratively Determined Incentive Program | HILLSDALE | 7642 | 7 | 12.96 | Residential | Behind the Meter | No | Net Metered Residential | EMT Renewables |  | PSE&G | Accepted | 2024-01-18 | 2024-02-09 | 2025-02-09 | Inverters | ENPHASE | IQ8+ | 290 |  | 32 |  |  | 0.98 |  | Other | UNDER EACH PANEL
NJADRE1555672712 | Administratively Determined Incentive Program | HILLSDALE | 7642 | 7 | 12.96 | Residential | Behind the Meter | No | Net Metered Residential | EMT Renewables |  | PSE&G | Accepted | 2024-01-18 | 2024-02-09 | 2025-02-09 | Solar Panels | Q CELLS | Q PEAK DUO BLK |  | 0.405 | 19 | 351 | 22 |  | Fixed | Roof
NJADRE1555672712 | Administratively Determined Incentive Program | HILLSDALE | 7642 | 7 | 12.96 | Residential | Behind the Meter | No | Net Metered Residential | EMT Renewables |  | PSE&G | Accepted | 2024-01-18 | 2024-02-09 | 2025-02-09 | Solar Panels | Q CELLS | Q PEAK DUO BLK |  | 0.405 | 7 | 171 | 20 |  | Fixed | Roof
NJADRE1555672712 | Administratively Determined Incentive Program | HILLSDALE | 7642 | 7 | 12.96 | Residential | Behind the Meter | No | Net Metered Residential | EMT Renewables |  | PSE&G | Accepted | 2024-01-18 | 2024-02-09 | 2025-02-09 | Solar Panels | Q CELLS | Q PEAK DUO BLK |  | 0.405 | 5 | 171 | 20 |  | Fixed | Roof
NJADRE1555672712 | Administratively Determined Incentive Program | HILLSDALE | 7642 | 7 | 12.96 | Residential | Behind the Meter | No | Net Metered Residential | EMT Renewables |  | PSE&G | Accepted | 2024-01-18 | 2024-02-09 | 2025-02-09 | Solar Panels | Q CELLS | Q PEAK DUO BLK |  | 0.405 | 1 | 261 | 19 |  | Fixed | Roof
NJADRE1555672752 | Administratively Determined Incentive Program | BOGOTA | 7603 | 7 | 8.86 | Residential | Behind the Meter | Yes | Net Metered Residential | Freedom Forever New Jersey LLC |  | PSE&G | Accepted | 2024-01-18 | 2024-02-19 | 2025-02-19 | Inverters | Solar Edge | SE6000H-USRGM [SI1 | 6000 |  | 1 |  |  | 0.99 |  | Outdoor
NJADRE1555672752 | Administratively Determined Incentive Program | BOGOTA | 7603 | 7 | 8.86 | Residential | Behind the Meter | Yes | Net Metered Residential | Freedom Forever New Jersey LLC |  | PSE&G | Accepted | 2024-01-18 | 2024-02-19 | 2025-02-19 | Solar Panels | JINKO SOLAR | JKM385M-6RL3-B |  | 0.385 | 10 | 20 | 40 |  | Fixed | Roof
NJADRE1555672752 | Administratively Determined Incentive Program | BOGOTA | 7603 | 7 | 8.86 | Residential | Behind the Meter | Yes | Net Metered Residential | Freedom Forever New Jersey LLC |  | PSE&G | Accepted | 2024-01-18 | 2024-02-19 | 2025-02-19 | Solar Panels | JINKO SOLAR | JKM385M-6RL3-B |  | 0.385 | 13 | 200 | 40 |  | Fixed | Roof
NJADRE1555672768 | Administratively Determined Incentive Program | HAMILTON TWP MER | 8610 | 12 | 12 | Residential | Behind the Meter | Yes | Net Metered Residential | Sunrun, Inc. |  | PSE&G | Accepted | 2024-01-18 | 2024-02-09 | 2025-02-09 | Inverters | SOLAREDGE TECHNOLOGIES | SE10000H-USSN | 10000 |  | 1 |  |  | 0.99 |  | Outdoor | Next To Meter
NJADRE1555672768 | Administratively Determined Incentive Program | HAMILTON TWP MER | 8610 | 12 | 12 | Residential | Behind the Meter | Yes | Net Metered Residential | Sunrun, Inc. |  | PSE&G | Accepted | 2024-01-18 | 2024-02-09 | 2025-02-09 | Solar Panels | HANWHA Q-CELLS | Q.PEAK DUO BLK ML-G10+/T 400 |  | 0.4 | 16 | 28 | 40 |  | Fixed | Roof
NJADRE1555672768 | Administratively Determined Incentive Program | HAMILTON TWP MER | 8610 | 12 | 12 | Residential | Behind the Meter | Yes | Net Metered Residential | Sunrun, Inc. |  | PSE&G | Accepted | 2024-01-18 | 2024-02-09 | 2025-02-09 | Solar Panels | HANWHA Q-CELLS | Q.PEAK DUO BLK ML-G10+/T 400 |  | 0.4 | 8 | 208 | 8 |  | Fixed | Roof
NJADRE1555672768 | Administratively Determined Incentive Program | HAMILTON TWP MER | 8610 | 12 | 12 | Residential | Behind the Meter | Yes | Net Metered Residential | Sunrun, Inc. |  | PSE&G | Accepted | 2024-01-18 | 2024-02-09 | 2025-02-09 | Solar Panels | SOLAREDGE TECHNOLOGIES | Q.PEAK DUO BLK ML-G10+/T 400 |  | 0.4 | 6 | 208 | 15 |  | Fixed | Roof
NJADRE1555672784 | Administratively Determined Incentive Program | BURLINGTON | 8016 | 13 | 6.4 | Residential | Behind the Meter | Yes | Net Metered Residential | Pro Custom Solar dba Momentum Solar |  | PSE&G | Accepted | 2024-01-18 | 2024-02-09 | 2025-02-09 | Solar Panels | Q. PEAK DUO BLK ML-G10+400 | hanwha |  | 0.4 | 16 | 200 | 45 |  | Fixed | Roof
NJADRE1555672784 | Administratively Determined Incentive Program | BURLINGTON | 8016 | 13 | 6.4 | Residential | Behind the Meter | Yes | Net Metered Residential | Pro Custom Solar dba Momentum Solar |  | PSE&G | Accepted | 2024-01-18 | 2024-02-09 | 2025-02-09 | Inverters | IQ8PLUS-72-2-US | enphase | 290 |  | 16 |  |  | 0.97 |  | Outdoor
NJADRE1555672812 | Administratively Determined Incentive Program | MORRISTOWN | 7960 | 3 | 662.72 | Commercial | Behind the Meter | Yes | Small Net-Metered Non-Residential located on Rooftop, Carport, Canopy and Floating Solar | Altec Building Systems Corporation |  | JCP&L | Accepted | 2024-01-29 | 2024-03-12 | 2025-03-12 | Inverters | Sungrow | SG60CX-US | 60000 |  | 10 |  |  | 0.985 |  | Outdoor
NJADRE1555672812 | Administratively Determined Incentive Program | MORRISTOWN | 7960 | 3 | 662.72 | Commercial | Behind the Meter | Yes | Small Net-Metered Non-Residential located on Rooftop, Carport, Canopy and Floating Solar | Altec Building Systems Corporation |  | JCP&L | Accepted | 2024-01-29 | 2024-03-12 | 2025-03-12 | Solar Panels | HT-SAAE | HT72-18-545 |  | 0.545 | 1216 | 210 | 3 |  | Fixed | Parking Lot
NJADRE1555672812 | Administratively Determined Incentive Program | MORRISTOWN | 7960 | 3 | 662.72 | Commercial | Behind the Meter | Yes | Small Net-Metered Non-Residential located on Rooftop, Carport, Canopy and Floating Solar | Altec Building Systems Corporation |  | JCP&L | Accepted | 2024-01-29 | 2024-03-12 | 2025-03-12 | Meters | Elkor Technologies Inc. | W2-M1-5A-DL |  |  | 1 |  |  |  | Yes
NJADRE1555672814 | Administratively Determined Incentive Program | MILFORD | 8848 | 4 | 7.7 | Residential | Behind the Meter | No | Net Metered Residential | EMT Renewables |  | JCP&L | Accepted | 2024-01-18 | 2024-02-09 | 2025-02-09 | Inverters | ENPHASE | IQ8+ | 290 |  | 19 |  |  | 0.98 |  | Other | UNDER EACH PANEL
NJADRE1555672814 | Administratively Determined Incentive Program | MILFORD | 8848 | 4 | 7.7 | Residential | Behind the Meter | No | Net Metered Residential | EMT Renewables |  | JCP&L | Accepted | 2024-01-18 | 2024-02-09 | 2025-02-09 | Solar Panels | Q CELLS | Q PEAK DUO BLK |  | 0.405 | 4 | 66 | 35 |  | Fixed | Roof
NJADRE1555672814 | Administratively Determined Incentive Program | MILFORD | 8848 | 4 | 7.7 | Residential | Behind the Meter | No | Net Metered Residential | EMT Renewables |  | JCP&L | Accepted | 2024-01-18 | 2024-02-09 | 2025-02-09 | Solar Panels | Q CELLS | Q PEAK DUO BLK |  | 0.405 | 4 | 246 | 35 |  | Fixed | Roof
NJADRE1555672814 | Administratively Determined Incentive Program | MILFORD | 8848 | 4 | 7.7 | Residential | Behind the Meter | No | Net Metered Residential | EMT Renewables |  | JCP&L | Accepted | 2024-01-18 | 2024-02-09 | 2025-02-09 | Solar Panels | Q CELLS | Q PEAK DUO BLK |  | 0.405 | 7 | 336 | 33 |  | Fixed | Roof
NJADRE1555672814 | Administratively Determined Incentive Program | MILFORD | 8848 | 4 | 7.7 | Residential | Behind the Meter | No | Net Metered Residential | EMT Renewables |  | JCP&L | Accepted | 2024-01-18 | 2024-02-09 | 2025-02-09 | Solar Panels | Q CELLS | Q PEAK DUO BLK |  | 0.405 | 1 | 156 | 33 |  | Fixed | Roof
NJADRE1555672814 | Administratively Determined Incentive Program | MILFORD | 8848 | 4 | 7.7 | Residential | Behind the Meter | No | Net Metered Residential | EMT Renewables |  | JCP&L | Accepted | 2024-01-18 | 2024-02-09 | 2025-02-09 | Solar Panels | Q CELLS | Q PEAK DUO BLK |  | 0.405 | 3 | 336 | 20 |  | Fixed | Roof
NJADRE1555672818 | Administratively Determined Incentive Program | MILLVILLE | 8332 | 20 | 4.05 | Residential | Behind the Meter | Yes | Net Metered Residential | Trinity Solar |  | AC Electric | Accepted | 2024-01-18 | 2024-02-09 | 2025-02-09 | Inverters | Solar Edge | SE3000H-US000BEi4 | 3000 |  | 1 |  |  | 0 |  | Outdoor
NJADRE1555672818 | Administratively Determined Incentive Program | MILLVILLE | 8332 | 20 | 4.05 | Residential | Behind the Meter | Yes | Net Metered Residential | Trinity Solar |  | AC Electric | Accepted | 2024-01-18 | 2024-02-09 | 2025-02-09 | Solar Panels | HANWHA | Q.PEAK DUO BLK ML-G10+ 405 |  | 0.405 | 6 | 172 | 27 |  | Fixed | Roof
NJADRE1555672818 | Administratively Determined Incentive Program | MILLVILLE | 8332 | 20 | 4.05 | Residential | Behind the Meter | Yes | Net Metered Residential | Trinity Solar |  | AC Electric | Accepted | 2024-01-18 | 2024-02-09 | 2025-02-09 | Solar Panels | HANWHA | Q.PEAK DUO BLK ML-G10+ 405 |  | 0.405 | 4 | 352 | 10 |  | Fixed | Roof
NJADRE1555672819 | Administratively Determined Incentive Program | EAST ORANGE | 7017 | 9 | 11.17 | Residential | Behind the Meter | Yes | Net Metered Residential | Freedom Forever New Jersey LLC |  | PSE&G | Accepted | 2024-01-18 | 2024-02-09 | 2025-02-09 | Inverters | Solar Edge | SE7600H-USRGM [SI1 | 7600 |  | 1 |  |  | 0.99 |  | Outside
NJADRE1555672819 | Administratively Determined Incentive Program | EAST ORANGE | 7017 | 9 | 11.17 | Residential | Behind the Meter | Yes | Net Metered Residential | Freedom Forever New Jersey LLC |  | PSE&G | Accepted | 2024-01-18 | 2024-02-09 | 2025-02-09 | Solar Panels | JINKO SOLAR | JKM385M-6RL3-B |  | 0.385 | 15 | 211 | 34 |  | Fixed | Roof
NJADRE1555672819 | Administratively Determined Incentive Program | EAST ORANGE | 7017 | 9 | 11.17 | Residential | Behind the Meter | Yes | Net Metered Residential | Freedom Forever New Jersey LLC |  | PSE&G | Accepted | 2024-01-18 | 2024-02-09 | 2025-02-09 | Solar Panels | JINKO SOLAR | JKM385M-6RL3-B |  | 0.385 | 14 | 31 | 34 |  | Fixed | Roof
NJADRE1555672825 | Administratively Determined Incentive Program | SEA ISLE CITY | 8243 | 21 | 2.84 | Residential | Behind the Meter | Yes | Net Metered Residential | Trinity Solar |  | AC Electric | Accepted | 2024-01-18 | 2024-02-09 | 2025-02-09 | Inverters | Solar Edge | SE3000H-US | 3000 |  | 1 |  |  | 0.97 |  | Outdoor
NJADRE1555672825 | Administratively Determined Incentive Program | SEA ISLE CITY | 8243 | 21 | 2.84 | Residential | Behind the Meter | Yes | Net Metered Residential | Trinity Solar |  | AC Electric | Accepted | 2024-01-18 | 2024-02-09 | 2025-02-09 | Solar Panels | HANWHA | (Q.PEAK DUO BLK ML-G10+ 405) |  | 0.405 | 4 | 201 | 14 |  | Fixed | Roof
NJADRE1555672825 | Administratively Determined Incentive Program | SEA ISLE CITY | 8243 | 21 | 2.84 | Residential | Behind the Meter | Yes | Net Metered Residential | Trinity Solar |  | AC Electric | Accepted | 2024-01-18 | 2024-02-09 | 2025-02-09 | Solar Panels | HANWHA | (Q.PEAK DUO BLK ML-G10+ 405) |  | 0.405 | 3 | 21 | 14 |  | Fixed | Roof
NJADRE1555672837 | Administratively Determined Incentive Program | WOODBURY | 8096 | 15 | 3.08 | Residential | Behind the Meter | Yes | Net Metered Residential | Freedom Forever New Jersey LLC |  | PSE&G | Accepted | 2024-01-18 | 2024-02-09 | 2025-02-09 | Inverters | Solar Edge | SE3800H-USRGM [SI1] | 3800 |  | 1 |  |  | 0.99 |  | Outdoor
NJADRE1555672837 | Administratively Determined Incentive Program | WOODBURY | 8096 | 15 | 3.08 | Residential | Behind the Meter | Yes | Net Metered Residential | Freedom Forever New Jersey LLC |  | PSE&G | Accepted | 2024-01-18 | 2024-02-09 | 2025-02-09 | Solar Panels | JINKO SOLAR | JKM385M-6RL3-B |  | 0.385 | 8 | 123 | 48 |  | Fixed | Roof
NJADRE1555672851 | Administratively Determined Incentive Program | MOUNT HOLLY | 8060 | 13 | 8.2 | Residential | Behind the Meter | Yes | Net Metered Residential | Rhythm Solar |  | PSE&G | Accepted | 2024-01-18 | 2024-02-09 | 2025-02-09 | Meters | Enphase | X2-IQ-AM1-240-4 |  |  | 1 |  |  |  | Yes | Outdoor
NJADRE1555672851 | Administratively Determined Incentive Program | MOUNT HOLLY | 8060 | 13 | 8.2 | Residential | Behind the Meter | Yes | Net Metered Residential | Rhythm Solar |  | PSE&G | Accepted | 2024-01-18 | 2024-02-09 | 2025-02-09 | Inverters | Enphase | IQ8PLUS-72-2-US | 290 |  | 16 |  |  | 0.976 |  | Outside | Under each pv panel
NJADRE1555672851 | Administratively Determined Incentive Program | MOUNT HOLLY | 8060 | 13 | 8.2 | Residential | Behind the Meter | Yes | Net Metered Residential | Rhythm Solar |  | PSE&G | Accepted | 2024-01-18 | 2024-02-09 | 2025-02-09 | Inverters | Enphase | IQ8PLUS-72-2-US | 290 |  | 4 |  |  | 0.976 |  | Outside | Under each pv panel
NJADRE1555672851 | Administratively Determined Incentive Program | MOUNT HOLLY | 8060 | 13 | 8.2 | Residential | Behind the Meter | Yes | Net Metered Residential | Rhythm Solar |  | PSE&G | Accepted | 2024-01-18 | 2024-02-09 | 2025-02-09 | Solar Panels | Znshine | ZXM7-SH108 410W |  | 0.41 | 16 | 166 | 26 |  | Fixed | Roof
NJADRE1555672851 | Administratively Determined Incentive Program | MOUNT HOLLY | 8060 | 13 | 8.2 | Residential | Behind the Meter | Yes | Net Metered Residential | Rhythm Solar |  | PSE&G | Accepted | 2024-01-18 | 2024-02-09 | 2025-02-09 | Solar Panels | Znshine | ZXM7-SH108 410W |  | 0.41 | 4 | 346 | 26 |  | Fixed | Roof
NJADRE1555672896 | Administratively Determined Incentive Program | NORTH BERGEN | 7047 | 8 | 6.16 | Residential | Behind the Meter | Yes | Net Metered Residential | Freedom Forever New Jersey LLC |  | PSE&G | Accepted | 2024-01-18 | 2024-02-13 | 2025-02-13 | Inverters | Solar Edge | SE5000H-USRGM [SI1] | 5000 |  | 1 |  |  | 0.99 |  | Outside
NJADRE1555672896 | Administratively Determined Incentive Program | NORTH BERGEN | 7047 | 8 | 6.16 | Residential | Behind the Meter | Yes | Net Metered Residential | Freedom Forever New Jersey LLC |  | PSE&G | Accepted | 2024-01-18 | 2024-02-13 | 2025-02-13 | Solar Panels | JINKO SOLAR | JKM385M-6RL3-B |  | 0.385 | 2 | 119 | 40 |  | Fixed | Roof
NJADRE1555672896 | Administratively Determined Incentive Program | NORTH BERGEN | 7047 | 8 | 6.16 | Residential | Behind the Meter | Yes | Net Metered Residential | Freedom Forever New Jersey LLC |  | PSE&G | Accepted | 2024-01-18 | 2024-02-13 | 2025-02-13 | Solar Panels | JINKO SOLAR | JKM385M-6RL3-B |  | 0.385 | 2 | 299 | 40 |  | Fixed | Roof
NJADRE1555672896 | Administratively Determined Incentive Program | NORTH BERGEN | 7047 | 8 | 6.16 | Residential | Behind the Meter | Yes | Net Metered Residential | Freedom Forever New Jersey LLC |  | PSE&G | Accepted | 2024-01-18 | 2024-02-13 | 2025-02-13 | Solar Panels | JINKO SOLAR | JKM385M-6RL3-B |  | 0.385 | 5 | 119 | 10 |  | Fixed | Roof
NJADRE1555672896 | Administratively Determined Incentive Program | NORTH BERGEN | 7047 | 8 | 6.16 | Residential | Behind the Meter | Yes | Net Metered Residential | Freedom Forever New Jersey LLC |  | PSE&G | Accepted | 2024-01-18 | 2024-02-13 | 2025-02-13 | Solar Panels | JINKO SOLAR | JKM385M-6RL3-B |  | 0.385 | 4 | 299 | 10 |  | Fixed | Roof
NJADRE1555672896 | Administratively Determined Incentive Program | NORTH BERGEN | 7047 | 8 | 6.16 | Residential | Behind the Meter | Yes | Net Metered Residential | Freedom Forever New Jersey LLC |  | PSE&G | Accepted | 2024-01-18 | 2024-02-13 | 2025-02-13 | Solar Panels | JINKO SOLAR | JKM385M-6RL3-B |  | 0.385 | 3 | 299 | 10 |  | Fixed | Roof
NJADRE1555672898 | Administratively Determined Incentive Program | PLEASANTVILLE | 8232 | 19 | 4.86 | Residential | Behind the Meter | Yes | Net Metered Residential | Sunrun Installation Services, Inc |  | AC Electric | Accepted | 2024-01-18 | 2024-02-09 | 2025-02-09 | Inverters | SOLAREDGE TECHNOLOGIES | SE3800H-USMN | 3800 |  | 1 |  |  | 0.99 |  | Outdoor | Next To Meter
NJADRE1555672898 | Administratively Determined Incentive Program | PLEASANTVILLE | 8232 | 19 | 4.86 | Residential | Behind the Meter | Yes | Net Metered Residential | Sunrun Installation Services, Inc |  | AC Electric | Accepted | 2024-01-18 | 2024-02-09 | 2025-02-09 | Solar Panels | HANWHA Q-CELLS | Q.PEAK DUO BLK ML-G10+ 405 |  | 0.405 | 5 | 224 | 26 |  | Fixed | Roof
NJADRE1555672898 | Administratively Determined Incentive Program | PLEASANTVILLE | 8232 | 19 | 4.86 | Residential | Behind the Meter | Yes | Net Metered Residential | Sunrun Installation Services, Inc |  | AC Electric | Accepted | 2024-01-18 | 2024-02-09 | 2025-02-09 | Solar Panels | HANWHA Q-CELLS | Q.PEAK DUO BLK ML-G10+ 405 |  | 0.405 | 7 | 45 | 26 |  | Fixed | Roof
NJADRE1555672900 | Administratively Determined Incentive Program | LINDEN | 7036 | 10 | 7.56 | Residential | Behind the Meter | No | Net Metered Residential | Sunrun Installation Services, Inc. |  | PSE&G | Accepted | 2024-01-18 | 2024-02-09 | 2025-02-09 | Inverters | SolarEdge Technologies | SE6000H-USSN | 6000 |  | 1 |  |  | 0.99 |  | Outside
NJADRE1555672900 | Administratively Determined Incentive Program | LINDEN | 7036 | 10 | 7.56 | Residential | Behind the Meter | No | Net Metered Residential | Sunrun Installation Services, Inc. |  | PSE&G | Accepted | 2024-01-18 | 2024-02-09 | 2025-02-09 | Solar Panels | Trina Solar | TSM-360DE06X.05(II) |  | 0.36 | 21 | 219 | 21 |  | Fixed | Roof
NJADRE1555672904 | Administratively Determined Incentive Program | ATLANTIC CITY | 8401 | 19 | 7.2 | Residential | Behind the Meter | Yes | Net Metered Residential | Sunrun Installation Services, Inc. |  | AC Electric | Accepted | 2024-01-18 | 2024-02-09 | 2025-02-09 | Inverters | SOLAREDGE TECHNOLOGIES | SE6000H-USSN | 6000 |  | 1 |  |  | 0.99 |  | Outside | Next to Meter
NJADRE1555672904 | Administratively Determined Incentive Program | ATLANTIC CITY | 8401 | 19 | 7.2 | Residential | Behind the Meter | Yes | Net Metered Residential | Sunrun Installation Services, Inc. |  | AC Electric | Accepted | 2024-01-18 | 2024-02-09 | 2025-02-09 | Solar Panels | HANWHA Q-CELLS | Q.PEAK DUO BLK ML-G10+/T 400 |  | 0.4 | 18 | 238 | 33 |  | Fixed | Roof
NJADRE1555672931 | Administratively Determined Incentive Program | Woolwich Township | 8085 | 15 | 22.12 | Residential | Behind the Meter | Yes | Net Metered Residential | Seapoint Solar Energy LLC |  | AC Electric | Accepted | 2024-01-22 | 2024-02-13 | 2025-02-13 | Solar Panels | Canadian Solar | CS6R-395MS-HL |  | 0.395 | 28 | 136 | 20 |  | Fixed | Roof
NJADRE1555672931 | Administratively Determined Incentive Program | Woolwich Township | 8085 | 15 | 22.12 | Residential | Behind the Meter | Yes | Net Metered Residential | Seapoint Solar Energy LLC |  | AC Electric | Accepted | 2024-01-22 | 2024-02-13 | 2025-02-13 | Solar Panels | Canadian Solar | CS6R-395MS-HL |  | 0.395 | 28 | 316 | 20 |  | Fixed | Roof
NJADRE1555672931 | Administratively Determined Incentive Program | Woolwich Township | 8085 | 15 | 22.12 | Residential | Behind the Meter | Yes | Net Metered Residential | Seapoint Solar Energy LLC |  | AC Electric | Accepted | 2024-01-22 | 2024-02-13 | 2025-02-13 | Inverters | Enphase | IQ8PLUS-72-2-US | 290 |  | 56 |  |  | 0.97 |  | Outdoor
NJADRE1555672936 | Administratively Determined Incentive Program | ERIAL | 8081 | 14 | 3.24 | Residential | Behind the Meter | Yes | Net Metered Residential | Sunrun Installation Services, Inc |  | AC Electric | Accepted | 2024-01-18 | 2024-02-27 | 2025-02-27 | Inverters | SOLAREDGE TECHNOLOGIES | SE3800H-USMN | 3800 |  | 1 |  |  | 0.99 |  | Outdoor | Next To Meter
NJADRE1555672936 | Administratively Determined Incentive Program | ERIAL | 8081 | 14 | 3.24 | Residential | Behind the Meter | Yes | Net Metered Residential | Sunrun Installation Services, Inc |  | AC Electric | Accepted | 2024-01-18 | 2024-02-27 | 2025-02-27 | Solar Panels | HANWHA Q-CELLS | Q.PEAK DUO BLK ML-G10+ 405 |  | 0.405 | 2 | 221 | 27 |  | Fixed | Roof
NJADRE1555672936 | Administratively Determined Incentive Program | ERIAL | 8081 | 14 | 3.24 | Residential | Behind the Meter | Yes | Net Metered Residential | Sunrun Installation Services, Inc |  | AC Electric | Accepted | 2024-01-18 | 2024-02-27 | 2025-02-27 | Solar Panels | HANWHA Q-CELLS | Q.PEAK DUO BLK ML-G10+ 405 |  | 0.405 | 6 | 41 | 19 |  | Fixed | Roof
NJADRE1555672938 | Administratively Determined Incentive Program | JAMESBURG | 8831 | 11 | 8.51 | Residential | Behind the Meter | Yes | Net Metered Residential | EMT Renewables |  | JCP&L | Accepted | 2024-01-18 | 2024-02-09 | 2025-02-09 | Inverters | ENPHASE | IQ8+ | 290 |  | 21 |  |  | 0.98 |  | Other | UNDER EACH PANEL
NJADRE1555672938 | Administratively Determined Incentive Program | JAMESBURG | 8831 | 11 | 8.51 | Residential | Behind the Meter | Yes | Net Metered Residential | EMT Renewables |  | JCP&L | Accepted | 2024-01-18 | 2024-02-09 | 2025-02-09 | Solar Panels | Q CELLS | Q PEAK DUO BLK |  | 0.405 | 10 | 223 | 19 |  | Fixed | Roof
NJADRE1555672938 | Administratively Determined Incentive Program | JAMESBURG | 8831 | 11 | 8.51 | Residential | Behind the Meter | Yes | Net Metered Residential | EMT Renewables |  | JCP&L | Accepted | 2024-01-18 | 2024-02-09 | 2025-02-09 | Solar Panels | Q CELLS | Q PEAK DUO BLK |  | 0.405 | 11 | 43 | 19 |  | Fixed | Roof
NJADRE1555672946 | Administratively Determined Incentive Program | UNION | 7083 | 10 | 7.2 | Residential | Behind the Meter | Yes | Net Metered Residential | Pro Custom Solar dba Momentum Solar |  | PSE&G | Accepted | 2024-01-18 | 2024-02-09 | 2025-02-09 | Solar Panels | Q. PEAK DUO BLK ML-G10+400 | hanwha |  | 0.4 | 13 | 129 | 31 |  | Fixed | Roof
NJADRE1555672946 | Administratively Determined Incentive Program | UNION | 7083 | 10 | 7.2 | Residential | Behind the Meter | Yes | Net Metered Residential | Pro Custom Solar dba Momentum Solar |  | PSE&G | Accepted | 2024-01-18 | 2024-02-09 | 2025-02-09 | Solar Panels | Q. PEAK DUO BLK ML-G10+400 | hanwha |  | 0.4 | 5 | 309 | 31 |  | Fixed | Roof
NJADRE1555672946 | Administratively Determined Incentive Program | UNION | 7083 | 10 | 7.2 | Residential | Behind the Meter | Yes | Net Metered Residential | Pro Custom Solar dba Momentum Solar |  | PSE&G | Accepted | 2024-01-18 | 2024-02-09 | 2025-02-09 | Inverters | IQ8PLUS-72-2-US | enphase | 290 |  | 18 |  |  | 0.97 |  | Outdoor
NJADRE1555672958 | Administratively Determined Incentive Program | PISCATAWAY | 8854 | 11 | 8.86 | Residential | Behind the Meter | Yes | Net Metered Residential | Freedom Forever New Jersey LLC |  | PSE&G | Accepted | 2024-01-18 | 2024-02-13 | 2025-02-13 | Inverters | Solar Edge | SE7600H-USRGM [SI1] | 7600 |  | 1 |  |  | 0.99 |  | Outdoor
NJADRE1555672958 | Administratively Determined Incentive Program | PISCATAWAY | 8854 | 11 | 8.86 | Residential | Behind the Meter | Yes | Net Metered Residential | Freedom Forever New Jersey LLC |  | PSE&G | Accepted | 2024-01-18 | 2024-02-13 | 2025-02-13 | Solar Panels | JINKO SOLAR | JKM385M-6RL3-B |  | 0.385 | 8 | 155 | 45 |  | Fixed | Roof
NJADRE1555672958 | Administratively Determined Incentive Program | PISCATAWAY | 8854 | 11 | 8.86 | Residential | Behind the Meter | Yes | Net Metered Residential | Freedom Forever New Jersey LLC |  | PSE&G | Accepted | 2024-01-18 | 2024-02-13 | 2025-02-13 | Solar Panels | JINKO SOLAR | JKM385M-6RL3-B |  | 0.385 | 7 | 335 | 32 |  | Fixed | Roof
NJADRE1555672958 | Administratively Determined Incentive Program | PISCATAWAY | 8854 | 11 | 8.86 | Residential | Behind the Meter | Yes | Net Metered Residential | Freedom Forever New Jersey LLC |  | PSE&G | Accepted | 2024-01-18 | 2024-02-13 | 2025-02-13 | Solar Panels | JINKO SOLAR | JKM385M-6RL3-B |  | 0.385 | 8 | 155 | 32 |  | Fixed | Roof
NJADRE1555672986 | Administratively Determined Incentive Program | ORANGE | 7050 | 9 | 8.4 | Residential | Behind the Meter | No | Net Metered Residential | Fusion Solar Energy |  | PSE&G | Accepted | 2024-01-18 | 2024-02-09 | 2025-02-09 | Inverters | ENPHASE | IQ7PLUS-72-2-US | 290 |  | 21 |  |  | 0.94 |  | Outside
NJADRE1555672986 | Administratively Determined Incentive Program | ORANGE | 7050 | 9 | 8.4 | Residential | Behind the Meter | No | Net Metered Residential | Fusion Solar Energy |  | PSE&G | Accepted | 2024-01-18 | 2024-02-09 | 2025-02-09 | Solar Panels | VSUN | VSUN400-108BMH |  | 0.4 | 5 | 222 | 18 |  | Fixed | Roof
NJADRE1555672986 | Administratively Determined Incentive Program | ORANGE | 7050 | 9 | 8.4 | Residential | Behind the Meter | No | Net Metered Residential | Fusion Solar Energy |  | PSE&G | Accepted | 2024-01-18 | 2024-02-09 | 2025-02-09 | Solar Panels | VSUN | VSUN400-108BMH |  | 0.4 | 16 | 221 | 36 |  | Fixed | Roof
NJADRE1555672991 | Administratively Determined Incentive Program | PISCATAWAY | 8854 | 11 | 8.91 | Residential | Behind the Meter | No | Net Metered Residential | Tesla Energy Operations Inc |  | PSE&G | Accepted | 2024-01-22 | 2024-02-13 | 2025-02-13 | Solar Panels | Hanwha | Q.PEAK DUO BLK ML-G10+/TS 405 |  | 0.405 | 6 | 246 | 36 |  | Fixed | Roof
NJADRE1555672991 | Administratively Determined Incentive Program | PISCATAWAY | 8854 | 11 | 8.91 | Residential | Behind the Meter | No | Net Metered Residential | Tesla Energy Operations Inc |  | PSE&G | Accepted | 2024-01-22 | 2024-02-13 | 2025-02-13 | Solar Panels | Hanwha | Q.PEAK DUO BLK ML-G10+/TS 405 |  | 0.405 | 5 | 156 | 30 |  | Fixed | Roof
NJADRE1555672991 | Administratively Determined Incentive Program | PISCATAWAY | 8854 | 11 | 8.91 | Residential | Behind the Meter | No | Net Metered Residential | Tesla Energy Operations Inc |  | PSE&G | Accepted | 2024-01-22 | 2024-02-13 | 2025-02-13 | Solar Panels | Hanwha | Q.PEAK DUO BLK ML-G10+/TS 405 |  | 0.405 | 3 | 156 | 31 |  | Fixed | Roof
NJADRE1555672991 | Administratively Determined Incentive Program | PISCATAWAY | 8854 | 11 | 8.91 | Residential | Behind the Meter | No | Net Metered Residential | Tesla Energy Operations Inc |  | PSE&G | Accepted | 2024-01-22 | 2024-02-13 | 2025-02-13 | Solar Panels | Hanwha | Q.PEAK DUO BLK ML-G10+/TS 405 |  | 0.405 | 4 | 246 | 36 |  | Fixed | Roof
NJADRE1555672991 | Administratively Determined Incentive Program | PISCATAWAY | 8854 | 11 | 8.91 | Residential | Behind the Meter | No | Net Metered Residential | Tesla Energy Operations Inc |  | PSE&G | Accepted | 2024-01-22 | 2024-02-13 | 2025-02-13 | Solar Panels | Hanwha | Q.PEAK DUO BLK ML-G10+/TS 405 |  | 0.405 | 4 | 336 | 30 |  | Fixed | Roof
NJADRE1555672991 | Administratively Determined Incentive Program | PISCATAWAY | 8854 | 11 | 8.91 | Residential | Behind the Meter | No | Net Metered Residential | Tesla Energy Operations Inc |  | PSE&G | Accepted | 2024-01-22 | 2024-02-13 | 2025-02-13 | Electric Storage Battery | Tesla | Powerwall 3 |  |  | 2 |  |  |  | Lithium Ion |  | Outside
NJADRE1555672991 | Administratively Determined Incentive Program | PISCATAWAY | 8854 | 11 | 8.91 | Residential | Behind the Meter | No | Net Metered Residential | Tesla Energy Operations Inc |  | PSE&G | Accepted | 2024-01-22 | 2024-02-13 | 2025-02-13 | Inverters | Tesla | 1707000-25-G | 11500 |  | 2 |  |  | 0.97 |  | Outside
NJADRE1555673065 | Administratively Determined Incentive Program | WILLINGBORO | 8046 | 13 | 7.7 | Residential | Behind the Meter | Yes | Net Metered Residential | Sunrun Installation Services, Inc. |  | PSE&G | Accepted | 2024-01-18 | 2024-02-09 | 2025-02-09 | Inverters | Delta Electronics | E6-TL-US | 5760 |  | 1 |  |  | 0.97 |  | Outdoor
NJADRE1555673065 | Administratively Determined Incentive Program | WILLINGBORO | 8046 | 13 | 7.7 | Residential | Behind the Meter | Yes | Net Metered Residential | Sunrun Installation Services, Inc. |  | PSE&G | Accepted | 2024-01-18 | 2024-02-09 | 2025-02-09 | Solar Panels | Hanwha Q Cells | Q.PEAK DUO BLK ML-G10+ 405 |  | 0.405 | 19 | 117 | 28 |  | Fixed | Roof
NJADRE1555674107 | Administratively Determined Incentive Program | BOUND BROOK | 8805 | 5 | 8 | Residential | Behind the Meter | No | Net Metered Residential | Morgan Associates and Consulting |  | PSE&G | Accepted | 2024-01-19 | 2024-02-19 | 2025-02-19 | Solar Panels | QCELLS | QPEAK DUO 400W |  | 0.4 | 20 | 282 | 30 |  | Fixed | Roof
NJADRE1555674107 | Administratively Determined Incentive Program | BOUND BROOK | 8805 | 5 | 8 | Residential | Behind the Meter | No | Net Metered Residential | Morgan Associates and Consulting |  | PSE&G | Accepted | 2024-01-19 | 2024-02-19 | 2025-02-19 | Inverters | Enphase | IQ8PLUS | 290 |  | 20 |  |  | 0.98 |  | Outdoor
NJADRE1555675851 | Administratively Determined Incentive Program | Bridgewater | 8807 | 5 | 9.99 | Residential | Behind the Meter | No | Net Metered Residential | Greentech Solar USA LLC |  | PSE&G | Accepted | 2024-01-19 | 2024-02-14 | 2025-02-14 | Inverters | Growatt | MIN10000TL-XH-US | 10000 |  | 1 |  |  | 0.97 |  | Outdoor | Outside Wall
NJADRE1555675851 | Administratively Determined Incentive Program | Bridgewater | 8807 | 5 | 9.99 | Residential | Behind the Meter | No | Net Metered Residential | Greentech Solar USA LLC |  | PSE&G | Accepted | 2024-01-19 | 2024-02-14 | 2025-02-14 | Solar Panels | ZNSHINE SOLAR | ZXM6-NH120-370 |  | 0.37 | 27 | 155 | 32 |  | Fixed | Roof
NJADRE1555675858 | Administratively Determined Incentive Program | DEPTFORD | 8096 | 15 | 4.86 | Residential | Behind the Meter | Yes | Net Metered Residential | Sunrun Installation Services, Inc. |  | PSE&G | Accepted | 2024-01-19 | 2024-02-12 | 2025-02-12 | Inverters | SolarEdge Technologies | SE3800H-USMN | 3800 |  | 1 |  |  | 0.99 |  | Outdoor
NJADRE1555675858 | Administratively Determined Incentive Program | DEPTFORD | 8096 | 15 | 4.86 | Residential | Behind the Meter | Yes | Net Metered Residential | Sunrun Installation Services, Inc. |  | PSE&G | Accepted | 2024-01-19 | 2024-02-12 | 2025-02-12 | Solar Panels | Hanwha Q Cells | Q.PEAK DUO BLK ML-G10+ 405 |  | 0.405 | 6 | 10 | 18 |  | Fixed | Roof
NJADRE1555675858 | Administratively Determined Incentive Program | DEPTFORD | 8096 | 15 | 4.86 | Residential | Behind the Meter | Yes | Net Metered Residential | Sunrun Installation Services, Inc. |  | PSE&G | Accepted | 2024-01-19 | 2024-02-12 | 2025-02-12 | Solar Panels | Hanwha Q Cells | Q.PEAK DUO BLK ML-G10+ 405 |  | 0.405 | 6 | 190 | 18 |  | Fixed | Roof
NJADRE1555675859 | Administratively Determined Incentive Program | CLARKSBORO | 8020 | 15 | 3.6 | Residential | Behind the Meter | Yes | Net Metered Residential | Sunrun Installation Services, Inc. |  | AC Electric | Accepted | 2024-01-19 | 2024-02-12 | 2025-02-12 | Inverters | Delta Electronics | E4-TL-US | 3840 |  | 1 |  |  | 0.98 |  | Outdoor
NJADRE1555675859 | Administratively Determined Incentive Program | CLARKSBORO | 8020 | 15 | 3.6 | Residential | Behind the Meter | Yes | Net Metered Residential | Sunrun Installation Services, Inc. |  | AC Electric | Accepted | 2024-01-19 | 2024-02-12 | 2025-02-12 | Solar Panels | Hanwha Q Cells | Q.PEAK DUO BLK ML-G10+/T 400 |  | 0.4 | 9 | 231 | 30 |  | Fixed | Roof
NJADRE1555675860 | Administratively Determined Incentive Program | BELLMAWR | 8031 | 14 | 6.8 | Residential | Behind the Meter | Yes | Net Metered Residential | Sunrun Installation Services, Inc. |  | PSE&G | Accepted | 2024-01-19 | 2024-02-09 | 2025-02-09 | Inverters | SolarEdge Technologies | SE6000H-USSN | 6000 |  | 1 |  |  | 0.99 |  | Outdoor
NJADRE1555675860 | Administratively Determined Incentive Program | BELLMAWR | 8031 | 14 | 6.8 | Residential | Behind the Meter | Yes | Net Metered Residential | Sunrun Installation Services, Inc. |  | PSE&G | Accepted | 2024-01-19 | 2024-02-09 | 2025-02-09 | Solar Panels | Hanwha Q Cells | Q.PEAK DUO BLK ML-G10+/T 400 |  | 0.4 | 17 | 230 | 18 |  | Fixed | Roof
NJADRE1555675866 | Administratively Determined Incentive Program | HAMILTON TOWNSHIP | 8610 | 12 | 7.7 | Residential | Behind the Meter | Yes | Net Metered Residential | Sunny Mac LLC |  | PSE&G | Accepted | 2024-01-19 | 2024-02-12 | 2025-02-12 | Solar Panels | Q.PEAK DUO BLK ML-G10+ 405 | HANWHA |  | 0.405 | 19 | 168 | 27 |  | Fixed | Roof
NJADRE1555675866 | Administratively Determined Incentive Program | HAMILTON TOWNSHIP | 8610 | 12 | 7.7 | Residential | Behind the Meter | Yes | Net Metered Residential | Sunny Mac LLC |  | PSE&G | Accepted | 2024-01-19 | 2024-02-12 | 2025-02-12 | Inverters | SE7600H-US | Solaredge | 7600 |  | 1 |  |  | 0.1 |  | Outdoor | next to meter
NJADRE1555675869 | Administratively Determined Incentive Program | EWING TOWNSHIP | 8638 | 12 | 6.08 | Residential | Behind the Meter | Yes | Net Metered Residential | Sunny Mac LLC |  | PSE&G | Accepted | 2024-01-19 | 2024-02-12 | 2025-02-12 | Solar Panels | Q.PEAK DUO BLK ML-G10+ 405 | HANWHA |  | 0.405 | 15 | 135 | 20 |  | Fixed | Roof
NJADRE1555675869 | Administratively Determined Incentive Program | EWING TOWNSHIP | 8638 | 12 | 6.08 | Residential | Behind the Meter | Yes | Net Metered Residential | Sunny Mac LLC |  | PSE&G | Accepted | 2024-01-19 | 2024-02-12 | 2025-02-12 | Inverters | SE5000H-US | Solaredge | 5000 |  | 1 |  |  | 0.1 |  | Outdoor | next to meter
NJADRE1555675871 | Administratively Determined Incentive Program | HAWTHORNE | 7506 | 6 | 4 | Residential | Behind the Meter | Yes | Net Metered Residential | Sunrun Installation Services, Inc. |  | PSE&G | Accepted | 2024-01-19 | 2024-02-09 | 2025-02-09 | Inverters | SolarEdge Technologies | SE3800H-USMN | 3800 |  | 1 |  |  | 0.99 |  | Outdoor | Next to meter
NJADRE1555675871 | Administratively Determined Incentive Program | HAWTHORNE | 7506 | 6 | 4 | Residential | Behind the Meter | Yes | Net Metered Residential | Sunrun Installation Services, Inc. |  | PSE&G | Accepted | 2024-01-19 | 2024-02-09 | 2025-02-09 | Solar Panels | Hanwha Q Cells | Q.PEAK DUO BLK ML-G10+/T 400 |  | 0.4 | 10 | 247 | 22 |  | Fixed | Roof
NJADRE1555675872 | Administratively Determined Incentive Program | MAPLEWOOD | 7040 | 9 | 4.86 | Residential | Behind the Meter | Yes | Net Metered Residential | Sunny Mac LLC |  | PSE&G | Accepted | 2024-01-19 | 2024-02-13 | 2025-02-13 | Solar Panels | Q.PEAK DUO BLK ML-G10+ 405 | HANWHA |  | 0.405 | 12 | 199 | 34 |  | Fixed | Roof
NJADRE1555675872 | Administratively Determined Incentive Program | MAPLEWOOD | 7040 | 9 | 4.86 | Residential | Behind the Meter | Yes | Net Metered Residential | Sunny Mac LLC |  | PSE&G | Accepted | 2024-01-19 | 2024-02-13 | 2025-02-13 | Inverters | SE5000H-US | Solaredge | 5000 |  | 1 |  |  | 0.1 |  | Outdoor | next to meter
NJADRE1555675877 | Administratively Determined Incentive Program | EGG HARBOR | 8215 | 19 | 2.84 | Residential | Behind the Meter | Yes | Net Metered Residential | Sunrun Installation Services, Inc. |  | AC Electric | Accepted | 2024-01-19 | 2024-02-12 | 2025-02-12 | Inverters | DELTA ELECTRONICS | E4-TL-US | 4000 |  | 1 |  |  | 0.975 |  | Outdoor | Next to meter
NJADRE1555675877 | Administratively Determined Incentive Program | EGG HARBOR | 8215 | 19 | 2.84 | Residential | Behind the Meter | Yes | Net Metered Residential | Sunrun Installation Services, Inc. |  | AC Electric | Accepted | 2024-01-19 | 2024-02-12 | 2025-02-12 | Solar Panels | Hanwha Q Cells | Q.PEAK DUO BLK ML-G10+ 405 |  | 0.405 | 7 | 228 | 31 |  | Fixed | Roof
NJADRE1555675884 | Administratively Determined Incentive Program | Franklin | 8094 | 15 | 7.29 | Residential | Behind the Meter | Yes | Net Metered Residential | Sunny Mac LLC |  | AC Electric | Accepted | 2024-01-19 | 2024-02-13 | 2025-02-13 | Solar Panels | Q.PEAK DUO BLK ML-G10+ 405 | HANWHA |  | 0.405 | 11 | 252 | 14 |  | Fixed | Roof
NJADRE1555675884 | Administratively Determined Incentive Program | Franklin | 8094 | 15 | 7.29 | Residential | Behind the Meter | Yes | Net Metered Residential | Sunny Mac LLC |  | AC Electric | Accepted | 2024-01-19 | 2024-02-13 | 2025-02-13 | Solar Panels | Q.PEAK DUO BLK ML-G10+ 405 | HANWHA |  | 0.405 | 3 | 252 | 28 |  | Fixed | Roof
NJADRE1555675884 | Administratively Determined Incentive Program | Franklin | 8094 | 15 | 7.29 | Residential | Behind the Meter | Yes | Net Metered Residential | Sunny Mac LLC |  | AC Electric | Accepted | 2024-01-19 | 2024-02-13 | 2025-02-13 | Solar Panels | Q.PEAK DUO BLK ML-G10+ 405 | HANWHA |  | 0.405 | 4 | 252 | 5 |  | Fixed | Roof
NJADRE1555675884 | Administratively Determined Incentive Program | Franklin | 8094 | 15 | 7.29 | Residential | Behind the Meter | Yes | Net Metered Residential | Sunny Mac LLC |  | AC Electric | Accepted | 2024-01-19 | 2024-02-13 | 2025-02-13 | Inverters | SE 6000H-US | Solaredge | 6000 |  | 1 |  |  | 0.1 |  | Outdoor | next to meter
NJADRE1555675886 | Administratively Determined Incentive Program | MAYS LANDING | 8330 | 19 | 4.86 | Residential | Behind the Meter | Yes | Net Metered Residential | Sunrun Installation Services, Inc. |  | AC Electric | Accepted | 2024-01-19 | 2024-02-12 | 2025-02-12 | Inverters | SolarEdge Technologies | SE3800H-USMN | 3800 |  | 1 |  |  | 0.99 |  | Outdoor | Next to meter
NJADRE1555675886 | Administratively Determined Incentive Program | MAYS LANDING | 8330 | 19 | 4.86 | Residential | Behind the Meter | Yes | Net Metered Residential | Sunrun Installation Services, Inc. |  | AC Electric | Accepted | 2024-01-19 | 2024-02-12 | 2025-02-12 | Solar Panels | Hanwha Q Cells | Q.PEAK DUO BLK ML-G10+ 405 |  | 0.405 | 12 | 202 | 26 |  | Fixed | Roof
NJADRE1555675887 | Administratively Determined Incentive Program | WILLINGBORO TWP | 8046 | 13 | 3.6 | Residential | Behind the Meter | Yes | Net Metered Residential | Sunrun Installation Services, Inc. |  | PSE&G | Accepted | 2024-01-19 | 2024-02-12 | 2025-02-12 | Inverters | SolarEdge Technologies | SE3800H-USMN | 3800 |  | 1 |  |  | 0.99 |  | Outside | Next to Meter
NJADRE1555675887 | Administratively Determined Incentive Program | WILLINGBORO TWP | 8046 | 13 | 3.6 | Residential | Behind the Meter | Yes | Net Metered Residential | Sunrun Installation Services, Inc. |  | PSE&G | Accepted | 2024-01-19 | 2024-02-12 | 2025-02-12 | Solar Panels | Hanwha Q Cells | Q.PEAK DUO BLK ML-G10+/T 400 |  | 0.4 | 9 | 11 | 19 |  | Fixed | Roof
NJADRE1555675899 | Administratively Determined Incentive Program | Little Egg Harbor Township | 8087 | 18 | 8.51 | Residential | Behind the Meter | Yes | Net Metered Residential | Trinity Solar |  | AC Electric | Accepted | 2024-01-19 | 2024-02-12 | 2025-02-12 | Inverters | Solar Edge | SE7600H-US | 7600 |  | 1 |  |  | 0.97 |  | Outdoor
NJADRE1555675899 | Administratively Determined Incentive Program | Little Egg Harbor Township | 8087 | 18 | 8.51 | Residential | Behind the Meter | Yes | Net Metered Residential | Trinity Solar |  | AC Electric | Accepted | 2024-01-19 | 2024-02-12 | 2025-02-12 | Solar Panels | HANWHA | (Q.PEAK DUO BLK ML-G10+ 405) |  | 0.405 | 16 | 237 | 40 |  | Fixed | Roof
NJADRE1555675899 | Administratively Determined Incentive Program | Little Egg Harbor Township | 8087 | 18 | 8.51 | Residential | Behind the Meter | Yes | Net Metered Residential | Trinity Solar |  | AC Electric | Accepted | 2024-01-19 | 2024-02-12 | 2025-02-12 | Solar Panels | HANWHA | (Q.PEAK DUO BLK ML-G10+ 405) |  | 0.405 | 5 | 237 | 18 |  | Fixed | Roof
NJADRE1555675907 | Administratively Determined Incentive Program | BERKELEY TOWNSHIP | 8721 | 18 | 16.61 | Residential | Behind the Meter | Yes | Net Metered Residential | Sunny Mac LLC |  | PSE&G | Accepted | 2024-01-19 | 2024-02-23 | 2025-02-23 | Solar Panels | Q.PEAK DUO BLK ML-G10+ 405 | HANWHA |  | 0.405 | 25 | 173 | 32 |  | Fixed | Roof
NJADRE1555675907 | Administratively Determined Incentive Program | BERKELEY TOWNSHIP | 8721 | 18 | 16.61 | Residential | Behind the Meter | Yes | Net Metered Residential | Sunny Mac LLC |  | PSE&G | Accepted | 2024-01-19 | 2024-02-23 | 2025-02-23 | Solar Panels | Q.PEAK DUO BLK ML-G10+ 405 | HANWHA |  | 0.405 | 12 | 352 | 18 |  | Fixed | Roof
NJADRE1555675907 | Administratively Determined Incentive Program | BERKELEY TOWNSHIP | 8721 | 18 | 16.61 | Residential | Behind the Meter | Yes | Net Metered Residential | Sunny Mac LLC |  | PSE&G | Accepted | 2024-01-19 | 2024-02-23 | 2025-02-23 | Solar Panels | Q.PEAK DUO BLK ML-G10+ 405 | HANWHA |  | 0.405 | 4 | 172 | 18 |  | Fixed | Roof
NJADRE1555675907 | Administratively Determined Incentive Program | BERKELEY TOWNSHIP | 8721 | 18 | 16.61 | Residential | Behind the Meter | Yes | Net Metered Residential | Sunny Mac LLC |  | PSE&G | Accepted | 2024-01-19 | 2024-02-23 | 2025-02-23 | Inverters | SE5000H-US | Solaredge | 5000 |  | 1 |  |  | 0.1 |  | Outdoor | next to meter
NJADRE1555675907 | Administratively Determined Incentive Program | BERKELEY TOWNSHIP | 8721 | 18 | 16.61 | Residential | Behind the Meter | Yes | Net Metered Residential | Sunny Mac LLC |  | PSE&G | Accepted | 2024-01-19 | 2024-02-23 | 2025-02-23 | Inverters | SE7600H-US | Solaredge | 7600 |  | 1 |  |  | 0.1 |  | Outdoor | next to meter
NJADRE1555675915 | Administratively Determined Incentive Program | RUNNEMEDE | 8078 | 14 | 6.89 | Residential | Behind the Meter | Yes | Net Metered Residential | SunnyMac LLC |  | PSE&G | Accepted | 2024-01-19 | 2024-02-12 | 2025-02-12 | Solar Panels | Q.PEAK DUO BLK ML-G10+ 405 | HANWHA |  | 0.405 | 9 | 146 | 13 |  | Fixed | Roof
NJADRE1555675915 | Administratively Determined Incentive Program | RUNNEMEDE | 8078 | 14 | 6.89 | Residential | Behind the Meter | Yes | Net Metered Residential | SunnyMac LLC |  | PSE&G | Accepted | 2024-01-19 | 2024-02-12 | 2025-02-12 | Solar Panels | Q.PEAK DUO BLK ML-G10+ 405 | HANWHA |  | 0.405 | 8 | 346 | 13 |  | Fixed | Roof
NJADRE1555675915 | Administratively Determined Incentive Program | RUNNEMEDE | 8078 | 14 | 6.89 | Residential | Behind the Meter | Yes | Net Metered Residential | SunnyMac LLC |  | PSE&G | Accepted | 2024-01-19 | 2024-02-12 | 2025-02-12 | Inverters | IQ8PLUS-72-2-US | ENPHASE | 290 |  | 17 |  |  | 0.1 |  | Outdoor | next to meter
NJADRE1555675919 | Administratively Determined Incentive Program | SUMMIT | 7901 | 10 | 6.6 | Residential | Behind the Meter | No | Net Metered Residential | Green House Solar |  | JCP&L | Accepted | 2024-01-19 | 2024-02-20 | 2025-02-20 | Inverters | Enphase | iq7hs | 384 |  | 15 |  |  | 0.97 |  | Outside
NJADRE1555675919 | Administratively Determined Incentive Program | SUMMIT | 7901 | 10 | 6.6 | Residential | Behind the Meter | No | Net Metered Residential | Green House Solar |  | JCP&L | Accepted | 2024-01-19 | 2024-02-20 | 2025-02-20 | Solar Panels | sunpower | m440 |  | 0.44 | 15 | 164 | 23 |  | Fixed | Roof
NJADRE1555675919 | Administratively Determined Incentive Program | SUMMIT | 7901 | 10 | 6.6 | Residential | Behind the Meter | No | Net Metered Residential | Green House Solar |  | JCP&L | Accepted | 2024-01-19 | 2024-02-20 | 2025-02-20 | Electric Storage Battery | Sunpower | SV-BASE-19.5-C |  |  | 2 |  |  |  | Other |  | inside
NJADRE1555675926 | Administratively Determined Incentive Program | TOMS RIVER | 8757 | 18 | 6.08 | Residential | Behind the Meter | Yes | Net Metered Residential | SunnyMac LLC |  | JCP&L | Accepted | 2024-01-19 | 2024-02-12 | 2025-02-12 | Solar Panels | Q.PEAK DUO BLK ML-G10+ 405 | HANWHA |  | 0.405 | 15 | 89 | 19 |  | Fixed | Roof
NJADRE1555675926 | Administratively Determined Incentive Program | TOMS RIVER | 8757 | 18 | 6.08 | Residential | Behind the Meter | Yes | Net Metered Residential | SunnyMac LLC |  | JCP&L | Accepted | 2024-01-19 | 2024-02-12 | 2025-02-12 | Inverters | SE5000H-US | Solaredge | 5000 |  | 1 |  |  | 0.1 |  | Outdoor | next to meter
NJADRE1555675932 | Administratively Determined Incentive Program | OLD BRIDGE | 8857 | 11 | 6.4 | Residential | Behind the Meter | Yes | Net Metered Residential | Sunrun Installation Services, Inc. |  | JCP&L | Accepted | 2024-01-19 | 2024-02-12 | 2025-02-12 | Inverters | SolarEdge Technologies | SE6000H-USSN | 6000 |  | 1 |  |  | 0.99 |  | Outside | Next to Meter
NJADRE1555675932 | Administratively Determined Incentive Program | OLD BRIDGE | 8857 | 11 | 6.4 | Residential | Behind the Meter | Yes | Net Metered Residential | Sunrun Installation Services, Inc. |  | JCP&L | Accepted | 2024-01-19 | 2024-02-12 | 2025-02-12 | Solar Panels | HANWHA Q-CELLS | Q.PEAK DUO BLK ML-G10+/T 400 |  | 0.4 | 6 | 195 | 9 |  | Fixed | Roof
NJADRE1555675932 | Administratively Determined Incentive Program | OLD BRIDGE | 8857 | 11 | 6.4 | Residential | Behind the Meter | Yes | Net Metered Residential | Sunrun Installation Services, Inc. |  | JCP&L | Accepted | 2024-01-19 | 2024-02-12 | 2025-02-12 | Solar Panels | HANWHA Q-CELLS | Q.PEAK DUO BLK ML-G10+/T 400 |  | 0.4 | 7 | 15 | 10 |  | Fixed | Roof
NJADRE1555675932 | Administratively Determined Incentive Program | OLD BRIDGE | 8857 | 11 | 6.4 | Residential | Behind the Meter | Yes | Net Metered Residential | Sunrun Installation Services, Inc. |  | JCP&L | Accepted | 2024-01-19 | 2024-02-12 | 2025-02-12 | Solar Panels | HANWHA Q-CELLS | Q.PEAK DUO BLK ML-G10+/T 400 |  | 0.4 | 3 | 195 | 19 |  | Fixed | Roof
NJADRE1555675934 | Administratively Determined Incentive Program | SOMERSET | 8873 | 5 | 12.96 | Residential | Behind the Meter | Yes | Net Metered Residential | SunnyMac LLC |  | PSE&G | Accepted | 2024-01-19 | 2024-02-12 | 2025-02-12 | Solar Panels | Q.PEAK DUO BLK ML-G10+ 405 | HANWHA |  | 0.405 | 13 | 143 | 15 |  | Fixed | Roof
NJADRE1555675934 | Administratively Determined Incentive Program | SOMERSET | 8873 | 5 | 12.96 | Residential | Behind the Meter | Yes | Net Metered Residential | SunnyMac LLC |  | PSE&G | Accepted | 2024-01-19 | 2024-02-12 | 2025-02-12 | Solar Panels | Q.PEAK DUO BLK ML-G10+ 405 | HANWHA |  | 0.405 | 4 | 144 | 38 |  | Fixed | Roof
NJADRE1555675934 | Administratively Determined Incentive Program | SOMERSET | 8873 | 5 | 12.96 | Residential | Behind the Meter | Yes | Net Metered Residential | SunnyMac LLC |  | PSE&G | Accepted | 2024-01-19 | 2024-02-12 | 2025-02-12 | Solar Panels | Q.PEAK DUO BLK ML-G10+ 405 | HANWHA |  | 0.405 | 13 | 323 | 15 |  | Fixed | Roof
NJADRE1555675934 | Administratively Determined Incentive Program | SOMERSET | 8873 | 5 | 12.96 | Residential | Behind the Meter | Yes | Net Metered Residential | SunnyMac LLC |  | PSE&G | Accepted | 2024-01-19 | 2024-02-12 | 2025-02-12 | Solar Panels | Q.PEAK DUO BLK ML-G10+ 405 | HANWHA |  | 0.405 | 2 | 144 | 15 |  | Fixed | Roof
NJADRE1555675934 | Administratively Determined Incentive Program | SOMERSET | 8873 | 5 | 12.96 | Residential | Behind the Meter | Yes | Net Metered Residential | SunnyMac LLC |  | PSE&G | Accepted | 2024-01-19 | 2024-02-12 | 2025-02-12 | Inverters | SE10000H-US | Solaredge | 10000 |  | 1 |  |  | 0.1 |  | Outdoor | next to meter
NJADRE1555675949 | Administratively Determined Incentive Program | LITTLE EGG HARBOR | 8087 | 18 | 10.12 | Residential | Behind the Meter | No | Net Metered Residential | Green House Solar |  | AC Electric | Accepted | 2024-01-19 | 2024-02-27 | 2025-02-27 | Inverters | enphase | iq7hs | 384 |  | 23 |  |  | 0.97 |  | Outside
NJADRE1555675949 | Administratively Determined Incentive Program | LITTLE EGG HARBOR | 8087 | 18 | 10.12 | Residential | Behind the Meter | No | Net Metered Residential | Green House Solar |  | AC Electric | Accepted | 2024-01-19 | 2024-02-27 | 2025-02-27 | Solar Panels | SUNPOWER | M440 |  | 0.44 | 23 | 201 | 40 |  | Fixed | Roof
NJADRE1555675971 | Administratively Determined Incentive Program | KEARNY | 7032 | 8 | 4.74 | Residential | Behind the Meter | Yes | Net Metered Residential | Big Wave Roofing and Solar LLC |  | PSE&G | Accepted | 2024-01-19 | 2024-02-13 | 2025-02-13 | Inverters | Enphase Energy Inc | IQ7PLUS-72-2-US | 290 |  | 12 |  |  | 0.98 |  | Outside
NJADRE1555675971 | Administratively Determined Incentive Program | KEARNY | 7032 | 8 | 4.74 | Residential | Behind the Meter | Yes | Net Metered Residential | Big Wave Roofing and Solar LLC |  | PSE&G | Accepted | 2024-01-19 | 2024-02-13 | 2025-02-13 | Solar Panels | Canadian Solar | CS6R-395MS-HL |  | 0.395 | 4 | 117 | 45 |  | Fixed | Roof
NJADRE1555675971 | Administratively Determined Incentive Program | KEARNY | 7032 | 8 | 4.74 | Residential | Behind the Meter | Yes | Net Metered Residential | Big Wave Roofing and Solar LLC |  | PSE&G | Accepted | 2024-01-19 | 2024-02-13 | 2025-02-13 | Solar Panels | Canadian Solar | CS6R-395MS-HL |  | 0.395 | 5 | 307 | 45 |  | Fixed | Roof
NJADRE1555675971 | Administratively Determined Incentive Program | KEARNY | 7032 | 8 | 4.74 | Residential | Behind the Meter | Yes | Net Metered Residential | Big Wave Roofing and Solar LLC |  | PSE&G | Accepted | 2024-01-19 | 2024-02-13 | 2025-02-13 | Solar Panels | Canadian Solar | CS6R-395MS-HL |  | 0.395 | 3 | 307 | 9 |  | Fixed | Roof
NJADRE1555675977 | Administratively Determined Incentive Program | HACKENSACK CITY | 7601 | 7 | 4.86 | Residential | Behind the Meter | Yes | Net Metered Residential | Sunrun Installation Services, Inc |  | PSE&G | Accepted | 2024-01-19 | 2024-02-12 | 2025-02-12 | Inverters | DELTA ELECTRONICS | E4-TL-US | 4000 |  | 1 |  |  | 0.97 |  | Indoor | Next To Meter
NJADRE1555675977 | Administratively Determined Incentive Program | HACKENSACK CITY | 7601 | 7 | 4.86 | Residential | Behind the Meter | Yes | Net Metered Residential | Sunrun Installation Services, Inc |  | PSE&G | Accepted | 2024-01-19 | 2024-02-12 | 2025-02-12 | Solar Panels | HANWHA Q-CELLS | Q.PEAK DUO BLK ML-G10+ 405 |  | 0.405 | 12 | 218 | 24 |  | Fixed | Roof
NJADRE1555675977 | Administratively Determined Incentive Program | HACKENSACK CITY | 7601 | 7 | 4.86 | Residential | Behind the Meter | Yes | Net Metered Residential | Sunrun Installation Services, Inc |  | PSE&G | Accepted | 2024-01-19 | 2024-02-12 | 2025-02-12 | Electric Storage Battery | LG CHEM | RESU 10H PRIME |  |  | 1 |  |  |  | Lithium Ion |  | INSIDE
NJADRE1555675988 | Administratively Determined Incentive Program | MIDDLESEX | 8846 | 11 | 4.62 | Residential | Behind the Meter | Yes | Net Metered Residential | Freedom Forever New Jersey LLC |  | PSE&G | Accepted | 2024-01-19 | 2024-02-12 | 2025-02-12 | Solar Panels | JINKO SOLAR | JKM385M-6RL3-B |  | 0.385 | 1 | 215 | 36 |  | Fixed | Roof
NJADRE1555675988 | Administratively Determined Incentive Program | MIDDLESEX | 8846 | 11 | 4.62 | Residential | Behind the Meter | Yes | Net Metered Residential | Freedom Forever New Jersey LLC |  | PSE&G | Accepted | 2024-01-19 | 2024-02-12 | 2025-02-12 | Solar Panels | JINKO SOLAR | JKM385M-6RL3-B |  | 0.385 | 3 | 125 | 36 |  | Fixed | Roof
NJADRE1555675988 | Administratively Determined Incentive Program | MIDDLESEX | 8846 | 11 | 4.62 | Residential | Behind the Meter | Yes | Net Metered Residential | Freedom Forever New Jersey LLC |  | PSE&G | Accepted | 2024-01-19 | 2024-02-12 | 2025-02-12 | Solar Panels | JINKO SOLAR | JKM385M-6RL3-B |  | 0.385 | 3 | 305 | 36 |  | Fixed | Roof
NJADRE1555675988 | Administratively Determined Incentive Program | MIDDLESEX | 8846 | 11 | 4.62 | Residential | Behind the Meter | Yes | Net Metered Residential | Freedom Forever New Jersey LLC |  | PSE&G | Accepted | 2024-01-19 | 2024-02-12 | 2025-02-12 | Solar Panels | JINKO SOLAR | JKM385M-6RL3-B |  | 0.385 | 1 | 215 | 36 |  | Fixed | Roof
NJADRE1555675988 | Administratively Determined Incentive Program | MIDDLESEX | 8846 | 11 | 4.62 | Residential | Behind the Meter | Yes | Net Metered Residential | Freedom Forever New Jersey LLC |  | PSE&G | Accepted | 2024-01-19 | 2024-02-12 | 2025-02-12 | Solar Panels | JINKO SOLAR | JKM385M-6RL3-B |  | 0.385 | 2 | 215 | 17 |  | Fixed | Roof
NJADRE1555675988 | Administratively Determined Incentive Program | MIDDLESEX | 8846 | 11 | 4.62 | Residential | Behind the Meter | Yes | Net Metered Residential | Freedom Forever New Jersey LLC |  | PSE&G | Accepted | 2024-01-19 | 2024-02-12 | 2025-02-12 | Solar Panels | JINKO SOLAR | JKM385M-6RL3-B |  | 0.385 | 2 | 35 | 17 |  | Fixed | Roof
NJADRE1555675988 | Administratively Determined Incentive Program | MIDDLESEX | 8846 | 11 | 4.62 | Residential | Behind the Meter | Yes | Net Metered Residential | Freedom Forever New Jersey LLC |  | PSE&G | Accepted | 2024-01-19 | 2024-02-12 | 2025-02-12 | Inverters | Solar Edge | SE3800H-USRGM [SI1] | 3799 |  | 1 |  |  | 0.99 |  | Outdoor
NJADRE1555675993 | Administratively Determined Incentive Program | LAKEHURST | 8733 | 18 | 6.4 | Residential | Behind the Meter | Yes | Net Metered Residential | Sunrun Installation Services, Inc. |  | JCP&L | Accepted | 2024-01-19 | 2024-02-12 | 2025-02-12 | Solar Panels | HANWHA Q-CELLS | Q.PEAK DUO BLK ML-G10+/T 400 |  | 0.4 | 16 | 175 | 18 |  | Fixed | Roof
NJADRE1555675993 | Administratively Determined Incentive Program | LAKEHURST | 8733 | 18 | 6.4 | Residential | Behind the Meter | Yes | Net Metered Residential | Sunrun Installation Services, Inc. |  | JCP&L | Accepted | 2024-01-19 | 2024-02-12 | 2025-02-12 | Inverters | SOLAREDGE TECHNOLOGIES | SE6000H-USSN | 6000 |  | 1 |  |  | 0.99 |  | Outdoor | Next To Meter
NJADRE1555675999 | Administratively Determined Incentive Program | EGG HARBOR TOWNSHIP | 8234 | 19 | 11.85 | Residential | Behind the Meter | Yes | Net Metered Residential | Big Wave Roofing and Solar LLC |  | AC Electric | Accepted | 2024-01-19 | 2024-02-12 | 2025-02-12 | Inverters | Enphase Energy Inc | IQ7PLUS-72-2-US | 290 |  | 30 |  |  | 0.98 |  | Outside
NJADRE1555675999 | Administratively Determined Incentive Program | EGG HARBOR TOWNSHIP | 8234 | 19 | 11.85 | Residential | Behind the Meter | Yes | Net Metered Residential | Big Wave Roofing and Solar LLC |  | AC Electric | Accepted | 2024-01-19 | 2024-02-12 | 2025-02-12 | Solar Panels | Canadian Solar | CS6R-395MS-HL |  | 0.395 | 16 | 291 | 27 |  | Fixed | Roof
NJADRE1555675999 | Administratively Determined Incentive Program | EGG HARBOR TOWNSHIP | 8234 | 19 | 11.85 | Residential | Behind the Meter | Yes | Net Metered Residential | Big Wave Roofing and Solar LLC |  | AC Electric | Accepted | 2024-01-19 | 2024-02-12 | 2025-02-12 | Solar Panels | Canadian Solar | CS6R-395MS-HL |  | 0.395 | 11 | 111 | 27 |  | Fixed | Roof
NJADRE1555675999 | Administratively Determined Incentive Program | EGG HARBOR TOWNSHIP | 8234 | 19 | 11.85 | Residential | Behind the Meter | Yes | Net Metered Residential | Big Wave Roofing and Solar LLC |  | AC Electric | Accepted | 2024-01-19 | 2024-02-12 | 2025-02-12 | Solar Panels | Canadian Solar | CS6R-395MS-HL |  | 0.395 | 3 | 111 | 27 |  | Fixed | Roof
NJADRE1555676044 | Administratively Determined Incentive Program | CHERRY HILL | 8003 | 14 | 6.48 | Residential | Behind the Meter | Yes | Net Metered Residential | SunPower Corporation |  | PSE&G | Accepted | 2024-01-19 | 2024-02-12 | 2025-02-12 | Solar Panels | Hanwha Q CELLS | Q.PEAK DUO BLK ML-G10+ 405 |  | 0.405 | 9 | 147 | 22 |  | Fixed | Roof
NJADRE1555676044 | Administratively Determined Incentive Program | CHERRY HILL | 8003 | 14 | 6.48 | Residential | Behind the Meter | Yes | Net Metered Residential | SunPower Corporation |  | PSE&G | Accepted | 2024-01-19 | 2024-02-12 | 2025-02-12 | Solar Panels | Hanwha Q CELLS | Q.PEAK DUO BLK ML-G10+ 405 |  | 0.405 | 7 | 237 | 34 |  | Fixed | Roof
NJADRE1555676044 | Administratively Determined Incentive Program | CHERRY HILL | 8003 | 14 | 6.48 | Residential | Behind the Meter | Yes | Net Metered Residential | SunPower Corporation |  | PSE&G | Accepted | 2024-01-19 | 2024-02-12 | 2025-02-12 | Inverters | Enphase | IQ7HS-66-M-US | 384 |  | 16 |  |  | 0.97 |  | Other | under each panel
NJADRE1555676065 | Administratively Determined Incentive Program | LINDEN | 7036 | 10 | 7.9 | Residential | Behind the Meter | No | Net Metered Residential | Big Wave Roofing and Solar LLC |  | PSE&G | Accepted | 2024-01-19 | 2024-02-13 | 2025-02-13 | Inverters | Enphase Energy Inc | IQ7PLUS-72-2-US | 290 |  | 20 |  |  | 0.98 |  | Outside
NJADRE1555676065 | Administratively Determined Incentive Program | LINDEN | 7036 | 10 | 7.9 | Residential | Behind the Meter | No | Net Metered Residential | Big Wave Roofing and Solar LLC |  | PSE&G | Accepted | 2024-01-19 | 2024-02-13 | 2025-02-13 | Solar Panels | Canadian Solar | CS6R-395MS-HL |  | 0.395 | 16 | 129 | 9 |  | Fixed | Roof
NJADRE1555676065 | Administratively Determined Incentive Program | LINDEN | 7036 | 10 | 7.9 | Residential | Behind the Meter | No | Net Metered Residential | Big Wave Roofing and Solar LLC |  | PSE&G | Accepted | 2024-01-19 | 2024-02-13 | 2025-02-13 | Solar Panels | Canadian Solar | CS6R-395MS-HL |  | 0.395 | 4 | 309 | 7 |  | Fixed | Roof
NJADRE1555676066 | Administratively Determined Incentive Program | HIGHTSTOWN | 8520 | 12 | 10.13 | Residential | Behind the Meter | Yes | Net Metered Residential | SunPower Corporation, Systems |  | JCP&L | Accepted | 2024-01-19 | 2024-02-12 | 2025-02-12 | Solar Panels | Hanwha Q CELLS | Q.PEAK DUO BLK ML-G10+ 405 |  | 0.405 | 3 | 91 | 38 |  | Fixed | Roof
NJADRE1555676066 | Administratively Determined Incentive Program | HIGHTSTOWN | 8520 | 12 | 10.13 | Residential | Behind the Meter | Yes | Net Metered Residential | SunPower Corporation, Systems |  | JCP&L | Accepted | 2024-01-19 | 2024-02-12 | 2025-02-12 | Solar Panels | Hanwha Q CELLS | Q.PEAK DUO BLK ML-G10+ 405 |  | 0.405 | 17 | 181 | 32 |  | Fixed | Roof
NJADRE1555676066 | Administratively Determined Incentive Program | HIGHTSTOWN | 8520 | 12 | 10.13 | Residential | Behind the Meter | Yes | Net Metered Residential | SunPower Corporation, Systems |  | JCP&L | Accepted | 2024-01-19 | 2024-02-12 | 2025-02-12 | Solar Panels | Hanwha Q CELLS | Q.PEAK DUO BLK ML-G10+ 405 |  | 0.405 | 5 | 271 | 38 |  | Fixed | Roof
NJADRE1555676066 | Administratively Determined Incentive Program | HIGHTSTOWN | 8520 | 12 | 10.13 | Residential | Behind the Meter | Yes | Net Metered Residential | SunPower Corporation, Systems |  | JCP&L | Accepted | 2024-01-19 | 2024-02-12 | 2025-02-12 | Inverters | Enphase | IQ7HS-66-M-US | 394 |  | 25 |  |  | 0.97 |  | Other | under each panel
NJADRE1555676068 | Administratively Determined Incentive Program | TOMS RIVER | 8755 | 18 | 22.8 | Residential | Behind the Meter | Yes | Net Metered Residential | Kamtech Solar Solutions |  | JCP&L | Accepted | 2024-01-19 | 2024-02-12 | 2025-02-12 | Inverters | ENPHASE | IQ7HS-66-M-US | 384 |  | 57 |  |  | 0.97 |  | Outdoor | ROOFTOP
NJADRE1555676068 | Administratively Determined Incentive Program | TOMS RIVER | 8755 | 18 | 22.8 | Residential | Behind the Meter | Yes | Net Metered Residential | Kamtech Solar Solutions |  | JCP&L | Accepted | 2024-01-19 | 2024-02-12 | 2025-02-12 | Solar Panels | WAAREE ARKA | WSMDI-400 |  | 0.4 | 11 | 236 | 20 |  | Fixed | Roof
NJADRE1555676068 | Administratively Determined Incentive Program | TOMS RIVER | 8755 | 18 | 22.8 | Residential | Behind the Meter | Yes | Net Metered Residential | Kamtech Solar Solutions |  | JCP&L | Accepted | 2024-01-19 | 2024-02-12 | 2025-02-12 | Solar Panels | WAAREE ARKA | WSMDI-400 |  | 0.4 | 36 | 146 | 20 |  | Fixed | Roof
NJADRE1555676068 | Administratively Determined Incentive Program | TOMS RIVER | 8755 | 18 | 22.8 | Residential | Behind the Meter | Yes | Net Metered Residential | Kamtech Solar Solutions |  | JCP&L | Accepted | 2024-01-19 | 2024-02-12 | 2025-02-12 | Solar Panels | WAAREE ARKA | WSMDI-400 |  | 0.4 | 5 | 146 | 20 |  | Fixed | Roof
NJADRE1555676068 | Administratively Determined Incentive Program | TOMS RIVER | 8755 | 18 | 22.8 | Residential | Behind the Meter | Yes | Net Metered Residential | Kamtech Solar Solutions |  | JCP&L | Accepted | 2024-01-19 | 2024-02-12 | 2025-02-12 | Solar Panels | WAAREE ARKA | WSMDI-400 |  | 0.4 | 5 | 146 | 20 |  | Fixed | Roof
NJADRE1555676087 | Administratively Determined Incentive Program | MARLBORO | 7746 | 17 | 4.46 | Residential | Behind the Meter | Yes | Net Metered Residential | Sunrun Installation Services, Inc. |  | JCP&L | Accepted | 2024-01-19 | 2024-02-12 | 2025-02-12 | Inverters | SolarEdge Technologies | SE3800H-USMN | 3800 |  | 1 |  |  | 0.99 |  | Outdoor | Next to meter
NJADRE1555676087 | Administratively Determined Incentive Program | MARLBORO | 7746 | 17 | 4.46 | Residential | Behind the Meter | Yes | Net Metered Residential | Sunrun Installation Services, Inc. |  | JCP&L | Accepted | 2024-01-19 | 2024-02-12 | 2025-02-12 | Solar Panels | Hanwha Q Cells | Q.PEAK DUO BLK ML-G10+ 405 |  | 0.405 | 3 | 85 | 34 |  | Fixed | Roof
NJADRE1555676087 | Administratively Determined Incentive Program | MARLBORO | 7746 | 17 | 4.46 | Residential | Behind the Meter | Yes | Net Metered Residential | Sunrun Installation Services, Inc. |  | JCP&L | Accepted | 2024-01-19 | 2024-02-12 | 2025-02-12 | Solar Panels | Hanwha Q Cells | Q.PEAK DUO BLK ML-G10+ 405 |  | 0.405 | 2 | 85 | 31 |  | Fixed | Roof
NJADRE1555676087 | Administratively Determined Incentive Program | MARLBORO | 7746 | 17 | 4.46 | Residential | Behind the Meter | Yes | Net Metered Residential | Sunrun Installation Services, Inc. |  | JCP&L | Accepted | 2024-01-19 | 2024-02-12 | 2025-02-12 | Solar Panels | Hanwha Q Cells | Q.PEAK DUO BLK ML-G10+ 405 |  | 0.405 | 3 | 354 | 30 |  | Fixed | Roof
NJADRE1555676087 | Administratively Determined Incentive Program | MARLBORO | 7746 | 17 | 4.46 | Residential | Behind the Meter | Yes | Net Metered Residential | Sunrun Installation Services, Inc. |  | JCP&L | Accepted | 2024-01-19 | 2024-02-12 | 2025-02-12 | Solar Panels | Hanwha Q Cells | Q.PEAK DUO BLK ML-G10+ 405 |  | 0.405 | 3 | 84 | 29 |  | Fixed | Roof
NJADRE1555676183 | Administratively Determined Incentive Program | BRIDGETON | 8302 | 20 | 14.4 | Residential | Behind the Meter | Yes | Net Metered Residential | Sunrun Installation Services, Inc. |  | AC Electric | Accepted | 2024-01-19 | 2024-02-12 | 2025-02-12 | Inverters | SolarEdge Technologies | SE10000H-USSN | 9996 |  | 1 |  |  | 0.96 |  | Outdoor | next to meter
NJADRE1555676183 | Administratively Determined Incentive Program | BRIDGETON | 8302 | 20 | 14.4 | Residential | Behind the Meter | Yes | Net Metered Residential | Sunrun Installation Services, Inc. |  | AC Electric | Accepted | 2024-01-19 | 2024-02-12 | 2025-02-12 | Solar Panels | Hanwha Q-Cells | Q.PEAK DUO BLK ML-G10+/t 400 |  | 0.4 | 6 | 53 | 22 |  | Fixed | Roof
NJADRE1555676183 | Administratively Determined Incentive Program | BRIDGETON | 8302 | 20 | 14.4 | Residential | Behind the Meter | Yes | Net Metered Residential | Sunrun Installation Services, Inc. |  | AC Electric | Accepted | 2024-01-19 | 2024-02-12 | 2025-02-12 | Solar Panels | Hanwha Q-Cells | Q.PEAK DUO BLK ML-G10+/t 400 |  | 0.4 | 8 | 143 | 23 |  | Fixed | Roof
NJADRE1555676183 | Administratively Determined Incentive Program | BRIDGETON | 8302 | 20 | 14.4 | Residential | Behind the Meter | Yes | Net Metered Residential | Sunrun Installation Services, Inc. |  | AC Electric | Accepted | 2024-01-19 | 2024-02-12 | 2025-02-12 | Solar Panels | Hanwha Q-Cells | Q.PEAK DUO BLK ML-G10+/t 400 |  | 0.4 | 22 | 233 | 22 |  | Fixed | Roof
NJADRE1555676477 | Administratively Determined Incentive Program | JAMESBURG | 8831 | 11 | 4.8 | Residential | Behind the Meter | Yes | Net Metered Residential | Sunrun Installation Services, Inc. |  | JCP&L | Accepted | 2024-01-19 | 2024-02-12 | 2025-02-12 | Solar Panels | HANWHA Q-CELLS | Q.PEAK DUO BLK ML-G10+/T 400 |  | 0.4 | 12 | 100 | 36 |  | Fixed | Roof
NJADRE1555676477 | Administratively Determined Incentive Program | JAMESBURG | 8831 | 11 | 4.8 | Residential | Behind the Meter | Yes | Net Metered Residential | Sunrun Installation Services, Inc. |  | JCP&L | Accepted | 2024-01-19 | 2024-02-12 | 2025-02-12 | Inverters | SOLAREDGE TECHNOLOGIES | SE3800H-USMN | 3800 |  | 1 |  |  | 0.99 |  | Outdoor
NJADRE1555676562 | Administratively Determined Incentive Program | TRENTON | 8610 | 12 | 8.1 | Residential | Behind the Meter | Yes | Net Metered Residential | Sunrun Installation Services, Inc |  | PSE&G | Accepted | 2024-01-19 | 2024-02-12 | 2025-02-12 | Inverters | SOLAREDGE TECHNOLOGIES | SE6000H-USSN | 6000 |  | 1 |  |  | 0.99 |  | Outdoor | Next To Meter
NJADRE1555676562 | Administratively Determined Incentive Program | TRENTON | 8610 | 12 | 8.1 | Residential | Behind the Meter | Yes | Net Metered Residential | Sunrun Installation Services, Inc |  | PSE&G | Accepted | 2024-01-19 | 2024-02-12 | 2025-02-12 | Solar Panels | HANWHA Q-CELLS | Q.PEAK DUO BLK ML-G10+ 405 |  | 0.405 | 7 | 288 | 31 |  | Fixed | Roof
NJADRE1555676562 | Administratively Determined Incentive Program | TRENTON | 8610 | 12 | 8.1 | Residential | Behind the Meter | Yes | Net Metered Residential | Sunrun Installation Services, Inc |  | PSE&G | Accepted | 2024-01-19 | 2024-02-12 | 2025-02-12 | Solar Panels | HANWHA Q-CELLS | Q.PEAK DUO BLK ML-G10+ 405 |  | 0.405 | 13 | 108 | 31 |  | Fixed | Roof
NJADRE1555676614 | Administratively Determined Incentive Program | BRIDGETON | 8302 | 20 | 6.08 | Residential | Behind the Meter | No | Net Metered Residential | Sunwise Energy LLC |  | AC Electric | Accepted | 2024-01-19 | 2024-02-16 | 2025-02-16 | Solar Panels | REC ALPHA | REC405AA |  | 0.405 | 15 | 63 | 26 |  | Fixed | Roof
NJADRE1555676614 | Administratively Determined Incentive Program | BRIDGETON | 8302 | 20 | 6.08 | Residential | Behind the Meter | No | Net Metered Residential | Sunwise Energy LLC |  | AC Electric | Accepted | 2024-01-19 | 2024-02-16 | 2025-02-16 | Inverters | Enphase Energy | IQ8A-72-2-US | 366 |  | 15 |  |  | 0.977 |  | Outside
NJADRE1555676625 | Administratively Determined Incentive Program | ROSELLE | 7203 | 10 | 4.86 | Residential | Behind the Meter | Yes | Net Metered Residential | Sunrun Installation Services, Inc. |  | PSE&G | Accepted | 2024-01-19 | 2024-02-16 | 2025-02-16 | Inverters | SolarEdge Technologies | SE3800H-USMN | 3800 |  | 1 |  |  | 0.99 |  | Outside | Next to Meter
NJADRE1555676625 | Administratively Determined Incentive Program | ROSELLE | 7203 | 10 | 4.86 | Residential | Behind the Meter | Yes | Net Metered Residential | Sunrun Installation Services, Inc. |  | PSE&G | Accepted | 2024-01-19 | 2024-02-16 | 2025-02-16 | Solar Panels | Hanwha Q Cells | Q.PEAK DUO BLK ML-G10+ 405 |  | 0.405 | 12 | 170 | 41 |  | Fixed | Roof
NJADRE1555676628 | Administratively Determined Incentive Program | TOMS RIVER | 8755 | 18 | 6.8 | Residential | Behind the Meter | Yes | Net Metered Residential | Sunrun Installation Services, Inc. |  | JCP&L | Accepted | 2024-01-19 | 2024-02-14 | 2025-02-14 | Inverters | SOLAREDGE TECHNOLOGIES | SE6000H-USSN | 6000 |  | 1 |  |  | 0.99 |  | Outdoor | Next To Meter
NJADRE1555676628 | Administratively Determined Incentive Program | TOMS RIVER | 8755 | 18 | 6.8 | Residential | Behind the Meter | Yes | Net Metered Residential | Sunrun Installation Services, Inc. |  | JCP&L | Accepted | 2024-01-19 | 2024-02-14 | 2025-02-14 | Solar Panels | HANWHA Q-CELLS | Q.PEAK DUO BLK ML-G10+/T 400 |  | 0.4 | 3 | 253 | 34 |  | Fixed | Roof
NJADRE1555676628 | Administratively Determined Incentive Program | TOMS RIVER | 8755 | 18 | 6.8 | Residential | Behind the Meter | Yes | Net Metered Residential | Sunrun Installation Services, Inc. |  | JCP&L | Accepted | 2024-01-19 | 2024-02-14 | 2025-02-14 | Solar Panels | HANWHA Q-CELLS | Q.PEAK DUO BLK ML-G10+/T 400 |  | 0.4 | 3 | 343 | 34 |  | Fixed | Roof
NJADRE1555676628 | Administratively Determined Incentive Program | TOMS RIVER | 8755 | 18 | 6.8 | Residential | Behind the Meter | Yes | Net Metered Residential | Sunrun Installation Services, Inc. |  | JCP&L | Accepted | 2024-01-19 | 2024-02-14 | 2025-02-14 | Solar Panels | HANWHA Q-CELLS | Q.PEAK DUO BLK ML-G10+/T 400 |  | 0.4 | 5 | 74 | 34 |  | Fixed | Roof
NJADRE1555676628 | Administratively Determined Incentive Program | TOMS RIVER | 8755 | 18 | 6.8 | Residential | Behind the Meter | Yes | Net Metered Residential | Sunrun Installation Services, Inc. |  | JCP&L | Accepted | 2024-01-19 | 2024-02-14 | 2025-02-14 | Solar Panels | HANWHA Q-CELLS | Q.PEAK DUO BLK ML-G10+/T 400 |  | 0.4 | 6 | 254 | 40 |  | Fixed | Roof
NJADRE1555676631 | Administratively Determined Incentive Program | HAZLET | 7730 | 17 | 10.13 | Residential | Behind the Meter | No | Net Metered Residential | Trinity Solar |  | JCP&L | Accepted | 2024-01-19 | 2024-02-12 | 2025-02-12 | Inverters | Solar Edge | SE7600H-US | 7600 |  | 1 |  |  | 0.97 |  | Outside
NJADRE1555676631 | Administratively Determined Incentive Program | HAZLET | 7730 | 17 | 10.13 | Residential | Behind the Meter | No | Net Metered Residential | Trinity Solar |  | JCP&L | Accepted | 2024-01-19 | 2024-02-12 | 2025-02-12 | Solar Panels | HANWHA | Q.PEAK DUO BLK ML-G10+ 405 |  | 0.405 | 11 | 108 | 30 |  | Fixed | Roof
NJADRE1555676631 | Administratively Determined Incentive Program | HAZLET | 7730 | 17 | 10.13 | Residential | Behind the Meter | No | Net Metered Residential | Trinity Solar |  | JCP&L | Accepted | 2024-01-19 | 2024-02-12 | 2025-02-12 | Solar Panels | HANWHA | Q.PEAK DUO BLK ML-G10+ 405 |  | 0.405 | 6 | 198 | 25 |  | Fixed | Roof
NJADRE1555676631 | Administratively Determined Incentive Program | HAZLET | 7730 | 17 | 10.13 | Residential | Behind the Meter | No | Net Metered Residential | Trinity Solar |  | JCP&L | Accepted | 2024-01-19 | 2024-02-12 | 2025-02-12 | Solar Panels | HANWHA | Q.PEAK DUO BLK ML-G10+ 405 |  | 0.405 | 8 | 108 | 30 |  | Fixed | Roof
NJADRE1555676641 | Administratively Determined Incentive Program | NORTH BERGEN | 7047 | 8 | 6 | Residential | Behind the Meter | Yes | Net Metered Residential | Seabright Solar |  | PSE&G | Accepted | 2024-01-19 | 2024-02-12 | 2025-02-12 | Solar Panels | Sunpower | SPR-U-400 |  | 0.4 | 15 | 27 | 2 |  | Fixed | Roof
NJADRE1555676641 | Administratively Determined Incentive Program | NORTH BERGEN | 7047 | 8 | 6 | Residential | Behind the Meter | Yes | Net Metered Residential | Seabright Solar |  | PSE&G | Accepted | 2024-01-19 | 2024-02-12 | 2025-02-12 | Inverters | Enphase | IQ 7HS | 384 |  | 15 |  |  | 0.99 |  | Outside
NJADRE1555676647 | Administratively Determined Incentive Program | LAKEWOOD | 8701 | 18 | 12.15 | Residential | Behind the Meter | Yes | Net Metered Residential | Powur, PBC |  | JCP&L | Accepted | 2024-01-29 | 2024-02-19 | 2025-02-19 | Solar Panels | hanwha | Q.PEAK DUO BLK ML-G10+ (405W) |  | 0.405 | 18 | 295 | 25 |  | Fixed | Roof
NJADRE1555676647 | Administratively Determined Incentive Program | LAKEWOOD | 8701 | 18 | 12.15 | Residential | Behind the Meter | Yes | Net Metered Residential | Powur, PBC |  | JCP&L | Accepted | 2024-01-29 | 2024-02-19 | 2025-02-19 | Solar Panels | Hanwha | Q.PEAK DUO BLK ML-G10+ (405W) |  | 0.405 | 6 | 115 | 25 |  | Fixed | Roof
NJADRE1555676647 | Administratively Determined Incentive Program | LAKEWOOD | 8701 | 18 | 12.15 | Residential | Behind the Meter | Yes | Net Metered Residential | Powur, PBC |  | JCP&L | Accepted | 2024-01-29 | 2024-02-19 | 2025-02-19 | Solar Panels | Hanwha | Q.PEAK DUO BLK ML-G10+ (405W) |  | 0.405 | 4 | 205 | 40 |  | Fixed | Roof
NJADRE1555676647 | Administratively Determined Incentive Program | LAKEWOOD | 8701 | 18 | 12.15 | Residential | Behind the Meter | Yes | Net Metered Residential | Powur, PBC |  | JCP&L | Accepted | 2024-01-29 | 2024-02-19 | 2025-02-19 | Solar Panels | Hanwha | Q.PEAK DUO BLK ML-G10+ (405W) |  | 0.405 | 2 | 25 | 40 |  | Fixed | Roof
NJADRE1555676647 | Administratively Determined Incentive Program | LAKEWOOD | 8701 | 18 | 12.15 | Residential | Behind the Meter | Yes | Net Metered Residential | Powur, PBC |  | JCP&L | Accepted | 2024-01-29 | 2024-02-19 | 2025-02-19 | Inverters | Solaredge | SE10000H-US RGM | 10000 |  | 1 |  |  | 0.99 |  | Outside
NJADRE1555676692 | Administratively Determined Incentive Program | VOORHEES | 8043 | 14 | 12.4 | Residential | Behind the Meter | No | Net Metered Residential | SunPower Corporation |  | PSE&G | Accepted | 2024-01-19 | 2024-02-14 | 2025-02-14 | Solar Panels | WAAREE ENERGIES LIMITED | WSMDI-400 |  | 0.4 | 8 | 204 | 26 |  | Fixed | Roof
NJADRE1555676692 | Administratively Determined Incentive Program | VOORHEES | 8043 | 14 | 12.4 | Residential | Behind the Meter | No | Net Metered Residential | SunPower Corporation |  | PSE&G | Accepted | 2024-01-19 | 2024-02-14 | 2025-02-14 | Solar Panels | WAAREE ENERGIES LIMITED | WSMDI-400 |  | 0.4 | 7 | 204 | 26 |  | Fixed | Roof
NJADRE1555676692 | Administratively Determined Incentive Program | VOORHEES | 8043 | 14 | 12.4 | Residential | Behind the Meter | No | Net Metered Residential | SunPower Corporation |  | PSE&G | Accepted | 2024-01-19 | 2024-02-14 | 2025-02-14 | Solar Panels | WAAREE ENERGIES LIMITED | WSMDI-400 |  | 0.4 | 10 | 114 | 30 |  | Fixed | Roof
NJADRE1555676692 | Administratively Determined Incentive Program | VOORHEES | 8043 | 14 | 12.4 | Residential | Behind the Meter | No | Net Metered Residential | SunPower Corporation |  | PSE&G | Accepted | 2024-01-19 | 2024-02-14 | 2025-02-14 | Solar Panels | WAAREE ENERGIES LIMITED | WSMDI-400 |  | 0.4 | 6 | 294 | 30 |  | Fixed | Roof
NJADRE1555676692 | Administratively Determined Incentive Program | VOORHEES | 8043 | 14 | 12.4 | Residential | Behind the Meter | No | Net Metered Residential | SunPower Corporation |  | PSE&G | Accepted | 2024-01-19 | 2024-02-14 | 2025-02-14 | Inverters | Enphase | IQ7HS-66-M-US | 384 |  | 31 |  |  | 0.97 |  | Other | Under Each Panel
NJADRE1555676706 | Administratively Determined Incentive Program | Cold Spring | 8204 | 21 | 11.06 | Residential | Behind the Meter | Yes | Net Metered Residential | Sunrun Installation Services, Inc. |  | AC Electric | Accepted | 2024-01-19 | 2024-02-12 | 2025-02-12 | Inverters | SolarEdge Technologies | SE7600H-USSN | 7600 |  | 1 |  |  | 0.99 |  | Outside
NJADRE1555676706 | Administratively Determined Incentive Program | Cold Spring | 8204 | 21 | 11.06 | Residential | Behind the Meter | Yes | Net Metered Residential | Sunrun Installation Services, Inc. |  | AC Electric | Accepted | 2024-01-19 | 2024-02-12 | 2025-02-12 | Solar Panels | Trina Solar | TSM-395DE09C.07 |  | 0.395 | 28 | 358 | 21 |  | Fixed | Roof
NJADRE1555676714 | Administratively Determined Incentive Program | PERTH AMBOY CITY | 8861 | 11 | 3.6 | Residential | Behind the Meter | Yes | Net Metered Residential | Sunrun Installation Services, Inc. |  | PSE&G | Accepted | 2024-01-19 | 2024-02-13 | 2025-02-13 | Inverters | SolarEdge Technologies | SE3800H-USMN | 3800 |  | 1 |  |  | 0.99 |  | Outdoor | Next to meter
NJADRE1555676714 | Administratively Determined Incentive Program | PERTH AMBOY CITY | 8861 | 11 | 3.6 | Residential | Behind the Meter | Yes | Net Metered Residential | Sunrun Installation Services, Inc. |  | PSE&G | Accepted | 2024-01-19 | 2024-02-13 | 2025-02-13 | Solar Panels | Hanwha Q Cells | Q.PEAK DUO BLK ML-G10+/T 400 |  | 0.4 | 9 | 111 | 39 |  | Fixed | Roof
NJADRE1555676721 | Administratively Determined Incentive Program | COLUMBUS | 8022 | 13 | 13.37 | Residential | Behind the Meter | No | Net Metered Residential | Tesla Inc. |  | PSE&G | Accepted | 2024-01-19 | 2024-02-14 | 2025-02-14 | Solar Panels | Hanwha | Q.PEAK DUO BLK ML-G10+/TS 405 |  | 0.405 | 4 | 318 | 37 |  | Fixed | Roof
NJADRE1555676721 | Administratively Determined Incentive Program | COLUMBUS | 8022 | 13 | 13.37 | Residential | Behind the Meter | No | Net Metered Residential | Tesla Inc. |  | PSE&G | Accepted | 2024-01-19 | 2024-02-14 | 2025-02-14 | Solar Panels | Hanwha | Q.PEAK DUO BLK ML-G10+/TS 405 |  | 0.405 | 8 | 138 | 37 |  | Fixed | Roof
NJADRE1555676721 | Administratively Determined Incentive Program | COLUMBUS | 8022 | 13 | 13.37 | Residential | Behind the Meter | No | Net Metered Residential | Tesla Inc. |  | PSE&G | Accepted | 2024-01-19 | 2024-02-14 | 2025-02-14 | Solar Panels | Hanwha | Q.PEAK DUO BLK ML-G10+/TS 405 |  | 0.405 | 7 | 228 | 27 |  | Fixed | Roof
NJADRE1555676721 | Administratively Determined Incentive Program | COLUMBUS | 8022 | 13 | 13.37 | Residential | Behind the Meter | No | Net Metered Residential | Tesla Inc. |  | PSE&G | Accepted | 2024-01-19 | 2024-02-14 | 2025-02-14 | Solar Panels | Hanwha | Q.PEAK DUO BLK ML-G10+/TS 405 |  | 0.405 | 14 | 48 | 27 |  | Fixed | Roof
NJADRE1555676721 | Administratively Determined Incentive Program | COLUMBUS | 8022 | 13 | 13.37 | Residential | Behind the Meter | No | Net Metered Residential | Tesla Inc. |  | PSE&G | Accepted | 2024-01-19 | 2024-02-14 | 2025-02-14 | Inverters | Tesla | 1538000-45-A | 7600 |  | 1 |  |  | 0.98 |  | Outdoor
NJADRE1555676721 | Administratively Determined Incentive Program | COLUMBUS | 8022 | 13 | 13.37 | Residential | Behind the Meter | No | Net Metered Residential | Tesla Inc. |  | PSE&G | Accepted | 2024-01-19 | 2024-02-14 | 2025-02-14 | Inverters | Tesla | 1538000-45-A | 3800 |  | 1 |  |  | 0.98 |  | Outdoor
NJADRE1555676722 | Administratively Determined Incentive Program | PLAINFIELD | 7062 | 10 | 8.76 | Residential | Behind the Meter | No | Net Metered Residential | Power Home Remodeling |  | PSE&G | Accepted | 2024-01-19 | 2024-02-12 | 2025-02-12 | Inverters | SolarEdge | SE6000H-US | 6000 |  | 1 |  |  | 0.99 |  | Outside
NJADRE1555676722 | Administratively Determined Incentive Program | PLAINFIELD | 7062 | 10 | 8.76 | Residential | Behind the Meter | No | Net Metered Residential | Power Home Remodeling |  | PSE&G | Accepted | 2024-01-19 | 2024-02-12 | 2025-02-12 | Meters | SolarEdge | Revenue Grade Data Ansi C12.20 |  |  | 1 |  |  |  | Yes | Outdoor
NJADRE1555676722 | Administratively Determined Incentive Program | PLAINFIELD | 7062 | 10 | 8.76 | Residential | Behind the Meter | No | Net Metered Residential | Power Home Remodeling |  | PSE&G | Accepted | 2024-01-19 | 2024-02-12 | 2025-02-12 | Solar Panels | QCell | Q.PEAK DUO BLK-G10+ 365 |  | 0.365 | 8 | 219 | 19 |  | Fixed | Roof
NJADRE1555676722 | Administratively Determined Incentive Program | PLAINFIELD | 7062 | 10 | 8.76 | Residential | Behind the Meter | No | Net Metered Residential | Power Home Remodeling |  | PSE&G | Accepted | 2024-01-19 | 2024-02-12 | 2025-02-12 | Solar Panels | QCell | Q.PEAK DUO BLK-G10+ 365 |  | 0.365 | 6 | 219 | 19 |  | Fixed | Roof
NJADRE1555676722 | Administratively Determined Incentive Program | PLAINFIELD | 7062 | 10 | 8.76 | Residential | Behind the Meter | No | Net Metered Residential | Power Home Remodeling |  | PSE&G | Accepted | 2024-01-19 | 2024-02-12 | 2025-02-12 | Solar Panels | QCell | Q.PEAK DUO BLK-G10+ 365 |  | 0.365 | 10 | 39 | 18 |  | Fixed | Roof
NJADRE1555676727 | Administratively Determined Incentive Program | WILLIAMSTOWN | 8094 | 15 | 9.6 | Residential | Behind the Meter | Yes | Net Metered Residential | Big Solar Energy, LLC |  | AC Electric | Accepted | 2024-01-19 | 2024-02-12 | 2025-02-12 | Inverters | SOLAREDGE | SE7600H-US ENERGY HUB (240V) | 7600 |  | 1 |  |  | 0.992 |  | Outdoor
NJADRE1555676727 | Administratively Determined Incentive Program | WILLIAMSTOWN | 8094 | 15 | 9.6 | Residential | Behind the Meter | Yes | Net Metered Residential | Big Solar Energy, LLC |  | AC Electric | Accepted | 2024-01-19 | 2024-02-12 | 2025-02-12 | Solar Panels | HANWHA Q.CELLS | Q.PEAK DUO BLK ML-G10 400 |  | 0.4 | 18 | 212 | 39 |  | Fixed | Roof
NJADRE1555676727 | Administratively Determined Incentive Program | WILLIAMSTOWN | 8094 | 15 | 9.6 | Residential | Behind the Meter | Yes | Net Metered Residential | Big Solar Energy, LLC |  | AC Electric | Accepted | 2024-01-19 | 2024-02-12 | 2025-02-12 | Solar Panels | HANWHA Q.CELLS | Q.PEAK DUO BLK ML-G10 400 |  | 0.4 | 2 | 212 | 17 |  | Fixed | Roof
NJADRE1555676727 | Administratively Determined Incentive Program | WILLIAMSTOWN | 8094 | 15 | 9.6 | Residential | Behind the Meter | Yes | Net Metered Residential | Big Solar Energy, LLC |  | AC Electric | Accepted | 2024-01-19 | 2024-02-12 | 2025-02-12 | Solar Panels | HANWHA Q.CELLS | Q.PEAK DUO BLK ML-G10 400 |  | 0.4 | 4 | 32 | 17 |  | Fixed | Roof
NJADRE1555676883 | Administratively Determined Incentive Program | MONTGOMERY | 8558 | 5 | 22.25 | Residential | Behind the Meter | No | Net Metered Residential | Tesla Energy Operations Inc |  | PSE&G | Accepted | 2024-01-22 | 2024-02-13 | 2025-02-13 | Solar Panels | Tesla | SR72T3R |  | 0.072 | 14 | 186 | 39 |  | Fixed | Roof
NJADRE1555676883 | Administratively Determined Incentive Program | MONTGOMERY | 8558 | 5 | 22.25 | Residential | Behind the Meter | No | Net Metered Residential | Tesla Energy Operations Inc |  | PSE&G | Accepted | 2024-01-22 | 2024-02-13 | 2025-02-13 | Solar Panels | Tesla | SR72T3R |  | 0.072 | 83 | 96 | 39 |  | Fixed | Roof
NJADRE1555676883 | Administratively Determined Incentive Program | MONTGOMERY | 8558 | 5 | 22.25 | Residential | Behind the Meter | No | Net Metered Residential | Tesla Energy Operations Inc |  | PSE&G | Accepted | 2024-01-22 | 2024-02-13 | 2025-02-13 | Solar Panels | Tesla | SR72T3R |  | 0.072 | 11 | 186 | 40 |  | Fixed | Roof
NJADRE1555676883 | Administratively Determined Incentive Program | MONTGOMERY | 8558 | 5 | 22.25 | Residential | Behind the Meter | No | Net Metered Residential | Tesla Energy Operations Inc |  | PSE&G | Accepted | 2024-01-22 | 2024-02-13 | 2025-02-13 | Solar Panels | Tesla | SR72T3R |  | 0.072 | 24 | 186 | 40 |  | Fixed | Roof
NJADRE1555676883 | Administratively Determined Incentive Program | MONTGOMERY | 8558 | 5 | 22.25 | Residential | Behind the Meter | No | Net Metered Residential | Tesla Energy Operations Inc |  | PSE&G | Accepted | 2024-01-22 | 2024-02-13 | 2025-02-13 | Solar Panels | Tesla | SR72T3R |  | 0.072 | 67 | 186 | 40 |  | Fixed | Roof
NJADRE1555676883 | Administratively Determined Incentive Program | MONTGOMERY | 8558 | 5 | 22.25 | Residential | Behind the Meter | No | Net Metered Residential | Tesla Energy Operations Inc |  | PSE&G | Accepted | 2024-01-22 | 2024-02-13 | 2025-02-13 | Solar Panels | Tesla | SR72T3R |  | 0.072 | 19 | 96 | 37 |  | Fixed | Roof
NJADRE1555676883 | Administratively Determined Incentive Program | MONTGOMERY | 8558 | 5 | 22.25 | Residential | Behind the Meter | No | Net Metered Residential | Tesla Energy Operations Inc |  | PSE&G | Accepted | 2024-01-22 | 2024-02-13 | 2025-02-13 | Solar Panels | Tesla | SR72T3R |  | 0.072 | 11 | 96 | 38 |  | Fixed | Roof
NJADRE1555676883 | Administratively Determined Incentive Program | MONTGOMERY | 8558 | 5 | 22.25 | Residential | Behind the Meter | No | Net Metered Residential | Tesla Energy Operations Inc |  | PSE&G | Accepted | 2024-01-22 | 2024-02-13 | 2025-02-13 | Solar Panels | Tesla | SR72T3R |  | 0.072 | 64 | 276 | 38 |  | Fixed | Roof
NJADRE1555676883 | Administratively Determined Incentive Program | MONTGOMERY | 8558 | 5 | 22.25 | Residential | Behind the Meter | No | Net Metered Residential | Tesla Energy Operations Inc |  | PSE&G | Accepted | 2024-01-22 | 2024-02-13 | 2025-02-13 | Solar Panels | Tesla | SR72T3R |  | 0.072 | 16 | 186 | 38 |  | Fixed | Roof
NJADRE1555676883 | Administratively Determined Incentive Program | MONTGOMERY | 8558 | 5 | 22.25 | Residential | Behind the Meter | No | Net Metered Residential | Tesla Energy Operations Inc |  | PSE&G | Accepted | 2024-01-22 | 2024-02-13 | 2025-02-13 | Inverters | Tesla | 1707000-20-G | 11500 |  | 4 |  |  | 0.97 |  | Outdoor
NJADRE1555676883 | Administratively Determined Incentive Program | MONTGOMERY | 8558 | 5 | 22.25 | Residential | Behind the Meter | No | Net Metered Residential | Tesla Energy Operations Inc |  | PSE&G | Accepted | 2024-01-22 | 2024-02-13 | 2025-02-13 | Electric Storage Battery | Tesla | Powerwall 3 |  |  | 4 |  |  |  | Lithium Ion |  | Outside
NJADRE1555676884 | Administratively Determined Incentive Program | ROCKAWAY | 7866 | 3 | 4.46 | Residential | Behind the Meter | Yes | Net Metered Residential | Sunrun, Inc. |  | JCP&L | Accepted | 2024-01-19 | 2024-02-12 | 2025-02-12 | Inverters | SOLAREDGE TECHNOLOGIES | SE3800H-USMN | 3800 |  | 1 |  |  | 0.99 |  | Outdoor | Next To Meter
NJADRE1555676884 | Administratively Determined Incentive Program | ROCKAWAY | 7866 | 3 | 4.46 | Residential | Behind the Meter | Yes | Net Metered Residential | Sunrun, Inc. |  | JCP&L | Accepted | 2024-01-19 | 2024-02-12 | 2025-02-12 | Solar Panels | HANWHA Q-CELLS | Q.PEAK DUO BLK ML-G10+ 405 |  | 0.405 | 4 | 222 | 35 |  | Fixed | Roof
NJADRE1555676884 | Administratively Determined Incentive Program | ROCKAWAY | 7866 | 3 | 4.46 | Residential | Behind the Meter | Yes | Net Metered Residential | Sunrun, Inc. |  | JCP&L | Accepted | 2024-01-19 | 2024-02-12 | 2025-02-12 | Solar Panels | SOLAREDGE TECHNOLOGIES | Q.PEAK DUO BLK ML-G10+ 405 |  | 0.405 | 4 | 42 | 35 |  | Fixed | Roof
NJADRE1555676884 | Administratively Determined Incentive Program | ROCKAWAY | 7866 | 3 | 4.46 | Residential | Behind the Meter | Yes | Net Metered Residential | Sunrun, Inc. |  | JCP&L | Accepted | 2024-01-19 | 2024-02-12 | 2025-02-12 | Solar Panels | HANWHA Q-CELLS | Q.PEAK DUO BLK ML-G10+ 405 |  | 0.405 | 3 | 131 | 37 |  | Fixed | Roof
NJADRE1555676896 | Administratively Determined Incentive Program | LITTLE EGG HARBOR TWP | 8087 | 18 | 18.4 | Residential | Behind the Meter | Yes | Net Metered Residential | Big Solar Energy, LLC |  | AC Electric | Accepted | 2024-01-19 | 2024-02-12 | 2025-02-12 | Inverters | SOLAREDGE | SE6000H-US ENERGY HUB(240V) | 6000 |  | 2 |  |  | 0.992 |  | Outdoor
NJADRE1555676896 | Administratively Determined Incentive Program | LITTLE EGG HARBOR TWP | 8087 | 18 | 18.4 | Residential | Behind the Meter | Yes | Net Metered Residential | Big Solar Energy, LLC |  | AC Electric | Accepted | 2024-01-19 | 2024-02-12 | 2025-02-12 | Solar Panels | HANWHA Q.CELLS | Q.PEAK DUO BLK ML-G10 400 |  | 0.4 | 10 | 234 | 9 |  | Fixed | Roof
NJADRE1555676896 | Administratively Determined Incentive Program | LITTLE EGG HARBOR TWP | 8087 | 18 | 18.4 | Residential | Behind the Meter | Yes | Net Metered Residential | Big Solar Energy, LLC |  | AC Electric | Accepted | 2024-01-19 | 2024-02-12 | 2025-02-12 | Solar Panels | HANWHA Q.CELLS | Q.PEAK DUO BLK ML-G10 |  | 0.4 | 4 | 54 | 23 |  | Fixed | Roof
NJADRE1555676896 | Administratively Determined Incentive Program | LITTLE EGG HARBOR TWP | 8087 | 18 | 18.4 | Residential | Behind the Meter | Yes | Net Metered Residential | Big Solar Energy, LLC |  | AC Electric | Accepted | 2024-01-19 | 2024-02-12 | 2025-02-12 | Solar Panels | HANWHA Q.CELLS | Q.PEAK DUO BLK ML-G10 400 |  | 0.4 | 9 | 54 | 23 |  | Fixed | Roof
NJADRE1555676896 | Administratively Determined Incentive Program | LITTLE EGG HARBOR TWP | 8087 | 18 | 18.4 | Residential | Behind the Meter | Yes | Net Metered Residential | Big Solar Energy, LLC |  | AC Electric | Accepted | 2024-01-19 | 2024-02-12 | 2025-02-12 | Solar Panels | HANWHA Q.CELLS | Q.PEAK DUO BLK ML-G10 400 |  | 0.4 | 23 | 234 | 23 |  | Fixed | Roof
NJADRE1555676918 | Administratively Determined Incentive Program | BERGENFIELD | 7621 | 7 | 8.8 | Residential | Behind the Meter | Yes | Net Metered Residential | Sunrun Installation Services, Inc. |  | PSE&G | Accepted | 2024-01-19 | 2024-02-12 | 2025-02-12 | Inverters | SolarEdge Technologies | SE6000H-USSN | 6000 |  | 1 |  |  | 0.96 |  | Outdoor | next to meter
NJADRE1555676918 | Administratively Determined Incentive Program | BERGENFIELD | 7621 | 7 | 8.8 | Residential | Behind the Meter | Yes | Net Metered Residential | Sunrun Installation Services, Inc. |  | PSE&G | Accepted | 2024-01-19 | 2024-02-12 | 2025-02-12 | Solar Panels | Hanwha Q Cells | Q.PEAK DUO BLK ML-G10+/t 400 |  | 0.4 | 22 | 91 | 19 |  | Fixed | Roof
NJADRE1555676923 | Administratively Determined Incentive Program | NORTH BERGEN | 7047 | 8 | 2.76 | Residential | Behind the Meter | Yes | Net Metered Residential | Sunrun Installation Services, Inc. |  | PSE&G | Accepted | 2024-01-19 | 2024-02-12 | 2025-02-12 | Inverters | Enphase Energy | IQ7PLUS-72-x-US (240V) | 290 |  | 8 |  |  | 0.97 |  | Outside
NJADRE1555676923 | Administratively Determined Incentive Program | NORTH BERGEN | 7047 | 8 | 2.76 | Residential | Behind the Meter | Yes | Net Metered Residential | Sunrun Installation Services, Inc. |  | PSE&G | Accepted | 2024-01-19 | 2024-02-12 | 2025-02-12 | Solar Panels | LG Electronics | LG345N1C-V5 |  | 0.345 | 8 | 118 | 10 |  | Fixed | Roof
NJADRE1555676935 | Administratively Determined Incentive Program | BARNEGAT | 8005 | 18 | 5.6 | Residential | Behind the Meter | Yes | Net Metered Residential | Sunrun Installation Services, Inc. |  | JCP&L | Accepted | 2024-01-19 | 2024-02-12 | 2025-02-12 | Inverters | SolarEdge Technologies | SE3800H-USMN | 3800 |  | 1 |  |  | 0.99 |  | Outdoor | Next to the meter
NJADRE1555676935 | Administratively Determined Incentive Program | BARNEGAT | 8005 | 18 | 5.6 | Residential | Behind the Meter | Yes | Net Metered Residential | Sunrun Installation Services, Inc. |  | JCP&L | Accepted | 2024-01-19 | 2024-02-12 | 2025-02-12 | Solar Panels | Hanwha Q-Cells | Q.PEAK DUO BLK ML-G10+/t 400 |  | 0.4 | 14 | 120 | 34 |  | Fixed | Roof
NJADRE1555676938 | Administratively Determined Incentive Program | UNION BEACH | 7735 | 17 | 5.6 | Residential | Behind the Meter | Yes | Net Metered Residential | Sunrun Installation Services, Inc. |  | JCP&L | Accepted | 2024-01-19 | 2024-02-12 | 2025-02-12 | Solar Panels | HANWHA Q-CELLS | Q.PEAK DUO BLK ML-G10+/T 400 |  | 0.4 | 8 | 177 | 27 |  | Fixed | Roof
NJADRE1555676938 | Administratively Determined Incentive Program | UNION BEACH | 7735 | 17 | 5.6 | Residential | Behind the Meter | Yes | Net Metered Residential | Sunrun Installation Services, Inc. |  | JCP&L | Accepted | 2024-01-19 | 2024-02-12 | 2025-02-12 | Solar Panels | HANWHA Q-CELLS | Q.PEAK DUO BLK ML-G10+/T 400 |  | 0.4 | 6 | 176 | 39 |  | Fixed | Roof
NJADRE1555676938 | Administratively Determined Incentive Program | UNION BEACH | 7735 | 17 | 5.6 | Residential | Behind the Meter | Yes | Net Metered Residential | Sunrun Installation Services, Inc. |  | JCP&L | Accepted | 2024-01-19 | 2024-02-12 | 2025-02-12 | Inverters | SOLAREDGE TECHNOLOGIES | SE3800H-USMN | 3800 |  | 1 |  |  | 0.99 |  | Outdoor
NJADRE1555676939 | Administratively Determined Incentive Program | CLIFTON | 7013 | 6 | 3.2 | Residential | Behind the Meter | Yes | Net Metered Residential | Sunrun Installation Services, Inc. |  | PSE&G | Accepted | 2024-01-19 | 2024-02-27 | 2025-02-27 | Inverters | SolarEdge Technologies | SE3800H-USMN | 3800 |  | 1 |  |  | 0.96 |  | Outdoor | next to meter
NJADRE1555676939 | Administratively Determined Incentive Program | CLIFTON | 7013 | 6 | 3.2 | Residential | Behind the Meter | Yes | Net Metered Residential | Sunrun Installation Services, Inc. |  | PSE&G | Accepted | 2024-01-19 | 2024-02-27 | 2025-02-27 | Solar Panels | Hanwha Q Cells | Q.PEAK DUO BLK ML-G10+/T 400 |  | 0.4 | 8 | 45 | 21 |  | Fixed | Roof
NJADRE1555676940 | Administratively Determined Incentive Program | VINELAND | 8360 | 20 | 6.32 | Residential | Behind the Meter | Yes | Net Metered Residential | Big Solar Energy, LLC |  | Vineland Muni Electric | Accepted | 2024-01-19 | 2024-02-13 | 2025-02-13 | Inverters | SolarEdge | SE5000H-US | 21 |  | 1 |  |  | 0.992 |  | Outdoor
NJADRE1555676940 | Administratively Determined Incentive Program | VINELAND | 8360 | 20 | 6.32 | Residential | Behind the Meter | Yes | Net Metered Residential | Big Solar Energy, LLC |  | Vineland Muni Electric | Accepted | 2024-01-19 | 2024-02-13 | 2025-02-13 | Solar Panels | JA Solar | JAM72s09-395 |  | 0.395 | 14 | 182 | 18 |  | Fixed | Roof
NJADRE1555676940 | Administratively Determined Incentive Program | VINELAND | 8360 | 20 | 6.32 | Residential | Behind the Meter | Yes | Net Metered Residential | Big Solar Energy, LLC |  | Vineland Muni Electric | Accepted | 2024-01-19 | 2024-02-13 | 2025-02-13 | Solar Panels | JA Solar | JAM72s09-395 |  | 0.395 | 2 | 272 | 18 |  | Fixed | Roof
NJADRE1555676944 | Administratively Determined Incentive Program | PARAMUS | 7652 | 7 | 7.48 | Residential | Behind the Meter | Yes | Net Metered Residential | Sunrun Installation Services, Inc. |  | PSE&G | Accepted | 2024-01-19 | 2024-02-12 | 2025-02-12 | Inverters | Delta Electronics | M6-TL-US | 5760 |  | 1 |  |  | 0.97 |  | Outside
NJADRE1555676944 | Administratively Determined Incentive Program | PARAMUS | 7652 | 7 | 7.48 | Residential | Behind the Meter | Yes | Net Metered Residential | Sunrun Installation Services, Inc. |  | PSE&G | Accepted | 2024-01-19 | 2024-02-12 | 2025-02-12 | Solar Panels | JA Solar | JAM60S10-340/MR |  | 0.34 | 5 | 198 | 36 |  | Fixed | Roof
NJADRE1555676944 | Administratively Determined Incentive Program | PARAMUS | 7652 | 7 | 7.48 | Residential | Behind the Meter | Yes | Net Metered Residential | Sunrun Installation Services, Inc. |  | PSE&G | Accepted | 2024-01-19 | 2024-02-12 | 2025-02-12 | Solar Panels | JA Solar | JAM60S10-340/MR |  | 0.34 | 8 | 288 | 26 |  | Fixed | Roof
NJADRE1555676944 | Administratively Determined Incentive Program | PARAMUS | 7652 | 7 | 7.48 | Residential | Behind the Meter | Yes | Net Metered Residential | Sunrun Installation Services, Inc. |  | PSE&G | Accepted | 2024-01-19 | 2024-02-12 | 2025-02-12 | Solar Panels | JA Solar | JAM60S10-340/MR |  | 0.34 | 9 | 198 | 26 |  | Fixed | Roof
NJADRE1555676951 | Administratively Determined Incentive Program | BOGOTA | 7603 | 7 | 2.8 | Residential | Behind the Meter | Yes | Net Metered Residential | Sunrun Installation Services, Inc. |  | PSE&G | Accepted | 2024-01-19 | 2024-02-12 | 2025-02-12 | Inverters | DELTA ELECTRONICS | E4-TL-US | 4000 |  | 1 |  |  | 0.975 |  | Outdoor | Next to meter
NJADRE1555676951 | Administratively Determined Incentive Program | BOGOTA | 7603 | 7 | 2.8 | Residential | Behind the Meter | Yes | Net Metered Residential | Sunrun Installation Services, Inc. |  | PSE&G | Accepted | 2024-01-19 | 2024-02-12 | 2025-02-12 | Solar Panels | Hanwha Q Cells | Q.PEAK DUO BLK ML-G10+/T 400 |  | 0.4 | 7 | 199 | 44 |  | Fixed | Roof
NJADRE1555676952 | Administratively Determined Incentive Program | CLIFTON CITY | 7013 | 6 | 4.46 | Residential | Behind the Meter | Yes | Net Metered Residential | Sunrun Installation Services, Inc. |  | PSE&G | Accepted | 2024-01-19 | 2024-02-12 | 2025-02-12 | Inverters | Delta Electronics | E4-TL-US | 3840 |  | 1 |  |  | 0.99 |  | Outside
NJADRE1555676952 | Administratively Determined Incentive Program | CLIFTON CITY | 7013 | 6 | 4.46 | Residential | Behind the Meter | Yes | Net Metered Residential | Sunrun Installation Services, Inc. |  | PSE&G | Accepted | 2024-01-19 | 2024-02-12 | 2025-02-12 | Solar Panels | HANWHA Q-CELLS | Q.PEAK DUO BLK ML-G10+ 405 |  | 0.405 | 11 | 223 | 23 |  | Fixed | Roof
NJADRE1555676952 | Administratively Determined Incentive Program | CLIFTON CITY | 7013 | 6 | 4.46 | Residential | Behind the Meter | Yes | Net Metered Residential | Sunrun Installation Services, Inc. |  | PSE&G | Accepted | 2024-01-19 | 2024-02-12 | 2025-02-12 | Electric Storage Battery | TESLA | Powerwall |  |  | 1 |  |  |  | Lithium Ion |  | Inside
NJADRE1555676960 | Administratively Determined Incentive Program | FRANKLINVILLE | 8322 | 15 | 8 | Residential | Behind the Meter | Yes | Net Metered Residential | Sunrun Installation Services, Inc. |  | JCP&L | Accepted | 2024-01-19 | 2024-02-12 | 2025-02-12 | Solar Panels | HANWHA Q-CELLS | Q.PEAK DUO BLK ML-G10+/T 400 |  | 0.4 | 12 | 302 | 27 |  | Fixed | Roof
NJADRE1555676960 | Administratively Determined Incentive Program | FRANKLINVILLE | 8322 | 15 | 8 | Residential | Behind the Meter | Yes | Net Metered Residential | Sunrun Installation Services, Inc. |  | JCP&L | Accepted | 2024-01-19 | 2024-02-12 | 2025-02-12 | Solar Panels | HANWHA Q-CELLS | Q.PEAK DUO BLK ML-G10+/T 400 |  | 0.4 | 8 | 213 | 27 |  | Fixed | Roof
NJADRE1555676960 | Administratively Determined Incentive Program | FRANKLINVILLE | 8322 | 15 | 8 | Residential | Behind the Meter | Yes | Net Metered Residential | Sunrun Installation Services, Inc. |  | JCP&L | Accepted | 2024-01-19 | 2024-02-12 | 2025-02-12 | Inverters | SolarEdge Technologies | SE6000H-USSN | 6000 |  | 1 |  |  | 0.99 |  | Outdoor | Next To Meter
NJADRE1555676968 | Administratively Determined Incentive Program | VINELAND | 8361 | 20 | 6.48 | Residential | Behind the Meter | No | Net Metered Residential | Tesla Energy Operations Inc |  | Vineland Muni Electric | Accepted | 2024-01-22 | 2024-02-13 | 2025-02-13 | Solar Panels | Hanwha | Q.PEAK DUO BLK ML-G10+/TS 405 |  | 0.405 | 4 | 94 | 25 |  | Fixed | Roof
NJADRE1555676968 | Administratively Determined Incentive Program | VINELAND | 8361 | 20 | 6.48 | Residential | Behind the Meter | No | Net Metered Residential | Tesla Energy Operations Inc |  | Vineland Muni Electric | Accepted | 2024-01-22 | 2024-02-13 | 2025-02-13 | Solar Panels | Hanwha | Q.PEAK DUO BLK ML-G10+/TS 405 |  | 0.405 | 2 | 274 | 23 |  | Fixed | Roof
NJADRE1555676968 | Administratively Determined Incentive Program | VINELAND | 8361 | 20 | 6.48 | Residential | Behind the Meter | No | Net Metered Residential | Tesla Energy Operations Inc |  | Vineland Muni Electric | Accepted | 2024-01-22 | 2024-02-13 | 2025-02-13 | Solar Panels | Hanwha | Q.PEAK DUO BLK ML-G10+/TS 405 |  | 0.405 | 7 | 183 | 30 |  | Fixed | Roof
NJADRE1555676968 | Administratively Determined Incentive Program | VINELAND | 8361 | 20 | 6.48 | Residential | Behind the Meter | No | Net Metered Residential | Tesla Energy Operations Inc |  | Vineland Muni Electric | Accepted | 2024-01-22 | 2024-02-13 | 2025-02-13 | Solar Panels | Hanwha | Q.PEAK DUO BLK ML-G10+/TS 405 |  | 0.405 | 3 | 94 | 45 |  | Fixed | Roof
NJADRE1555676987 | Administratively Determined Incentive Program | PLAINFIELD | 7060 | 10 | 9 | Residential | Behind the Meter | Yes | Net Metered Residential | Sunrun Installation Services, Inc. |  | PSE&G | Accepted | 2024-01-19 | 2024-02-12 | 2025-02-12 | Inverters | SolarEdge Technologies | SE3800H-USMN | 3800 |  | 2 |  |  | 0.99 |  | Outside
NJADRE1555676987 | Administratively Determined Incentive Program | PLAINFIELD | 7060 | 10 | 9 | Residential | Behind the Meter | Yes | Net Metered Residential | Sunrun Installation Services, Inc. |  | PSE&G | Accepted | 2024-01-19 | 2024-02-12 | 2025-02-12 | Solar Panels | Vikram Solar | VSMDHT.60.375.05 |  | 0.375 | 9 | 84 | 20 |  | Fixed | Roof
NJADRE1555676987 | Administratively Determined Incentive Program | PLAINFIELD | 7060 | 10 | 9 | Residential | Behind the Meter | Yes | Net Metered Residential | Sunrun Installation Services, Inc. |  | PSE&G | Accepted | 2024-01-19 | 2024-02-12 | 2025-02-12 | Solar Panels | Vikram Solar | VSMDHT.60.375.05 |  | 0.375 | 1 | 84 | 20 |  | Fixed | Roof
NJADRE1555676987 | Administratively Determined Incentive Program | PLAINFIELD | 7060 | 10 | 9 | Residential | Behind the Meter | Yes | Net Metered Residential | Sunrun Installation Services, Inc. |  | PSE&G | Accepted | 2024-01-19 | 2024-02-12 | 2025-02-12 | Solar Panels | Vikram Solar | VSMDHT.60.375.05 |  | 0.375 | 5 | 355 | 20 |  | Fixed | Roof
NJADRE1555676987 | Administratively Determined Incentive Program | PLAINFIELD | 7060 | 10 | 9 | Residential | Behind the Meter | Yes | Net Metered Residential | Sunrun Installation Services, Inc. |  | PSE&G | Accepted | 2024-01-19 | 2024-02-12 | 2025-02-12 | Solar Panels | Vikram Solar | VSMDHT.60.375.05 |  | 0.375 | 4 | 174 | 20 |  | Fixed | Roof
NJADRE1555676987 | Administratively Determined Incentive Program | PLAINFIELD | 7060 | 10 | 9 | Residential | Behind the Meter | Yes | Net Metered Residential | Sunrun Installation Services, Inc. |  | PSE&G | Accepted | 2024-01-19 | 2024-02-12 | 2025-02-12 | Solar Panels | Vikram Solar | VSMDHT.60.375.05 |  | 0.375 | 5 | 264 | 20 |  | Fixed | Roof
NJADRE1555677004 | Administratively Determined Incentive Program | STRATFORD | 8084 | 14 | 13.04 | Residential | Behind the Meter | Yes | Net Metered Residential | Big Solar Energy, LLC |  | AC Electric | Accepted | 2024-01-19 | 2024-02-12 | 2025-02-12 | Inverters | SOLAREDGE | SE10000H-US | 10000 |  | 1 |  |  | 0.992 |  | Outdoor
NJADRE1555677004 | Administratively Determined Incentive Program | STRATFORD | 8084 | 14 | 13.04 | Residential | Behind the Meter | Yes | Net Metered Residential | Big Solar Energy, LLC |  | AC Electric | Accepted | 2024-01-19 | 2024-02-12 | 2025-02-12 | Solar Panels | JA Solar | JAM54S31-395/MR |  | 0.395 | 18 | 153 | 43 |  | Fixed | Roof
NJADRE1555677004 | Administratively Determined Incentive Program | STRATFORD | 8084 | 14 | 13.04 | Residential | Behind the Meter | Yes | Net Metered Residential | Big Solar Energy, LLC |  | AC Electric | Accepted | 2024-01-19 | 2024-02-12 | 2025-02-12 | Solar Panels | JA Solar | JAM54S31-395/MR |  | 0.395 | 15 | 333 | 43 |  | Fixed | Roof
NJADRE1555677027 | Administratively Determined Incentive Program | WILLIAMSTOWN | 8094 | 15 | 16 | Residential | Behind the Meter | Yes | Net Metered Residential | Sunrun Installation Services, Inc. |  | AC Electric | Accepted | 2024-01-19 | 2024-02-27 | 2025-02-27 | Inverters | Delta Electronics | E6-TL-US | 6000 |  | 1 |  |  | 0.975 |  | Outdoor | next to meter
NJADRE1555677027 | Administratively Determined Incentive Program | WILLIAMSTOWN | 8094 | 15 | 16 | Residential | Behind the Meter | Yes | Net Metered Residential | Sunrun Installation Services, Inc. |  | AC Electric | Accepted | 2024-01-19 | 2024-02-27 | 2025-02-27 | Inverters | Delta Electronics | E4-TL-US | 4000 |  | 2 |  |  | 0.975 |  | Outdoor | next to meter
NJADRE1555677027 | Administratively Determined Incentive Program | WILLIAMSTOWN | 8094 | 15 | 16 | Residential | Behind the Meter | Yes | Net Metered Residential | Sunrun Installation Services, Inc. |  | AC Electric | Accepted | 2024-01-19 | 2024-02-27 | 2025-02-27 | Solar Panels | Hanwha Q Cells | Q.PEAK DUO BLK ML-G10+/t 400 |  | 0.4 | 8 | 87 | 37 |  | Fixed | Roof
NJADRE1555677027 | Administratively Determined Incentive Program | WILLIAMSTOWN | 8094 | 15 | 16 | Residential | Behind the Meter | Yes | Net Metered Residential | Sunrun Installation Services, Inc. |  | AC Electric | Accepted | 2024-01-19 | 2024-02-27 | 2025-02-27 | Solar Panels | Hanwha Q Cells | Q.PEAK DUO BLK ML-G10+/t 400 |  | 0.4 | 12 | 267 | 37 |  | Fixed | Roof
NJADRE1555677027 | Administratively Determined Incentive Program | WILLIAMSTOWN | 8094 | 15 | 16 | Residential | Behind the Meter | Yes | Net Metered Residential | Sunrun Installation Services, Inc. |  | AC Electric | Accepted | 2024-01-19 | 2024-02-27 | 2025-02-27 | Solar Panels | Hanwha Q Cells | Q.PEAK DUO BLK ML-G10+/t 400 |  | 0.4 | 10 | 87 | 27 |  | Fixed | Roof
NJADRE1555677027 | Administratively Determined Incentive Program | WILLIAMSTOWN | 8094 | 15 | 16 | Residential | Behind the Meter | Yes | Net Metered Residential | Sunrun Installation Services, Inc. |  | AC Electric | Accepted | 2024-01-19 | 2024-02-27 | 2025-02-27 | Solar Panels | Hanwha Q Cells | Q.PEAK DUO BLK ML-G10+/t 400 |  | 0.4 | 10 | 267 | 27 |  | Fixed | Roof
NJADRE1555677049 | Administratively Determined Incentive Program | MAYS LANDING | 8330 | 19 | 4.4 | Residential | Behind the Meter | Yes | Net Metered Residential | Sunrun Installation Services, Inc. |  | AC Electric | Accepted | 2024-01-19 | 2024-02-12 | 2025-02-12 | Inverters | Delta Electronics | E4-TL-US | 3840 |  | 1 |  |  | 0.975 |  | Outdoor | next to meter
NJADRE1555677049 | Administratively Determined Incentive Program | MAYS LANDING | 8330 | 19 | 4.4 | Residential | Behind the Meter | Yes | Net Metered Residential | Sunrun Installation Services, Inc. |  | AC Electric | Accepted | 2024-01-19 | 2024-02-12 | 2025-02-12 | Solar Panels | Hanwha Q Cells | Q.PEAK DUO BLK ML-G10+/t 400 |  | 0.4 | 11 | 113 | 24 |  | Fixed | Roof
NJADRE1555677078 | Administratively Determined Incentive Program | SADDLE RIVER | 7458 | 7 | 33.58 | Residential | Behind the Meter | No | Net Metered Residential | Sunrun Installation Services, Inc. |  | Orange Rockland Electric | Accepted | 2024-01-19 | 2024-02-13 | 2025-02-13 | Inverters | SOLAREDGE TECHNOLOGIES | SE7600H-USSN | 7600 |  | 1 |  |  | 0.99 |  | Outside
NJADRE1555677078 | Administratively Determined Incentive Program | SADDLE RIVER | 7458 | 7 | 33.58 | Residential | Behind the Meter | No | Net Metered Residential | Sunrun Installation Services, Inc. |  | Orange Rockland Electric | Accepted | 2024-01-19 | 2024-02-13 | 2025-02-13 | Inverters | SOLAREDGE TECHNOLOGIES | SE10000H-USSN | 10000 |  | 1 |  |  | 0.99 |  | Outside
NJADRE1555677078 | Administratively Determined Incentive Program | SADDLE RIVER | 7458 | 7 | 33.58 | Residential | Behind the Meter | No | Net Metered Residential | Sunrun Installation Services, Inc. |  | Orange Rockland Electric | Accepted | 2024-01-19 | 2024-02-13 | 2025-02-13 | Inverters | Solaredge Technologies | SE6000H-USSN | 6000 |  | 1 |  |  | 0.99 |  | Outside
NJADRE1555677078 | Administratively Determined Incentive Program | SADDLE RIVER | 7458 | 7 | 33.58 | Residential | Behind the Meter | No | Net Metered Residential | Sunrun Installation Services, Inc. |  | Orange Rockland Electric | Accepted | 2024-01-19 | 2024-02-13 | 2025-02-13 | Solar Panels | TRINA SOLAR | TSM-395DE09C.07 |  | 0.395 | 27 | 83 | 24 |  | Fixed | Roof
NJADRE1555677078 | Administratively Determined Incentive Program | SADDLE RIVER | 7458 | 7 | 33.58 | Residential | Behind the Meter | No | Net Metered Residential | Sunrun Installation Services, Inc. |  | Orange Rockland Electric | Accepted | 2024-01-19 | 2024-02-13 | 2025-02-13 | Solar Panels | TRINA SOLAR | TSM-395DE09C.07 |  | 0.395 | 22 | 262 | 24 |  | Fixed | Roof
NJADRE1555677078 | Administratively Determined Incentive Program | SADDLE RIVER | 7458 | 7 | 33.58 | Residential | Behind the Meter | No | Net Metered Residential | Sunrun Installation Services, Inc. |  | Orange Rockland Electric | Accepted | 2024-01-19 | 2024-02-13 | 2025-02-13 | Solar Panels | TRINA SOLAR | TSM-395DE09C.07 |  | 0.395 | 9 | 263 | 25 |  | Fixed | Roof
NJADRE1555677078 | Administratively Determined Incentive Program | SADDLE RIVER | 7458 | 7 | 33.58 | Residential | Behind the Meter | No | Net Metered Residential | Sunrun Installation Services, Inc. |  | Orange Rockland Electric | Accepted | 2024-01-19 | 2024-02-13 | 2025-02-13 | Solar Panels | TRINA SOLAR | TSM-395DE09C.07 |  | 0.395 | 9 | 83 | 23 |  | Fixed | Roof
NJADRE1555677078 | Administratively Determined Incentive Program | SADDLE RIVER | 7458 | 7 | 33.58 | Residential | Behind the Meter | No | Net Metered Residential | Sunrun Installation Services, Inc. |  | Orange Rockland Electric | Accepted | 2024-01-19 | 2024-02-13 | 2025-02-13 | Solar Panels | TRINA SOLAR | TSM-395DE09C.07 |  | 0.395 | 12 | 353 | 26 |  | Fixed | Roof
NJADRE1555677078 | Administratively Determined Incentive Program | SADDLE RIVER | 7458 | 7 | 33.58 | Residential | Behind the Meter | No | Net Metered Residential | Sunrun Installation Services, Inc. |  | Orange Rockland Electric | Accepted | 2024-01-19 | 2024-02-13 | 2025-02-13 | Solar Panels | TRINA SOLAR | TSM-395DE09C.07 |  | 0.395 | 3 | 173 | 10 |  | Fixed | Roof
NJADRE1555677078 | Administratively Determined Incentive Program | SADDLE RIVER | 7458 | 7 | 33.58 | Residential | Behind the Meter | No | Net Metered Residential | Sunrun Installation Services, Inc. |  | Orange Rockland Electric | Accepted | 2024-01-19 | 2024-02-13 | 2025-02-13 | Solar Panels | TRINA SOLAR | TSM-395DE09C.07 |  | 0.395 | 3 | 353 | 10 |  | Fixed | Roof
NJADRE1555677086 | Administratively Determined Incentive Program | Petersburg | 8270 | 21 | 4.46 | Residential | Behind the Meter | Yes | Net Metered Residential | Sunrun Installation Services, Inc. |  | AC Electric | Accepted | 2024-01-19 | 2024-02-12 | 2025-02-12 | Inverters | SolarEdge Technologies | SE3000H-USRGM | 3000 |  | 1 |  |  | 0.99 |  | Outdoor
NJADRE1555677086 | Administratively Determined Incentive Program | Petersburg | 8270 | 21 | 4.46 | Residential | Behind the Meter | Yes | Net Metered Residential | Sunrun Installation Services, Inc. |  | AC Electric | Accepted | 2024-01-19 | 2024-02-12 | 2025-02-12 | Solar Panels | Hanwha Q Cells | Q.PEAK DUO BLK ML-G10+ 405 |  | 0.405 | 11 | 304 | 25 |  | Fixed | Roof
NJADRE1555679581 | Administratively Determined Incentive Program | EDISON | 8820 | 11 | 10.67 | Residential | Behind the Meter | No | Net Metered Residential | Decksigner LLC |  | PSE&G | Accepted | 2024-02-11 | 2024-02-27 | 2025-02-27 | Inverters | Enphase | IQ8A-72-2-US | 349 |  | 27 |  |  | 0.97 |  | Other | Rooftop
NJADRE1555679581 | Administratively Determined Incentive Program | EDISON | 8820 | 11 | 10.67 | Residential | Behind the Meter | No | Net Metered Residential | Decksigner LLC |  | PSE&G | Accepted | 2024-02-11 | 2024-02-27 | 2025-02-27 | Solar Panels | Q CELLS | Q-CELLS Q.PEAK DUO BLK ML-G10+395 |  | 0.395 | 12 | 2 | 20 |  | Fixed | Roof
NJADRE1555679581 | Administratively Determined Incentive Program | EDISON | 8820 | 11 | 10.67 | Residential | Behind the Meter | No | Net Metered Residential | Decksigner LLC |  | PSE&G | Accepted | 2024-02-11 | 2024-02-27 | 2025-02-27 | Solar Panels | Q CELLS | Q-CELLS Q.PEAK DUO BLK ML-G10+395 |  | 0.395 | 15 | 182 | 20 |  | Fixed | Roof
NJADRE1555679581 | Administratively Determined Incentive Program | EDISON | 8820 | 11 | 10.67 | Residential | Behind the Meter | No | Net Metered Residential | Decksigner LLC |  | PSE&G | Accepted | 2024-02-11 | 2024-02-27 | 2025-02-27 | Meters | Enphase | ENPHASE IQ COMBINER 4 WITH IQ GATEWAY |  |  | 1 |  |  |  | Yes | Outdoor
NJADRE1555679589 | Administratively Determined Incentive Program | EAST WINDSOR | 8520 | 12 | 7.9 | Residential | Behind the Meter | No | Net Metered Residential | Decksigner LLC |  | JCP&L | Accepted | 2024-02-11 | 2024-02-27 | 2025-02-27 | Inverters | Enphase | IQ8A-72-2-US | 349 |  | 20 |  |  | 0.97 |  | Other | Rooftop
NJADRE1555679589 | Administratively Determined Incentive Program | EAST WINDSOR | 8520 | 12 | 7.9 | Residential | Behind the Meter | No | Net Metered Residential | Decksigner LLC |  | JCP&L | Accepted | 2024-02-11 | 2024-02-27 | 2025-02-27 | Solar Panels | Q CELLS | Q-CELLS Q.PEAK DUO BLK ML-G10+395 |  | 0.395 | 5 | 240 | 20 |  | Fixed | Roof
NJADRE1555679589 | Administratively Determined Incentive Program | EAST WINDSOR | 8520 | 12 | 7.9 | Residential | Behind the Meter | No | Net Metered Residential | Decksigner LLC |  | JCP&L | Accepted | 2024-02-11 | 2024-02-27 | 2025-02-27 | Solar Panels | Q CELLS | Q-CELLS Q.PEAK DUO BLK ML-G10+395 |  | 0.395 | 15 | 150 | 20 |  | Fixed | Roof
NJADRE1555679589 | Administratively Determined Incentive Program | EAST WINDSOR | 8520 | 12 | 7.9 | Residential | Behind the Meter | No | Net Metered Residential | Decksigner LLC |  | JCP&L | Accepted | 2024-02-11 | 2024-02-27 | 2025-02-27 | Meters | Enphase | ENPHASE IQ COMBINER 4 WITH IQ GATEWAY |  |  | 1 |  |  |  | Yes | Outdoor
NJADRE1555680001 | Administratively Determined Incentive Program | DOVER | 7801 | 3 | 7.11 | Residential | Behind the Meter | No | Net Metered Residential | Bright Planet Solar |  | JCP&L | Accepted | 2024-01-20 | 2024-02-14 | 2025-02-14 | Inverters | SolarEdge | SE5000H-USRGM | 5000 |  | 1 |  |  | 0.98 |  | Outdoor | OUTSIDE
NJADRE1555680001 | Administratively Determined Incentive Program | DOVER | 7801 | 3 | 7.11 | Residential | Behind the Meter | No | Net Metered Residential | Bright Planet Solar |  | JCP&L | Accepted | 2024-01-20 | 2024-02-14 | 2025-02-14 | Solar Panels | Canadian Solar | CS3N-395MS |  | 0.395 | 12 | 233 | 34 |  | Fixed | Roof
NJADRE1555680001 | Administratively Determined Incentive Program | DOVER | 7801 | 3 | 7.11 | Residential | Behind the Meter | No | Net Metered Residential | Bright Planet Solar |  | JCP&L | Accepted | 2024-01-20 | 2024-02-14 | 2025-02-14 | Solar Panels | Canadian Solar | CS3N-395MS |  | 0.395 | 6 | 54 | 34 |  | Fixed | Roof | OUTSIDE
NJADRE1555680642 | Administratively Determined Incentive Program | CLIFTON | 7013 | 6 | 5.11 | Non Profit | Behind the Meter | No | Small Net-Metered Non-Residential located on Rooftop, Carport, Canopy and Floating Solar | Decksigner LLC |  | PSE&G | Accepted | 2024-02-11 | 2024-02-27 | 2025-02-27 | Inverters | Enphase | IQ8A-72-2-US | 349 |  | 14 |  |  | 0.97 |  | Other | Rooftop
NJADRE1555680642 | Administratively Determined Incentive Program | CLIFTON | 7013 | 6 | 5.11 | Non Profit | Behind the Meter | No | Small Net-Metered Non-Residential located on Rooftop, Carport, Canopy and Floating Solar | Decksigner LLC |  | PSE&G | Accepted | 2024-02-11 | 2024-02-27 | 2025-02-27 | Solar Panels | Q CELLS | Q-CELLS Q.PEAK DUO BLK-G10+365 |  | 0.365 | 14 | 129 | 20 |  | Fixed | Roof
NJADRE1555680642 | Administratively Determined Incentive Program | CLIFTON | 7013 | 6 | 5.11 | Non Profit | Behind the Meter | No | Small Net-Metered Non-Residential located on Rooftop, Carport, Canopy and Floating Solar | Decksigner LLC |  | PSE&G | Accepted | 2024-02-11 | 2024-02-27 | 2025-02-27 | Meters | Enphase | ENPHASE IQ COMBINER 4 WITH IQ GATEWAY |  |  | 1 |  |  |  | Yes | Outdoor
NJADRE1555680848 | Administratively Determined Incentive Program | ISELIN | 8830 | 11 | 9.6 | Residential | Behind the Meter | No | Net Metered Residential | Morgan Associates and Consulting LLC |  | PSE&G | Accepted | 2024-01-23 | 2024-02-22 | 2025-02-22 | Solar Panels | QCELLS | QPEAK DUO 400W |  | 0.4 | 24 | 232 | 21 |  | Fixed | Roof
NJADRE1555680848 | Administratively Determined Incentive Program | ISELIN | 8830 | 11 | 9.6 | Residential | Behind the Meter | No | Net Metered Residential | Morgan Associates and Consulting LLC |  | PSE&G | Accepted | 2024-01-23 | 2024-02-22 | 2025-02-22 | Inverters | Enphase | IQ8PLUS | 290 |  | 24 |  |  | 0.98 |  | Outdoor
NJADRE1555681391 | Administratively Determined Incentive Program | RUTHERFORD | 7070 | 7 | 5.14 | Residential | Behind the Meter | Yes | Net Metered Residential | Solar Mite Solutions |  | PSE&G | Accepted | 2024-01-21 | 2024-02-12 | 2025-02-12 | Inverters | Enphase | IQ8PLUS-72-2 | 290 |  | 13 |  |  | 0.98 |  | Outdoor
NJADRE1555681391 | Administratively Determined Incentive Program | RUTHERFORD | 7070 | 7 | 5.14 | Residential | Behind the Meter | Yes | Net Metered Residential | Solar Mite Solutions |  | PSE&G | Accepted | 2024-01-21 | 2024-02-12 | 2025-02-12 | Solar Panels | Canadian Solar | CS6R |  | 0.395 | 13 | 127 | 27 |  | Fixed | Roof | Array 1
NJADRE1555681406 | Administratively Determined Incentive Program | Monroe | 8094 | 15 | 10.13 | Residential | Behind the Meter | Yes | Net Metered Residential | Sunny Mac LLC |  | AC Electric | Accepted | 2024-01-22 | 2024-02-14 | 2025-02-14 | Solar Panels | Q.PEAK DUO BLK ML-G10+ 405 | HANWHA |  | 0.405 | 14 | 237 | 23 |  | Fixed | Roof
NJADRE1555681406 | Administratively Determined Incentive Program | Monroe | 8094 | 15 | 10.13 | Residential | Behind the Meter | Yes | Net Metered Residential | Sunny Mac LLC |  | AC Electric | Accepted | 2024-01-22 | 2024-02-14 | 2025-02-14 | Solar Panels | Q.PEAK DUO BLK ML-G10+ 405 | HANWHA |  | 0.405 | 11 | 57 | 23 |  | Fixed | Roof
NJADRE1555681406 | Administratively Determined Incentive Program | Monroe | 8094 | 15 | 10.13 | Residential | Behind the Meter | Yes | Net Metered Residential | Sunny Mac LLC |  | AC Electric | Accepted | 2024-01-22 | 2024-02-14 | 2025-02-14 | Inverters | SE7600H-US | Solaredge | 7600 |  | 1 |  |  | 0.1 |  | Outdoor | next to meter
NJADRE1555681407 | Administratively Determined Incentive Program | WILLINGBORO TWP | 8046 | 13 | 7.2 | Residential | Behind the Meter | Yes | Net Metered Residential | Sunrun Installation Services, Inc. |  | PSE&G | Accepted | 2024-01-22 | 2024-02-13 | 2025-02-13 | Inverters | SolarEdge Technologies | SE6000H-USSN | 6000 |  | 1 |  |  | 0.99 |  | Outdoor | Next to meter
NJADRE1555681407 | Administratively Determined Incentive Program | WILLINGBORO TWP | 8046 | 13 | 7.2 | Residential | Behind the Meter | Yes | Net Metered Residential | Sunrun Installation Services, Inc. |  | PSE&G | Accepted | 2024-01-22 | 2024-02-13 | 2025-02-13 | Solar Panels | Hanwha Q Cells | Q.PEAK DUO BLK ML-G10+/T 400 |  | 0.4 | 18 | 203 | 19 |  | Fixed | Roof
NJADRE1555681438 | Administratively Determined Incentive Program | LODI | 7644 | 7 | 3.24 | Residential | Behind the Meter | Yes | Net Metered Residential | Trinity Solar |  | PSE&G | Accepted | 2024-01-22 | 2024-02-13 | 2025-02-13 | Inverters | Solar Edge | SE3000H-US | 3000 |  | 1 |  |  | 0.97 |  | Outdoor
NJADRE1555681438 | Administratively Determined Incentive Program | LODI | 7644 | 7 | 3.24 | Residential | Behind the Meter | Yes | Net Metered Residential | Trinity Solar |  | PSE&G | Accepted | 2024-01-22 | 2024-02-13 | 2025-02-13 | Solar Panels | HANWHA | (Q.PEAK DUO BLK ML-G10+ 405) |  | 0.405 | 8 | 136 | 30 |  | Fixed | Roof
NJADRE1555681485 | Administratively Determined Incentive Program | ANDOVER | 7821 | 1 | 8.91 | Residential | Behind the Meter | Yes | Net Metered Residential | Trinity Solar Inc. |  | JCP&L | Accepted | 2024-01-22 | 2024-02-13 | 2025-02-13 | Solar Panels | HANWHA | (Q.PEAK DUO BLK ML-G10+ 405) |  | 0.405 | 18 | 152 | 37 |  | Fixed | Roof
NJADRE1555681485 | Administratively Determined Incentive Program | ANDOVER | 7821 | 1 | 8.91 | Residential | Behind the Meter | Yes | Net Metered Residential | Trinity Solar Inc. |  | JCP&L | Accepted | 2024-01-22 | 2024-02-13 | 2025-02-13 | Solar Panels | HANWHA | (Q.PEAK DUO BLK ML-G10+ 405) |  | 0.405 | 4 | 152 | 30 |  | Fixed | Roof
NJADRE1555681485 | Administratively Determined Incentive Program | ANDOVER | 7821 | 1 | 8.91 | Residential | Behind the Meter | Yes | Net Metered Residential | Trinity Solar Inc. |  | JCP&L | Accepted | 2024-01-22 | 2024-02-13 | 2025-02-13 | Inverters | Solar Edge | SE7600H-US | 7600 |  | 1 |  |  | 0.97 |  | Outside
NJADRE1555681486 | Administratively Determined Incentive Program | HAMMONTON | 8037 | 19 | 13.04 | Residential | Behind the Meter | No | Small Net-Metered Non-Residential located on Rooftop, Carport, Canopy and Floating Solar | Big Wave Roofing and Solar LLC |  | AC Electric | Accepted | 2024-01-22 | 2024-02-13 | 2025-02-13 | Inverters | Enphase Energy Inc | IQ7PLUS-72-2-US | 290 |  | 33 |  |  | 0.98 |  | Outside
NJADRE1555681486 | Administratively Determined Incentive Program | HAMMONTON | 8037 | 19 | 13.04 | Residential | Behind the Meter | No | Small Net-Metered Non-Residential located on Rooftop, Carport, Canopy and Floating Solar | Big Wave Roofing and Solar LLC |  | AC Electric | Accepted | 2024-01-22 | 2024-02-13 | 2025-02-13 | Solar Panels | Canadian Solar | CS6R-395MS-HL |  | 0.395 | 33 | 306 | 18 |  | Fixed | Roof
NJADRE1555681502 | Administratively Determined Incentive Program | JACKSON | 8527 | 18 | 15.41 | Residential | Behind the Meter | No | Net Metered Residential | Powerlutions |  | JCP&L | Accepted | 2024-01-22 | 2024-02-13 | 2025-02-13 | Solar Panels | Trina | TSM-DE09C.07 |  | 0.395 | 11 | 139 | 34 |  | Fixed | Roof
NJADRE1555681502 | Administratively Determined Incentive Program | JACKSON | 8527 | 18 | 15.41 | Residential | Behind the Meter | No | Net Metered Residential | Powerlutions |  | JCP&L | Accepted | 2024-01-22 | 2024-02-13 | 2025-02-13 | Solar Panels | Trina | TSM-DE09C.07 |  | 0.395 | 4 | 229 | 34 |  | Fixed | Roof
NJADRE1555681502 | Administratively Determined Incentive Program | JACKSON | 8527 | 18 | 15.41 | Residential | Behind the Meter | No | Net Metered Residential | Powerlutions |  | JCP&L | Accepted | 2024-01-22 | 2024-02-13 | 2025-02-13 | Solar Panels | Trina | TSM-DE09C.07 |  | 0.395 | 17 | 230 | 33 |  | Fixed | Roof
NJADRE1555681502 | Administratively Determined Incentive Program | JACKSON | 8527 | 18 | 15.41 | Residential | Behind the Meter | No | Net Metered Residential | Powerlutions |  | JCP&L | Accepted | 2024-01-22 | 2024-02-13 | 2025-02-13 | Solar Panels | Trina | TSM-DE09C.07 |  | 0.395 | 7 | 140 | 33 |  | Fixed | Roof
NJADRE1555681502 | Administratively Determined Incentive Program | JACKSON | 8527 | 18 | 15.41 | Residential | Behind the Meter | No | Net Metered Residential | Powerlutions |  | JCP&L | Accepted | 2024-01-22 | 2024-02-13 | 2025-02-13 | Inverters | Enphase | IQ7PLUS-72-2-US | 290 |  | 39 |  |  | 0.98 |  | Outdoor
NJADRE1555681529 | Administratively Determined Incentive Program | LODI | 7644 | 7 | 2.43 | Residential | Behind the Meter | Yes | Net Metered Residential | Trinity Solar Inc. |  | PSE&G | Accepted | 2024-01-22 | 2024-02-13 | 2025-02-13 | Inverters | Solar Edge | SE3000H-US | 3000 |  | 1 |  |  | 0.97 |  | Outdoor
NJADRE1555681529 | Administratively Determined Incentive Program | LODI | 7644 | 7 | 2.43 | Residential | Behind the Meter | Yes | Net Metered Residential | Trinity Solar Inc. |  | PSE&G | Accepted | 2024-01-22 | 2024-02-13 | 2025-02-13 | Solar Panels | HANWHA | (Q.PEAK DUO BLK ML-G10+ 405) |  | 0.405 | 6 | 136 | 30 |  | Fixed | Roof
NJADRE1555681546 | Administratively Determined Incentive Program | FLORENCE TWP | 8505 | 13 | 11.34 | Residential | Behind the Meter | No | Net Metered Residential | EMT Renewables |  | PSE&G | Accepted | 2024-01-24 | 2024-02-14 | 2025-02-14 | Inverters | ENPHASE | IQ7x | 315 |  | 27 |  |  | 0.98 |  | Other | UNDER EACH PANEL
NJADRE1555681546 | Administratively Determined Incentive Program | FLORENCE TWP | 8505 | 13 | 11.34 | Residential | Behind the Meter | No | Net Metered Residential | EMT Renewables |  | PSE&G | Accepted | 2024-01-24 | 2024-02-14 | 2025-02-14 | Solar Panels | REC ALPHA | REC 420 |  | 0.42 | 12 | 132 | 20 |  | Fixed | Roof
NJADRE1555681546 | Administratively Determined Incentive Program | FLORENCE TWP | 8505 | 13 | 11.34 | Residential | Behind the Meter | No | Net Metered Residential | EMT Renewables |  | PSE&G | Accepted | 2024-01-24 | 2024-02-14 | 2025-02-14 | Solar Panels | REC ALPHA | REC 420 |  | 0.42 | 15 | 312 | 20 |  | Fixed | Roof
NJADRE1555681576 | Administratively Determined Incentive Program | WILLINGBORO TWP | 8046 | 13 | 7.2 | Residential | Behind the Meter | Yes | Net Metered Residential | Sunrun Installation Services, Inc. |  | PSE&G | Accepted | 2024-01-22 | 2024-02-12 | 2025-02-12 | Inverters | DELTA ELECTRONICS | E6-TL-US | 5760 |  | 1 |  |  | 0.975 |  | Outdoor | Next to meter
NJADRE1555681576 | Administratively Determined Incentive Program | WILLINGBORO TWP | 8046 | 13 | 7.2 | Residential | Behind the Meter | Yes | Net Metered Residential | Sunrun Installation Services, Inc. |  | PSE&G | Accepted | 2024-01-22 | 2024-02-12 | 2025-02-12 | Solar Panels | Hanwha Q Cells | Q.PEAK DUO BLK ML-G10+/T 400 |  | 0.4 | 5 | 169 | 17 |  | Fixed | Roof
NJADRE1555681576 | Administratively Determined Incentive Program | WILLINGBORO TWP | 8046 | 13 | 7.2 | Residential | Behind the Meter | Yes | Net Metered Residential | Sunrun Installation Services, Inc. |  | PSE&G | Accepted | 2024-01-22 | 2024-02-12 | 2025-02-12 | Solar Panels | Hanwha Q Cells | Q.PEAK DUO BLK ML-G10+/T 400 |  | 0.4 | 13 | 169 | 27 |  | Fixed | Roof
NJADRE1555681593 | Administratively Determined Incentive Program | BOONTON | 7005 | 3 | 10.94 | Residential | Behind the Meter | No | Net Metered Residential | EMT Renewables |  | JCP&L | Accepted | 2024-01-24 | 2024-02-14 | 2025-02-14 | Inverters | ENPHASE | IQ8+ | 290 |  | 27 |  |  | 0.98 |  | Other | UNDER EACH PANEL
NJADRE1555681593 | Administratively Determined Incentive Program | BOONTON | 7005 | 3 | 10.94 | Residential | Behind the Meter | No | Net Metered Residential | EMT Renewables |  | JCP&L | Accepted | 2024-01-24 | 2024-02-14 | 2025-02-14 | Solar Panels | Q CELLS | Q PEAK DUO BLK |  | 0.405 | 6 | 211 | 33 |  | Fixed | Roof
NJADRE1555681593 | Administratively Determined Incentive Program | BOONTON | 7005 | 3 | 10.94 | Residential | Behind the Meter | No | Net Metered Residential | EMT Renewables |  | JCP&L | Accepted | 2024-01-24 | 2024-02-14 | 2025-02-14 | Solar Panels | Q CELLS | Q PEAK DUO BLK |  | 0.405 | 7 | 122 | 30 |  | Fixed | Roof
NJADRE1555681593 | Administratively Determined Incentive Program | BOONTON | 7005 | 3 | 10.94 | Residential | Behind the Meter | No | Net Metered Residential | EMT Renewables |  | JCP&L | Accepted | 2024-01-24 | 2024-02-14 | 2025-02-14 | Solar Panels | Q CELLS | Q PEAK DUO BLK |  | 0.405 | 5 | 302 | 30 |  | Fixed | Roof
NJADRE1555681593 | Administratively Determined Incentive Program | BOONTON | 7005 | 3 | 10.94 | Residential | Behind the Meter | No | Net Metered Residential | EMT Renewables |  | JCP&L | Accepted | 2024-01-24 | 2024-02-14 | 2025-02-14 | Solar Panels | Q CELLS | Q PEAK DUO BLK |  | 0.405 | 9 | 121 | 27 |  | Fixed | Roof
NJADRE1555681607 | Administratively Determined Incentive Program | MOUNT LAUREL | 8054 | 13 | 10.8 | Residential | Behind the Meter | No | Net Metered Residential | Sunny Mac LLC |  | PSE&G | Accepted | 2024-01-22 | 2024-02-13 | 2025-02-13 | Solar Panels | REC | REC 400 N-PEAK 3 BLACK SERIES |  | 0.4 | 10 | 158 | 41 |  | Fixed | Roof
NJADRE1555681607 | Administratively Determined Incentive Program | MOUNT LAUREL | 8054 | 13 | 10.8 | Residential | Behind the Meter | No | Net Metered Residential | Sunny Mac LLC |  | PSE&G | Accepted | 2024-01-22 | 2024-02-13 | 2025-02-13 | Solar Panels | REC | REC400NP3-Black |  | 0.4 | 17 | 248 | 32 |  | Fixed | Roof
NJADRE1555681607 | Administratively Determined Incentive Program | MOUNT LAUREL | 8054 | 13 | 10.8 | Residential | Behind the Meter | No | Net Metered Residential | Sunny Mac LLC |  | PSE&G | Accepted | 2024-01-22 | 2024-02-13 | 2025-02-13 | Inverters | SOLAREDGE | SE10000H-US | 10000 |  | 1 |  |  | 0.99 |  | Outdoor
NJADRE1555681607 | Administratively Determined Incentive Program | MOUNT LAUREL | 8054 | 13 | 10.8 | Residential | Behind the Meter | No | Net Metered Residential | Sunny Mac LLC |  | PSE&G | Accepted | 2024-01-22 | 2024-02-13 | 2025-02-13 | Meters | SE-RGMTR-1D-240C-B | Solaredge |  |  | 1 |  |  |  | Yes | Outdoor
NJADRE1555681617 | Administratively Determined Incentive Program | ORADELL | 7649 | 7 | 8.1 | Residential | Behind the Meter | Yes | Net Metered Residential | Trinity Solar |  | PSE&G | Accepted | 2024-01-22 | 2024-02-12 | 2025-02-12 | Inverters | Solar Edge | SE6000H-US | 6000 |  | 1 |  |  | 0.97 |  | Outdoor
NJADRE1555681617 | Administratively Determined Incentive Program | ORADELL | 7649 | 7 | 8.1 | Residential | Behind the Meter | Yes | Net Metered Residential | Trinity Solar |  | PSE&G | Accepted | 2024-01-22 | 2024-02-12 | 2025-02-12 | Solar Panels | Hanwha | Q.PEAK DUO BLK ML-G10+ 405 |  | 0.405 | 8 | 289 | 27 |  | Fixed | Roof
NJADRE1555681617 | Administratively Determined Incentive Program | ORADELL | 7649 | 7 | 8.1 | Residential | Behind the Meter | Yes | Net Metered Residential | Trinity Solar |  | PSE&G | Accepted | 2024-01-22 | 2024-02-12 | 2025-02-12 | Solar Panels | Hanwha | Q.PEAK DUO BLK ML-G10+ 405 |  | 0.405 | 8 | 109 | 27 |  | Fixed | Roof
NJADRE1555681617 | Administratively Determined Incentive Program | ORADELL | 7649 | 7 | 8.1 | Residential | Behind the Meter | Yes | Net Metered Residential | Trinity Solar |  | PSE&G | Accepted | 2024-01-22 | 2024-02-12 | 2025-02-12 | Solar Panels | Hanwha | Q.PEAK DUO BLK ML-G10+ 405 |  | 0.405 | 4 | 109 | 10 |  | Fixed | Roof
NJADRE1555681626 | Administratively Determined Incentive Program | BELLMAWR BOROUGH | 8031 | 14 | 5.67 | Residential | Behind the Meter | No | Net Metered Residential | Green Power Energy |  | PSE&G | Accepted | 2024-01-22 | 2024-02-13 | 2025-02-13 | Inverters | Enphase Energy | IQ8PLUS-72-2-US [240V] | 290 |  | 14 |  |  | 0.975 |  | Outdoor | Roof
NJADRE1555681626 | Administratively Determined Incentive Program | BELLMAWR BOROUGH | 8031 | 14 | 5.67 | Residential | Behind the Meter | No | Net Metered Residential | Green Power Energy |  | PSE&G | Accepted | 2024-01-22 | 2024-02-13 | 2025-02-13 | Solar Panels | REC Solar | REC405AA Pure Black |  | 0.405 | 14 | 148 | 9 |  | Fixed | Roof
NJADRE1555681641 | Administratively Determined Incentive Program | SALEM | 8079 | 16 | 5.6 | Residential | Behind the Meter | Yes | Net Metered Residential | Power Energy Solutions |  | AC Electric | Accepted | 2024-01-22 | 2024-02-13 | 2025-02-13 | Inverters | SolarEdge | SE3800H-US | 4 |  | 1 |  |  | 0.97 |  | Outdoor
NJADRE1555681641 | Administratively Determined Incentive Program | SALEM | 8079 | 16 | 5.6 | Residential | Behind the Meter | Yes | Net Metered Residential | Power Energy Solutions |  | AC Electric | Accepted | 2024-01-22 | 2024-02-13 | 2025-02-13 | Solar Panels | SILFAB SOLAR | SIL-400 HC+ |  | 0.4 | 3 | 210 | 40 |  | Fixed | Roof
NJADRE1555681641 | Administratively Determined Incentive Program | SALEM | 8079 | 16 | 5.6 | Residential | Behind the Meter | Yes | Net Metered Residential | Power Energy Solutions |  | AC Electric | Accepted | 2024-01-22 | 2024-02-13 | 2025-02-13 | Solar Panels | SILFAB SOLAR | SIL-400 HC+ |  | 0.4 | 4 | 30 | 40 |  | Fixed | Roof
NJADRE1555681641 | Administratively Determined Incentive Program | SALEM | 8079 | 16 | 5.6 | Residential | Behind the Meter | Yes | Net Metered Residential | Power Energy Solutions |  | AC Electric | Accepted | 2024-01-22 | 2024-02-13 | 2025-02-13 | Solar Panels | SILFAB SOLAR | SIL-400 HC+ |  | 0.4 | 4 | 120 | 40 |  | Fixed | Roof
NJADRE1555681641 | Administratively Determined Incentive Program | SALEM | 8079 | 16 | 5.6 | Residential | Behind the Meter | Yes | Net Metered Residential | Power Energy Solutions |  | AC Electric | Accepted | 2024-01-22 | 2024-02-13 | 2025-02-13 | Solar Panels | SILFAB SOLAR | SIL-400 HC+ |  | 0.4 | 3 | 300 | 17 |  | Fixed | Roof
NJADRE1555681651 | Administratively Determined Incentive Program | South Brunswick | 8852 | 11 | 3.6 | Residential | Behind the Meter | Yes | Net Metered Residential | Sunrun Installation Services, Inc. |  | PSE&G | Accepted | 2024-01-22 | 2024-02-13 | 2025-02-13 | Electric Storage Battery | LG Chem | RESU 10H Prime |  |  | 1 |  |  |  | Lithium Ion |  | Inside
NJADRE1555681651 | Administratively Determined Incentive Program | South Brunswick | 8852 | 11 | 3.6 | Residential | Behind the Meter | Yes | Net Metered Residential | Sunrun Installation Services, Inc. |  | PSE&G | Accepted | 2024-01-22 | 2024-02-13 | 2025-02-13 | Inverters | SolarEdge Technologies | SE3800H-USMN | 3800 |  | 1 |  |  | 0.99 |  | Indoor
NJADRE1555681651 | Administratively Determined Incentive Program | South Brunswick | 8852 | 11 | 3.6 | Residential | Behind the Meter | Yes | Net Metered Residential | Sunrun Installation Services, Inc. |  | PSE&G | Accepted | 2024-01-22 | 2024-02-13 | 2025-02-13 | Solar Panels | Hanwha Q Cells | Q.PEAK DUO BLK ML-G10+/t 400 |  | 0.4 | 3 | 256 | 23 |  | Fixed | Roof
NJADRE1555681651 | Administratively Determined Incentive Program | South Brunswick | 8852 | 11 | 3.6 | Residential | Behind the Meter | Yes | Net Metered Residential | Sunrun Installation Services, Inc. |  | PSE&G | Accepted | 2024-01-22 | 2024-02-13 | 2025-02-13 | Solar Panels | Hanwha Q Cells | Q.PEAK DUO BLK ML-G10+/t 400 |  | 0.4 | 6 | 76 | 23 |  | Fixed | Roof
NJADRE1555681653 | Administratively Determined Incentive Program | WILLINGBORO | 8046 | 13 | 5.67 | Residential | Behind the Meter | Yes | Net Metered Residential | SunnyMac LLC |  | PSE&G | Accepted | 2024-01-22 | 2024-02-14 | 2025-02-14 | Solar Panels | Q.PEAK DUO BLK ML-G10+ 405 | HANWHA |  | 0.405 | 14 | 201 | 27 |  | Fixed | Roof
NJADRE1555681653 | Administratively Determined Incentive Program | WILLINGBORO | 8046 | 13 | 5.67 | Residential | Behind the Meter | Yes | Net Metered Residential | SunnyMac LLC |  | PSE&G | Accepted | 2024-01-22 | 2024-02-14 | 2025-02-14 | Inverters | SE5000H-US | Solaredge | 5000 |  | 1 |  |  | 0.1 |  | Outdoor | next to meter
NJADRE1555681653 | Administratively Determined Incentive Program | WILLINGBORO | 8046 | 13 | 5.67 | Residential | Behind the Meter | Yes | Net Metered Residential | SunnyMac LLC |  | PSE&G | Accepted | 2024-01-22 | 2024-02-14 | 2025-02-14 | Meters | SE-RGMTR-1D-240C-B | Solaredge |  |  | 1 |  |  |  | Yes | Outdoor
NJADRE1555681654 | Administratively Determined Incentive Program | PENNSAUKEN TWP | 8109 | 14 | 13.6 | Residential | Behind the Meter | Yes | Net Metered Residential | Sunrun Installation Services, Inc. |  | PSE&G | Accepted | 2024-01-22 | 2024-02-13 | 2025-02-13 | Inverters | Delta Electronics | E10-TL-US | 10000 |  | 1 |  |  | 0.975 |  | Outdoor | next to meter
NJADRE1555681654 | Administratively Determined Incentive Program | PENNSAUKEN TWP | 8109 | 14 | 13.6 | Residential | Behind the Meter | Yes | Net Metered Residential | Sunrun Installation Services, Inc. |  | PSE&G | Accepted | 2024-01-22 | 2024-02-13 | 2025-02-13 | Solar Panels | Hanwha Q Cells | Q.PEAK DUO BLK ML-G10+/t 400 |  | 0.4 | 34 | 221 | 26 |  | Fixed | Roof
NJADRE1555681669 | Administratively Determined Incentive Program | Whiting | 8759 | 18 | 5.2 | Residential | Behind the Meter | Yes | Net Metered Residential | Sunrun Installation Services, Inc. |  | JCP&L | Accepted | 2024-01-22 | 2024-02-13 | 2025-02-13 | Inverters | SolarEdge Technologies | SE3800H-USMN | 3800 |  | 1 |  |  | 0.99 |  | Outside
NJADRE1555681669 | Administratively Determined Incentive Program | Whiting | 8759 | 18 | 5.2 | Residential | Behind the Meter | Yes | Net Metered Residential | Sunrun Installation Services, Inc. |  | JCP&L | Accepted | 2024-01-22 | 2024-02-13 | 2025-02-13 | Solar Panels | Hanwha Q Cells | Q.PEAK DUO BLK ML-G10+/t 400 |  | 0.4 | 3 | 234 | 26 |  | Fixed | Roof
NJADRE1555681669 | Administratively Determined Incentive Program | Whiting | 8759 | 18 | 5.2 | Residential | Behind the Meter | Yes | Net Metered Residential | Sunrun Installation Services, Inc. |  | JCP&L | Accepted | 2024-01-22 | 2024-02-13 | 2025-02-13 | Solar Panels | Hanwha Q Cells | Q.PEAK DUO BLK ML-G10+/t 400 |  | 0.4 | 10 | 54 | 26 |  | Fixed | Roof
NJADRE1555681670 | Administratively Determined Incentive Program | CLIFTON CITY | 7012 | 6 | 6.4 | Residential | Behind the Meter | Yes | Net Metered Residential | Sunrun Installation Services, Inc. |  | PSE&G | Accepted | 2024-01-22 | 2024-02-13 | 2025-02-13 | Inverters | SolarEdge Technologies | SE6000H-USSN | 6000 |  | 1 |  |  | 0.99 |  | Outdoor | Next to meter
NJADRE1555681670 | Administratively Determined Incentive Program | CLIFTON CITY | 7012 | 6 | 6.4 | Residential | Behind the Meter | Yes | Net Metered Residential | Sunrun Installation Services, Inc. |  | PSE&G | Accepted | 2024-01-22 | 2024-02-13 | 2025-02-13 | Solar Panels | Hanwha Q Cells | Q.PEAK DUO BLK ML-G10+/T 400 |  | 0.4 | 3 | 210 | 25 |  | Fixed | Roof
NJADRE1555681670 | Administratively Determined Incentive Program | CLIFTON CITY | 7012 | 6 | 6.4 | Residential | Behind the Meter | Yes | Net Metered Residential | Sunrun Installation Services, Inc. |  | PSE&G | Accepted | 2024-01-22 | 2024-02-13 | 2025-02-13 | Solar Panels | Hanwha Q Cells | Q.PEAK DUO BLK ML-G10+/T 400 |  | 0.4 | 4 | 31 | 42 |  | Fixed | Roof
NJADRE1555681670 | Administratively Determined Incentive Program | CLIFTON CITY | 7012 | 6 | 6.4 | Residential | Behind the Meter | Yes | Net Metered Residential | Sunrun Installation Services, Inc. |  | PSE&G | Accepted | 2024-01-22 | 2024-02-13 | 2025-02-13 | Solar Panels | Hanwha Q Cells | Q.PEAK DUO BLK ML-G10+/T 400 |  | 0.4 | 9 | 211 | 20 |  | Fixed | Roof
NJADRE1555681677 | Administratively Determined Incentive Program | SICKLERVILLE | 8081 | 14 | 7.2 | Residential | Behind the Meter | Yes | Net Metered Residential | Power Energy Solutions |  | AC Electric | Accepted | 2024-01-22 | 2024-02-13 | 2025-02-13 | Inverters | SolarEdge | SE6000H-US | 6 |  | 1 |  |  | 0.97 |  | Outside
NJADRE1555681677 | Administratively Determined Incentive Program | SICKLERVILLE | 8081 | 14 | 7.2 | Residential | Behind the Meter | Yes | Net Metered Residential | Power Energy Solutions |  | AC Electric | Accepted | 2024-01-22 | 2024-02-13 | 2025-02-13 | Solar Panels | Canadian Solar | CS6R-400MS-HL HIKU6 BLACK MONO |  | 0.4 | 18 | 162 | 20 |  | Fixed | Roof
NJADRE1555681679 | Administratively Determined Incentive Program | MARLTON | 8053 | 13 | 8 | Residential | Behind the Meter | Yes | Net Metered Residential | Pro Custom Solar dba Momentum Solar |  | PSE&G | Accepted | 2024-01-22 | 2024-02-13 | 2025-02-13 | Solar Panels | Q. PEAK DUO BLK ML-G10+400 | hanwha |  | 0.4 | 10 | 151 | 31 |  | Fixed | Roof
NJADRE1555681679 | Administratively Determined Incentive Program | MARLTON | 8053 | 13 | 8 | Residential | Behind the Meter | Yes | Net Metered Residential | Pro Custom Solar dba Momentum Solar |  | PSE&G | Accepted | 2024-01-22 | 2024-02-13 | 2025-02-13 | Solar Panels | Q. PEAK DUO BLK ML-G10+400 | hanwha |  | 0.4 | 10 | 331 | 31 |  | Fixed | Roof
NJADRE1555681679 | Administratively Determined Incentive Program | MARLTON | 8053 | 13 | 8 | Residential | Behind the Meter | Yes | Net Metered Residential | Pro Custom Solar dba Momentum Solar |  | PSE&G | Accepted | 2024-01-22 | 2024-02-13 | 2025-02-13 | Inverters | IQ8PLUS-72-2-US | enphase | 290 |  | 20 |  |  | 0.97 |  | Outdoor
NJADRE1555681693 | Administratively Determined Incentive Program | Red Bank | 7701 | 17 | 2.43 | Residential | Behind the Meter | Yes | Net Metered Residential | Trinity Solar Inc. |  | JCP&L | Accepted | 2024-01-22 | 2024-02-13 | 2025-02-13 | Inverters | Solar Edge | SE3000H-US | 3 |  | 1 |  |  | 0.97 |  | Outdoor
NJADRE1555681693 | Administratively Determined Incentive Program | Red Bank | 7701 | 17 | 2.43 | Residential | Behind the Meter | Yes | Net Metered Residential | Trinity Solar Inc. |  | JCP&L | Accepted | 2024-01-22 | 2024-02-13 | 2025-02-13 | Solar Panels | HANWHA | HANWHA 405 (Q.PEAK DUO BLK ML-G10+ 405) |  | 0.405 | 4 | 174 | 30 |  | Fixed | Roof
NJADRE1555681693 | Administratively Determined Incentive Program | Red Bank | 7701 | 17 | 2.43 | Residential | Behind the Meter | Yes | Net Metered Residential | Trinity Solar Inc. |  | JCP&L | Accepted | 2024-01-22 | 2024-02-13 | 2025-02-13 | Solar Panels | HANWHA | HANWHA 405 (Q.PEAK DUO BLK ML-G10+ 405) |  | 0.405 | 2 | 622 | 30 |  | Fixed | Roof
NJADRE1555681697 | Administratively Determined Incentive Program | ELMWOOD PARK | 7407 | 7 | 7.6 | Residential | Behind the Meter | Yes | Net Metered Residential | Pro Custom Solar dba Momentum Solar |  | PSE&G | Accepted | 2024-01-22 | 2024-02-13 | 2025-02-13 | Inverters | IQ8PLUS-72-2-US | enphase | 290 |  | 19 |  |  | 0.97 |  | Outdoor
NJADRE1555681697 | Administratively Determined Incentive Program | ELMWOOD PARK | 7407 | 7 | 7.6 | Residential | Behind the Meter | Yes | Net Metered Residential | Pro Custom Solar dba Momentum Solar |  | PSE&G | Accepted | 2024-01-22 | 2024-02-13 | 2025-02-13 | Solar Panels | Q. PEAK DUO BLK ML-G10+400 | hanwha |  | 0.4 | 7 | 161 | 39 |  | Fixed | Roof
NJADRE1555681697 | Administratively Determined Incentive Program | ELMWOOD PARK | 7407 | 7 | 7.6 | Residential | Behind the Meter | Yes | Net Metered Residential | Pro Custom Solar dba Momentum Solar |  | PSE&G | Accepted | 2024-01-22 | 2024-02-13 | 2025-02-13 | Solar Panels | Q. PEAK DUO BLK ML-G10+400 | hanwha |  | 0.4 | 4 | 161 | 15 |  | Fixed | Roof
NJADRE1555681697 | Administratively Determined Incentive Program | ELMWOOD PARK | 7407 | 7 | 7.6 | Residential | Behind the Meter | Yes | Net Metered Residential | Pro Custom Solar dba Momentum Solar |  | PSE&G | Accepted | 2024-01-22 | 2024-02-13 | 2025-02-13 | Solar Panels | Q. PEAK DUO BLK ML-G10+400 | hanwha |  | 0.4 | 8 | 341 | 11 |  | Fixed | Roof
NJADRE1555681700 | Administratively Determined Incentive Program | Tuckerton | 8087 | 18 | 4.86 | Residential | Behind the Meter | Yes | Net Metered Residential | Sunrun Installation Services, Inc. |  | AC Electric | Accepted | 2024-01-22 | 2024-02-13 | 2025-02-13 | Inverters | SolarEdge Technologies | SE3800H-USMN | 3800 |  | 1 |  |  | 0.99 |  | Outdoor | Next to meter
NJADRE1555681700 | Administratively Determined Incentive Program | Tuckerton | 8087 | 18 | 4.86 | Residential | Behind the Meter | Yes | Net Metered Residential | Sunrun Installation Services, Inc. |  | AC Electric | Accepted | 2024-01-22 | 2024-02-13 | 2025-02-13 | Solar Panels | Hanwha Q Cells | Q.PEAK DUO BLK ML-G10+ 405 |  | 0.405 | 12 | 351 | 21 |  | Fixed | Roof
NJADRE1555681754 | Administratively Determined Incentive Program | SPARTA | 7871 | 1 | 51.2 | Residential | Behind the Meter | Yes | Net Metered Residential | Pro Custom Solar dba Momentum Solar |  | JCP&L | Accepted | 2024-01-22 | 2024-02-13 | 2025-02-13 | Inverters | IQ8PLUS-72-2-US | ENPHASE | 290 |  | 128 |  |  | 0.97 |  | Outside
NJADRE1555681754 | Administratively Determined Incentive Program | SPARTA | 7871 | 1 | 51.2 | Residential | Behind the Meter | Yes | Net Metered Residential | Pro Custom Solar dba Momentum Solar |  | JCP&L | Accepted | 2024-01-22 | 2024-02-13 | 2025-02-13 | Solar Panels | hanwha | q.peak duo blk ml-g10+400 |  | 0.4 | 18 | 215 | 22 |  | Fixed | Roof
NJADRE1555681754 | Administratively Determined Incentive Program | SPARTA | 7871 | 1 | 51.2 | Residential | Behind the Meter | Yes | Net Metered Residential | Pro Custom Solar dba Momentum Solar |  | JCP&L | Accepted | 2024-01-22 | 2024-02-13 | 2025-02-13 | Solar Panels | hanwha | q.peak duo blk ml-g10+400 |  | 0.4 | 17 | 305 | 19 |  | Fixed | Roof
NJADRE1555681754 | Administratively Determined Incentive Program | SPARTA | 7871 | 1 | 51.2 | Residential | Behind the Meter | Yes | Net Metered Residential | Pro Custom Solar dba Momentum Solar |  | JCP&L | Accepted | 2024-01-22 | 2024-02-13 | 2025-02-13 | Solar Panels | hanwha | q.peak duo blk ml-g10+400 |  | 0.4 | 16 | 125 | 19 |  | Fixed | Roof
NJADRE1555681754 | Administratively Determined Incentive Program | SPARTA | 7871 | 1 | 51.2 | Residential | Behind the Meter | Yes | Net Metered Residential | Pro Custom Solar dba Momentum Solar |  | JCP&L | Accepted | 2024-01-22 | 2024-02-13 | 2025-02-13 | Solar Panels | hanwha | q.peak duo blk ml-g10+400 |  | 0.4 | 20 | 126 | 22 |  | Fixed | Roof
NJADRE1555681754 | Administratively Determined Incentive Program | SPARTA | 7871 | 1 | 51.2 | Residential | Behind the Meter | Yes | Net Metered Residential | Pro Custom Solar dba Momentum Solar |  | JCP&L | Accepted | 2024-01-22 | 2024-02-13 | 2025-02-13 | Solar Panels | hanwha | q.peak duo blk ml-g10+400 |  | 0.4 | 10 | 125 | 23 |  | Fixed | Roof
NJADRE1555681754 | Administratively Determined Incentive Program | SPARTA | 7871 | 1 | 51.2 | Residential | Behind the Meter | Yes | Net Metered Residential | Pro Custom Solar dba Momentum Solar |  | JCP&L | Accepted | 2024-01-22 | 2024-02-13 | 2025-02-13 | Solar Panels | hanwha | q.peak duo blk ml-g10+400 |  | 0.4 | 12 | 305 | 23 |  | Fixed | Roof
NJADRE1555681754 | Administratively Determined Incentive Program | SPARTA | 7871 | 1 | 51.2 | Residential | Behind the Meter | Yes | Net Metered Residential | Pro Custom Solar dba Momentum Solar |  | JCP&L | Accepted | 2024-01-22 | 2024-02-13 | 2025-02-13 | Solar Panels | hanwha | q.peak duo blk ml-g10+400 |  | 0.4 | 29 | 35 | 22 |  | Fixed | Roof
NJADRE1555681754 | Administratively Determined Incentive Program | SPARTA | 7871 | 1 | 51.2 | Residential | Behind the Meter | Yes | Net Metered Residential | Pro Custom Solar dba Momentum Solar |  | JCP&L | Accepted | 2024-01-22 | 2024-02-13 | 2025-02-13 | Solar Panels | hanwha | q.peak duo blk ml-g10+400 |  | 0.4 | 6 | 35 | 15 |  | Fixed | Roof
NJADRE1555681755 | Administratively Determined Incentive Program | EGG HARBOR TOWNSHIP | 8234 | 19 | 3.6 | Residential | Behind the Meter | Yes | Net Metered Residential | Pro Custom Solar dba Momentum Solar |  | AC Electric | Accepted | 2024-01-22 | 2024-02-13 | 2025-02-13 | Solar Panels | Q. PEAK DUO BLK ML-G10+400 | hanwha |  | 0.4 | 9 | 232 | 33 |  | Fixed | Roof
NJADRE1555681755 | Administratively Determined Incentive Program | EGG HARBOR TOWNSHIP | 8234 | 19 | 3.6 | Residential | Behind the Meter | Yes | Net Metered Residential | Pro Custom Solar dba Momentum Solar |  | AC Electric | Accepted | 2024-01-22 | 2024-02-13 | 2025-02-13 | Inverters | IQ8PLUS-72-2-US | enphase | 290 |  | 9 |  |  | 0.97 |  | Outdoor
NJADRE1555681762 | Administratively Determined Incentive Program | WILLINGBORO TWP | 8046 | 13 | 4.86 | Residential | Behind the Meter | Yes | Net Metered Residential | Sunrun Installation Services, Inc. |  | PSE&G | Accepted | 2024-01-22 | 2024-02-13 | 2025-02-13 | Inverters | SolarEdge Technologies | SE3800H-USMN | 3800 |  | 1 |  |  | 0.99 |  | Outdoor | Next to meter
NJADRE1555681762 | Administratively Determined Incentive Program | WILLINGBORO TWP | 8046 | 13 | 4.86 | Residential | Behind the Meter | Yes | Net Metered Residential | Sunrun Installation Services, Inc. |  | PSE&G | Accepted | 2024-01-22 | 2024-02-13 | 2025-02-13 | Solar Panels | Hanwha Q Cells | Q.PEAK DUO BLK ML-G10+ 405 |  | 0.405 | 12 | 191 | 19 |  | Fixed | Roof
NJADRE1555681768 | Administratively Determined Incentive Program | TURNERSVILLE | 8012 | 14 | 5.2 | Residential | Behind the Meter | Yes | Net Metered Residential | Sunrun Installation Services, Inc. |  | AC Electric | Accepted | 2024-01-22 | 2024-02-14 | 2025-02-14 | Inverters | SOLAREDGE TECHNOLOGIES | SE3800H-USMN | 3800 |  | 1 |  |  | 0.99 |  | Outside | Next to Meter
NJADRE1555681768 | Administratively Determined Incentive Program | TURNERSVILLE | 8012 | 14 | 5.2 | Residential | Behind the Meter | Yes | Net Metered Residential | Sunrun Installation Services, Inc. |  | AC Electric | Accepted | 2024-01-22 | 2024-02-14 | 2025-02-14 | Solar Panels | HANWHA Q-CELLS | Q.PEAK DUO BLK ML-G10+/T 400 |  | 0.4 | 13 | 96 | 22 |  | Fixed | Roof
NJADRE1555681776 | Administratively Determined Incentive Program | Eatontown | 7724 | 17 | 6.08 | Residential | Behind the Meter | Yes | Net Metered Residential | Venture Home Solar, LLC |  | JCP&L | Accepted | 2024-01-22 | 2024-02-13 | 2025-02-13 | Inverters | Enphase | IQ8PLUS-72-2-US (240V) | 290 |  | 15 |  |  | 0.98 |  | Outdoor | Roof
NJADRE1555681776 | Administratively Determined Incentive Program | Eatontown | 7724 | 17 | 6.08 | Residential | Behind the Meter | Yes | Net Metered Residential | Venture Home Solar, LLC |  | JCP&L | Accepted | 2024-01-22 | 2024-02-13 | 2025-02-13 | Solar Panels | Hanwha | Q.PEAK DUO BLK ML-G10+ 405 |  | 0.405 | 15 | 133 | 21 |  | Fixed | Roof
NJADRE1555681789 | Administratively Determined Incentive Program | BEVERLY | 8010 | 13 | 6.4 | Residential | Behind the Meter | Yes | Net Metered Residential | Pro Custom Solar dba Momentum Solar |  | PSE&G | Accepted | 2024-01-22 | 2024-02-13 | 2025-02-13 | Solar Panels | Q. PEAK DUO BLK ML-G10+400 | HANWHA |  | 0.4 | 8 | 259 | 31 |  | Fixed | Roof
NJADRE1555681789 | Administratively Determined Incentive Program | BEVERLY | 8010 | 13 | 6.4 | Residential | Behind the Meter | Yes | Net Metered Residential | Pro Custom Solar dba Momentum Solar |  | PSE&G | Accepted | 2024-01-22 | 2024-02-13 | 2025-02-13 | Solar Panels | Q. PEAK DUO BLK ML-G10+400 | hanwha |  | 0.4 | 5 | 259 | 5 |  | Fixed | Roof
NJADRE1555681789 | Administratively Determined Incentive Program | BEVERLY | 8010 | 13 | 6.4 | Residential | Behind the Meter | Yes | Net Metered Residential | Pro Custom Solar dba Momentum Solar |  | PSE&G | Accepted | 2024-01-22 | 2024-02-13 | 2025-02-13 | Solar Panels | Q. PEAK DUO BLK ML-G10+400 | hanwha |  | 0.4 | 3 | 259 | 4 |  | Fixed | Roof
NJADRE1555681789 | Administratively Determined Incentive Program | BEVERLY | 8010 | 13 | 6.4 | Residential | Behind the Meter | Yes | Net Metered Residential | Pro Custom Solar dba Momentum Solar |  | PSE&G | Accepted | 2024-01-22 | 2024-02-13 | 2025-02-13 | Inverters | IQ8PLUS-72-2-US | enphase | 290 |  | 16 |  |  | 0.97 |  | Outdoor
NJADRE1555681813 | Administratively Determined Incentive Program | Orange | 7050 | 9 | 14.4 | Residential | Behind the Meter | Yes | Net Metered Residential | Pro Custom Solar dba Momentum Solar |  | PSE&G | Accepted | 2024-01-22 | 2024-02-13 | 2025-02-13 | Solar Panels | Q. PEAK DUO BLK ML-G10+400 | hanwha |  | 0.4 | 19 | 131 | 41 |  | Fixed | Roof
NJADRE1555681813 | Administratively Determined Incentive Program | Orange | 7050 | 9 | 14.4 | Residential | Behind the Meter | Yes | Net Metered Residential | Pro Custom Solar dba Momentum Solar |  | PSE&G | Accepted | 2024-01-22 | 2024-02-13 | 2025-02-13 | Solar Panels | Q. PEAK DUO BLK ML-G10+400 | hanwha |  | 0.4 | 17 | 311 | 41 |  | Fixed | Roof
NJADRE1555681813 | Administratively Determined Incentive Program | Orange | 7050 | 9 | 14.4 | Residential | Behind the Meter | Yes | Net Metered Residential | Pro Custom Solar dba Momentum Solar |  | PSE&G | Accepted | 2024-01-22 | 2024-02-13 | 2025-02-13 | Inverters | IQ8PLUS-72-2-US | enphase | 290 |  | 36 |  |  | 0.97 |  | Outdoor
NJADRE1555681819 | Administratively Determined Incentive Program | UNION BEACH | 7735 | 17 | 6.48 | Residential | Behind the Meter | Yes | Net Metered Residential | Sunrun Installation Services, Inc. |  | JCP&L | Accepted | 2024-01-22 | 2024-02-13 | 2025-02-13 | Inverters | DELTA ELECTRONICS | E6-TL-US | 6000 |  | 1 |  |  | 0.975 |  | Outdoor | Next to meter
NJADRE1555681819 | Administratively Determined Incentive Program | UNION BEACH | 7735 | 17 | 6.48 | Residential | Behind the Meter | Yes | Net Metered Residential | Sunrun Installation Services, Inc. |  | JCP&L | Accepted | 2024-01-22 | 2024-02-13 | 2025-02-13 | Solar Panels | Hanwha Q Cells | Q.PEAK DUO BLK ML-G10+ 405 |  | 0.405 | 16 | 211 | 22 |  | Fixed | Roof
NJADRE1555681839 | Administratively Determined Incentive Program | BLACKWOOD | 8012 | 14 | 8 | Residential | Behind the Meter | Yes | Net Metered Residential | Pro Custom Solar dba Momentum Solar |  | PSE&G | Accepted | 2024-01-22 | 2024-02-13 | 2025-02-13 | Solar Panels | Q. PEAK DUO BLK ML-G10+400 | hanwha |  | 0.4 | 20 | 251 | 14 |  | Fixed | Roof
NJADRE1555681839 | Administratively Determined Incentive Program | BLACKWOOD | 8012 | 14 | 8 | Residential | Behind the Meter | Yes | Net Metered Residential | Pro Custom Solar dba Momentum Solar |  | PSE&G | Accepted | 2024-01-22 | 2024-02-13 | 2025-02-13 | Inverters | IQ8PLUS-72-2-US | enphase | 290 |  | 20 |  |  | 0.97 |  | Outdoor
NJADRE1555681869 | Administratively Determined Incentive Program | NEWFIELD | 8344 | 15 | 8.51 | Residential | Behind the Meter | Yes | Net Metered Residential | Trinity Solar LLC |  | AC Electric | Accepted | 2024-01-22 | 2024-02-13 | 2025-02-13 | Inverters | Solar Edge | SE7600H-US000BEi4 | 7600 |  | 1 |  |  | 0.97 |  | Outdoor
NJADRE1555681869 | Administratively Determined Incentive Program | NEWFIELD | 8344 | 15 | 8.51 | Residential | Behind the Meter | Yes | Net Metered Residential | Trinity Solar LLC |  | AC Electric | Accepted | 2024-01-22 | 2024-02-13 | 2025-02-13 | Solar Panels | HANWHA | Q.PEAK DUO BLK ML-G10+ 405 |  | 0.405 | 21 | 147 | 45 |  | Fixed | Roof
NJADRE1555681873 | Administratively Determined Incentive Program | SEWELL | 8080 | 15 | 13.2 | Residential | Behind the Meter | Yes | Net Metered Residential | Power Energy Solutions |  | AC Electric | Accepted | 2024-01-22 | 2024-02-14 | 2025-02-14 | Inverters | SolarEdge | SE11400H-US | 11 |  | 1 |  |  | 0.97 |  | Outdoor
NJADRE1555681873 | Administratively Determined Incentive Program | SEWELL | 8080 | 15 | 13.2 | Residential | Behind the Meter | Yes | Net Metered Residential | Power Energy Solutions |  | AC Electric | Accepted | 2024-01-22 | 2024-02-14 | 2025-02-14 | Solar Panels | Canadian Solar | CS6R-400MS-HL HIKU6 BLACK MONO |  | 0.4 | 12 | 154 | 35 |  | Fixed | Roof
NJADRE1555681873 | Administratively Determined Incentive Program | SEWELL | 8080 | 15 | 13.2 | Residential | Behind the Meter | Yes | Net Metered Residential | Power Energy Solutions |  | AC Electric | Accepted | 2024-01-22 | 2024-02-14 | 2025-02-14 | Solar Panels | Canadian Solar | CS6R-400MS-HL HIKU6 BLACK MONO |  | 0.4 | 8 | 153 | 35 |  | Fixed | Roof
NJADRE1555681873 | Administratively Determined Incentive Program | SEWELL | 8080 | 15 | 13.2 | Residential | Behind the Meter | Yes | Net Metered Residential | Power Energy Solutions |  | AC Electric | Accepted | 2024-01-22 | 2024-02-14 | 2025-02-14 | Solar Panels | Canadian Solar | CS6R-400MS-HL HIKU6 BLACK MONO |  | 0.4 | 8 | 243 | 40 |  | Fixed | Roof
NJADRE1555681873 | Administratively Determined Incentive Program | SEWELL | 8080 | 15 | 13.2 | Residential | Behind the Meter | Yes | Net Metered Residential | Power Energy Solutions |  | AC Electric | Accepted | 2024-01-22 | 2024-02-14 | 2025-02-14 | Solar Panels | Canadian Solar | CS6R-400MS-HL HIKU6 BLACK MONO |  | 0.4 | 5 | 333 | 35 |  | Fixed | Roof
NJADRE1555681875 | Administratively Determined Incentive Program | WILLIAMSTOWN | 8094 | 15 | 4.46 | Residential | Behind the Meter | Yes | Net Metered Residential | Trinity Solar Inc. |  | AC Electric | Accepted | 2024-01-22 | 2024-02-13 | 2025-02-13 | Inverters | Solar Edge | SE3800H-US | 3800 |  | 1 |  |  | 0.97 |  | Outdoor
NJADRE1555681875 | Administratively Determined Incentive Program | WILLIAMSTOWN | 8094 | 15 | 4.46 | Residential | Behind the Meter | Yes | Net Metered Residential | Trinity Solar Inc. |  | AC Electric | Accepted | 2024-01-22 | 2024-02-13 | 2025-02-13 | Solar Panels | HANWHA | HANWHA 405 (Q.PEAK DUO BLK ML-G10+ 405) |  | 0.405 | 11 | 107 | 30 |  | Fixed | Roof
NJADRE1555681899 | Administratively Determined Incentive Program | LAWRENCEVILLE TWP MER | 8648 | 12 | 4.86 | Residential | Behind the Meter | No | Net Metered Residential | SunnyMac LLC |  | PSE&G | Accepted | 2024-01-22 | 2024-02-14 | 2025-02-14 | Solar Panels | HANWHA | Q.PEAK DUO BLK ML-G10+ 405 |  | 0.405 | 12 | 242 | 1 |  | Fixed | Roof
NJADRE1555681899 | Administratively Determined Incentive Program | LAWRENCEVILLE TWP MER | 8648 | 12 | 4.86 | Residential | Behind the Meter | No | Net Metered Residential | SunnyMac LLC |  | PSE&G | Accepted | 2024-01-22 | 2024-02-14 | 2025-02-14 | Inverters | SOLAREDGE | 3800H -US | 3800 |  | 1 |  |  | 0.99 |  | Outdoor
NJADRE1555681899 | Administratively Determined Incentive Program | LAWRENCEVILLE TWP MER | 8648 | 12 | 4.86 | Residential | Behind the Meter | No | Net Metered Residential | SunnyMac LLC |  | PSE&G | Accepted | 2024-01-22 | 2024-02-14 | 2025-02-14 | Meters | SE-RGMTR-1D-240C-B | Solaredge |  |  | 1 |  |  |  | Yes | Outdoor
NJADRE1555681914 | Administratively Determined Incentive Program | PERTH AMBOY CITY | 8861 | 11 | 6.8 | Residential | Behind the Meter | Yes | Net Metered Residential | Sunrun, Inc. |  | PSE&G | Accepted | 2024-01-22 | 2024-02-13 | 2025-02-13 | Inverters | SOLAREDGE TECHNOLOGIES | SE6000H-USSN | 6000 |  | 1 |  |  | 0.99 |  | Outdoor | Next To Meter
NJADRE1555681914 | Administratively Determined Incentive Program | PERTH AMBOY CITY | 8861 | 11 | 6.8 | Residential | Behind the Meter | Yes | Net Metered Residential | Sunrun, Inc. |  | PSE&G | Accepted | 2024-01-22 | 2024-02-13 | 2025-02-13 | Solar Panels | HANWHA Q-CELLS | Q.PEAK DUO BLK ML-G10+/T 400 |  | 0.4 | 6 | 291 | 45 |  | Fixed | Roof
NJADRE1555681914 | Administratively Determined Incentive Program | PERTH AMBOY CITY | 8861 | 11 | 6.8 | Residential | Behind the Meter | Yes | Net Metered Residential | Sunrun, Inc. |  | PSE&G | Accepted | 2024-01-22 | 2024-02-13 | 2025-02-13 | Solar Panels | HANWHA Q-CELLS | Q.PEAK DUO BLK ML-G10+/T 400 |  | 0.4 | 6 | 291 | 8 |  | Fixed | Roof
NJADRE1555681914 | Administratively Determined Incentive Program | PERTH AMBOY CITY | 8861 | 11 | 6.8 | Residential | Behind the Meter | Yes | Net Metered Residential | Sunrun, Inc. |  | PSE&G | Accepted | 2024-01-22 | 2024-02-13 | 2025-02-13 | Solar Panels | HANWHA Q-CELLS | Q.PEAK DUO BLK ML-G10+/T 400 |  | 0.4 | 5 | 111 | 44 |  | Fixed | Roof
NJADRE1555681918 | Administratively Determined Incentive Program | BOUND BROOK | 8805 | 5 | 6.48 | Residential | Behind the Meter | Yes | Net Metered Residential | Trinity Solar Inc. |  | PSE&G | Accepted | 2024-01-22 | 2024-02-13 | 2025-02-13 | Solar Panels | HANWHA | (Q.PEAK DUO BLK ML-G10+ 405) |  | 0.405 | 7 | 286 | 23 |  | Fixed | Roof
NJADRE1555681918 | Administratively Determined Incentive Program | BOUND BROOK | 8805 | 5 | 6.48 | Residential | Behind the Meter | Yes | Net Metered Residential | Trinity Solar Inc. |  | PSE&G | Accepted | 2024-01-22 | 2024-02-13 | 2025-02-13 | Solar Panels | HANWHA | (Q.PEAK DUO BLK ML-G10+ 405) |  | 0.405 | 5 | 196 | 27 |  | Fixed | Roof
NJADRE1555681918 | Administratively Determined Incentive Program | BOUND BROOK | 8805 | 5 | 6.48 | Residential | Behind the Meter | Yes | Net Metered Residential | Trinity Solar Inc. |  | PSE&G | Accepted | 2024-01-22 | 2024-02-13 | 2025-02-13 | Solar Panels | HANWHA | (Q.PEAK DUO BLK ML-G10+ 405) |  | 0.405 | 4 | 196 | 27 |  | Fixed | Roof
NJADRE1555681918 | Administratively Determined Incentive Program | BOUND BROOK | 8805 | 5 | 6.48 | Residential | Behind the Meter | Yes | Net Metered Residential | Trinity Solar Inc. |  | PSE&G | Accepted | 2024-01-22 | 2024-02-13 | 2025-02-13 | Inverters | Solar Edge | SE5000H-US | 5000 |  | 1 |  |  | 0.97 |  | Outside
NJADRE1555681921 | Administratively Determined Incentive Program | Franklin TWP SOM | 8873 | 5 | 11.34 | Residential | Behind the Meter | No | Net Metered Residential | Tesla Energy Operations Inc. |  | PSE&G | Accepted | 2024-01-22 | 2024-02-22 | 2025-02-22 | Solar Panels | Hanwha | Q.PEAK DUO BLK ML-G10+/TS 405 |  | 0.405 | 24 | 93 | 37 |  | Fixed | Roof
NJADRE1555681921 | Administratively Determined Incentive Program | Franklin TWP SOM | 8873 | 5 | 11.34 | Residential | Behind the Meter | No | Net Metered Residential | Tesla Energy Operations Inc. |  | PSE&G | Accepted | 2024-01-22 | 2024-02-22 | 2025-02-22 | Solar Panels | Hanwha | Q.PEAK DUO BLK ML-G10+/TS 405 |  | 0.405 | 4 | 183 | 37 |  | Fixed | Roof
NJADRE1555681921 | Administratively Determined Incentive Program | Franklin TWP SOM | 8873 | 5 | 11.34 | Residential | Behind the Meter | No | Net Metered Residential | Tesla Energy Operations Inc. |  | PSE&G | Accepted | 2024-01-22 | 2024-02-22 | 2025-02-22 | Inverters | Tesla | 1538000-45-A | 5000 |  | 1 |  |  | 0.98 |  | Outdoor
NJADRE1555681921 | Administratively Determined Incentive Program | Franklin TWP SOM | 8873 | 5 | 11.34 | Residential | Behind the Meter | No | Net Metered Residential | Tesla Energy Operations Inc. |  | PSE&G | Accepted | 2024-01-22 | 2024-02-22 | 2025-02-22 | Inverters | Tesla | 1538000-45-A | 3800 |  | 1 |  |  | 0.98 |  | Outdoor
NJADRE1555681922 | Administratively Determined Incentive Program | Franklin Twp | 8873 | 5 | 7.6 | Residential | Behind the Meter | Yes | Net Metered Residential | Sunrun Installation Services, Inc. |  | PSE&G | Accepted | 2024-01-22 | 2024-02-13 | 2025-02-13 | Inverters | SolarEdge Technologies | SE6000H-USSN | 6000 |  | 1 |  |  | 0.99 |  | Outdoor | Next to meter
NJADRE1555681922 | Administratively Determined Incentive Program | Franklin Twp | 8873 | 5 | 7.6 | Residential | Behind the Meter | Yes | Net Metered Residential | Sunrun Installation Services, Inc. |  | PSE&G | Accepted | 2024-01-22 | 2024-02-13 | 2025-02-13 | Solar Panels | Hanwha Q Cells | Q.PEAK DUO BLK ML-G10+/T 400 |  | 0.4 | 9 | 42 | 7 |  | Fixed | Roof
NJADRE1555681922 | Administratively Determined Incentive Program | Franklin Twp | 8873 | 5 | 7.6 | Residential | Behind the Meter | Yes | Net Metered Residential | Sunrun Installation Services, Inc. |  | PSE&G | Accepted | 2024-01-22 | 2024-02-13 | 2025-02-13 | Solar Panels | Hanwha Q Cells | Q.PEAK DUO BLK ML-G10+/T 400 |  | 0.4 | 10 | 222 | 21 |  | Fixed | Roof
NJADRE1555681925 | Administratively Determined Incentive Program | BAYONNE | 7002 | 8 | 4.4 | Residential | Behind the Meter | Yes | Net Metered Residential | Power Energy Solutions |  | PSE&G | Accepted | 2024-01-22 | 2024-02-13 | 2025-02-13 | Inverters | SolarEdge | SE3800H-US | 4 |  | 1 |  |  | 0.97 |  | Outside
NJADRE1555681925 | Administratively Determined Incentive Program | BAYONNE | 7002 | 8 | 4.4 | Residential | Behind the Meter | Yes | Net Metered Residential | Power Energy Solutions |  | PSE&G | Accepted | 2024-01-22 | 2024-02-13 | 2025-02-13 | Solar Panels | Canadian Solar | CS6R-400MS-HL HIKU6 BLACK MONO |  | 0.4 | 11 | 17 | 2 |  | Fixed | Roof
NJADRE1555682058 | Administratively Determined Incentive Program | EWING | 8638 | 12 | 7.1 | Residential | Behind the Meter | No | Net Metered Residential | Solar Energy World |  | PSE&G | Accepted | 2024-01-22 | 2024-02-14 | 2025-02-14 | Solar Panels | Longi | LR4-60-HPB-355M |  | 0.355 | 13 | 128 | 37 |  | Fixed | Roof
NJADRE1555682058 | Administratively Determined Incentive Program | EWING | 8638 | 12 | 7.1 | Residential | Behind the Meter | No | Net Metered Residential | Solar Energy World |  | PSE&G | Accepted | 2024-01-22 | 2024-02-14 | 2025-02-14 | Solar Panels | Longi | LR4-60-HPB-355M |  | 0.355 | 7 | 308 | 38 |  | Fixed | Roof
NJADRE1555682058 | Administratively Determined Incentive Program | EWING | 8638 | 12 | 7.1 | Residential | Behind the Meter | No | Net Metered Residential | Solar Energy World |  | PSE&G | Accepted | 2024-01-22 | 2024-02-14 | 2025-02-14 | Inverters | Enphase | IQ8-60-2-US | 290 |  | 20 |  |  | 0.97 |  | Outside
NJADRE1555682075 | Administratively Determined Incentive Program | POMPTON LAKES | 7442 | 6 | 2.43 | Residential | Behind the Meter | Yes | Net Metered Residential | Trinity Solar |  | JCP&L | Accepted | 2024-01-22 | 2024-02-13 | 2025-02-13 | Inverters | Solar Edge | SE3000H-US | 3 |  | 1 |  |  | 0.97 |  | Outdoor
NJADRE1555682075 | Administratively Determined Incentive Program | POMPTON LAKES | 7442 | 6 | 2.43 | Residential | Behind the Meter | Yes | Net Metered Residential | Trinity Solar |  | JCP&L | Accepted | 2024-01-22 | 2024-02-13 | 2025-02-13 | Solar Panels | Hanwha | Q.PEAK DUO BLK ML-G10+ 405 |  | 0.405 | 6 | 275 | 43 |  | Fixed | Roof
NJADRE1555682085 | Administratively Determined Incentive Program | MALAGA | 8328 | 15 | 6.8 | Residential | Behind the Meter | Yes | Net Metered Residential | Power Energy Solutions |  | AC Electric | Accepted | 2024-01-22 | 2024-02-13 | 2025-02-13 | Inverters | SolarEdge | SE6000H-US | 6 |  | 1 |  |  | 0.97 |  | Outside
NJADRE1555682085 | Administratively Determined Incentive Program | MALAGA | 8328 | 15 | 6.8 | Residential | Behind the Meter | Yes | Net Metered Residential | Power Energy Solutions |  | AC Electric | Accepted | 2024-01-22 | 2024-02-13 | 2025-02-13 | Solar Panels | Canadian Solar | CS6R-400MS-HL HIKU6 BLACK MONO |  | 0.4 | 17 | 257 | 28 |  | Fixed | Roof
NJADRE1555682113 | Administratively Determined Incentive Program | ROSELLE | 7203 | 10 | 5.67 | Residential | Behind the Meter | Yes | Net Metered Residential | Sunrun Installation Services, Inc. |  | PSE&G | Accepted | 2024-01-22 | 2024-02-13 | 2025-02-13 | Inverters | SolarEdge Technologies | SE3800H-USMN | 3800 |  | 1 |  |  | 0.99 |  | Outdoor | Next to meter
NJADRE1555682113 | Administratively Determined Incentive Program | ROSELLE | 7203 | 10 | 5.67 | Residential | Behind the Meter | Yes | Net Metered Residential | Sunrun Installation Services, Inc. |  | PSE&G | Accepted | 2024-01-22 | 2024-02-13 | 2025-02-13 | Solar Panels | Hanwha Q Cells | Q.PEAK DUO BLK ML-G10+ 405 |  | 0.405 | 6 | 82 | 41 |  | Fixed | Roof
NJADRE1555682113 | Administratively Determined Incentive Program | ROSELLE | 7203 | 10 | 5.67 | Residential | Behind the Meter | Yes | Net Metered Residential | Sunrun Installation Services, Inc. |  | PSE&G | Accepted | 2024-01-22 | 2024-02-13 | 2025-02-13 | Solar Panels | Hanwha Q Cells | Q.PEAK DUO BLK ML-G10+ 405 |  | 0.405 | 8 | 262 | 40 |  | Fixed | Roof
NJADRE1555682122 | Administratively Determined Incentive Program | Edison Twp | 94087 |  | 4.8 | Residential | Behind the Meter | No | Net Metered Residential | Tesla Inc. |  | PSE&G | Accepted | 2024-01-22 | 2024-02-16 | 2025-02-16 | Solar Panels | Tesla | T400H |  | 0.4 | 8 | 86 | 27 |  | Fixed | Roof
NJADRE1555682122 | Administratively Determined Incentive Program | Edison Twp | 94087 |  | 4.8 | Residential | Behind the Meter | No | Net Metered Residential | Tesla Inc. |  | PSE&G | Accepted | 2024-01-22 | 2024-02-16 | 2025-02-16 | Solar Panels | Tesla | T400H |  | 0.4 | 4 | 86 | 27 |  | Fixed | Roof
NJADRE1555682122 | Administratively Determined Incentive Program | Edison Twp | 94087 |  | 4.8 | Residential | Behind the Meter | No | Net Metered Residential | Tesla Inc. |  | PSE&G | Accepted | 2024-01-22 | 2024-02-16 | 2025-02-16 | Inverters | Tesla | 1538000-45-A | 3800 |  | 1 |  |  | 0.98 |  | Outdoor
NJADRE1555682134 | Administratively Determined Incentive Program | BRIDGETON | 8302 | 20 | 14.58 | Residential | Behind the Meter | Yes | Net Metered Residential | Sunrun Installation Services, Inc. |  | AC Electric | Accepted | 2024-01-22 | 2024-02-13 | 2025-02-13 | Inverters | SolarEdge Technologies | SE10000H-USSN | 10000 |  | 1 |  |  | 0.99 |  | Outside
NJADRE1555682134 | Administratively Determined Incentive Program | BRIDGETON | 8302 | 20 | 14.58 | Residential | Behind the Meter | Yes | Net Metered Residential | Sunrun Installation Services, Inc. |  | AC Electric | Accepted | 2024-01-22 | 2024-02-13 | 2025-02-13 | Solar Panels | Hanwha Q Cells | Q.PEAK DUO BLK ML-G10+ 405 |  | 0.405 | 15 | 3 | 22 |  | Fixed | Roof
NJADRE1555682134 | Administratively Determined Incentive Program | BRIDGETON | 8302 | 20 | 14.58 | Residential | Behind the Meter | Yes | Net Metered Residential | Sunrun Installation Services, Inc. |  | AC Electric | Accepted | 2024-01-22 | 2024-02-13 | 2025-02-13 | Solar Panels | Hanwha Q Cells | Q.PEAK DUO BLK ML-G10+ 405 |  | 0.405 | 6 | 183 | 15 |  | Fixed | Roof
NJADRE1555682134 | Administratively Determined Incentive Program | BRIDGETON | 8302 | 20 | 14.58 | Residential | Behind the Meter | Yes | Net Metered Residential | Sunrun Installation Services, Inc. |  | AC Electric | Accepted | 2024-01-22 | 2024-02-13 | 2025-02-13 | Solar Panels | Hanwha Q Cells | Q.PEAK DUO BLK ML-G10+ 405 |  | 0.405 | 15 | 183 | 23 |  | Fixed | Roof
NJADRE1555682138 | Administratively Determined Incentive Program | NEWTON | 7860 | 1 | 6.4 | Residential | Behind the Meter | Yes | Net Metered Residential | Posigen Developer. LLC |  | JCP&L | Accepted | 2024-01-22 | 2024-02-13 | 2025-02-13 | Solar Panels | Silfab | SIL-400 HC+ |  | 0.4 | 16 | 131 | 18 |  | Fixed | Roof
NJADRE1555682138 | Administratively Determined Incentive Program | NEWTON | 7860 | 1 | 6.4 | Residential | Behind the Meter | Yes | Net Metered Residential | Posigen Developer. LLC |  | JCP&L | Accepted | 2024-01-22 | 2024-02-13 | 2025-02-13 | Inverters | SolarEdge | SE6000H-US | 6000 |  | 1 |  |  | 0.99 |  | Outdoor | within ten feet of meter
NJADRE1555682158 | Administratively Determined Incentive Program | EAST ORANGE | 7017 | 9 | 5.67 | Residential | Behind the Meter | Yes | Net Metered Residential | Sunrun Installation Services, Inc. |  | PSE&G | Accepted | 2024-01-22 | 2024-02-13 | 2025-02-13 | Inverters | SolarEdge Technologies | SE3800H-USMN | 3800 |  | 1 |  |  | 0.99 |  | Outdoor | Next to meter
NJADRE1555682158 | Administratively Determined Incentive Program | EAST ORANGE | 7017 | 9 | 5.67 | Residential | Behind the Meter | Yes | Net Metered Residential | Sunrun Installation Services, Inc. |  | PSE&G | Accepted | 2024-01-22 | 2024-02-13 | 2025-02-13 | Solar Panels | Hanwha Q Cells | Q.PEAK DUO BLK ML-G10+ 405 |  | 0.405 | 14 | 133 | 14 |  | Fixed | Roof
NJADRE1555682161 | Administratively Determined Incentive Program | VINELAND | 8360 | 20 | 13.6 | Residential | Behind the Meter | Yes | Net Metered Residential | Sunrun Installation Services, Inc. |  | Vineland Muni Electric | Accepted | 2024-01-22 | 2024-02-13 | 2025-02-13 | Inverters | SolarEdge Technologies | SE10000H-USSN | 10000 |  | 1 |  |  | 0.99 |  | Outside
NJADRE1555682161 | Administratively Determined Incentive Program | VINELAND | 8360 | 20 | 13.6 | Residential | Behind the Meter | Yes | Net Metered Residential | Sunrun Installation Services, Inc. |  | Vineland Muni Electric | Accepted | 2024-01-22 | 2024-02-13 | 2025-02-13 | Solar Panels | Hanwha Q Cells | Q.PEAK DUO BLK ML-G10+/t 400 |  | 0.4 | 3 | 15 | 22 |  | Fixed | Roof
NJADRE1555682161 | Administratively Determined Incentive Program | VINELAND | 8360 | 20 | 13.6 | Residential | Behind the Meter | Yes | Net Metered Residential | Sunrun Installation Services, Inc. |  | Vineland Muni Electric | Accepted | 2024-01-22 | 2024-02-13 | 2025-02-13 | Solar Panels | Hanwha Q Cells | Q.PEAK DUO BLK ML-G10+/t 400 |  | 0.4 | 6 | 195 | 24 |  | Fixed | Roof
NJADRE1555682161 | Administratively Determined Incentive Program | VINELAND | 8360 | 20 | 13.6 | Residential | Behind the Meter | Yes | Net Metered Residential | Sunrun Installation Services, Inc. |  | Vineland Muni Electric | Accepted | 2024-01-22 | 2024-02-13 | 2025-02-13 | Solar Panels | Hanwha Q Cells | Q.PEAK DUO BLK ML-G10+/t 400 |  | 0.4 | 11 | 285 | 22 |  | Fixed | Roof
NJADRE1555682161 | Administratively Determined Incentive Program | VINELAND | 8360 | 20 | 13.6 | Residential | Behind the Meter | Yes | Net Metered Residential | Sunrun Installation Services, Inc. |  | Vineland Muni Electric | Accepted | 2024-01-22 | 2024-02-13 | 2025-02-13 | Solar Panels | Hanwha Q Cells | Q.PEAK DUO BLK ML-G10+/t 400 |  | 0.4 | 14 | 105 | 23 |  | Fixed | Roof
NJADRE1555682198 | Administratively Determined Incentive Program | TRENTON | 8690 | 12 | 3.6 | Residential | Behind the Meter | Yes | Net Metered Residential | Sunrun Installation Services, Inc. |  | PSE&G | Accepted | 2024-01-22 | 2024-02-13 | 2025-02-13 | Inverters | SolarEdge Technologies | SE3800H-USMN | 3800 |  | 1 |  |  | 0.99 |  | Outdoor | Next to meter
NJADRE1555682198 | Administratively Determined Incentive Program | TRENTON | 8690 | 12 | 3.6 | Residential | Behind the Meter | Yes | Net Metered Residential | Sunrun Installation Services, Inc. |  | PSE&G | Accepted | 2024-01-22 | 2024-02-13 | 2025-02-13 | Solar Panels | Hanwha Q Cells | Q.PEAK DUO BLK ML-G10+/T 400 |  | 0.4 | 5 | 127 | 30 |  | Fixed | Roof
NJADRE1555682198 | Administratively Determined Incentive Program | TRENTON | 8690 | 12 | 3.6 | Residential | Behind the Meter | Yes | Net Metered Residential | Sunrun Installation Services, Inc. |  | PSE&G | Accepted | 2024-01-22 | 2024-02-13 | 2025-02-13 | Solar Panels | Hanwha Q Cells | Q.PEAK DUO BLK ML-G10+/T 400 |  | 0.4 | 4 | 307 | 31 |  | Fixed | Roof
NJADRE1555682220 | Administratively Determined Incentive Program | JERSEY CITY | 7305 | 8 | 4.15 | Residential | Behind the Meter | Yes | Net Metered Residential | Posigen Developer. LLC |  | PSE&G | Accepted | 2024-01-22 | 2024-02-13 | 2025-02-13 | Solar Panels | Canadian Solar | CS3N-415MS |  | 0.415 | 10 | 41 | 2 |  | Fixed | Roof
NJADRE1555682220 | Administratively Determined Incentive Program | JERSEY CITY | 7305 | 8 | 4.15 | Residential | Behind the Meter | Yes | Net Metered Residential | Posigen Developer. LLC |  | PSE&G | Accepted | 2024-01-22 | 2024-02-13 | 2025-02-13 | Inverters | SolarEdge | SE3800H-US | 3800 |  | 1 |  |  | 0.99 |  | Outdoor | within ten feet of meter
NJADRE1555682221 | Administratively Determined Incentive Program | DOVER | 7801 | 3 | 10.22 | Residential | Behind the Meter | No | Net Metered Residential | Power Home Remodeling |  | JCP&L | Accepted | 2024-01-22 | 2024-02-13 | 2025-02-13 | Inverters | SolarEdge | SE7600H-US | 7600 |  | 1 |  |  | 0.99 |  | Outdoor
NJADRE1555682221 | Administratively Determined Incentive Program | DOVER | 7801 | 3 | 10.22 | Residential | Behind the Meter | No | Net Metered Residential | Power Home Remodeling |  | JCP&L | Accepted | 2024-01-22 | 2024-02-13 | 2025-02-13 | Meters | Solar Edge | Revenue Grade Data Ansi C12.20 |  |  | 1 |  |  |  | Yes | Outdoor
NJADRE1555682221 | Administratively Determined Incentive Program | DOVER | 7801 | 3 | 10.22 | Residential | Behind the Meter | No | Net Metered Residential | Power Home Remodeling |  | JCP&L | Accepted | 2024-01-22 | 2024-02-13 | 2025-02-13 | Solar Panels | QCell | Q.PEAK DUO BLK-G10+ 365 |  | 0.365 | 16 | 130 | 31 |  | Fixed | Roof
NJADRE1555682221 | Administratively Determined Incentive Program | DOVER | 7801 | 3 | 10.22 | Residential | Behind the Meter | No | Net Metered Residential | Power Home Remodeling |  | JCP&L | Accepted | 2024-01-22 | 2024-02-13 | 2025-02-13 | Solar Panels | QCell | Q.PEAK DUO BLK-G10+ 365 |  | 0.365 | 3 | 220 | 42 |  | Fixed | Roof
NJADRE1555682221 | Administratively Determined Incentive Program | DOVER | 7801 | 3 | 10.22 | Residential | Behind the Meter | No | Net Metered Residential | Power Home Remodeling |  | JCP&L | Accepted | 2024-01-22 | 2024-02-13 | 2025-02-13 | Solar Panels | QCell | Q.PEAK DUO BLK-G10+ 365 |  | 0.365 | 9 | 310 | 33 |  | Fixed | Roof
NJADRE1555682242 | Administratively Determined Incentive Program | PENNSAUKEN | 8109 | 14 | 4.98 | Residential | Behind the Meter | Yes | Net Metered Residential | Posigen Developer. LLC |  | PSE&G | Accepted | 2024-01-22 | 2024-02-13 | 2025-02-13 | Solar Panels | Canadian Solar | CS3N-415MS |  | 0.415 | 9 | 265 | 23 |  | Fixed | Roof
NJADRE1555682242 | Administratively Determined Incentive Program | PENNSAUKEN | 8109 | 14 | 4.98 | Residential | Behind the Meter | Yes | Net Metered Residential | Posigen Developer. LLC |  | PSE&G | Accepted | 2024-01-22 | 2024-02-13 | 2025-02-13 | Solar Panels | Canadian Solar | CS3N-415MS |  | 0.415 | 3 | 85 | 23 |  | Fixed | Roof
NJADRE1555682242 | Administratively Determined Incentive Program | PENNSAUKEN | 8109 | 14 | 4.98 | Residential | Behind the Meter | Yes | Net Metered Residential | Posigen Developer. LLC |  | PSE&G | Accepted | 2024-01-22 | 2024-02-13 | 2025-02-13 | Inverters | SolarEdge | SE3800H-US | 3800 |  | 1 |  |  | 0.99 |  | Outdoor | within ten feet of meter
NJADRE1555682245 | Administratively Determined Incentive Program | MANVILLE | 8835 | 5 | 5.2 | Residential | Behind the Meter | Yes | Net Metered Residential | Freedom Forever New Jersey LLC |  | PSE&G | Accepted | 2024-01-22 | 2024-02-13 | 2025-02-13 | Solar Panels | Canadian Solar | CS3N-400MS |  | 0.4 | 13 | 69 | 23 |  | Fixed | Roof
NJADRE1555682245 | Administratively Determined Incentive Program | MANVILLE | 8835 | 5 | 5.2 | Residential | Behind the Meter | Yes | Net Metered Residential | Freedom Forever New Jersey LLC |  | PSE&G | Accepted | 2024-01-22 | 2024-02-13 | 2025-02-13 | Inverters | Solar Edge | SE3800H-USRGM | 3800 |  | 1 |  |  | 0.99 |  | Outdoor
NJADRE1555682289 | Administratively Determined Incentive Program | Hillsborough | 8844 | 5 | 24.6 | Residential | Behind the Meter | Yes | Net Metered Residential | Rhythm Solar LLC |  | PSE&G | Accepted | 2024-01-22 | 2024-02-22 | 2025-02-22 | Solar Panels | Znshine | ZXM7-SH108 410W |  | 0.41 | 44 | 180 | 30 |  | Fixed | Ground
NJADRE1555682289 | Administratively Determined Incentive Program | Hillsborough | 8844 | 5 | 24.6 | Residential | Behind the Meter | Yes | Net Metered Residential | Rhythm Solar LLC |  | PSE&G | Accepted | 2024-01-22 | 2024-02-22 | 2025-02-22 | Solar Panels | Znshine | ZXM7-SH108 410W |  | 0.41 | 16 | 180 | 30 |  | Fixed | Ground
NJADRE1555682289 | Administratively Determined Incentive Program | Hillsborough | 8844 | 5 | 24.6 | Residential | Behind the Meter | Yes | Net Metered Residential | Rhythm Solar LLC |  | PSE&G | Accepted | 2024-01-22 | 2024-02-22 | 2025-02-22 | Inverters | Enphase | IQ8PLUS-72-2-US | 290 |  | 44 |  |  | 0.976 |  | Outside | Under each pv panel
NJADRE1555682289 | Administratively Determined Incentive Program | Hillsborough | 8844 | 5 | 24.6 | Residential | Behind the Meter | Yes | Net Metered Residential | Rhythm Solar LLC |  | PSE&G | Accepted | 2024-01-22 | 2024-02-22 | 2025-02-22 | Inverters | Enphase | IQ8PLUS-72-2-US | 290 |  | 16 |  |  | 0.976 |  | Outside | Under each pv panel
NJADRE1555682290 | Administratively Determined Incentive Program | Middlesex Boro | 8846 | 11 | 9.6 | Residential | Behind the Meter | Yes | Net Metered Residential | Sunrun Installation Services, Inc. |  | PSE&G | Accepted | 2024-01-22 | 2024-02-13 | 2025-02-13 | Inverters | SolarEdge Technologies | SE7600H-USSN | 7600 |  | 1 |  |  | 0.99 |  | Outdoor | Next to meter
NJADRE1555682290 | Administratively Determined Incentive Program | Middlesex Boro | 8846 | 11 | 9.6 | Residential | Behind the Meter | Yes | Net Metered Residential | Sunrun Installation Services, Inc. |  | PSE&G | Accepted | 2024-01-22 | 2024-02-13 | 2025-02-13 | Solar Panels | Hanwha Q Cells | Q.PEAK DUO BLK ML-G10+/T 400 |  | 0.4 | 5 | 355 | 19 |  | Fixed | Roof
NJADRE1555682290 | Administratively Determined Incentive Program | Middlesex Boro | 8846 | 11 | 9.6 | Residential | Behind the Meter | Yes | Net Metered Residential | Sunrun Installation Services, Inc. |  | PSE&G | Accepted | 2024-01-22 | 2024-02-13 | 2025-02-13 | Solar Panels | Hanwha Q Cells | Q.PEAK DUO BLK ML-G10+/T 400 |  | 0.4 | 7 | 355 | 14 |  | Fixed | Roof
NJADRE1555682290 | Administratively Determined Incentive Program | Middlesex Boro | 8846 | 11 | 9.6 | Residential | Behind the Meter | Yes | Net Metered Residential | Sunrun Installation Services, Inc. |  | PSE&G | Accepted | 2024-01-22 | 2024-02-13 | 2025-02-13 | Solar Panels | Hanwha Q Cells | Q.PEAK DUO BLK ML-G10+/T 400 |  | 0.4 | 12 | 175 | 41 |  | Fixed | Roof
NJADRE1555682527 | Administratively Determined Incentive Program | JACKSON | 8527 | 18 | 5.48 | Residential | Behind the Meter | No | Net Metered Residential | Power Home Remodeling |  | JCP&L | Accepted | 2024-01-22 | 2024-02-13 | 2025-02-13 | Inverters | SolarEdge | SE3800H-US | 3800 |  | 1 |  |  | 0.99 |  | Outdoor
NJADRE1555682527 | Administratively Determined Incentive Program | JACKSON | 8527 | 18 | 5.48 | Residential | Behind the Meter | No | Net Metered Residential | Power Home Remodeling |  | JCP&L | Accepted | 2024-01-22 | 2024-02-13 | 2025-02-13 | Meters | SolarEdge | Revenue Grade Data Ansi C12.20 |  |  | 1 |  |  |  | Yes | Outdoor
NJADRE1555682527 | Administratively Determined Incentive Program | JACKSON | 8527 | 18 | 5.48 | Residential | Behind the Meter | No | Net Metered Residential | Power Home Remodeling |  | JCP&L | Accepted | 2024-01-22 | 2024-02-13 | 2025-02-13 | Solar Panels | QCell | Q.PEAK DUO BLK-G10+ 365 |  | 0.365 | 15 | 198 | 19 |  | Fixed | Roof
NJADRE1555684510 | Administratively Determined Incentive Program | ELIZABETH | 7208 | 10 | 6.4 | Residential | Behind the Meter | Yes | Net Metered Residential | Sunrun Installation Services, Inc. |  | PSE&G | Accepted | 2024-01-23 | 2024-02-13 | 2025-02-13 | Inverters | Delta Electronics | E6-TL-US | 5760 |  | 1 |  |  | 0.98 |  | Outdoor
NJADRE1555684510 | Administratively Determined Incentive Program | ELIZABETH | 7208 | 10 | 6.4 | Residential | Behind the Meter | Yes | Net Metered Residential | Sunrun Installation Services, Inc. |  | PSE&G | Accepted | 2024-01-23 | 2024-02-13 | 2025-02-13 | Solar Panels | Hanwha Q Cells | Q.PEAK DUO BLK ML-G10+/T 400 |  | 0.4 | 5 | 293 | 31 |  | Fixed | Roof
NJADRE1555684510 | Administratively Determined Incentive Program | ELIZABETH | 7208 | 10 | 6.4 | Residential | Behind the Meter | Yes | Net Metered Residential | Sunrun Installation Services, Inc. |  | PSE&G | Accepted | 2024-01-23 | 2024-02-13 | 2025-02-13 | Solar Panels | Hanwha Q Cells | Q.PEAK DUO BLK ML-G10+/T 400 |  | 0.4 | 11 | 113 | 31 |  | Fixed | Roof
NJADRE1555684511 | Administratively Determined Incentive Program | BLOOMFIELD | 7003 | 9 | 8.4 | Residential | Behind the Meter | Yes | Net Metered Residential | Sunrun Installation Services, Inc. |  | PSE&G | Accepted | 2024-01-23 | 2024-02-13 | 2025-02-13 | Inverters | SolarEdge Technologies | SE6000H-USSN | 6000 |  | 1 |  |  | 0.99 |  | Outdoor
NJADRE1555684511 | Administratively Determined Incentive Program | BLOOMFIELD | 7003 | 9 | 8.4 | Residential | Behind the Meter | Yes | Net Metered Residential | Sunrun Installation Services, Inc. |  | PSE&G | Accepted | 2024-01-23 | 2024-02-13 | 2025-02-13 | Solar Panels | Hanwha Q Cells | Q.PEAK DUO BLK ML-G10+/T 400 |  | 0.4 | 10 | 80 | 32 |  | Fixed | Roof
NJADRE1555684511 | Administratively Determined Incentive Program | BLOOMFIELD | 7003 | 9 | 8.4 | Residential | Behind the Meter | Yes | Net Metered Residential | Sunrun Installation Services, Inc. |  | PSE&G | Accepted | 2024-01-23 | 2024-02-13 | 2025-02-13 | Solar Panels | Hanwha Q Cells | Q.PEAK DUO BLK ML-G10+/T 400 |  | 0.4 | 11 | 260 | 32 |  | Fixed | Roof
NJADRE1555684512 | Administratively Determined Incentive Program | GLOUCESTER CITY | 8030 | 14 | 8.4 | Residential | Behind the Meter | Yes | Net Metered Residential | Sunrun Installation Services, Inc. |  | PSE&G | Accepted | 2024-01-23 | 2024-02-13 | 2025-02-13 | Inverters | SolarEdge Technologies | SE6000H-USSN | 6000 |  | 1 |  |  | 0.99 |  | Outdoor
NJADRE1555684512 | Administratively Determined Incentive Program | GLOUCESTER CITY | 8030 | 14 | 8.4 | Residential | Behind the Meter | Yes | Net Metered Residential | Sunrun Installation Services, Inc. |  | PSE&G | Accepted | 2024-01-23 | 2024-02-13 | 2025-02-13 | Solar Panels | Hanwha Q Cells | Q.PEAK DUO BLK ML-G10+/T 400 |  | 0.4 | 4 | 38 | 17 |  | Fixed | Roof
NJADRE1555684512 | Administratively Determined Incentive Program | GLOUCESTER CITY | 8030 | 14 | 8.4 | Residential | Behind the Meter | Yes | Net Metered Residential | Sunrun Installation Services, Inc. |  | PSE&G | Accepted | 2024-01-23 | 2024-02-13 | 2025-02-13 | Solar Panels | Hanwha Q Cells | Q.PEAK DUO BLK ML-G10+/T 400 |  | 0.4 | 6 | 38 | 32 |  | Fixed | Roof
NJADRE1555684512 | Administratively Determined Incentive Program | GLOUCESTER CITY | 8030 | 14 | 8.4 | Residential | Behind the Meter | Yes | Net Metered Residential | Sunrun Installation Services, Inc. |  | PSE&G | Accepted | 2024-01-23 | 2024-02-13 | 2025-02-13 | Solar Panels | Hanwha Q Cells | Q.PEAK DUO BLK ML-G10+/T 400 |  | 0.4 | 4 | 218 | 18 |  | Fixed | Roof
NJADRE1555684512 | Administratively Determined Incentive Program | GLOUCESTER CITY | 8030 | 14 | 8.4 | Residential | Behind the Meter | Yes | Net Metered Residential | Sunrun Installation Services, Inc. |  | PSE&G | Accepted | 2024-01-23 | 2024-02-13 | 2025-02-13 | Solar Panels | Hanwha Q Cells | Q.PEAK DUO BLK ML-G10+/T 400 |  | 0.4 | 7 | 218 | 33 |  | Fixed | Roof
NJADRE1555684515 | Administratively Determined Incentive Program | TEANECK | 7666 | 7 | 10.8 | Residential | Behind the Meter | Yes | Net Metered Residential | Sunrun Installation Services, Inc. |  | PSE&G | Accepted | 2024-01-23 | 2024-02-13 | 2025-02-13 | Inverters | SolarEdge Technologies | SE7600H-USSN | 7600 |  | 1 |  |  | 0.99 |  | Indoor
NJADRE1555684515 | Administratively Determined Incentive Program | TEANECK | 7666 | 7 | 10.8 | Residential | Behind the Meter | Yes | Net Metered Residential | Sunrun Installation Services, Inc. |  | PSE&G | Accepted | 2024-01-23 | 2024-02-13 | 2025-02-13 | Solar Panels | Hanwha Q Cells | Q.PEAK DUO BLK ML-G10+/T 400 |  | 0.4 | 12 | 113 | 41 |  | Fixed | Roof
NJADRE1555684515 | Administratively Determined Incentive Program | TEANECK | 7666 | 7 | 10.8 | Residential | Behind the Meter | Yes | Net Metered Residential | Sunrun Installation Services, Inc. |  | PSE&G | Accepted | 2024-01-23 | 2024-02-13 | 2025-02-13 | Solar Panels | Hanwha Q Cells | Q.PEAK DUO BLK ML-G10+/T 400 |  | 0.4 | 15 | 293 | 41 |  | Fixed | Roof
NJADRE1555684516 | Administratively Determined Incentive Program | RAHWAY | 7065 | 10 | 5.6 | Residential | Behind the Meter | Yes | Net Metered Residential | Sunrun Installation Services, Inc. |  | PSE&G | Accepted | 2024-01-23 | 2024-02-13 | 2025-02-13 | Inverters | SolarEdge Technologies | SE3800H-USMN | 3800 |  | 1 |  |  | 0.99 |  | Outdoor
NJADRE1555684516 | Administratively Determined Incentive Program | RAHWAY | 7065 | 10 | 5.6 | Residential | Behind the Meter | Yes | Net Metered Residential | Sunrun Installation Services, Inc. |  | PSE&G | Accepted | 2024-01-23 | 2024-02-13 | 2025-02-13 | Solar Panels | Hanwha Q Cells | Q.PEAK DUO BLK ML-G10+/T 400 |  | 0.4 | 7 | 258 | 13 |  | Fixed | Roof
NJADRE1555684516 | Administratively Determined Incentive Program | RAHWAY | 7065 | 10 | 5.6 | Residential | Behind the Meter | Yes | Net Metered Residential | Sunrun Installation Services, Inc. |  | PSE&G | Accepted | 2024-01-23 | 2024-02-13 | 2025-02-13 | Solar Panels | Hanwha Q Cells | Q.PEAK DUO BLK ML-G10+/T 400 |  | 0.4 | 7 | 78 | 18 |  | Fixed | Roof
NJADRE1555684517 | Administratively Determined Incentive Program | Hillside | 7205 | 10 | 10 | Residential | Behind the Meter | Yes | Net Metered Residential | Sunrun Installation Services, Inc. |  | PSE&G | Accepted | 2024-01-23 | 2024-02-13 | 2025-02-13 | Inverters | SolarEdge Technologies | SE7600H-USSN | 7600 |  | 1 |  |  | 0.99 |  | Indoor
NJADRE1555684517 | Administratively Determined Incentive Program | Hillside | 7205 | 10 | 10 | Residential | Behind the Meter | Yes | Net Metered Residential | Sunrun Installation Services, Inc. |  | PSE&G | Accepted | 2024-01-23 | 2024-02-13 | 2025-02-13 | Solar Panels | Hanwha Q Cells | Q.PEAK DUO BLK ML-G10+/T 400 |  | 0.4 | 2 | 357 | 16 |  | Fixed | Roof
NJADRE1555684517 | Administratively Determined Incentive Program | Hillside | 7205 | 10 | 10 | Residential | Behind the Meter | Yes | Net Metered Residential | Sunrun Installation Services, Inc. |  | PSE&G | Accepted | 2024-01-23 | 2024-02-13 | 2025-02-13 | Solar Panels | Hanwha Q Cells | Q.PEAK DUO BLK ML-G10+/T 400 |  | 0.4 | 8 | 86 | 17 |  | Fixed | Roof
NJADRE1555684517 | Administratively Determined Incentive Program | Hillside | 7205 | 10 | 10 | Residential | Behind the Meter | Yes | Net Metered Residential | Sunrun Installation Services, Inc. |  | PSE&G | Accepted | 2024-01-23 | 2024-02-13 | 2025-02-13 | Solar Panels | Hanwha Q Cells | Q.PEAK DUO BLK ML-G10+/T 400 |  | 0.4 | 8 | 266 | 17 |  | Fixed | Roof
NJADRE1555684517 | Administratively Determined Incentive Program | Hillside | 7205 | 10 | 10 | Residential | Behind the Meter | Yes | Net Metered Residential | Sunrun Installation Services, Inc. |  | PSE&G | Accepted | 2024-01-23 | 2024-02-13 | 2025-02-13 | Solar Panels | Hanwha Q Cells | Q.PEAK DUO BLK ML-G10+/T 400 |  | 0.4 | 7 | 177 | 43 |  | Fixed | Roof
NJADRE1555684519 | Administratively Determined Incentive Program | East Brunswick Twp | 8816 | 11 | 9.6 | Residential | Behind the Meter | Yes | Net Metered Residential | Sunrun Installation Services, Inc. |  | PSE&G | Accepted | 2024-01-23 | 2024-02-13 | 2025-02-13 | Inverters | SolarEdge Technologies | SE7600H-USSN | 7600 |  | 1 |  |  | 0.99 |  | Outdoor | Next to meter
NJADRE1555684519 | Administratively Determined Incentive Program | East Brunswick Twp | 8816 | 11 | 9.6 | Residential | Behind the Meter | Yes | Net Metered Residential | Sunrun Installation Services, Inc. |  | PSE&G | Accepted | 2024-01-23 | 2024-02-13 | 2025-02-13 | Solar Panels | Hanwha Q Cells | Q.PEAK DUO BLK ML-G10+/t 400 |  | 0.4 | 6 | 173 | 18 |  | Fixed | Roof
NJADRE1555684519 | Administratively Determined Incentive Program | East Brunswick Twp | 8816 | 11 | 9.6 | Residential | Behind the Meter | Yes | Net Metered Residential | Sunrun Installation Services, Inc. |  | PSE&G | Accepted | 2024-01-23 | 2024-02-13 | 2025-02-13 | Solar Panels | Hanwha Q Cells | Q.PEAK DUO BLK ML-G10+/t 400 |  | 0.4 | 6 | 173 | 18 |  | Fixed | Roof
NJADRE1555684519 | Administratively Determined Incentive Program | East Brunswick Twp | 8816 | 11 | 9.6 | Residential | Behind the Meter | Yes | Net Metered Residential | Sunrun Installation Services, Inc. |  | PSE&G | Accepted | 2024-01-23 | 2024-02-13 | 2025-02-13 | Solar Panels | Hanwha Q Cells | Q.PEAK DUO BLK ML-G10+/t 400 |  | 0.4 | 12 | 353 | 18 |  | Fixed | Roof
NJADRE1555684523 | Administratively Determined Incentive Program | Rockaway | 7866 | 3 | 8.51 | Residential | Behind the Meter | No | Net Metered Residential | SunnyMac LLC |  | JCP&L | Accepted | 2024-01-23 | 2024-02-14 | 2025-02-14 | Solar Panels | Q.PEAK DUO BLK ML-G10+ 405 | HANWHA |  | 0.405 | 9 | 255 | 45 |  | Fixed | Roof
NJADRE1555684523 | Administratively Determined Incentive Program | Rockaway | 7866 | 3 | 8.51 | Residential | Behind the Meter | No | Net Metered Residential | SunnyMac LLC |  | JCP&L | Accepted | 2024-01-23 | 2024-02-14 | 2025-02-14 | Solar Panels | Q.PEAK DUO BLK ML-G10+ 405 | HANWHA |  | 0.405 | 4 | 346 | 34 |  | Fixed | Roof
NJADRE1555684523 | Administratively Determined Incentive Program | Rockaway | 7866 | 3 | 8.51 | Residential | Behind the Meter | No | Net Metered Residential | SunnyMac LLC |  | JCP&L | Accepted | 2024-01-23 | 2024-02-14 | 2025-02-14 | Solar Panels | Q.PEAK DUO BLK ML-G10+ 405 | HANWHA |  | 0.405 | 3 | 75 | 45 |  | Fixed | Roof
NJADRE1555684523 | Administratively Determined Incentive Program | Rockaway | 7866 | 3 | 8.51 | Residential | Behind the Meter | No | Net Metered Residential | SunnyMac LLC |  | JCP&L | Accepted | 2024-01-23 | 2024-02-14 | 2025-02-14 | Solar Panels | Q.PEAK DUO BLK ML-G10+ 405 | HANWHA |  | 0.405 | 5 | 166 | 33 |  | Fixed | Roof
NJADRE1555684523 | Administratively Determined Incentive Program | Rockaway | 7866 | 3 | 8.51 | Residential | Behind the Meter | No | Net Metered Residential | SunnyMac LLC |  | JCP&L | Accepted | 2024-01-23 | 2024-02-14 | 2025-02-14 | Inverters | IQ8PLUS-72-2-US | ENPHASE | 290 |  | 21 |  |  | 0.99 |  | Outdoor | next to meter
NJADRE1555684526 | Administratively Determined Incentive Program | Newark | 7105 | 9 | 11.75 | Residential | Behind the Meter | Yes | Net Metered Residential | SunnyMac LLC |  | PSE&G | Accepted | 2024-01-23 | 2024-02-14 | 2025-02-14 | Solar Panels | Q.PEAK DUO BLK ML-G10+ 405 | HANWHA |  | 0.405 | 14 | 144 | 27 |  | Fixed | Roof
NJADRE1555684526 | Administratively Determined Incentive Program | Newark | 7105 | 9 | 11.75 | Residential | Behind the Meter | Yes | Net Metered Residential | SunnyMac LLC |  | PSE&G | Accepted | 2024-01-23 | 2024-02-14 | 2025-02-14 | Solar Panels | Q.PEAK DUO BLK ML-G10+ 405 | HANWHA |  | 0.405 | 2 | 54 | 27 |  | Fixed | Roof
NJADRE1555684526 | Administratively Determined Incentive Program | Newark | 7105 | 9 | 11.75 | Residential | Behind the Meter | Yes | Net Metered Residential | SunnyMac LLC |  | PSE&G | Accepted | 2024-01-23 | 2024-02-14 | 2025-02-14 | Solar Panels | Q.PEAK DUO BLK ML-G10+ 405 | HANWHA |  | 0.405 | 13 | 324 | 27 |  | Fixed | Roof
NJADRE1555684526 | Administratively Determined Incentive Program | Newark | 7105 | 9 | 11.75 | Residential | Behind the Meter | Yes | Net Metered Residential | SunnyMac LLC |  | PSE&G | Accepted | 2024-01-23 | 2024-02-14 | 2025-02-14 | Inverters | SE10000H-US | Solaredge | 10000 |  | 1 |  |  | 0.1 |  | Outdoor | next to meter
NJADRE1555684527 | Administratively Determined Incentive Program | SOUTH PLAINFIELD | 7080 | 11 | 5.27 | Residential | Behind the Meter | Yes | Net Metered Residential | Sunrun Installation Services, Inc. |  | PSE&G | Accepted | 2024-01-23 | 2024-02-13 | 2025-02-13 | Inverters | Delta Electronics | E4-TL-US | 4000 |  | 1 |  |  | 0.975 |  | Outdoor | next to meter
NJADRE1555684527 | Administratively Determined Incentive Program | SOUTH PLAINFIELD | 7080 | 11 | 5.27 | Residential | Behind the Meter | Yes | Net Metered Residential | Sunrun Installation Services, Inc. |  | PSE&G | Accepted | 2024-01-23 | 2024-02-13 | 2025-02-13 | Solar Panels | Hanwha Q Cells | Q.PEAK DUO BLK ML-G10+ 405 |  | 0.405 | 5 | 230 | 23 |  | Fixed | Roof
NJADRE1555684527 | Administratively Determined Incentive Program | SOUTH PLAINFIELD | 7080 | 11 | 5.27 | Residential | Behind the Meter | Yes | Net Metered Residential | Sunrun Installation Services, Inc. |  | PSE&G | Accepted | 2024-01-23 | 2024-02-13 | 2025-02-13 | Solar Panels | Hanwha Q Cells | Q.PEAK DUO BLK ML-G10+ 405 |  | 0.405 | 8 | 141 | 22 |  | Fixed | Roof
NJADRE1555684528 | Administratively Determined Incentive Program | ERIAL | 8081 | 14 | 10.53 | Residential | Behind the Meter | Yes | Net Metered Residential | SunnyMac LLC |  | AC Electric | Accepted | 2024-01-23 | 2024-02-13 | 2025-02-13 | Solar Panels | Q.PEAK DUO BLK ML-G10+ 405 | HANWHA |  | 0.405 | 26 | 82 | 14 |  | Fixed | Roof
NJADRE1555684528 | Administratively Determined Incentive Program | ERIAL | 8081 | 14 | 10.53 | Residential | Behind the Meter | Yes | Net Metered Residential | SunnyMac LLC |  | AC Electric | Accepted | 2024-01-23 | 2024-02-13 | 2025-02-13 | Inverters | SE7600H-US | SOLAREDGE | 7600 |  | 1 |  |  | 0.1 |  | Outdoor | next to meter
NJADRE1555684532 | Administratively Determined Incentive Program | FRANKLINVILLE | 8322 | 15 | 12.15 | Residential | Behind the Meter | Yes | Net Metered Residential | SunnyMac LLC |  | AC Electric | Accepted | 2024-01-23 | 2024-02-13 | 2025-02-13 | Solar Panels | Q.PEAK DUO BLK ML-G10+ 405 | HANWHA |  | 0.405 | 19 | 248 | 28 |  | Fixed | Roof
NJADRE1555684532 | Administratively Determined Incentive Program | FRANKLINVILLE | 8322 | 15 | 12.15 | Residential | Behind the Meter | Yes | Net Metered Residential | SunnyMac LLC |  | AC Electric | Accepted | 2024-01-23 | 2024-02-13 | 2025-02-13 | Solar Panels | Q.PEAK DUO BLK ML-G10+ 405 | HANWHA |  | 0.405 | 11 | 68 | 28 |  | Fixed | Roof
NJADRE1555684532 | Administratively Determined Incentive Program | FRANKLINVILLE | 8322 | 15 | 12.15 | Residential | Behind the Meter | Yes | Net Metered Residential | SunnyMac LLC |  | AC Electric | Accepted | 2024-01-23 | 2024-02-13 | 2025-02-13 | Inverters | SE10000H-US | SOLAREDGE | 10000 |  | 1 |  |  | 0.1 |  | Outdoor | next to meter
NJADRE1555684543 | Administratively Determined Incentive Program | CLAYTON | 8312 | 15 | 8.51 | Residential | Behind the Meter | Yes | Net Metered Residential | Sunny Mac LLC |  | AC Electric | Accepted | 2024-01-23 | 2024-02-14 | 2025-02-14 | Solar Panels | Q.PEAK DUO BLK ML-G10+ 405 | HANWHA |  | 0.405 | 9 | 167 | 36 |  | Fixed | Roof
NJADRE1555684543 | Administratively Determined Incentive Program | CLAYTON | 8312 | 15 | 8.51 | Residential | Behind the Meter | Yes | Net Metered Residential | Sunny Mac LLC |  | AC Electric | Accepted | 2024-01-23 | 2024-02-14 | 2025-02-14 | Solar Panels | Q.PEAK DUO BLK ML-G10+ 405 | HANWHA |  | 0.405 | 2 | 167 | 23 |  | Fixed | Roof
NJADRE1555684543 | Administratively Determined Incentive Program | CLAYTON | 8312 | 15 | 8.51 | Residential | Behind the Meter | Yes | Net Metered Residential | Sunny Mac LLC |  | AC Electric | Accepted | 2024-01-23 | 2024-02-14 | 2025-02-14 | Solar Panels | Q.PEAK DUO BLK ML-G10+ 405 | HANWHA |  | 0.405 | 4 | 347 | 23 |  | Fixed | Roof
NJADRE1555684543 | Administratively Determined Incentive Program | CLAYTON | 8312 | 15 | 8.51 | Residential | Behind the Meter | Yes | Net Metered Residential | Sunny Mac LLC |  | AC Electric | Accepted | 2024-01-23 | 2024-02-14 | 2025-02-14 | Solar Panels | Q.PEAK DUO BLK ML-G10+ 405 | HANWHA |  | 0.405 | 6 | 168 | 24 |  | Fixed | Roof
NJADRE1555684543 | Administratively Determined Incentive Program | CLAYTON | 8312 | 15 | 8.51 | Residential | Behind the Meter | Yes | Net Metered Residential | Sunny Mac LLC |  | AC Electric | Accepted | 2024-01-23 | 2024-02-14 | 2025-02-14 | Inverters | IQ8PLUS-72-2-US | ENPHASE | 290 |  | 21 |  |  | 0.1 |  | Outdoor | next to meter
NJADRE1555684551 | Administratively Determined Incentive Program | Gloucester Township | 8012 | 14 | 6.48 | Residential | Behind the Meter | Yes | Net Metered Residential | Sunny Mac LLC |  | PSE&G | Accepted | 2024-01-23 | 2024-02-14 | 2025-02-14 | Solar Panels | Q.PEAK DUO BLK ML-G10+ 405 | HANWHA |  | 0.405 | 16 | 210 | 18 |  | Fixed | Roof
NJADRE1555684551 | Administratively Determined Incentive Program | Gloucester Township | 8012 | 14 | 6.48 | Residential | Behind the Meter | Yes | Net Metered Residential | Sunny Mac LLC |  | PSE&G | Accepted | 2024-01-23 | 2024-02-14 | 2025-02-14 | Inverters | SE5000H-US | SOLAREDGE | 5000 |  | 1 |  |  | 0.1 |  | Outdoor | next to meter
NJADRE1555684553 | Administratively Determined Incentive Program | SICKLERVILLE | 8081 | 14 | 11.2 | Residential | Behind the Meter | Yes | Net Metered Residential | Power Energy Solutions |  | AC Electric | Accepted | 2024-01-23 | 2024-02-23 | 2025-02-23 | Inverters | SolarEdge | SE7600H-US | 8 |  | 1 |  |  | 0.97 |  | Outside
NJADRE1555684553 | Administratively Determined Incentive Program | SICKLERVILLE | 8081 | 14 | 11.2 | Residential | Behind the Meter | Yes | Net Metered Residential | Power Energy Solutions |  | AC Electric | Accepted | 2024-01-23 | 2024-02-23 | 2025-02-23 | Solar Panels | Canadian Solar | CS6R-400MS-HL HIKU6 BLACK MONO |  | 0.4 | 12 | 117 | 20 |  | Fixed | Roof
NJADRE1555684553 | Administratively Determined Incentive Program | SICKLERVILLE | 8081 | 14 | 11.2 | Residential | Behind the Meter | Yes | Net Metered Residential | Power Energy Solutions |  | AC Electric | Accepted | 2024-01-23 | 2024-02-23 | 2025-02-23 | Solar Panels | Canadian Solar | CS6R-400MS-HL HIKU6 BLACK MONO |  | 0.4 | 2 | 116 | 20 |  | Fixed | Roof
NJADRE1555684553 | Administratively Determined Incentive Program | SICKLERVILLE | 8081 | 14 | 11.2 | Residential | Behind the Meter | Yes | Net Metered Residential | Power Energy Solutions |  | AC Electric | Accepted | 2024-01-23 | 2024-02-23 | 2025-02-23 | Solar Panels | Canadian Solar | CS6R-400MS-HL HIKU6 BLACK MONO |  | 0.4 | 8 | 297 | 20 |  | Fixed | Roof
NJADRE1555684553 | Administratively Determined Incentive Program | SICKLERVILLE | 8081 | 14 | 11.2 | Residential | Behind the Meter | Yes | Net Metered Residential | Power Energy Solutions |  | AC Electric | Accepted | 2024-01-23 | 2024-02-23 | 2025-02-23 | Solar Panels | Canadian Solar | CS6R-400MS-HL HIKU6 BLACK MONO |  | 0.4 | 6 | 296 | 20 |  | Fixed | Roof
NJADRE1555684561 | Administratively Determined Incentive Program | OAKLYN | 8107 | 14 | 4.4 | Residential | Behind the Meter | Yes | Net Metered Residential | Sunrun Installation Services, Inc. |  | PSE&G | Accepted | 2024-01-23 | 2024-02-13 | 2025-02-13 | Inverters | SolarEdge Technologies | SE3800H-USMN | 3800 |  | 1 |  |  | 0.99 |  | Outdoor | Next to meter
NJADRE1555684561 | Administratively Determined Incentive Program | OAKLYN | 8107 | 14 | 4.4 | Residential | Behind the Meter | Yes | Net Metered Residential | Sunrun Installation Services, Inc. |  | PSE&G | Accepted | 2024-01-23 | 2024-02-13 | 2025-02-13 | Solar Panels | Hanwha Q Cells | Q.PEAK DUO BLK ML-G10+/t 400 |  | 0.4 | 11 | 87 | 45 |  | Fixed | Roof
NJADRE1555684570 | Administratively Determined Incentive Program | Pennsville | 8070 | 16 | 2.8 | Residential | Behind the Meter | Yes | Net Metered Residential | Sunrun Installation Services Inc |  | AC Electric | Accepted | 2024-01-23 | 2024-02-27 | 2025-02-27 | Solar Panels | HANWHA Q-CELLS | Q.PEAK DUO BLK ML-G10+/T 400 |  | 0.4 | 7 | 353 | 21 |  | Fixed | Roof
NJADRE1555684570 | Administratively Determined Incentive Program | Pennsville | 8070 | 16 | 2.8 | Residential | Behind the Meter | Yes | Net Metered Residential | Sunrun Installation Services Inc |  | AC Electric | Accepted | 2024-01-23 | 2024-02-27 | 2025-02-27 | Inverters | Delta Electronics | E4-TL-US | 4000 |  | 1 |  |  | 0.975 |  | Outdoor | Next To Meter
NJADRE1555684584 | Administratively Determined Incentive Program | Newark | 7106 | 9 | 5.67 | Residential | Behind the Meter | No | Net Metered Residential | Big Wave Roofing and Solar LLC |  | PSE&G | Accepted | 2024-01-23 | 2024-03-06 | 2025-03-06 | Inverters | Enphase Energy Inc | IQ7PLUS-72-2-US | 290 |  | 14 |  |  | 0.98 |  | Outside
NJADRE1555684584 | Administratively Determined Incentive Program | Newark | 7106 | 9 | 5.67 | Residential | Behind the Meter | No | Net Metered Residential | Big Wave Roofing and Solar LLC |  | PSE&G | Accepted | 2024-01-23 | 2024-03-06 | 2025-03-06 | Solar Panels | Qcells | Q.PEAK DUO BLK ML-G10+ 405 |  | 0.405 | 11 | 204 | 16 |  | Fixed | Roof
NJADRE1555684584 | Administratively Determined Incentive Program | Newark | 7106 | 9 | 5.67 | Residential | Behind the Meter | No | Net Metered Residential | Big Wave Roofing and Solar LLC |  | PSE&G | Accepted | 2024-01-23 | 2024-03-06 | 2025-03-06 | Solar Panels | Qcells | Q.PEAK DUO BLK ML-G10+ 405 |  | 0.405 | 3 | 204 | 12 |  | Fixed | Roof
NJADRE1555684589 | Administratively Determined Incentive Program | BLOOMFIELD TWP | 7003 | 9 | 4.4 | Residential | Behind the Meter | Yes | Net Metered Residential | Sunrun Installation Services, Inc. |  | PSE&G | Accepted | 2024-01-23 | 2024-02-15 | 2025-02-15 | Inverters | SolarEdge Technologies | SE3800H-USMN | 3800 |  | 1 |  |  | 0.99 |  | Outdoor | Next to meter
NJADRE1555684589 | Administratively Determined Incentive Program | BLOOMFIELD TWP | 7003 | 9 | 4.4 | Residential | Behind the Meter | Yes | Net Metered Residential | Sunrun Installation Services, Inc. |  | PSE&G | Accepted | 2024-01-23 | 2024-02-15 | 2025-02-15 | Solar Panels | Hanwha Q Cells | Q.PEAK DUO BLK ML-G10+/t 400 |  | 0.4 | 11 | 174 | 25 |  | Fixed | Roof
NJADRE1555684590 | Administratively Determined Incentive Program | HAMMONTON | 8037 | 19 | 16 | Residential | Behind the Meter | Yes | Net Metered Residential | Power Energy Solutions |  | AC Electric | Accepted | 2024-01-23 | 2024-02-23 | 2025-02-23 | Inverters | SolarEdge | SE6000H-US | 6 |  | 2 |  |  | 0.97 |  | Outside
NJADRE1555684590 | Administratively Determined Incentive Program | HAMMONTON | 8037 | 19 | 16 | Residential | Behind the Meter | Yes | Net Metered Residential | Power Energy Solutions |  | AC Electric | Accepted | 2024-01-23 | 2024-02-23 | 2025-02-23 | Solar Panels | Canadian Solar | CS6R-400MS-HL HIKU6 BLACK MONO |  | 0.4 | 26 | 226 | 37 |  | Fixed | Roof
NJADRE1555684590 | Administratively Determined Incentive Program | HAMMONTON | 8037 | 19 | 16 | Residential | Behind the Meter | Yes | Net Metered Residential | Power Energy Solutions |  | AC Electric | Accepted | 2024-01-23 | 2024-02-23 | 2025-02-23 | Solar Panels | Canadian Solar | CS6R-400MS-HL HIKU6 BLACK MONO |  | 0.4 | 14 | 46 | 37 |  | Fixed | Roof
NJADRE1555684613 | Administratively Determined Incentive Program | EAST BRUNSWICK | 8816 | 11 | 18.63 | Residential | Behind the Meter | No | Net Metered Residential | Tesla Energy Operations Inc. |  | PSE&G | Accepted | 2024-01-23 | 2024-02-23 | 2025-02-23 | Solar Panels | Hanwha | Q.PEAK DUO BLK ML-G10+/TS 405 |  | 0.405 | 9 | 321 | 45 |  | Fixed | Roof
NJADRE1555684613 | Administratively Determined Incentive Program | EAST BRUNSWICK | 8816 | 11 | 18.63 | Residential | Behind the Meter | No | Net Metered Residential | Tesla Energy Operations Inc. |  | PSE&G | Accepted | 2024-01-23 | 2024-02-23 | 2025-02-23 | Solar Panels | Hanwha | Q.PEAK DUO BLK ML-G10+/TS 405 |  | 0.405 | 4 | 141 | 45 |  | Fixed | Roof
NJADRE1555684613 | Administratively Determined Incentive Program | EAST BRUNSWICK | 8816 | 11 | 18.63 | Residential | Behind the Meter | No | Net Metered Residential | Tesla Energy Operations Inc. |  | PSE&G | Accepted | 2024-01-23 | 2024-02-23 | 2025-02-23 | Solar Panels | Hanwha | Q.PEAK DUO BLK ML-G10+/TS 405 |  | 0.405 | 6 | 321 | 45 |  | Fixed | Roof
NJADRE1555684613 | Administratively Determined Incentive Program | EAST BRUNSWICK | 8816 | 11 | 18.63 | Residential | Behind the Meter | No | Net Metered Residential | Tesla Energy Operations Inc. |  | PSE&G | Accepted | 2024-01-23 | 2024-02-23 | 2025-02-23 | Solar Panels | Hanwha | Q.PEAK DUO BLK ML-G10+/TS 405 |  | 0.405 | 17 | 51 | 34 |  | Fixed | Roof
NJADRE1555684613 | Administratively Determined Incentive Program | EAST BRUNSWICK | 8816 | 11 | 18.63 | Residential | Behind the Meter | No | Net Metered Residential | Tesla Energy Operations Inc. |  | PSE&G | Accepted | 2024-01-23 | 2024-02-23 | 2025-02-23 | Solar Panels | Hanwha | Q.PEAK DUO BLK ML-G10+/TS 405 |  | 0.405 | 10 | 231 | 34 |  | Fixed | Roof
NJADRE1555684613 | Administratively Determined Incentive Program | EAST BRUNSWICK | 8816 | 11 | 18.63 | Residential | Behind the Meter | No | Net Metered Residential | Tesla Energy Operations Inc. |  | PSE&G | Accepted | 2024-01-23 | 2024-02-23 | 2025-02-23 | Inverters | Tesla | 1538000-45-A | 7600 |  | 2 |  |  | 0.98 |  | Outdoor
NJADRE1555684615 | Administratively Determined Incentive Program | PENNSVILLE | 8070 | 16 | 8.69 | Residential | Behind the Meter | No | Net Metered Residential | RCL Enterprises Inc |  | AC Electric | Accepted | 2024-01-23 | 2024-02-15 | 2025-02-15 | Inverters | Enphase | IQ8plus | 290 |  | 22 |  |  | 0.97 |  | Outdoor
NJADRE1555684615 | Administratively Determined Incentive Program | PENNSVILLE | 8070 | 16 | 8.69 | Residential | Behind the Meter | No | Net Metered Residential | RCL Enterprises Inc |  | AC Electric | Accepted | 2024-01-23 | 2024-02-15 | 2025-02-15 | Solar Panels | Trina | TSMDE09C |  | 0.395 | 22 | 122 | 34 |  | Fixed | Roof
NJADRE1555684615 | Administratively Determined Incentive Program | PENNSVILLE | 8070 | 16 | 8.69 | Residential | Behind the Meter | No | Net Metered Residential | RCL Enterprises Inc |  | AC Electric | Accepted | 2024-01-23 | 2024-02-15 | 2025-02-15 | Electric Storage Battery | Enphase | Encharge10 |  |  | 1 |  |  |  | Lithium Ion |  | outside
NJADRE1555684629 | Administratively Determined Incentive Program | BERGENFIELD Boro | 7621 | 7 | 4.8 | Residential | Behind the Meter | Yes | Net Metered Residential | Sunrun Installation Services, Inc. |  | PSE&G | Accepted | 2024-01-23 | 2024-02-14 | 2025-02-14 | Inverters | SOLAREDGE TECHNOLOGIES | SE3800H-USMN | 3800 |  | 1 |  |  | 0.99 |  | Outside | Next to Meter
NJADRE1555684629 | Administratively Determined Incentive Program | BERGENFIELD Boro | 7621 | 7 | 4.8 | Residential | Behind the Meter | Yes | Net Metered Residential | Sunrun Installation Services, Inc. |  | PSE&G | Accepted | 2024-01-23 | 2024-02-14 | 2025-02-14 | Solar Panels | HANWHA Q-CELLS | Q.PEAK DUO BLK ML-G10+/t 400 |  | 0.4 | 6 | 4 | 28 |  | Fixed | Roof
NJADRE1555684629 | Administratively Determined Incentive Program | BERGENFIELD Boro | 7621 | 7 | 4.8 | Residential | Behind the Meter | Yes | Net Metered Residential | Sunrun Installation Services, Inc. |  | PSE&G | Accepted | 2024-01-23 | 2024-02-14 | 2025-02-14 | Solar Panels | HANWHA Q-CELLS | Q.PEAK DUO BLK ML-G10+/t 400 |  | 0.4 | 6 | 184 | 26 |  | Fixed | Roof
NJADRE1555684629 | Administratively Determined Incentive Program | BERGENFIELD Boro | 7621 | 7 | 4.8 | Residential | Behind the Meter | Yes | Net Metered Residential | Sunrun Installation Services, Inc. |  | PSE&G | Accepted | 2024-01-23 | 2024-02-14 | 2025-02-14 | Electric Storage Battery | TESLA | POWERWAL |  |  | 1 |  |  |  | Lithium Ion |  | OUTSIDE?
NJADRE1555684642 | Administratively Determined Incentive Program | TURNERSVILLE | 8012 | 14 | 19.2 | Residential | Behind the Meter | Yes | Net Metered Residential | VELOCITY ENERGY |  | AC Electric | Accepted | 2024-01-23 | 2024-02-20 | 2025-02-20 | Solar Panels | phono | 400w |  | 0.4 | 12 | 326 | 18 |  | Fixed | Roof
NJADRE1555684642 | Administratively Determined Incentive Program | TURNERSVILLE | 8012 | 14 | 19.2 | Residential | Behind the Meter | Yes | Net Metered Residential | VELOCITY ENERGY |  | AC Electric | Accepted | 2024-01-23 | 2024-02-20 | 2025-02-20 | Solar Panels | phono | 400w |  | 0.4 | 15 | 146 | 18 |  | Fixed | Roof
NJADRE1555684642 | Administratively Determined Incentive Program | TURNERSVILLE | 8012 | 14 | 19.2 | Residential | Behind the Meter | Yes | Net Metered Residential | VELOCITY ENERGY |  | AC Electric | Accepted | 2024-01-23 | 2024-02-20 | 2025-02-20 | Solar Panels | phono | 400w |  | 0.4 | 12 | 146 | 23 |  | Fixed | Roof
NJADRE1555684642 | Administratively Determined Incentive Program | TURNERSVILLE | 8012 | 14 | 19.2 | Residential | Behind the Meter | Yes | Net Metered Residential | VELOCITY ENERGY |  | AC Electric | Accepted | 2024-01-23 | 2024-02-20 | 2025-02-20 | Solar Panels | phono | 400w |  | 0.4 | 9 | 326 | 23 |  | Fixed | Roof
NJADRE1555684642 | Administratively Determined Incentive Program | TURNERSVILLE | 8012 | 14 | 19.2 | Residential | Behind the Meter | Yes | Net Metered Residential | VELOCITY ENERGY |  | AC Electric | Accepted | 2024-01-23 | 2024-02-20 | 2025-02-20 | Inverters | enphase | iq8plus-72-2-us | 290 |  | 48 |  |  | 0.99 |  | Other | behind panels
NJADRE1555684666 | Administratively Determined Incentive Program | PLEASANTVILLE | 8232 | 19 | 6.72 | Residential | Behind the Meter | Yes | Net Metered Residential | Seapoint Solar Energy LLC |  | AC Electric | Accepted | 2024-01-23 | 2024-02-13 | 2025-02-13 | Inverters | Enphase | IQ8PLUS-72-2-US | 290 |  | 17 |  |  | 0.97 |  | Outdoor
NJADRE1555684666 | Administratively Determined Incentive Program | PLEASANTVILLE | 8232 | 19 | 6.72 | Residential | Behind the Meter | Yes | Net Metered Residential | Seapoint Solar Energy LLC |  | AC Electric | Accepted | 2024-01-23 | 2024-02-13 | 2025-02-13 | Solar Panels | Canadian Solar | CS6R-395MS-HL |  | 0.395 | 3 | 296 | 9 |  | Fixed | Roof
NJADRE1555684666 | Administratively Determined Incentive Program | PLEASANTVILLE | 8232 | 19 | 6.72 | Residential | Behind the Meter | Yes | Net Metered Residential | Seapoint Solar Energy LLC |  | AC Electric | Accepted | 2024-01-23 | 2024-02-13 | 2025-02-13 | Solar Panels | Canadian Solar | IQ8PLUS-72-2-US |  | 0.395 | 8 | 26 | 12 |  | Fixed | Roof
NJADRE1555684666 | Administratively Determined Incentive Program | PLEASANTVILLE | 8232 | 19 | 6.72 | Residential | Behind the Meter | Yes | Net Metered Residential | Seapoint Solar Energy LLC |  | AC Electric | Accepted | 2024-01-23 | 2024-02-13 | 2025-02-13 | Solar Panels | Canadian Solar | CS6R-395MS-HL |  | 0.395 | 6 | 206 | 12 |  | Fixed | Roof
NJADRE1555684697 | Administratively Determined Incentive Program | LITTLE EGG HARBOR TWP | 8087 | 18 | 11.2 | Residential | Behind the Meter | Yes | Net Metered Residential | Big Solar Energy, LLC |  | AC Electric | Accepted | 2024-01-23 | 2024-02-20 | 2025-02-20 | Inverters | SolarEdge | SE7600H-US | 32 |  | 1 |  |  | 0.992 |  | Outdoor
NJADRE1555684697 | Administratively Determined Incentive Program | LITTLE EGG HARBOR TWP | 8087 | 18 | 11.2 | Residential | Behind the Meter | Yes | Net Metered Residential | Big Solar Energy, LLC |  | AC Electric | Accepted | 2024-01-23 | 2024-02-20 | 2025-02-20 | Solar Panels | Canadian Solar | CS6R-400MS-HL |  | 0.4 | 28 | 174 | 20 |  | Fixed | Roof
NJADRE1555684708 | Administratively Determined Incentive Program | MATAWAN | 7747 | 17 | 7.29 | Residential | Behind the Meter | No | Net Metered Residential | Trinity Solar LLC |  | JCP&L | Accepted | 2024-01-23 | 2024-02-13 | 2025-02-13 | Inverters | Solar Edge | SE6000H-Us | 6000 |  | 1 |  |  | 0.97 |  | Outdoor
NJADRE1555684708 | Administratively Determined Incentive Program | MATAWAN | 7747 | 17 | 7.29 | Residential | Behind the Meter | No | Net Metered Residential | Trinity Solar LLC |  | JCP&L | Accepted | 2024-01-23 | 2024-02-13 | 2025-02-13 | Solar Panels | HANWHA | HANWHA 405 (Q.PEAK DUO BLK ML-G10+ 405) |  | 0.405 | 6 | 245 | 23 |  | Fixed | Roof
NJADRE1555684708 | Administratively Determined Incentive Program | MATAWAN | 7747 | 17 | 7.29 | Residential | Behind the Meter | No | Net Metered Residential | Trinity Solar LLC |  | JCP&L | Accepted | 2024-01-23 | 2024-02-13 | 2025-02-13 | Solar Panels | HANWHA | HANWHA 405 (Q.PEAK DUO BLK ML-G10+ 405) |  | 0.405 | 12 | 155 | 23 |  | Fixed | Roof
NJADRE1555684718 | Administratively Determined Incentive Program | Bridgeton | 8302 | 20 | 13.2 | Residential | Behind the Meter | Yes | Net Metered Residential | Big Solar Energy, LLC |  | AC Electric | Accepted | 2024-01-23 | 2024-02-14 | 2025-02-14 | Inverters | SolarEdge | SE11400H-USRGM | 48 |  | 1 |  |  | 0.992 |  | Outdoor
NJADRE1555684718 | Administratively Determined Incentive Program | Bridgeton | 8302 | 20 | 13.2 | Residential | Behind the Meter | Yes | Net Metered Residential | Big Solar Energy, LLC |  | AC Electric | Accepted | 2024-01-23 | 2024-02-14 | 2025-02-14 | Solar Panels | HANWHA Q.CELLS | Q.PEAK DUO BLK ML-G10 400 |  | 0.4 | 17 | 87 | 12 |  | Fixed | Roof
NJADRE1555684718 | Administratively Determined Incentive Program | Bridgeton | 8302 | 20 | 13.2 | Residential | Behind the Meter | Yes | Net Metered Residential | Big Solar Energy, LLC |  | AC Electric | Accepted | 2024-01-23 | 2024-02-14 | 2025-02-14 | Solar Panels | HANWHA Q.CELLS | Q.PEAK DUO BLK ML-G10 400 |  | 0.4 | 16 | 267 | 12 |  | Fixed | Roof
NJADRE1555684720 | Administratively Determined Incentive Program | NEWFIELD | 8344 | 15 | 3.24 | Residential | Behind the Meter | Yes | Net Metered Residential | Trinity Solar LLC |  | AC Electric | Accepted | 2024-01-23 | 2024-02-13 | 2025-02-13 | Inverters | Solar Edge | SE3000H-US | 3000 |  | 1 |  |  | 0.97 |  | Outdoor
NJADRE1555684720 | Administratively Determined Incentive Program | NEWFIELD | 8344 | 15 | 3.24 | Residential | Behind the Meter | Yes | Net Metered Residential | Trinity Solar LLC |  | AC Electric | Accepted | 2024-01-23 | 2024-02-13 | 2025-02-13 | Solar Panels | HANWHA | (Q.PEAK DUO BLK ML-G10+ 405) |  | 0.405 | 8 | 168 | 23 |  | Fixed | Roof
NJADRE1555684725 | Administratively Determined Incentive Program | SOUTH BRUNSWICK TWP | 8824 | 11 | 2.84 | Residential | Behind the Meter | Yes | Net Metered Residential | Sunrun Installation Services, Inc |  | PSE&G | Accepted | 2024-01-23 | 2024-03-01 | 2025-03-01 | Inverters | DELTA ELECTRONICS | E4-TL-US | 4000 |  | 1 |  |  | 0.97 |  | Outdoor | Next To Meter
NJADRE1555684725 | Administratively Determined Incentive Program | SOUTH BRUNSWICK TWP | 8824 | 11 | 2.84 | Residential | Behind the Meter | Yes | Net Metered Residential | Sunrun Installation Services, Inc |  | PSE&G | Accepted | 2024-01-23 | 2024-03-01 | 2025-03-01 | Solar Panels | HANWHA Q-CELLS | Q.PEAK DUO BLK ML-G10+ 405 |  | 0.405 | 7 | 70 | 21 |  | Fixed | Roof
NJADRE1555684739 | Administratively Determined Incentive Program | MILLVILLE | 8332 | 20 | 8.91 | Residential | Behind the Meter | Yes | Net Metered Residential | Trinity Solar Inc. |  | AC Electric | Accepted | 2024-01-23 | 2024-02-14 | 2025-02-14 | Solar Panels | HANWHA | (Q.PEAK DUO BLK ML-G10+ 405) |  | 0.405 | 11 | 94 | 30 |  | Fixed | Roof
NJADRE1555684739 | Administratively Determined Incentive Program | MILLVILLE | 8332 | 20 | 8.91 | Residential | Behind the Meter | Yes | Net Metered Residential | Trinity Solar Inc. |  | AC Electric | Accepted | 2024-01-23 | 2024-02-14 | 2025-02-14 | Solar Panels | HANWHA | (Q.PEAK DUO BLK ML-G10+ 405) |  | 0.405 | 11 | 274 | 30 |  | Fixed | Roof
NJADRE1555684739 | Administratively Determined Incentive Program | MILLVILLE | 8332 | 20 | 8.91 | Residential | Behind the Meter | Yes | Net Metered Residential | Trinity Solar Inc. |  | AC Electric | Accepted | 2024-01-23 | 2024-02-14 | 2025-02-14 | Inverters | Solar Edge | SE7600H-US | 7600 |  | 1 |  |  | 0.97 |  | Outside
NJADRE1555684740 | Administratively Determined Incentive Program | LAKEWOOD | 8701 | 18 | 3.24 | Residential | Behind the Meter | Yes | Net Metered Residential | Sunrun Installation Services, Inc. |  | JCP&L | Accepted | 2024-01-23 | 2024-02-13 | 2025-02-13 | Inverters | Delta Electronics | E4-TL-US | 4000 |  | 1 |  |  | 0.975 |  | Outside | Next to Meter
NJADRE1555684740 | Administratively Determined Incentive Program | LAKEWOOD | 8701 | 18 | 3.24 | Residential | Behind the Meter | Yes | Net Metered Residential | Sunrun Installation Services, Inc. |  | JCP&L | Accepted | 2024-01-23 | 2024-02-13 | 2025-02-13 | Solar Panels | HANWHA Q-CELLS | Q.PEAK DUO BLK ML-G10+ 405 |  | 0.405 | 8 | 352 | 29 |  | Fixed | Roof
NJADRE1555684765 | Administratively Determined Incentive Program | Millville | 8332 | 20 | 6.4 | Residential | Behind the Meter | Yes | Net Metered Residential | SunPower Corporation |  | AC Electric | Accepted | 2024-01-23 | 2024-02-13 | 2025-02-13 | Solar Panels | WAAREE ENERGIES LIMITED | WSMDi-400 |  | 0.4 | 4 | 0 | 4 |  | Fixed | Roof
NJADRE1555684765 | Administratively Determined Incentive Program | Millville | 8332 | 20 | 6.4 | Residential | Behind the Meter | Yes | Net Metered Residential | SunPower Corporation |  | AC Electric | Accepted | 2024-01-23 | 2024-02-13 | 2025-02-13 | Solar Panels | WAAREE ENERGIES LIMITED | WSMDi-400 |  | 0.4 | 8 | 180 | 34 |  | Fixed | Roof
NJADRE1555684765 | Administratively Determined Incentive Program | Millville | 8332 | 20 | 6.4 | Residential | Behind the Meter | Yes | Net Metered Residential | SunPower Corporation |  | AC Electric | Accepted | 2024-01-23 | 2024-02-13 | 2025-02-13 | Solar Panels | WAAREE ENERGIES LIMITED | WSMDi-400 |  | 0.4 | 4 | 180 | 4 |  | Fixed | Roof
NJADRE1555684765 | Administratively Determined Incentive Program | Millville | 8332 | 20 | 6.4 | Residential | Behind the Meter | Yes | Net Metered Residential | SunPower Corporation |  | AC Electric | Accepted | 2024-01-23 | 2024-02-13 | 2025-02-13 | Inverters | Enphase | IQ7HS-66-M-US | 384 |  | 16 |  |  | 0.97 |  | Other | under each panel
NJADRE1555684808 | Administratively Determined Incentive Program | NEWARK | 7106 | 9 | 2.03 | Residential | Behind the Meter | Yes | Net Metered Residential | Trinity Solar Inc. |  | PSE&G | Accepted | 2024-01-23 | 2024-02-13 | 2025-02-13 | Inverters | Enphase | ENPHASE IQ8PLUS MICROINVERTERS (IQ8PLUS-72-2-US ) | 1 |  | 5 |  |  | 0.29 |  | Outdoor
NJADRE1555684808 | Administratively Determined Incentive Program | NEWARK | 7106 | 9 | 2.03 | Residential | Behind the Meter | Yes | Net Metered Residential | Trinity Solar Inc. |  | PSE&G | Accepted | 2024-01-23 | 2024-02-13 | 2025-02-13 | Solar Panels | HANWHA | HANWHA 405 (Q.PEAK DUO BLK ML-G10+ 405) |  | 0.405 | 5 | 204 | 10 |  | Fixed | Roof
NJADRE1555684816 | Administratively Determined Incentive Program | Bellmawr Boro | 8031 | 14 | 6.8 | Residential | Behind the Meter | Yes | Net Metered Residential | Big Solar Energy, LLC |  | PSE&G | Accepted | 2024-01-23 | 2024-02-14 | 2025-02-14 | Inverters | SolarEdge | SE6000H-US | 25 |  | 1 |  |  | 0.992 |  | Outdoor
NJADRE1555684816 | Administratively Determined Incentive Program | Bellmawr Boro | 8031 | 14 | 6.8 | Residential | Behind the Meter | Yes | Net Metered Residential | Big Solar Energy, LLC |  | PSE&G | Accepted | 2024-01-23 | 2024-02-14 | 2025-02-14 | Solar Panels | Canadian Solar | CS6R-400MS-HL |  | 0.4 | 11 | 242 | 24 |  | Fixed | Roof
NJADRE1555684816 | Administratively Determined Incentive Program | Bellmawr Boro | 8031 | 14 | 6.8 | Residential | Behind the Meter | Yes | Net Metered Residential | Big Solar Energy, LLC |  | PSE&G | Accepted | 2024-01-23 | 2024-02-14 | 2025-02-14 | Solar Panels | Canadian Solar | CS6R-400MS-HL |  | 0.4 | 6 | 62 | 24 |  | Fixed | Roof
NJADRE1555684827 | Administratively Determined Incentive Program | BERGENFIELD | 7621 | 7 | 6.48 | Residential | Behind the Meter | Yes | Net Metered Residential | Trinity Solar Inc. |  | PSE&G | Accepted | 2024-01-23 | 2024-02-13 | 2025-02-13 | Inverters | Solar Edge | SE5000H-US | 5000 |  | 1 |  |  | 0.97 |  | Outdoor
NJADRE1555684827 | Administratively Determined Incentive Program | BERGENFIELD | 7621 | 7 | 6.48 | Residential | Behind the Meter | Yes | Net Metered Residential | Trinity Solar Inc. |  | PSE&G | Accepted | 2024-01-23 | 2024-02-13 | 2025-02-13 | Solar Panels | HANWHA | (Q.PEAK DUO BLK ML-G10+ 405) |  | 0.405 | 4 | 271 | 37 |  | Fixed | Roof
NJADRE1555684827 | Administratively Determined Incentive Program | BERGENFIELD | 7621 | 7 | 6.48 | Residential | Behind the Meter | Yes | Net Metered Residential | Trinity Solar Inc. |  | PSE&G | Accepted | 2024-01-23 | 2024-02-13 | 2025-02-13 | Solar Panels | HANWHA | (Q.PEAK DUO BLK ML-G10+ 405) |  | 0.405 | 5 | 270 | 30 |  | Fixed | Roof
NJADRE1555684827 | Administratively Determined Incentive Program | BERGENFIELD | 7621 | 7 | 6.48 | Residential | Behind the Meter | Yes | Net Metered Residential | Trinity Solar Inc. |  | PSE&G | Accepted | 2024-01-23 | 2024-02-13 | 2025-02-13 | Solar Panels | HANWHA | (Q.PEAK DUO BLK ML-G10+ 405) |  | 0.405 | 4 | 90 | 30 |  | Fixed | Roof
NJADRE1555684827 | Administratively Determined Incentive Program | BERGENFIELD | 7621 | 7 | 6.48 | Residential | Behind the Meter | Yes | Net Metered Residential | Trinity Solar Inc. |  | PSE&G | Accepted | 2024-01-23 | 2024-02-13 | 2025-02-13 | Solar Panels | HANWHA | (Q.PEAK DUO BLK ML-G10+ 405) |  | 0.405 | 3 | 181 | 9 |  | Fixed | Roof
NJADRE1555684841 | Administratively Determined Incentive Program | EDISON | 8837 | 11 | 2.8 | Residential | Behind the Meter | Yes | Net Metered Residential | Sunrun Installation Services, Inc. |  | PSE&G | Accepted | 2024-01-23 | 2024-02-13 | 2025-02-13 | Inverters | Delta Electronics | E4-TL-US | 3840 |  | 1 |  |  | 0.97 |  | Outside
NJADRE1555684841 | Administratively Determined Incentive Program | EDISON | 8837 | 11 | 2.8 | Residential | Behind the Meter | Yes | Net Metered Residential | Sunrun Installation Services, Inc. |  | PSE&G | Accepted | 2024-01-23 | 2024-02-13 | 2025-02-13 | Solar Panels | Hanwha Q Cells | Q.PEAK DUO BLK ML-G10+/t 400 |  | 0.4 | 7 | 161 | 29 |  | Fixed | Roof
NJADRE1555684856 | Administratively Determined Incentive Program | ELIZABETH | 7208 | 10 | 9.32 | Residential | Behind the Meter | Yes | Net Metered Residential | Sunrun Installation Services, Inc |  | PSE&G | Accepted | 2024-01-23 | 2024-02-13 | 2025-02-13 | Inverters | SOLAREDGE TECHNOLOGIES | SE7600H-USSN | 7600 |  | 1 |  |  | 0.99 |  | Outdoor | Next To Meter
NJADRE1555684856 | Administratively Determined Incentive Program | ELIZABETH | 7208 | 10 | 9.32 | Residential | Behind the Meter | Yes | Net Metered Residential | Sunrun Installation Services, Inc |  | PSE&G | Accepted | 2024-01-23 | 2024-02-13 | 2025-02-13 | Solar Panels | HANWHA Q-CELLS | Q.PEAK DUO BLK ML-G10+ 405 |  | 0.405 | 9 | 339 | 23 |  | Fixed | Roof
NJADRE1555684856 | Administratively Determined Incentive Program | ELIZABETH | 7208 | 10 | 9.32 | Residential | Behind the Meter | Yes | Net Metered Residential | Sunrun Installation Services, Inc |  | PSE&G | Accepted | 2024-01-23 | 2024-02-13 | 2025-02-13 | Solar Panels | HANWHA Q-CELLS | Q.PEAK DUO BLK ML-G10+ 405 |  | 0.405 | 6 | 159 | 23 |  | Fixed | Roof
NJADRE1555684856 | Administratively Determined Incentive Program | ELIZABETH | 7208 | 10 | 9.32 | Residential | Behind the Meter | Yes | Net Metered Residential | Sunrun Installation Services, Inc |  | PSE&G | Accepted | 2024-01-23 | 2024-02-13 | 2025-02-13 | Solar Panels | HANWHA Q-CELLS | Q.PEAK DUO BLK ML-G10+ 405 |  | 0.405 | 4 | 159 | 23 |  | Fixed | Roof
NJADRE1555684856 | Administratively Determined Incentive Program | ELIZABETH | 7208 | 10 | 9.32 | Residential | Behind the Meter | Yes | Net Metered Residential | Sunrun Installation Services, Inc |  | PSE&G | Accepted | 2024-01-23 | 2024-02-13 | 2025-02-13 | Solar Panels | HANWHA Q-CELLS | Q.PEAK DUO BLK ML-G10+ 405 |  | 0.405 | 4 | 339 | 23 |  | Fixed | Roof
NJADRE1555684857 | Administratively Determined Incentive Program | TEANECK | 7666 | 7 | 5.27 | Residential | Behind the Meter | Yes | Net Metered Residential | Trinity Solar Inc. |  | PSE&G | Accepted | 2024-01-23 | 2024-02-13 | 2025-02-13 | Inverters | Solar Edge | SE5000H-US000BEi4 | 5000 |  | 1 |  |  | 0.97 |  | Outdoor
NJADRE1555684857 | Administratively Determined Incentive Program | TEANECK | 7666 | 7 | 5.27 | Residential | Behind the Meter | Yes | Net Metered Residential | Trinity Solar Inc. |  | PSE&G | Accepted | 2024-01-23 | 2024-02-13 | 2025-02-13 | Solar Panels | HANWHA | Q.PEAK DUO BLK ML-G10+ 405 |  | 0.405 | 11 | 124 | 45 |  | Fixed | Roof
NJADRE1555684857 | Administratively Determined Incentive Program | TEANECK | 7666 | 7 | 5.27 | Residential | Behind the Meter | Yes | Net Metered Residential | Trinity Solar Inc. |  | PSE&G | Accepted | 2024-01-23 | 2024-02-13 | 2025-02-13 | Solar Panels | HANWHA | Q.PEAK DUO BLK ML-G10+ 405 |  | 0.405 | 2 | 124 | 45 |  | Fixed | Roof
NJADRE1555684874 | Administratively Determined Incentive Program | WILLINGBORO | 8046 | 13 | 7.2 | Residential | Behind the Meter | Yes | Net Metered Residential | Sunrun Installation Services, Inc. |  | PSE&G | Accepted | 2024-01-23 | 2024-02-13 | 2025-02-13 | Inverters | Delta Electronics | E6-TL-US | 5760 |  | 1 |  |  | 0.97 |  | Outside
NJADRE1555684874 | Administratively Determined Incentive Program | WILLINGBORO | 8046 | 13 | 7.2 | Residential | Behind the Meter | Yes | Net Metered Residential | Sunrun Installation Services, Inc. |  | PSE&G | Accepted | 2024-01-23 | 2024-02-13 | 2025-02-13 | Solar Panels | Hanwha Q Cells | Q.PEAK DUO BLK ML-G10+/t 400 |  | 0.4 | 18 | 105 | 41 |  | Fixed | Roof
NJADRE1555685173 | Administratively Determined Incentive Program | EDISON | 8817 | 11 | 6.4 | Residential | Behind the Meter | Yes | Net Metered Residential | Sunrun Installation Services, Inc. |  | PSE&G | Accepted | 2024-01-23 | 2024-02-13 | 2025-02-13 | Inverters | SolarEdge Technologies | SE6000H-USSN | 6000 |  | 1 |  |  | 0.99 |  | Outside
NJADRE1555685173 | Administratively Determined Incentive Program | EDISON | 8817 | 11 | 6.4 | Residential | Behind the Meter | Yes | Net Metered Residential | Sunrun Installation Services, Inc. |  | PSE&G | Accepted | 2024-01-23 | 2024-02-13 | 2025-02-13 | Solar Panels | Hanwha Q Cells | Q.PEAK DUO BLK ML-G10+/t 400 |  | 0.4 | 13 | 144 | 35 |  | Fixed | Roof
NJADRE1555685173 | Administratively Determined Incentive Program | EDISON | 8817 | 11 | 6.4 | Residential | Behind the Meter | Yes | Net Metered Residential | Sunrun Installation Services, Inc. |  | PSE&G | Accepted | 2024-01-23 | 2024-02-13 | 2025-02-13 | Solar Panels | Hanwha Q Cells | Q.PEAK DUO BLK ML-G10+/t 400 |  | 0.4 | 3 | 324 | 35 |  | Fixed | Roof
NJADRE1555685245 | Administratively Determined Incentive Program | ELIZABETH CITY | 7206 | 10 | 14.99 | Residential | Behind the Meter | No | Net Metered Residential | Sunwise Energy LLC |  | PSE&G | Accepted | 2024-01-24 | 2024-02-16 | 2025-02-16 | Solar Panels | HANWHA Q CELLS | Q.PEAK DUO BLK ML-G10+ |  | 0.405 | 12 | 145 | 39 |  | Fixed | Roof
NJADRE1555685245 | Administratively Determined Incentive Program | ELIZABETH CITY | 7206 | 10 | 14.99 | Residential | Behind the Meter | No | Net Metered Residential | Sunwise Energy LLC |  | PSE&G | Accepted | 2024-01-24 | 2024-02-16 | 2025-02-16 | Solar Panels | HANWHA Q CELLS | Q.PEAK DUO BLK ML-G10+ |  | 0.405 | 12 | 325 | 39 |  | Fixed | Roof
NJADRE1555685245 | Administratively Determined Incentive Program | ELIZABETH CITY | 7206 | 10 | 14.99 | Residential | Behind the Meter | No | Net Metered Residential | Sunwise Energy LLC |  | PSE&G | Accepted | 2024-01-24 | 2024-02-16 | 2025-02-16 | Solar Panels | HANWHA Q CELLS | Q.PEAK DUO BLK ML-G10+ |  | 0.405 | 3 | 146 | 8 |  | Fixed | Roof
NJADRE1555685245 | Administratively Determined Incentive Program | ELIZABETH CITY | 7206 | 10 | 14.99 | Residential | Behind the Meter | No | Net Metered Residential | Sunwise Energy LLC |  | PSE&G | Accepted | 2024-01-24 | 2024-02-16 | 2025-02-16 | Solar Panels | HANWHA Q CELLS | Q.PEAK DUO BLK ML-G10+ |  | 0.405 | 2 | 326 | 8 |  | Fixed | Roof
NJADRE1555685245 | Administratively Determined Incentive Program | ELIZABETH CITY | 7206 | 10 | 14.99 | Residential | Behind the Meter | No | Net Metered Residential | Sunwise Energy LLC |  | PSE&G | Accepted | 2024-01-24 | 2024-02-16 | 2025-02-16 | Solar Panels | HANWHA Q CELLS | Q.PEAK DUO BLK ML-G10+ |  | 0.405 | 4 | 145 | 14 |  | Fixed | Roof
NJADRE1555685245 | Administratively Determined Incentive Program | ELIZABETH CITY | 7206 | 10 | 14.99 | Residential | Behind the Meter | No | Net Metered Residential | Sunwise Energy LLC |  | PSE&G | Accepted | 2024-01-24 | 2024-02-16 | 2025-02-16 | Solar Panels | HANWHA Q CELLS | Q.PEAK DUO BLK ML-G10+ |  | 0.405 | 4 | 325 | 14 |  | Fixed | Roof
NJADRE1555685245 | Administratively Determined Incentive Program | ELIZABETH CITY | 7206 | 10 | 14.99 | Residential | Behind the Meter | No | Net Metered Residential | Sunwise Energy LLC |  | PSE&G | Accepted | 2024-01-24 | 2024-02-16 | 2025-02-16 | Inverters | Enphase Energy | IQ8A-72-2-US | 366 |  | 37 |  |  | 0.977 |  | Outside
NJADRE1555685496 | Administratively Determined Incentive Program | SOUTH BOUND BROOK | 8880 | 5 | 3.24 | Residential | Behind the Meter | Yes | Net Metered Residential | Sunrun, Inc. |  | PSE&G | Accepted | 2024-01-23 | 2024-02-13 | 2025-02-13 | Inverters | SOLAREDGE TECHNOLOGIES | SE3800H-USMN | 3800 |  | 1 |  |  | 0.99 |  | Outdoor | Next To Meter
NJADRE1555685496 | Administratively Determined Incentive Program | SOUTH BOUND BROOK | 8880 | 5 | 3.24 | Residential | Behind the Meter | Yes | Net Metered Residential | Sunrun, Inc. |  | PSE&G | Accepted | 2024-01-23 | 2024-02-13 | 2025-02-13 | Solar Panels | HANWHA Q-CELLS | Q.PEAK DUO BLK ML-G10+ 405 |  | 0.405 | 5 | 11 | 21 |  | Fixed | Roof
NJADRE1555685496 | Administratively Determined Incentive Program | SOUTH BOUND BROOK | 8880 | 5 | 3.24 | Residential | Behind the Meter | Yes | Net Metered Residential | Sunrun, Inc. |  | PSE&G | Accepted | 2024-01-23 | 2024-02-13 | 2025-02-13 | Solar Panels | HANWHA Q-CELLS | Q.PEAK DUO BLK ML-G10+ 405 |  | 0.405 | 3 | 280 | 21 |  | Fixed | Roof
NJADRE1555685589 | Administratively Determined Incentive Program | EDISON | 8820 | 11 | 10.94 | Residential | Behind the Meter | No | Net Metered Residential | Tesla Inc. |  | PSE&G | Accepted | 2024-01-23 | 2024-02-22 | 2025-02-22 | Electric Storage Battery | Tesla | Powerwall 3 |  |  | 1 |  |  |  | Lithium Ion |  | OUTSIDE?
NJADRE1555685589 | Administratively Determined Incentive Program | EDISON | 8820 | 11 | 10.94 | Residential | Behind the Meter | No | Net Metered Residential | Tesla Inc. |  | PSE&G | Accepted | 2024-01-23 | 2024-02-22 | 2025-02-22 | Inverters | Tesla | 1707000-20 | 11500 |  | 1 |  |  | 0.98 |  | Outdoor
NJADRE1555685589 | Administratively Determined Incentive Program | EDISON | 8820 | 11 | 10.94 | Residential | Behind the Meter | No | Net Metered Residential | Tesla Inc. |  | PSE&G | Accepted | 2024-01-23 | 2024-02-22 | 2025-02-22 | Solar Panels | Hanwha | Q.PEAK DUO BLK ML-G10+/TS 405 |  | 0.405 | 10 | 264 | 22 |  | Fixed | Roof
NJADRE1555685589 | Administratively Determined Incentive Program | EDISON | 8820 | 11 | 10.94 | Residential | Behind the Meter | No | Net Metered Residential | Tesla Inc. |  | PSE&G | Accepted | 2024-01-23 | 2024-02-22 | 2025-02-22 | Solar Panels | Hanwha | Q.PEAK DUO BLK ML-G10+/TS 405 |  | 0.405 | 11 | 84 | 22 |  | Fixed | Roof
NJADRE1555685589 | Administratively Determined Incentive Program | EDISON | 8820 | 11 | 10.94 | Residential | Behind the Meter | No | Net Metered Residential | Tesla Inc. |  | PSE&G | Accepted | 2024-01-23 | 2024-02-22 | 2025-02-22 | Solar Panels | Hanwha | Q.PEAK DUO BLK ML-G10+/TS 405 |  | 0.405 | 6 | 264 | 22 |  | Fixed | Roof
NJADRE1555685737 | Administratively Determined Incentive Program | PARSIPPANY | 7054 | 3 | 4 | Residential | Behind the Meter | Yes | Net Metered Residential | Sunrun Installation Services, Inc. |  | JCP&L | Accepted | 2024-01-23 | 2024-02-13 | 2025-02-13 | Inverters | SolarEdge Technologies | SE3800H-USMN | 3800 |  | 1 |  |  | 0.99 |  | Outside | Next to Meter
NJADRE1555685737 | Administratively Determined Incentive Program | PARSIPPANY | 7054 | 3 | 4 | Residential | Behind the Meter | Yes | Net Metered Residential | Sunrun Installation Services, Inc. |  | JCP&L | Accepted | 2024-01-23 | 2024-02-13 | 2025-02-13 | Solar Panels | Hanwha Q Cells | Q.PEAK DUO BLK ML-G10+/t 400 |  | 0.4 | 10 | 67 | 32 |  | Fixed | Roof
NJADRE1555686013 | Administratively Determined Incentive Program | JERSEY CITY | 7307 | 8 | 4.98 | Residential | Behind the Meter | Yes | Net Metered Residential | Posigen Developer. LLC |  | PSE&G | Accepted | 2024-01-23 | 2024-02-13 | 2025-02-13 | Inverters | SolarEdge | SE3800H-US | 3800 |  | 1 |  |  | 0.99 |  | Outdoor | within ten feet of meter
NJADRE1555686013 | Administratively Determined Incentive Program | JERSEY CITY | 7307 | 8 | 4.98 | Residential | Behind the Meter | Yes | Net Metered Residential | Posigen Developer. LLC |  | PSE&G | Accepted | 2024-01-23 | 2024-02-13 | 2025-02-13 | Solar Panels | Canadian Solar | CS3N-415MS |  | 0.415 | 8 | 116 | 9 |  | Fixed | Roof
NJADRE1555686013 | Administratively Determined Incentive Program | JERSEY CITY | 7307 | 8 | 4.98 | Residential | Behind the Meter | Yes | Net Metered Residential | Posigen Developer. LLC |  | PSE&G | Accepted | 2024-01-23 | 2024-02-13 | 2025-02-13 | Solar Panels | Canadian Solar | CS3N-415MS |  | 0.415 | 4 | 296 | 3 |  | Fixed | Roof
NJADRE1555686041 | Administratively Determined Incentive Program | MILLVILLE | 8332 | 20 | 10 | Residential | Behind the Meter | Yes | Net Metered Residential | Pro Custom Solar dba Momentum Solar |  | AC Electric | Accepted | 2024-01-23 | 2024-02-13 | 2025-02-13 | Solar Panels | Q. PEAK DUO BLK ML-G10+400 | hanwha |  | 0.4 | 14 | 102 | 26 |  | Fixed | Roof
NJADRE1555686041 | Administratively Determined Incentive Program | MILLVILLE | 8332 | 20 | 10 | Residential | Behind the Meter | Yes | Net Metered Residential | Pro Custom Solar dba Momentum Solar |  | AC Electric | Accepted | 2024-01-23 | 2024-02-13 | 2025-02-13 | Solar Panels | Q. PEAK DUO BLK ML-G10+400 | hanwha |  | 0.4 | 6 | 282 | 26 |  | Fixed | Roof
NJADRE1555686041 | Administratively Determined Incentive Program | MILLVILLE | 8332 | 20 | 10 | Residential | Behind the Meter | Yes | Net Metered Residential | Pro Custom Solar dba Momentum Solar |  | AC Electric | Accepted | 2024-01-23 | 2024-02-13 | 2025-02-13 | Solar Panels | Q. PEAK DUO BLK ML-G10+400 | hanwha |  | 0.4 | 5 | 282 | 26 |  | Fixed | Roof
NJADRE1555686041 | Administratively Determined Incentive Program | MILLVILLE | 8332 | 20 | 10 | Residential | Behind the Meter | Yes | Net Metered Residential | Pro Custom Solar dba Momentum Solar |  | AC Electric | Accepted | 2024-01-23 | 2024-02-13 | 2025-02-13 | Inverters | IQ8PLUS-72-2-US | enphase | 290 |  | 25 |  |  | 0.97 |  | Outdoor
NJADRE1555686044 | Administratively Determined Incentive Program | NEW EGYPT | 8533 | 18 | 8.51 | Residential | Behind the Meter | Yes | Net Metered Residential | Trinity Solar |  | JCP&L | Accepted | 2024-01-23 | 2024-02-13 | 2025-02-13 | Inverters | Solar Edge | SE7600H-US | 7600 |  | 1 |  |  | 0.97 |  | Outdoor
NJADRE1555686044 | Administratively Determined Incentive Program | NEW EGYPT | 8533 | 18 | 8.51 | Residential | Behind the Meter | Yes | Net Metered Residential | Trinity Solar |  | JCP&L | Accepted | 2024-01-23 | 2024-02-13 | 2025-02-13 | Solar Panels | HANWHA | (Q.PEAK DUO BLK ML-G10+ 405) |  | 0.405 | 21 | 247 | 34 |  | Fixed | Roof
NJADRE1555686051 | Administratively Determined Incentive Program | PINE HILL | 8021 | 14 | 4.8 | Residential | Behind the Meter | Yes | Net Metered Residential | Posigen Developer. LLC |  | AC Electric | Accepted | 2024-01-23 | 2024-02-13 | 2025-02-13 | Inverters | SolarEdge | SE3800H-US | 3800 |  | 1 |  |  | 0.99 |  | Outdoor | within ten feet of meter
NJADRE1555686051 | Administratively Determined Incentive Program | PINE HILL | 8021 | 14 | 4.8 | Residential | Behind the Meter | Yes | Net Metered Residential | Posigen Developer. LLC |  | AC Electric | Accepted | 2024-01-23 | 2024-02-13 | 2025-02-13 | Solar Panels | Silfab | SIL-400 HC+ |  | 0.4 | 12 | 187 | 18 |  | Fixed | Roof
NJADRE1555686078 | Administratively Determined Incentive Program | WILLINGBORO TWP | 8046 | 13 | 6.48 | Residential | Behind the Meter | Yes | Net Metered Residential | Sunrun Installation Services, Inc |  | PSE&G | Accepted | 2024-01-23 | 2024-02-21 | 2025-02-21 | Solar Panels | HANWHA Q-CELLS | Q.PEAK DUO BLK ML-G10+ 405 |  | 0.405 | 8 | 190 | 18 |  | Fixed | Roof
NJADRE1555686078 | Administratively Determined Incentive Program | WILLINGBORO TWP | 8046 | 13 | 6.48 | Residential | Behind the Meter | Yes | Net Metered Residential | Sunrun Installation Services, Inc |  | PSE&G | Accepted | 2024-01-23 | 2024-02-21 | 2025-02-21 | Solar Panels | HANWHA Q-CELLS | Q.PEAK DUO BLK ML-G10+ 405 |  | 0.405 | 8 | 100 | 27 |  | Fixed | Roof
NJADRE1555686078 | Administratively Determined Incentive Program | WILLINGBORO TWP | 8046 | 13 | 6.48 | Residential | Behind the Meter | Yes | Net Metered Residential | Sunrun Installation Services, Inc |  | PSE&G | Accepted | 2024-01-23 | 2024-02-21 | 2025-02-21 | Inverters | SOLAREDGE TECHNOLOGIES | SE6000H-USSN | 6000 |  | 1 |  |  | 0.99 |  | Outdoor | Next To Meter
NJADRE1555686097 | Administratively Determined Incentive Program | BASKING RIDGE | 7920 | 5 | 5.6 | Residential | Behind the Meter | Yes | Net Metered Residential | Sunrun Installation Services, Inc. |  | JCP&L | Accepted | 2024-01-23 | 2024-02-13 | 2025-02-13 | Electric Storage Battery | Tesla | Powerwall 2 AC |  |  | 1 |  |  |  | Lithium Ion |  | Inside
NJADRE1555686097 | Administratively Determined Incentive Program | BASKING RIDGE | 7920 | 5 | 5.6 | Residential | Behind the Meter | Yes | Net Metered Residential | Sunrun Installation Services, Inc. |  | JCP&L | Accepted | 2024-01-23 | 2024-02-13 | 2025-02-13 | Inverters | SolarEdge Technologies | SE3800H-USMN | 3800 |  | 1 |  |  | 0.99 |  | Indoor
NJADRE1555686097 | Administratively Determined Incentive Program | BASKING RIDGE | 7920 | 5 | 5.6 | Residential | Behind the Meter | Yes | Net Metered Residential | Sunrun Installation Services, Inc. |  | JCP&L | Accepted | 2024-01-23 | 2024-02-13 | 2025-02-13 | Solar Panels | Hanwha Q Cells | Q.PEAK DUO BLK ML-G10+/t 400 |  | 0.4 | 2 | 335 | 27 |  | Fixed | Roof
NJADRE1555686097 | Administratively Determined Incentive Program | BASKING RIDGE | 7920 | 5 | 5.6 | Residential | Behind the Meter | Yes | Net Metered Residential | Sunrun Installation Services, Inc. |  | JCP&L | Accepted | 2024-01-23 | 2024-02-13 | 2025-02-13 | Solar Panels | Hanwha Q Cells | Q.PEAK DUO BLK ML-G10+/t 400 |  | 0.4 | 12 | 155 | 27 |  | Fixed | Roof
NJADRE1555686110 | Administratively Determined Incentive Program | HACKENSACK | 7601 | 7 | 6.4 | Residential | Behind the Meter | Yes | Net Metered Residential | Posigen Developer. LLC |  | PSE&G | Accepted | 2024-01-23 | 2024-02-14 | 2025-02-14 | Inverters | SolarEdge | SE6000H-US | 6000 |  | 1 |  |  | 0.99 |  | Outdoor | within ten feet of meter
NJADRE1555686110 | Administratively Determined Incentive Program | HACKENSACK | 7601 | 7 | 6.4 | Residential | Behind the Meter | Yes | Net Metered Residential | Posigen Developer. LLC |  | PSE&G | Accepted | 2024-01-23 | 2024-02-14 | 2025-02-14 | Solar Panels | Silfab | SIL-400 HC+ |  | 0.4 | 5 | 128 | 43 |  | Fixed | Roof
NJADRE1555686110 | Administratively Determined Incentive Program | HACKENSACK | 7601 | 7 | 6.4 | Residential | Behind the Meter | Yes | Net Metered Residential | Posigen Developer. LLC |  | PSE&G | Accepted | 2024-01-23 | 2024-02-14 | 2025-02-14 | Solar Panels | Silfab | SIL-400 HC+ |  | 0.4 | 7 | 308 | 14 |  | Fixed | Roof
NJADRE1555686110 | Administratively Determined Incentive Program | HACKENSACK | 7601 | 7 | 6.4 | Residential | Behind the Meter | Yes | Net Metered Residential | Posigen Developer. LLC |  | PSE&G | Accepted | 2024-01-23 | 2024-02-14 | 2025-02-14 | Solar Panels | Silfab | SIL-400 HC+ |  | 0.4 | 4 | 308 | 18 |  | Fixed | Roof
NJADRE1555686120 | Administratively Determined Incentive Program | BAYVILLE | 8721 | 18 | 3.65 | Residential | Behind the Meter | No | Net Metered Residential | Power Home Remodeling |  | JCP&L | Accepted | 2024-01-23 | 2024-02-15 | 2025-02-15 | Meters | SolarEdge | Revenue Grade Data Ansi C12.20 |  |  | 1 |  |  |  | Yes | Outdoor
NJADRE1555686120 | Administratively Determined Incentive Program | BAYVILLE | 8721 | 18 | 3.65 | Residential | Behind the Meter | No | Net Metered Residential | Power Home Remodeling |  | JCP&L | Accepted | 2024-01-23 | 2024-02-15 | 2025-02-15 | Inverters | SolarEdge | SE3800H-US | 3800 |  | 1 |  |  | 0.99 |  | Outdoor
NJADRE1555686120 | Administratively Determined Incentive Program | BAYVILLE | 8721 | 18 | 3.65 | Residential | Behind the Meter | No | Net Metered Residential | Power Home Remodeling |  | JCP&L | Accepted | 2024-01-23 | 2024-02-15 | 2025-02-15 | Solar Panels | QCell | Q.PEAK DUO BLK-G10+ 365 |  | 0.365 | 5 | 351 | 18 |  | Fixed | Roof
NJADRE1555686120 | Administratively Determined Incentive Program | BAYVILLE | 8721 | 18 | 3.65 | Residential | Behind the Meter | No | Net Metered Residential | Power Home Remodeling |  | JCP&L | Accepted | 2024-01-23 | 2024-02-15 | 2025-02-15 | Solar Panels | QCell | Q.PEAK DUO BLK-G10+ 365 |  | 0.365 | 3 | 261 | 19 |  | Fixed | Roof
NJADRE1555686120 | Administratively Determined Incentive Program | BAYVILLE | 8721 | 18 | 3.65 | Residential | Behind the Meter | No | Net Metered Residential | Power Home Remodeling |  | JCP&L | Accepted | 2024-01-23 | 2024-02-15 | 2025-02-15 | Solar Panels | QCell | Q.PEAK DUO BLK-G10+ 365 |  | 0.365 | 2 | 351 | 20 |  | Fixed | Roof
NJADRE1555686124 | Administratively Determined Incentive Program | MONTCLAIR | 7042 | 9 | 9.2 | Residential | Behind the Meter | Yes | Net Metered Residential | SunPower Corporation, Systems |  | PSE&G | Accepted | 2024-01-23 | 2024-02-14 | 2025-02-14 | Solar Panels | WAAREE ENERGIES LIMITED | WSMDI-400 |  | 0.4 | 14 | 126 | 30 |  | Fixed | Roof
NJADRE1555686124 | Administratively Determined Incentive Program | MONTCLAIR | 7042 | 9 | 9.2 | Residential | Behind the Meter | Yes | Net Metered Residential | SunPower Corporation, Systems |  | PSE&G | Accepted | 2024-01-23 | 2024-02-14 | 2025-02-14 | Solar Panels | WAAREE ENERGIES LIMITED | WSMDI-400 |  | 0.4 | 9 | 216 | 28 |  | Fixed | Roof
NJADRE1555686124 | Administratively Determined Incentive Program | MONTCLAIR | 7042 | 9 | 9.2 | Residential | Behind the Meter | Yes | Net Metered Residential | SunPower Corporation, Systems |  | PSE&G | Accepted | 2024-01-23 | 2024-02-14 | 2025-02-14 | Inverters | Enphase | IQ7HS-66-M-US | 384 |  | 23 |  |  | 0.97 |  | Other | Under Each Panel
NJADRE1555686130 | Administratively Determined Incentive Program | BRIDGETON | 8302 | 20 | 7.32 | Residential | Behind the Meter | Yes | Net Metered Residential | RCL Enterprises Inc |  | AC Electric | Accepted | 2024-01-23 | 2024-02-14 | 2025-02-14 | Inverters | Enphase | IQ8plus | 290 |  | 19 |  |  | 0.97 |  | Outdoor
NJADRE1555686130 | Administratively Determined Incentive Program | BRIDGETON | 8302 | 20 | 7.32 | Residential | Behind the Meter | Yes | Net Metered Residential | RCL Enterprises Inc |  | AC Electric | Accepted | 2024-01-23 | 2024-02-14 | 2025-02-14 | Solar Panels | JA Solar | JAM54S31 |  | 0.385 | 19 | 137 | 18 |  | Fixed | Roof
NJADRE1555686208 | Administratively Determined Incentive Program | MONROE | 8831 | 11 | 18.63 | Residential | Behind the Meter | No | Net Metered Residential | Trinity Solar |  | JCP&L | Accepted | 2024-01-23 | 2024-02-14 | 2025-02-14 | Inverters | Solar Edge | SE5000H-US | 5000 |  | 1 |  |  | 0.97 |  | Outdoor
NJADRE1555686208 | Administratively Determined Incentive Program | MONROE | 8831 | 11 | 18.63 | Residential | Behind the Meter | No | Net Metered Residential | Trinity Solar |  | JCP&L | Accepted | 2024-01-23 | 2024-02-14 | 2025-02-14 | Inverters | Solar Edge | SE10000H-US | 10000 |  | 1 |  |  | 0.97 |  | Outdoor
NJADRE1555686208 | Administratively Determined Incentive Program | MONROE | 8831 | 11 | 18.63 | Residential | Behind the Meter | No | Net Metered Residential | Trinity Solar |  | JCP&L | Accepted | 2024-01-23 | 2024-02-14 | 2025-02-14 | Solar Panels | HANWHA | (Q.PEAK DUO BLK ML-G10+ 405) |  | 0.405 | 9 | 179 | 30 |  | Fixed | Roof
NJADRE1555686208 | Administratively Determined Incentive Program | MONROE | 8831 | 11 | 18.63 | Residential | Behind the Meter | No | Net Metered Residential | Trinity Solar |  | JCP&L | Accepted | 2024-01-23 | 2024-02-14 | 2025-02-14 | Solar Panels | HANWHA | (Q.PEAK DUO BLK ML-G10+ 405) |  | 0.405 | 6 | 179 | 30 |  | Fixed | Roof
NJADRE1555686208 | Administratively Determined Incentive Program | MONROE | 8831 | 11 | 18.63 | Residential | Behind the Meter | No | Net Metered Residential | Trinity Solar |  | JCP&L | Accepted | 2024-01-23 | 2024-02-14 | 2025-02-14 | Solar Panels | HANWHA | (Q.PEAK DUO BLK ML-G10+ 405) |  | 0.405 | 5 | 269 | 45 |  | Fixed | Roof
NJADRE1555686208 | Administratively Determined Incentive Program | MONROE | 8831 | 11 | 18.63 | Residential | Behind the Meter | No | Net Metered Residential | Trinity Solar |  | JCP&L | Accepted | 2024-01-23 | 2024-02-14 | 2025-02-14 | Solar Panels | HANWHA | (Q.PEAK DUO BLK ML-G10+ 405) |  | 0.405 | 4 | 89 | 45 |  | Fixed | Roof
NJADRE1555686208 | Administratively Determined Incentive Program | MONROE | 8831 | 11 | 18.63 | Residential | Behind the Meter | No | Net Metered Residential | Trinity Solar |  | JCP&L | Accepted | 2024-01-23 | 2024-02-14 | 2025-02-14 | Solar Panels | HANWHA | (Q.PEAK DUO BLK ML-G10+ 405) |  | 0.405 | 4 | 269 | 40 |  | Fixed | Roof
NJADRE1555686208 | Administratively Determined Incentive Program | MONROE | 8831 | 11 | 18.63 | Residential | Behind the Meter | No | Net Metered Residential | Trinity Solar |  | JCP&L | Accepted | 2024-01-23 | 2024-02-14 | 2025-02-14 | Solar Panels | HANWHA | (Q.PEAK DUO BLK ML-G10+ 405) |  | 0.405 | 6 | 89 | 40 |  | Fixed | Roof
NJADRE1555686208 | Administratively Determined Incentive Program | MONROE | 8831 | 11 | 18.63 | Residential | Behind the Meter | No | Net Metered Residential | Trinity Solar |  | JCP&L | Accepted | 2024-01-23 | 2024-02-14 | 2025-02-14 | Solar Panels | HANWHA | (Q.PEAK DUO BLK ML-G10+ 405) |  | 0.405 | 5 | 179 | 30 |  | Fixed | Roof
NJADRE1555686208 | Administratively Determined Incentive Program | MONROE | 8831 | 11 | 18.63 | Residential | Behind the Meter | No | Net Metered Residential | Trinity Solar |  | JCP&L | Accepted | 2024-01-23 | 2024-02-14 | 2025-02-14 | Solar Panels | HANWHA | (Q.PEAK DUO BLK ML-G10+ 405) |  | 0.405 | 4 | 269 | 40 |  | Fixed | Roof
NJADRE1555686208 | Administratively Determined Incentive Program | MONROE | 8831 | 11 | 18.63 | Residential | Behind the Meter | No | Net Metered Residential | Trinity Solar |  | JCP&L | Accepted | 2024-01-23 | 2024-02-14 | 2025-02-14 | Solar Panels | HANWHA | (Q.PEAK DUO BLK ML-G10+ 405) |  | 0.405 | 3 | 89 | 40 |  | Fixed | Roof
NJADRE1555686208 | Administratively Determined Incentive Program | MONROE | 8831 | 11 | 18.63 | Residential | Behind the Meter | No | Net Metered Residential | Trinity Solar |  | JCP&L | Accepted | 2024-01-23 | 2024-02-14 | 2025-02-14 | Electric Storage Battery | Tesla | Powerwall 2 |  |  | 3 |  |  |  | Lithium Ion |  | inside
NJADRE1555686376 | Administratively Determined Incentive Program | WILLINGBORO TWP | 8046 | 13 | 9.72 | Residential | Behind the Meter | Yes | Net Metered Residential | Sunrun Installation Services, Inc. |  | PSE&G | Accepted | 2024-01-23 | 2024-02-13 | 2025-02-13 | Inverters | SolarEdge Technologies | SE7600H-USSN | 7600 |  | 1 |  |  | 0.99 |  | Outdoor | Next to meter
NJADRE1555686376 | Administratively Determined Incentive Program | WILLINGBORO TWP | 8046 | 13 | 9.72 | Residential | Behind the Meter | Yes | Net Metered Residential | Sunrun Installation Services, Inc. |  | PSE&G | Accepted | 2024-01-23 | 2024-02-13 | 2025-02-13 | Solar Panels | Hanwha Q Cells | Q.PEAK DUO BLK ML-G10+ 405 |  | 0.405 | 11 | 225 | 21 |  | Fixed | Roof
NJADRE1555686376 | Administratively Determined Incentive Program | WILLINGBORO TWP | 8046 | 13 | 9.72 | Residential | Behind the Meter | Yes | Net Metered Residential | Sunrun Installation Services, Inc. |  | PSE&G | Accepted | 2024-01-23 | 2024-02-13 | 2025-02-13 | Solar Panels | Hanwha Q Cells | Q.PEAK DUO BLK ML-G10+ 405 |  | 0.405 | 9 | 45 | 24 |  | Fixed | Roof
NJADRE1555686376 | Administratively Determined Incentive Program | WILLINGBORO TWP | 8046 | 13 | 9.72 | Residential | Behind the Meter | Yes | Net Metered Residential | Sunrun Installation Services, Inc. |  | PSE&G | Accepted | 2024-01-23 | 2024-02-13 | 2025-02-13 | Solar Panels | Hanwha Q Cells | Q.PEAK DUO BLK ML-G10+ 405 |  | 0.405 | 4 | 225 | 17 |  | Fixed | Roof
NJADRE1555687004 | Administratively Determined Incentive Program | MONROE TOWNSHIP | 8831 | 11 | 14.99 | Residential | Behind the Meter | No | Net Metered Residential | Tesla Energy Operations Inc. |  | JCP&L | Accepted | 2024-01-23 | 2024-03-01 | 2025-03-01 | Solar Panels | Hanwha | Q.PEAK DUO BLK ML-G10+/TS 405 |  | 0.405 | 2 | 9 | 23 |  | Fixed | Roof
NJADRE1555687004 | Administratively Determined Incentive Program | MONROE TOWNSHIP | 8831 | 11 | 14.99 | Residential | Behind the Meter | No | Net Metered Residential | Tesla Energy Operations Inc. |  | JCP&L | Accepted | 2024-01-23 | 2024-03-01 | 2025-03-01 | Solar Panels | Hanwha | Q.PEAK DUO BLK ML-G10+/TS 405 |  | 0.405 | 30 | 34 | 9 |  | Fixed | Roof
NJADRE1555687004 | Administratively Determined Incentive Program | MONROE TOWNSHIP | 8831 | 11 | 14.99 | Residential | Behind the Meter | No | Net Metered Residential | Tesla Energy Operations Inc. |  | JCP&L | Accepted | 2024-01-23 | 2024-03-01 | 2025-03-01 | Solar Panels | Hanwha | Q.PEAK DUO BLK ML-G10+/TS 405 |  | 0.405 | 5 | 279 | 45 |  | Fixed | Roof
NJADRE1555687004 | Administratively Determined Incentive Program | MONROE TOWNSHIP | 8831 | 11 | 14.99 | Residential | Behind the Meter | No | Net Metered Residential | Tesla Energy Operations Inc. |  | JCP&L | Accepted | 2024-01-23 | 2024-03-01 | 2025-03-01 | Electric Storage Battery | Tesla | Powerwall3 |  |  | 1 |  |  |  | Lithium Ion |  | OUTSIDE
NJADRE1555687004 | Administratively Determined Incentive Program | MONROE TOWNSHIP | 8831 | 11 | 14.99 | Residential | Behind the Meter | No | Net Metered Residential | Tesla Energy Operations Inc. |  | JCP&L | Accepted | 2024-01-23 | 2024-03-01 | 2025-03-01 | Inverters | Tesla | 1707000-20-G | 11500 |  | 1 |  |  | 0.98 |  | Outdoor
NJADRE1555687114 | Administratively Determined Incentive Program | HACKENSACK | 7601 | 7 | 8.3 | Residential | Behind the Meter | Yes | Net Metered Residential | Posigen Developer. LLC |  | PSE&G | Accepted | 2024-01-23 | 2024-02-14 | 2025-02-14 | Inverters | SolarEdge | SE7600H-US | 7600 |  | 1 |  |  | 0.99 |  | Outdoor | within ten feet of meter
NJADRE1555687114 | Administratively Determined Incentive Program | HACKENSACK | 7601 | 7 | 8.3 | Residential | Behind the Meter | Yes | Net Metered Residential | Posigen Developer. LLC |  | PSE&G | Accepted | 2024-01-23 | 2024-02-14 | 2025-02-14 | Solar Panels | Canadian Solar | CS3N-415MS |  | 0.415 | 11 | 218 | 9 |  | Fixed | Roof
NJADRE1555687114 | Administratively Determined Incentive Program | HACKENSACK | 7601 | 7 | 8.3 | Residential | Behind the Meter | Yes | Net Metered Residential | Posigen Developer. LLC |  | PSE&G | Accepted | 2024-01-23 | 2024-02-14 | 2025-02-14 | Solar Panels | Canadian Solar | CS3N-415MS |  | 0.415 | 3 | 38 | 9 |  | Fixed | Roof
NJADRE1555687114 | Administratively Determined Incentive Program | HACKENSACK | 7601 | 7 | 8.3 | Residential | Behind the Meter | Yes | Net Metered Residential | Posigen Developer. LLC |  | PSE&G | Accepted | 2024-01-23 | 2024-02-14 | 2025-02-14 | Solar Panels | Canadian Solar | CS3N-415MS |  | 0.415 | 6 | 18 | 18 |  | Fixed | Roof
NJADRE1555687120 | Administratively Determined Incentive Program | Middlesex Boro | 8846 | 11 | 2.8 | Residential | Behind the Meter | Yes | Net Metered Residential | Sunrun Installation Services, Inc. |  | PSE&G | Accepted | 2024-01-23 | 2024-03-04 | 2025-03-04 | Inverters | Delta Electronics | E4-TL-US | 4000 |  | 1 |  |  | 0.975 |  | Outside | Next to Meter
NJADRE1555687120 | Administratively Determined Incentive Program | Middlesex Boro | 8846 | 11 | 2.8 | Residential | Behind the Meter | Yes | Net Metered Residential | Sunrun Installation Services, Inc. |  | PSE&G | Accepted | 2024-01-23 | 2024-03-04 | 2025-03-04 | Solar Panels | Hanwha Q-Cells | Q.PEAK DUO BLK ML-G10+/t 400 |  | 0.4 | 7 | 11 | 27 |  | Fixed | Roof
NJADRE1555687145 | Administratively Determined Incentive Program | Waterford | 8089 | 14 | 7.7 | Residential | Behind the Meter | Yes | Net Metered Residential | Sunrun, Installation Services, Inc. |  | AC Electric | Accepted | 2024-01-23 | 2024-02-13 | 2025-02-13 | Inverters | SOLAREDGE TECHNOLOGIES | SE6000H-USSN | 6000 |  | 1 |  |  | 0.99 |  | Outdoor | Next To Meter
NJADRE1555687145 | Administratively Determined Incentive Program | Waterford | 8089 | 14 | 7.7 | Residential | Behind the Meter | Yes | Net Metered Residential | Sunrun, Installation Services, Inc. |  | AC Electric | Accepted | 2024-01-23 | 2024-02-13 | 2025-02-13 | Solar Panels | HANWHA Q-CELLS | Q.PEAK DUO BLK ML-G10+ 405 |  | 0.405 | 6 | 159 | 26 |  | Fixed | Roof
NJADRE1555687145 | Administratively Determined Incentive Program | Waterford | 8089 | 14 | 7.7 | Residential | Behind the Meter | Yes | Net Metered Residential | Sunrun, Installation Services, Inc. |  | AC Electric | Accepted | 2024-01-23 | 2024-02-13 | 2025-02-13 | Solar Panels | HANWHA Q-CELLS | Q.PEAK DUO BLK ML-G10+ 405 |  | 0.405 | 6 | 339 | 18 |  | Fixed | Roof
NJADRE1555687145 | Administratively Determined Incentive Program | Waterford | 8089 | 14 | 7.7 | Residential | Behind the Meter | Yes | Net Metered Residential | Sunrun, Installation Services, Inc. |  | AC Electric | Accepted | 2024-01-23 | 2024-02-13 | 2025-02-13 | Solar Panels | HANWHA Q-CELLS | Q.PEAK DUO BLK ML-G10+ 405 |  | 0.405 | 7 | 248 | 9 |  | Fixed | Roof
NJADRE1555687145 | Administratively Determined Incentive Program | Waterford | 8089 | 14 | 7.7 | Residential | Behind the Meter | Yes | Net Metered Residential | Sunrun, Installation Services, Inc. |  | AC Electric | Accepted | 2024-01-23 | 2024-02-13 | 2025-02-13 | Electric Storage Battery | TESLA | POWERWALL |  |  | 1 |  |  |  | Lithium Ion |  | OUTSIDE
NJADRE1555687184 | Administratively Determined Incentive Program | LUMBERTON | 8048 | 13 | 6.4 | Residential | Behind the Meter | Yes | Net Metered Residential | Posigen Developer. LLC |  | PSE&G | Accepted | 2024-01-23 | 2024-02-16 | 2025-02-16 | Inverters | SolarEdge | SE6000H-US | 6000 |  | 1 |  |  | 0.99 |  | Outdoor | within ten feet of meter
NJADRE1555687184 | Administratively Determined Incentive Program | LUMBERTON | 8048 | 13 | 6.4 | Residential | Behind the Meter | Yes | Net Metered Residential | Posigen Developer. LLC |  | PSE&G | Accepted | 2024-01-23 | 2024-02-16 | 2025-02-16 | Solar Panels | Silfab | SIL-400 HC+ |  | 0.4 | 7 | 149 | 27 |  | Fixed | Roof
NJADRE1555687184 | Administratively Determined Incentive Program | LUMBERTON | 8048 | 13 | 6.4 | Residential | Behind the Meter | Yes | Net Metered Residential | Posigen Developer. LLC |  | PSE&G | Accepted | 2024-01-23 | 2024-02-16 | 2025-02-16 | Solar Panels | Silfab | SIL-400 HC+ |  | 0.4 | 9 | 329 | 27 |  | Fixed | Roof
NJADRE1555687668 | Administratively Determined Incentive Program | Bound Brook | 8805 | 5 | 8.8 | Residential | Behind the Meter | No | Net Metered Residential | Power Energy Solutions |  | PSE&G | Accepted | 2024-01-23 | 2024-02-14 | 2025-02-14 | Inverters | SolarEdge | SE6000H-US | 6 |  | 1 |  |  | 0.97 |  | Outside
NJADRE1555687668 | Administratively Determined Incentive Program | Bound Brook | 8805 | 5 | 8.8 | Residential | Behind the Meter | No | Net Metered Residential | Power Energy Solutions |  | PSE&G | Accepted | 2024-01-23 | 2024-02-14 | 2025-02-14 | Solar Panels | Canadian Solar | CS6R-400MS-HL HIKU6 BLACK MONO |  | 0.4 | 12 | 164 | 32 |  | Fixed | Roof
NJADRE1555687668 | Administratively Determined Incentive Program | Bound Brook | 8805 | 5 | 8.8 | Residential | Behind the Meter | No | Net Metered Residential | Power Energy Solutions |  | PSE&G | Accepted | 2024-01-23 | 2024-02-14 | 2025-02-14 | Solar Panels | Canadian Solar | CS6R-400MS-HL HIKU6 BLACK MONO |  | 0.4 | 6 | 164 | 33 |  | Fixed | Roof
NJADRE1555687668 | Administratively Determined Incentive Program | Bound Brook | 8805 | 5 | 8.8 | Residential | Behind the Meter | No | Net Metered Residential | Power Energy Solutions |  | PSE&G | Accepted | 2024-01-23 | 2024-02-14 | 2025-02-14 | Solar Panels | Canadian Solar | CS6R-400MS-HL HIKU6 BLACK MONO |  | 0.4 | 4 | 164 | 32 |  | Fixed | Roof
NJADRE1555687679 | Administratively Determined Incentive Program | PLEASANTVILLE | 8232 | 19 | 4.8 | Residential | Behind the Meter | Yes | Net Metered Residential | Posigen Developer, LLC |  | AC Electric | Accepted | 2024-01-23 | 2024-02-14 | 2025-02-14 | Inverters | SOLAREDGE | SE3800H-US | 3800 |  | 1 |  |  | 0.99 |  | Outdoor | WITHIN TEN FEET OF METER
NJADRE1555687679 | Administratively Determined Incentive Program | PLEASANTVILLE | 8232 | 19 | 4.8 | Residential | Behind the Meter | Yes | Net Metered Residential | Posigen Developer, LLC |  | AC Electric | Accepted | 2024-01-23 | 2024-02-14 | 2025-02-14 | Solar Panels | SILFAB | SILFAB400HC+ |  | 0.4 | 10 | 115 | 34 |  | Fixed | Roof
NJADRE1555687679 | Administratively Determined Incentive Program | PLEASANTVILLE | 8232 | 19 | 4.8 | Residential | Behind the Meter | Yes | Net Metered Residential | Posigen Developer, LLC |  | AC Electric | Accepted | 2024-01-23 | 2024-02-14 | 2025-02-14 | Solar Panels | SILFAB | S |  | 0.4 | 2 | 295 | 34 |  | Fixed | Roof
NJADRE1555687688 | Administratively Determined Incentive Program | West Orange Twp | 7052 | 9 | 3.65 | Residential | Behind the Meter | Yes | Net Metered Residential | Sunrun Installation Services, Inc |  | PSE&G | Accepted | 2024-01-23 | 2024-02-19 | 2025-02-19 | Inverters | SOLAREDGE TECHNOLOGIES | SE3800H-USMN | 3800 |  | 1 |  |  | 0.99 |  | Outdoor | Next To Meter
NJADRE1555687688 | Administratively Determined Incentive Program | West Orange Twp | 7052 | 9 | 3.65 | Residential | Behind the Meter | Yes | Net Metered Residential | Sunrun Installation Services, Inc |  | PSE&G | Accepted | 2024-01-23 | 2024-02-19 | 2025-02-19 | Solar Panels | HANWHA Q-CELLS | Q.PEAK DUO BLK ML-G10+ 405 |  | 0.405 | 6 | 209 | 23 |  | Fixed | Roof
NJADRE1555687688 | Administratively Determined Incentive Program | West Orange Twp | 7052 | 9 | 3.65 | Residential | Behind the Meter | Yes | Net Metered Residential | Sunrun Installation Services, Inc |  | PSE&G | Accepted | 2024-01-23 | 2024-02-19 | 2025-02-19 | Solar Panels | HANWHA Q-CELLS | Q.PEAK DUO BLK ML-G10+ 405 |  | 0.405 | 3 | 118 | 23 |  | Fixed | Roof
NJADRE1555687699 | Administratively Determined Incentive Program | SWEDESBORO | 8085 | 15 | 3.2 | Residential | Behind the Meter | Yes | Net Metered Residential | Sunrun Installation Services, Inc. |  | AC Electric | Accepted | 2024-01-23 | 2024-02-14 | 2025-02-14 | Inverters | SolarEdge Technologies | SE3800H-USMN | 3800 |  | 1 |  |  | 0.99 |  | Outdoor | Next to meter
NJADRE1555687699 | Administratively Determined Incentive Program | SWEDESBORO | 8085 | 15 | 3.2 | Residential | Behind the Meter | Yes | Net Metered Residential | Sunrun Installation Services, Inc. |  | AC Electric | Accepted | 2024-01-23 | 2024-02-14 | 2025-02-14 | Solar Panels | Hanwha Q Cells | Q.PEAK DUO BLK ML-G10+/t 400 |  | 0.4 | 2 | 224 | 26 |  | Fixed | Roof
NJADRE1555687699 | Administratively Determined Incentive Program | SWEDESBORO | 8085 | 15 | 3.2 | Residential | Behind the Meter | Yes | Net Metered Residential | Sunrun Installation Services, Inc. |  | AC Electric | Accepted | 2024-01-23 | 2024-02-14 | 2025-02-14 | Solar Panels | Hanwha Q Cells | Q.PEAK DUO BLK ML-G10+/t 400 |  | 0.4 | 6 | 44 | 26 |  | Fixed | Roof
NJADRE1555687715 | Administratively Determined Incentive Program | WEST ORANGE | 7052 | 9 | 15.02 | Residential | Behind the Meter | Yes | Net Metered Residential | Freedom Forever New Jersey LLC |  | PSE&G | Accepted | 2024-01-23 | 2024-02-16 | 2025-02-16 | Inverters | Solar Edge | SE6000H-USRGM [SI1 | 6000 |  | 2 |  |  | 0.99 |  | Outside
NJADRE1555687715 | Administratively Determined Incentive Program | WEST ORANGE | 7052 | 9 | 15.02 | Residential | Behind the Meter | Yes | Net Metered Residential | Freedom Forever New Jersey LLC |  | PSE&G | Accepted | 2024-01-23 | 2024-02-16 | 2025-02-16 | Solar Panels | JINKO SOLAR | JKM385M-6RL3-B |  | 0.385 | 24 | 299 | 30 |  | Fixed | Roof
NJADRE1555687715 | Administratively Determined Incentive Program | WEST ORANGE | 7052 | 9 | 15.02 | Residential | Behind the Meter | Yes | Net Metered Residential | Freedom Forever New Jersey LLC |  | PSE&G | Accepted | 2024-01-23 | 2024-02-16 | 2025-02-16 | Solar Panels | JINKO SOLAR | JKM385M-6RL3-B |  | 0.385 | 15 | 119 | 30 |  | Fixed | Roof
NJADRE1555687728 | Administratively Determined Incentive Program | RARITAN | 8869 | 5 | 6.08 | Residential | Behind the Meter | Yes | Net Metered Residential | Sunrun Installation Services, Inc |  | PSE&G | Accepted | 2024-01-23 | 2024-02-26 | 2025-02-26 | Inverters | DELTA ELECTRONICS | E6-TL-US | 6000 |  | 1 |  |  | 0.97 |  | Outdoor | Next To Meter
NJADRE1555687728 | Administratively Determined Incentive Program | RARITAN | 8869 | 5 | 6.08 | Residential | Behind the Meter | Yes | Net Metered Residential | Sunrun Installation Services, Inc |  | PSE&G | Accepted | 2024-01-23 | 2024-02-26 | 2025-02-26 | Solar Panels | HANWHA Q-CELLS | Q.PEAK DUO BLK ML-G10+ 405 |  | 0.405 | 15 | 175 | 34 |  | Fixed | Roof
NJADRE1555687739 | Administratively Determined Incentive Program | LINDEN | 7036 | 10 | 4.4 | Residential | Behind the Meter | Yes | Net Metered Residential | Pro Custom Solasr dba Momentum Solar |  | PSE&G | Accepted | 2024-01-23 | 2024-02-13 | 2025-02-13 | Inverters | IQ8PLUS-72-2-US | ENPHASE | 290 |  | 11 |  |  | 0.97 |  | Outdoor
NJADRE1555687739 | Administratively Determined Incentive Program | LINDEN | 7036 | 10 | 4.4 | Residential | Behind the Meter | Yes | Net Metered Residential | Pro Custom Solasr dba Momentum Solar |  | PSE&G | Accepted | 2024-01-23 | 2024-02-13 | 2025-02-13 | Solar Panels | Q. PEAK DUO BLK-G10+400 | HANWHA |  | 0.4 | 5 | 39 | 15 |  | Fixed | Roof
NJADRE1555687739 | Administratively Determined Incentive Program | LINDEN | 7036 | 10 | 4.4 | Residential | Behind the Meter | Yes | Net Metered Residential | Pro Custom Solasr dba Momentum Solar |  | PSE&G | Accepted | 2024-01-23 | 2024-02-13 | 2025-02-13 | Solar Panels | Q. PEAK DUO BLK-G10+400 | HANWHA |  | 0.4 | 6 | 219 | 22 |  | Fixed | Roof
NJADRE1555687740 | Administratively Determined Incentive Program | BRIDGETON | 8302 | 20 | 9.48 | Residential | Behind the Meter | Yes | Net Metered Residential | Big Solar Energy, LLC |  | AC Electric | Accepted | 2024-01-23 | 2024-02-15 | 2025-02-15 | Inverters | SolarEdge | SE7600H-US | 32 |  | 1 |  |  | 0.992 |  | Outdoor
NJADRE1555687740 | Administratively Determined Incentive Program | BRIDGETON | 8302 | 20 | 9.48 | Residential | Behind the Meter | Yes | Net Metered Residential | Big Solar Energy, LLC |  | AC Electric | Accepted | 2024-01-23 | 2024-02-15 | 2025-02-15 | Solar Panels | Canadian Solar | CS6R-395MS-HL |  | 0.395 | 18 | 266 | 27 |  | Fixed | Roof
NJADRE1555687740 | Administratively Determined Incentive Program | BRIDGETON | 8302 | 20 | 9.48 | Residential | Behind the Meter | Yes | Net Metered Residential | Big Solar Energy, LLC |  | AC Electric | Accepted | 2024-01-23 | 2024-02-15 | 2025-02-15 | Solar Panels | Canadian Solar | CS6R-395MS-HL |  | 0.395 | 6 | 86 | 27 |  | Fixed | Roof
NJADRE1555687746 | Administratively Determined Incentive Program | Millville | 8332 | 20 | 6.89 | Residential | Behind the Meter | Yes | Net Metered Residential | Sunrun Installation Services Inc. |  | AC Electric | Accepted | 2024-01-23 | 2024-02-13 | 2025-02-13 | Solar Panels | SOLAREDGE TECHNOLOGIES | SE6000H-USSN |  | 0.405 | 8 | 201 | 25 |  | Fixed | Roof
NJADRE1555687746 | Administratively Determined Incentive Program | Millville | 8332 | 20 | 6.89 | Residential | Behind the Meter | Yes | Net Metered Residential | Sunrun Installation Services Inc. |  | AC Electric | Accepted | 2024-01-23 | 2024-02-13 | 2025-02-13 | Solar Panels | SOLAREDGE TECHNOLOGIES | Q.PEAK DUO BLK ML-G10+ 405 |  | 0.405 | 9 | 21 | 24 |  | Fixed | Roof
NJADRE1555687746 | Administratively Determined Incentive Program | Millville | 8332 | 20 | 6.89 | Residential | Behind the Meter | Yes | Net Metered Residential | Sunrun Installation Services Inc. |  | AC Electric | Accepted | 2024-01-23 | 2024-02-13 | 2025-02-13 | Inverters | SOLAREDGE TECHNOLOGIES | SE6000H-USSN | 6000 |  | 1 |  |  | 0.99 |  | Outdoor | Next To Meter
NJADRE1555687755 | Administratively Determined Incentive Program | HAZLET | 7730 | 17 | 12.32 | Residential | Behind the Meter | No | Net Metered Residential | Sea Bright Solar LLC |  | JCP&L | Accepted | 2024-01-23 | 2024-02-14 | 2025-02-14 | Solar Panels | Sunpower | SPR-M-440 |  | 0.44 | 14 | 178 | 36 |  | Fixed | Roof
NJADRE1555687755 | Administratively Determined Incentive Program | HAZLET | 7730 | 17 | 12.32 | Residential | Behind the Meter | No | Net Metered Residential | Sea Bright Solar LLC |  | JCP&L | Accepted | 2024-01-23 | 2024-02-14 | 2025-02-14 | Solar Panels | Sunpower | SPR-M-440 |  | 0.44 | 12 | 178 | 34 |  | Fixed | Roof
NJADRE1555687755 | Administratively Determined Incentive Program | HAZLET | 7730 | 17 | 12.32 | Residential | Behind the Meter | No | Net Metered Residential | Sea Bright Solar LLC |  | JCP&L | Accepted | 2024-01-23 | 2024-02-14 | 2025-02-14 | Solar Panels | Sunpower | SPR-M-440 |  | 0.44 | 2 | 268 | 34 |  | Fixed | Roof
NJADRE1555687755 | Administratively Determined Incentive Program | HAZLET | 7730 | 17 | 12.32 | Residential | Behind the Meter | No | Net Metered Residential | Sea Bright Solar LLC |  | JCP&L | Accepted | 2024-01-23 | 2024-02-14 | 2025-02-14 | Inverters | Enphase | IQ 7HS | 384 |  | 28 |  |  | 0.99 |  | Outside
NJADRE1555687758 | Administratively Determined Incentive Program | LINDEN | 7036 | 10 | 6 | Residential | Behind the Meter | Yes | Net Metered Residential | Pro Custom Solar dba Momentum Solar |  | PSE&G | Accepted | 2024-01-23 | 2024-02-13 | 2025-02-13 | Inverters | IQ8PLUS-72-2-US | ENPHASE | 290 |  | 15 |  |  | 0.97 |  | Outdoor
NJADRE1555687758 | Administratively Determined Incentive Program | LINDEN | 7036 | 10 | 6 | Residential | Behind the Meter | Yes | Net Metered Residential | Pro Custom Solar dba Momentum Solar |  | PSE&G | Accepted | 2024-01-23 | 2024-02-13 | 2025-02-13 | Solar Panels | Q. PEAK DUO BLK-G10+400 | HANWHA |  | 0.4 | 15 | 112 | 38 |  | Fixed | Roof
NJADRE1555687766 | Administratively Determined Incentive Program | BLOOMFIELD | 7003 | 9 | 9.6 | Residential | Behind the Meter | Yes | Net Metered Residential | Sunrun Installation Services, Inc. |  | PSE&G | Accepted | 2024-01-23 | 2024-02-14 | 2025-02-14 | Inverters | SolarEdge Technologies | SE7600H-USSN | 7600 |  | 1 |  |  | 0.99 |  | Outdoor | Next to meter
NJADRE1555687766 | Administratively Determined Incentive Program | BLOOMFIELD | 7003 | 9 | 9.6 | Residential | Behind the Meter | Yes | Net Metered Residential | Sunrun Installation Services, Inc. |  | PSE&G | Accepted | 2024-01-23 | 2024-02-14 | 2025-02-14 | Solar Panels | Hanwha Q Cells | Q.PEAK DUO BLK ML-G10+/t 400 |  | 0.4 | 4 | 170 | 34 |  | Fixed | Roof
NJADRE1555687766 | Administratively Determined Incentive Program | BLOOMFIELD | 7003 | 9 | 9.6 | Residential | Behind the Meter | Yes | Net Metered Residential | Sunrun Installation Services, Inc. |  | PSE&G | Accepted | 2024-01-23 | 2024-02-14 | 2025-02-14 | Solar Panels | Hanwha Q Cells | Q.PEAK DUO BLK ML-G10+/t 400 |  | 0.4 | 9 | 260 | 34 |  | Fixed | Roof
NJADRE1555687766 | Administratively Determined Incentive Program | BLOOMFIELD | 7003 | 9 | 9.6 | Residential | Behind the Meter | Yes | Net Metered Residential | Sunrun Installation Services, Inc. |  | PSE&G | Accepted | 2024-01-23 | 2024-02-14 | 2025-02-14 | Solar Panels | Hanwha Q Cells | Q.PEAK DUO BLK ML-G10+/t 400 |  | 0.4 | 11 | 80 | 34 |  | Fixed | Roof
NJADRE1555687768 | Administratively Determined Incentive Program | FAIR LAWN | 7410 | 7 | 8.51 | Residential | Behind the Meter | No | Net Metered Residential | Voltaic Solaire LLC |  | PSE&G | Accepted | 2024-01-23 | 2024-02-21 | 2025-02-21 | Inverters | SOLAR EDGE | SE7600H-US | 7600 |  | 1 |  |  | 0.99 |  | Outside | Next to utility meter
NJADRE1555687768 | Administratively Determined Incentive Program | FAIR LAWN | 7410 | 7 | 8.51 | Residential | Behind the Meter | No | Net Metered Residential | Voltaic Solaire LLC |  | PSE&G | Accepted | 2024-01-23 | 2024-02-21 | 2025-02-21 | Solar Panels | HYUNDAI | HiS-S405YH(BK) |  | 0.405 | 21 | 160 | 40 |  | Fixed | Roof
NJADRE1555687778 | Administratively Determined Incentive Program | WESTAMPTON | 8060 | 13 | 4.8 | Residential | Behind the Meter | Yes | Net Metered Residential | Momentum Solar Energy Services |  | PSE&G | Accepted | 2024-01-23 | 2024-02-14 | 2025-02-14 | Inverters | IQ8PLUS-72-2-US | ENPHASE | 290 |  | 12 |  |  | 0.97 |  | Outdoor
NJADRE1555687778 | Administratively Determined Incentive Program | WESTAMPTON | 8060 | 13 | 4.8 | Residential | Behind the Meter | Yes | Net Metered Residential | Momentum Solar Energy Services |  | PSE&G | Accepted | 2024-01-23 | 2024-02-14 | 2025-02-14 | Solar Panels | Q. PEAK DUO BLK-G10+400 | HANWHA |  | 0.4 | 5 | 289 | 26 |  | Fixed | Roof
NJADRE1555687778 | Administratively Determined Incentive Program | WESTAMPTON | 8060 | 13 | 4.8 | Residential | Behind the Meter | Yes | Net Metered Residential | Momentum Solar Energy Services |  | PSE&G | Accepted | 2024-01-23 | 2024-02-14 | 2025-02-14 | Solar Panels | Q. PEAK DUO BLK-G10+400 | HANWHA |  | 0.4 | 7 | 199 | 26 |  | Fixed | Roof
NJADRE1555687779 | Administratively Determined Incentive Program | NORTH BERGEN | 7047 | 8 | 84.24 | Commercial | Behind the Meter | Yes | Small Net-Metered Non-Residential located on Rooftop, Carport, Canopy and Floating Solar | SolareAmerica |  | PSE&G | Accepted | 2024-01-23 | 2024-02-14 | 2025-02-14 | Inverters | APSYSTEMS | QS1 | 1100 |  | 52 |  |  | 0.97 |  | Outdoor
NJADRE1555687779 | Administratively Determined Incentive Program | NORTH BERGEN | 7047 | 8 | 84.24 | Commercial | Behind the Meter | Yes | Small Net-Metered Non-Residential located on Rooftop, Carport, Canopy and Floating Solar | SolareAmerica |  | PSE&G | Accepted | 2024-01-23 | 2024-02-14 | 2025-02-14 | Solar Panels | SILFAB USA | SILFAB USA 405 |  | 0.405 | 208 | 299 | 10 |  | Fixed | Roof
NJADRE1555687791 | Administratively Determined Incentive Program | JERSEY CITY | 7008 | 11 | 4.8 | Residential | Behind the Meter | Yes | Net Metered Residential | Posigen Developer. LLC |  | PSE&G | Accepted | 2024-01-23 | 2024-02-14 | 2025-02-14 | Inverters | SolarEdge | SE3800H-US | 3800 |  | 1 |  |  | 0.99 |  | Outdoor | within ten feet of meter
NJADRE1555687791 | Administratively Determined Incentive Program | JERSEY CITY | 7008 | 11 | 4.8 | Residential | Behind the Meter | Yes | Net Metered Residential | Posigen Developer. LLC |  | PSE&G | Accepted | 2024-01-23 | 2024-02-14 | 2025-02-14 | Solar Panels | Silfab | SIL-400 HC+ |  | 0.4 | 7 | 28 | 12 |  | Fixed | Roof
NJADRE1555687791 | Administratively Determined Incentive Program | JERSEY CITY | 7008 | 11 | 4.8 | Residential | Behind the Meter | Yes | Net Metered Residential | Posigen Developer. LLC |  | PSE&G | Accepted | 2024-01-23 | 2024-02-14 | 2025-02-14 | Solar Panels | Silfab | SIL-400 HC+ |  | 0.4 | 5 | 208 | 12 |  | Fixed | Roof
NJADRE1555687799 | Administratively Determined Incentive Program | ATLANTIC HIGHLANDS | 7716 | 17 | 9.84 | Residential | Behind the Meter | Yes | Net Metered Residential | Define Solar |  | JCP&L | Accepted | 2024-01-23 | 2024-02-14 | 2025-02-14 | Inverters | Enphase | IQ8PLUS-72-2-US | 290 |  | 24 |  |  | 0.976 |  | Outside | Under each pv panel
NJADRE1555687799 | Administratively Determined Incentive Program | ATLANTIC HIGHLANDS | 7716 | 17 | 9.84 | Residential | Behind the Meter | Yes | Net Metered Residential | Define Solar |  | JCP&L | Accepted | 2024-01-23 | 2024-02-14 | 2025-02-14 | Meters | Enphase | X2-IQ-AM1-240-4 |  |  | 1 |  |  |  | Yes | Outdoor
NJADRE1555687799 | Administratively Determined Incentive Program | ATLANTIC HIGHLANDS | 7716 | 17 | 9.84 | Residential | Behind the Meter | Yes | Net Metered Residential | Define Solar |  | JCP&L | Accepted | 2024-01-23 | 2024-02-14 | 2025-02-14 | Solar Panels | Znshine | ZXM7-SH108 410W |  | 0.41 | 4 | 197 | 30 |  | Fixed | Roof
NJADRE1555687799 | Administratively Determined Incentive Program | ATLANTIC HIGHLANDS | 7716 | 17 | 9.84 | Residential | Behind the Meter | Yes | Net Metered Residential | Define Solar |  | JCP&L | Accepted | 2024-01-23 | 2024-02-14 | 2025-02-14 | Solar Panels | Znshine | ZXM7-SH108 410W |  | 0.41 | 6 | 287 | 30 |  | Fixed | Roof
NJADRE1555687799 | Administratively Determined Incentive Program | ATLANTIC HIGHLANDS | 7716 | 17 | 9.84 | Residential | Behind the Meter | Yes | Net Metered Residential | Define Solar |  | JCP&L | Accepted | 2024-01-23 | 2024-02-14 | 2025-02-14 | Solar Panels | Znshine | ZXM7-SH108 410W |  | 0.41 | 14 | 287 | 30 |  | Fixed | Roof
NJADRE1555687805 | Administratively Determined Incentive Program | WENONAH | 8090 | 15 | 4 | Residential | Behind the Meter | Yes | Net Metered Residential | Momentum Solar Energy Services |  | AC Electric | Accepted | 2024-01-23 | 2024-02-14 | 2025-02-14 | Inverters | IQ8PLUS-72-2-US | ENPHASE | 290 |  | 10 |  |  | 0.97 |  | Outdoor
NJADRE1555687805 | Administratively Determined Incentive Program | WENONAH | 8090 | 15 | 4 | Residential | Behind the Meter | Yes | Net Metered Residential | Momentum Solar Energy Services |  | AC Electric | Accepted | 2024-01-23 | 2024-02-14 | 2025-02-14 | Solar Panels | Q. PEAK DUO BLK-G10+400 | HANWHA |  | 0.4 | 10 | 281 | 36 |  | Fixed | Roof
NJADRE1555687815 | Administratively Determined Incentive Program | SCOTCH PLAINS | 7076 | 10 | 3.6 | Residential | Behind the Meter | Yes | Net Metered Residential | Pro Custom Solar dba Momentum Solar Energy |  | PSE&G | Accepted | 2024-01-23 | 2024-02-14 | 2025-02-14 | Inverters | IQ8PLUS-72-2-US | ENPHASE | 290 |  | 9 |  |  | 0.97 |  | Outdoor
NJADRE1555687815 | Administratively Determined Incentive Program | SCOTCH PLAINS | 7076 | 10 | 3.6 | Residential | Behind the Meter | Yes | Net Metered Residential | Pro Custom Solar dba Momentum Solar Energy |  | PSE&G | Accepted | 2024-01-23 | 2024-02-14 | 2025-02-14 | Solar Panels | Q. PEAK DUO BLK-G10+400 | HANWHA |  | 0.4 | 9 | 127 | 18 |  | Fixed | Roof
NJADRE1555687827 | Administratively Determined Incentive Program | Franklin Twp SOM | 8873 | 5 | 4.8 | Residential | Behind the Meter | Yes | Net Metered Residential | Sunrun Installation Services, Inc. |  | PSE&G | Accepted | 2024-01-23 | 2024-02-14 | 2025-02-14 | Inverters | SolarEdge Technologies | SE3800H-USMN | 3800 |  | 1 |  |  | 0.99 |  | Outdoor | Next to meter
NJADRE1555687827 | Administratively Determined Incentive Program | Franklin Twp SOM | 8873 | 5 | 4.8 | Residential | Behind the Meter | Yes | Net Metered Residential | Sunrun Installation Services, Inc. |  | PSE&G | Accepted | 2024-01-23 | 2024-02-14 | 2025-02-14 | Solar Panels | Hanwha Q Cells | Q.PEAK DUO BLK ML-G10+/T 400 |  | 0.4 | 12 | 129 | 36 |  | Fixed | Roof
NJADRE1555687832 | Administratively Determined Incentive Program | LONG BRANCH | 7740 | 17 | 4.8 | Residential | Behind the Meter | Yes | Net Metered Residential | Posigen Developer. LLC |  | JCP&L | Accepted | 2024-01-23 | 2024-02-15 | 2025-02-15 | Inverters | SolarEdge | SE3800H-US | 3800 |  | 1 |  |  | 0.99 |  | Outdoor | within ten feet of meter
NJADRE1555687832 | Administratively Determined Incentive Program | LONG BRANCH | 7740 | 17 | 4.8 | Residential | Behind the Meter | Yes | Net Metered Residential | Posigen Developer. LLC |  | JCP&L | Accepted | 2024-01-23 | 2024-02-15 | 2025-02-15 | Solar Panels | Silfab | SIL-400 HC+ |  | 0.4 | 3 | 87 | 27 |  | Fixed | Roof
NJADRE1555687832 | Administratively Determined Incentive Program | LONG BRANCH | 7740 | 17 | 4.8 | Residential | Behind the Meter | Yes | Net Metered Residential | Posigen Developer. LLC |  | JCP&L | Accepted | 2024-01-23 | 2024-02-15 | 2025-02-15 | Solar Panels | Silfab | SIL-400 HC+ |  | 0.4 | 3 | 177 | 40 |  | Fixed | Roof
NJADRE1555687832 | Administratively Determined Incentive Program | LONG BRANCH | 7740 | 17 | 4.8 | Residential | Behind the Meter | Yes | Net Metered Residential | Posigen Developer. LLC |  | JCP&L | Accepted | 2024-01-23 | 2024-02-15 | 2025-02-15 | Solar Panels | Silfab | SIL-400 HC+ |  | 0.4 | 6 | 86 | 40 |  | Fixed | Roof
NJADRE1555687844 | Administratively Determined Incentive Program | HAINESPORT | 8036 | 13 | 8 | Residential | Behind the Meter | Yes | Net Metered Residential | Sunrun Installation Services, Inc. |  | PSE&G | Accepted | 2024-01-23 | 2024-02-15 | 2025-02-15 | Inverters | SolarEdge Technologies | SE6000H-USSN | 6000 |  | 1 |  |  | 0.99 |  | Outside
NJADRE1555687844 | Administratively Determined Incentive Program | HAINESPORT | 8036 | 13 | 8 | Residential | Behind the Meter | Yes | Net Metered Residential | Sunrun Installation Services, Inc. |  | PSE&G | Accepted | 2024-01-23 | 2024-02-15 | 2025-02-15 | Solar Panels | Hanwha Q Cells | Q.PEAK DUO BLK ML-G10+/t 400 |  | 0.4 | 12 | 175 | 30 |  | Fixed | Roof
NJADRE1555687844 | Administratively Determined Incentive Program | HAINESPORT | 8036 | 13 | 8 | Residential | Behind the Meter | Yes | Net Metered Residential | Sunrun Installation Services, Inc. |  | PSE&G | Accepted | 2024-01-23 | 2024-02-15 | 2025-02-15 | Solar Panels | Hanwha Q Cells | Q.PEAK DUO BLK ML-G10+/t 400 |  | 0.4 | 8 | 264 | 33 |  | Fixed | Roof
NJADRE1555688001 | Administratively Determined Incentive Program | Jamesburg | 8831 | 11 | 6.48 | Residential | Behind the Meter | No | Net Metered Residential | Tesla Energy Operations Inc |  | JCP&L | Accepted | 2024-01-23 | 2024-02-19 | 2025-02-19 | Solar Panels | Hanwha | Q.PEAK DUO BLK ML-G10+/TS 405 |  | 0.405 | 16 | 165 | 25 |  | Fixed | Roof
NJADRE1555688001 | Administratively Determined Incentive Program | Jamesburg | 8831 | 11 | 6.48 | Residential | Behind the Meter | No | Net Metered Residential | Tesla Energy Operations Inc |  | JCP&L | Accepted | 2024-01-23 | 2024-02-19 | 2025-02-19 | Inverters | Tesla | 1707000-20-G | 11500 |  | 1 |  |  | 0.97 |  | Outdoor
NJADRE1555688001 | Administratively Determined Incentive Program | Jamesburg | 8831 | 11 | 6.48 | Residential | Behind the Meter | No | Net Metered Residential | Tesla Energy Operations Inc |  | JCP&L | Accepted | 2024-01-23 | 2024-02-19 | 2025-02-19 | Electric Storage Battery | Tesla | Powerwall 3 |  |  | 1 |  |  |  | Lithium Ion |  | Outside
NJADRE1555688040 | Administratively Determined Incentive Program | OCEAN | 7712 | 17 | 162.8 | Commercial | Behind the Meter | No | Small Net-Metered Non-Residential located on Rooftop, Carport, Canopy and Floating Solar | Ocean Solar |  | JCP&L | Accepted | 2024-01-29 | 2024-02-23 | 2025-02-23 | Inverters | SOLAR EDGE | SE50KUS | 50000 |  | 2 |  |  | 0.97 |  | Outside
NJADRE1555688040 | Administratively Determined Incentive Program | OCEAN | 7712 | 17 | 162.8 | Commercial | Behind the Meter | No | Small Net-Metered Non-Residential located on Rooftop, Carport, Canopy and Floating Solar | Ocean Solar |  | JCP&L | Accepted | 2024-01-29 | 2024-02-23 | 2025-02-23 | Inverters | SOLAR EDGE | SE17.3KUS | 17300 |  | 1 |  |  | 0.97 |  | Outside
NJADRE1555688040 | Administratively Determined Incentive Program | OCEAN | 7712 | 17 | 162.8 | Commercial | Behind the Meter | No | Small Net-Metered Non-Residential located on Rooftop, Carport, Canopy and Floating Solar | Ocean Solar |  | JCP&L | Accepted | 2024-01-29 | 2024-02-23 | 2025-02-23 | Solar Panels | SOLAR 4 AMERICA | S4A550-144MH10 |  | 0.55 | 296 | 188 | 10 |  | Fixed | Roof
NJADRE1555688050 | Administratively Determined Incentive Program | High Bridge | 8829 | 4 | 9.48 | Residential | Behind the Meter | No | Net Metered Residential | Bright Planet Solar |  | JCP&L | Accepted | 2024-01-23 | 2024-02-15 | 2025-02-15 | Inverters | Solar Edge | SE6000H-USRGM | 6000 |  | 1 |  |  | 0 |  | Outdoor | OUTSIDE
NJADRE1555688050 | Administratively Determined Incentive Program | High Bridge | 8829 | 4 | 9.48 | Residential | Behind the Meter | No | Net Metered Residential | Bright Planet Solar |  | JCP&L | Accepted | 2024-01-23 | 2024-02-15 | 2025-02-15 | Solar Panels | Canadian Solar | CS3N-395MS |  | 0.395 | 14 | 355 | 9 |  | Fixed | Roof
NJADRE1555688050 | Administratively Determined Incentive Program | High Bridge | 8829 | 4 | 9.48 | Residential | Behind the Meter | No | Net Metered Residential | Bright Planet Solar |  | JCP&L | Accepted | 2024-01-23 | 2024-02-15 | 2025-02-15 | Solar Panels | Canadian Solar | CS3N-395MS |  | 0.395 | 10 | 354 | 7 |  | Fixed | Roof
NJADRE1555690603 | Administratively Determined Incentive Program | West Orange | 7052 | 9 | 2.84 | Residential | Behind the Meter | Yes | Net Metered Residential | Sunrun Installation Services, Inc. |  | PSE&G | Accepted | 2024-01-24 | 2024-02-14 | 2025-02-14 | Inverters | Delta Electronics | E4-TL-US | 3840 |  | 1 |  |  | 0.98 |  | Outdoor
NJADRE1555690603 | Administratively Determined Incentive Program | West Orange | 7052 | 9 | 2.84 | Residential | Behind the Meter | Yes | Net Metered Residential | Sunrun Installation Services, Inc. |  | PSE&G | Accepted | 2024-01-24 | 2024-02-14 | 2025-02-14 | Solar Panels | Hanwha Q Cells | Q.PEAK DUO BLK ML-G10+ 405 |  | 0.405 | 7 | 200 | 34 |  | Fixed | Roof
NJADRE1555690644 | Administratively Determined Incentive Program | BRICK | 8724 | 18 | 10.13 | Residential | Behind the Meter | Yes | Net Metered Residential | Sunny Mac LLC |  | JCP&L | Accepted | 2024-01-24 | 2024-03-05 | 2025-03-05 | Solar Panels | Q.PEAK DUO BLK ML-G10+ 405 | HANWHA |  | 0.405 | 7 | 144 | 14 |  | Fixed | Roof | next to meter
NJADRE1555690644 | Administratively Determined Incentive Program | BRICK | 8724 | 18 | 10.13 | Residential | Behind the Meter | Yes | Net Metered Residential | Sunny Mac LLC |  | JCP&L | Accepted | 2024-01-24 | 2024-03-05 | 2025-03-05 | Solar Panels | Q.PEAK DUO BLK ML-G10+ 405 | HANWHA |  | 0.405 | 3 | 104 | 14 |  | Fixed | Roof
NJADRE1555690644 | Administratively Determined Incentive Program | BRICK | 8724 | 18 | 10.13 | Residential | Behind the Meter | Yes | Net Metered Residential | Sunny Mac LLC |  | JCP&L | Accepted | 2024-01-24 | 2024-03-05 | 2025-03-05 | Solar Panels | Q.PEAK DUO BLK ML-G10+ 405 | HANWHA |  | 0.405 | 8 | 14 | 14 |  | Fixed | Roof
NJADRE1555690644 | Administratively Determined Incentive Program | BRICK | 8724 | 18 | 10.13 | Residential | Behind the Meter | Yes | Net Metered Residential | Sunny Mac LLC |  | JCP&L | Accepted | 2024-01-24 | 2024-03-05 | 2025-03-05 | Solar Panels | Q.PEAK DUO BLK ML-G10+ 405 | HANWHA |  | 0.405 | 7 | 284 | 14 |  | Fixed | Roof
NJADRE1555690644 | Administratively Determined Incentive Program | BRICK | 8724 | 18 | 10.13 | Residential | Behind the Meter | Yes | Net Metered Residential | Sunny Mac LLC |  | JCP&L | Accepted | 2024-01-24 | 2024-03-05 | 2025-03-05 | Inverters | Q.PEAK DUO BLK ML-G10+ 405 | Solaredge | 7600 |  | 1 |  |  | 0.1 |  | Outdoor | next to meter
NJADRE1555690691 | Administratively Determined Incentive Program | UNION | 7083 | 10 | 5.27 | Residential | Behind the Meter | Yes | Net Metered Residential | Sunrun Installation Services, Inc. |  | PSE&G | Accepted | 2024-01-24 | 2024-02-27 | 2025-02-27 | Inverters | Delta Electronics | E4-TL-US | 3840 |  | 1 |  |  | 0.98 |  | Outdoor
NJADRE1555690691 | Administratively Determined Incentive Program | UNION | 7083 | 10 | 5.27 | Residential | Behind the Meter | Yes | Net Metered Residential | Sunrun Installation Services, Inc. |  | PSE&G | Accepted | 2024-01-24 | 2024-02-27 | 2025-02-27 | Solar Panels | Hanwha Q Cells | Q.PEAK DUO BLK ML-G10+ 405 |  | 0.405 | 13 | 353 | 23 |  | Fixed | Roof
NJADRE1555690692 | Administratively Determined Incentive Program | Willingboro | 8046 | 13 | 5.27 | Residential | Behind the Meter | Yes | Net Metered Residential | SunnyMac LLC |  | PSE&G | Accepted | 2024-01-24 | 2024-02-14 | 2025-02-14 | Solar Panels | Q.PEAK DUO BLK ML-G10+ 405 | HANWHA |  | 0.405 | 8 | 96 | 45 |  | Fixed | Roof
NJADRE1555690692 | Administratively Determined Incentive Program | Willingboro | 8046 | 13 | 5.27 | Residential | Behind the Meter | Yes | Net Metered Residential | SunnyMac LLC |  | PSE&G | Accepted | 2024-01-24 | 2024-02-14 | 2025-02-14 | Solar Panels | Q.PEAK DUO BLK ML-G10+ 405 | HANWHA |  | 0.405 | 5 | 276 | 46 |  | Fixed | Roof
NJADRE1555690692 | Administratively Determined Incentive Program | Willingboro | 8046 | 13 | 5.27 | Residential | Behind the Meter | Yes | Net Metered Residential | SunnyMac LLC |  | PSE&G | Accepted | 2024-01-24 | 2024-02-14 | 2025-02-14 | Inverters | SE3800H-US | Solaredge | 3800 |  | 1 |  |  | 0.1 |  | Outdoor | next to meter
NJADRE1555690697 | Administratively Determined Incentive Program | WOODBRIDGE TOWNSHIP | 7001 | 11 | 8.1 | Residential | Behind the Meter | Yes | Net Metered Residential | Sunny Mac LLC |  | PSE&G | Accepted | 2024-01-24 | 2024-02-14 | 2025-02-14 | Solar Panels | Q.PEAK DUO BLK ML-G10+ 405 | HANWHA |  | 0.405 | 8 | 11 | 20 |  | Fixed | Roof
NJADRE1555690697 | Administratively Determined Incentive Program | WOODBRIDGE TOWNSHIP | 7001 | 11 | 8.1 | Residential | Behind the Meter | Yes | Net Metered Residential | Sunny Mac LLC |  | PSE&G | Accepted | 2024-01-24 | 2024-02-14 | 2025-02-14 | Solar Panels | Q.PEAK DUO BLK ML-G10+ 405 | HANWHA |  | 0.405 | 12 | 191 | 20 |  | Fixed | Roof
NJADRE1555690697 | Administratively Determined Incentive Program | WOODBRIDGE TOWNSHIP | 7001 | 11 | 8.1 | Residential | Behind the Meter | Yes | Net Metered Residential | Sunny Mac LLC |  | PSE&G | Accepted | 2024-01-24 | 2024-02-14 | 2025-02-14 | Inverters | Q.PEAK DUO BLK ML-G10+ 405 | Solaredge | 6000 |  | 1 |  |  | 0.1 |  | Outdoor | next to meter
NJADRE1555690712 | Administratively Determined Incentive Program | BARRINGTON | 8007 | 14 | 13.2 | Residential | Behind the Meter | Yes | Net Metered Residential | Sunrun Installation Services, Inc. |  | PSE&G | Accepted | 2024-01-24 | 2024-02-14 | 2025-02-14 | Inverters | SolarEdge Technologies | SE10000H-USSN | 10000 |  | 1 |  |  | 0.99 |  | Outdoor
NJADRE1555690712 | Administratively Determined Incentive Program | BARRINGTON | 8007 | 14 | 13.2 | Residential | Behind the Meter | Yes | Net Metered Residential | Sunrun Installation Services, Inc. |  | PSE&G | Accepted | 2024-01-24 | 2024-02-14 | 2025-02-14 | Solar Panels | Hanwha Q Cells | Q.PEAK DUO BLK ML-G10+/T 400 |  | 0.4 | 18 | 48 | 18 |  | Fixed | Roof
NJADRE1555690712 | Administratively Determined Incentive Program | BARRINGTON | 8007 | 14 | 13.2 | Residential | Behind the Meter | Yes | Net Metered Residential | Sunrun Installation Services, Inc. |  | PSE&G | Accepted | 2024-01-24 | 2024-02-14 | 2025-02-14 | Solar Panels | Hanwha Q Cells | Q.PEAK DUO BLK ML-G10+/T 400 |  | 0.4 | 15 | 228 | 18 |  | Fixed | Roof
NJADRE1555690713 | Administratively Determined Incentive Program | CLEMENTON | 8021 | 14 | 9.72 | Residential | Behind the Meter | Yes | Net Metered Residential | SunnyMac LLC |  | PSE&G | Accepted | 2024-01-24 | 2024-02-14 | 2025-02-14 | Solar Panels | Q.PEAK DUO BLK ML-G10+ 405 | HANWHA |  | 0.405 | 14 | 261 | 17 |  | Fixed | Roof
NJADRE1555690713 | Administratively Determined Incentive Program | CLEMENTON | 8021 | 14 | 9.72 | Residential | Behind the Meter | Yes | Net Metered Residential | SunnyMac LLC |  | PSE&G | Accepted | 2024-01-24 | 2024-02-14 | 2025-02-14 | Solar Panels | Q.PEAK DUO BLK ML-G10+ 405 | HANWHA |  | 0.405 | 10 | 261 | 21 |  | Fixed | Roof
NJADRE1555690713 | Administratively Determined Incentive Program | CLEMENTON | 8021 | 14 | 9.72 | Residential | Behind the Meter | Yes | Net Metered Residential | SunnyMac LLC |  | PSE&G | Accepted | 2024-01-24 | 2024-02-14 | 2025-02-14 | Inverters | SE7600H-US | Solaredge | 7600 |  | 1 |  |  | 0.1 |  | Outdoor | next to meter
NJADRE1555690725 | Administratively Determined Incentive Program | OCEAN VIEW | 8230 | 21 | 11.07 | Residential | Behind the Meter | No | Net Metered Residential | Sun Up Zero Down |  | AC Electric | Accepted | 2024-01-24 | 2024-02-14 | 2025-02-14 | Meters | Enphase | TBD |  |  | 1 |  |  |  | Yes
NJADRE1555690725 | Administratively Determined Incentive Program | OCEAN VIEW | 8230 | 21 | 11.07 | Residential | Behind the Meter | No | Net Metered Residential | Sun Up Zero Down |  | AC Electric | Accepted | 2024-01-24 | 2024-02-14 | 2025-02-14 | Inverters | Enphase | IQ8PLUS-72-2-US | 290 |  | 27 |  |  | 0.976 |  | Outdoor
NJADRE1555690725 | Administratively Determined Incentive Program | OCEAN VIEW | 8230 | 21 | 11.07 | Residential | Behind the Meter | No | Net Metered Residential | Sun Up Zero Down |  | AC Electric | Accepted | 2024-01-24 | 2024-02-14 | 2025-02-14 | Solar Panels | Trina | TSM-410-NE09RC.05 Vertex S+ |  | 0.41 | 27 | 225 | 27 |  | Fixed | Roof
NJADRE1555690730 | Administratively Determined Incentive Program | ANNANDALE | 8801 | 4 | 10.94 | Residential | Behind the Meter | Yes | Net Metered Residential | Trinity Solar |  | JCP&L | Accepted | 2024-01-24 | 2024-02-14 | 2025-02-14 | Inverters | Solar Edge | SE10000H-US | 10000 |  | 1 |  |  | 0.97 |  | Outdoor
NJADRE1555690730 | Administratively Determined Incentive Program | ANNANDALE | 8801 | 4 | 10.94 | Residential | Behind the Meter | Yes | Net Metered Residential | Trinity Solar |  | JCP&L | Accepted | 2024-01-24 | 2024-02-14 | 2025-02-14 | Solar Panels | HANWHA | (Q.PEAK DUO BLK ML-G10+ 405) |  | 0.405 | 27 | 229 | 27 |  | Fixed | Roof
NJADRE1555690733 | Administratively Determined Incentive Program | MANAHAWKIN | 8050 | 18 | 7.6 | Residential | Behind the Meter | Yes | Net Metered Residential | Sunrun Installation Services, Inc. |  | AC Electric | Accepted | 2024-01-24 | 2024-02-14 | 2025-02-14 | Inverters | SolarEdge Technologies | SE6000H-USSN | 6000 |  | 1 |  |  | 0.99 |  | Outdoor | Next to meter
NJADRE1555690733 | Administratively Determined Incentive Program | MANAHAWKIN | 8050 | 18 | 7.6 | Residential | Behind the Meter | Yes | Net Metered Residential | Sunrun Installation Services, Inc. |  | AC Electric | Accepted | 2024-01-24 | 2024-02-14 | 2025-02-14 | Solar Panels | Hanwha Q Cells | Q.PEAK DUO BLK ML-G10+/T 400 |  | 0.4 | 2 | 81 | 36 |  | Fixed | Roof
NJADRE1555690733 | Administratively Determined Incentive Program | MANAHAWKIN | 8050 | 18 | 7.6 | Residential | Behind the Meter | Yes | Net Metered Residential | Sunrun Installation Services, Inc. |  | AC Electric | Accepted | 2024-01-24 | 2024-02-14 | 2025-02-14 | Solar Panels | Hanwha Q Cells | Q.PEAK DUO BLK ML-G10+/T 400 |  | 0.4 | 2 | 262 | 37 |  | Fixed | Roof
NJADRE1555690733 | Administratively Determined Incentive Program | MANAHAWKIN | 8050 | 18 | 7.6 | Residential | Behind the Meter | Yes | Net Metered Residential | Sunrun Installation Services, Inc. |  | AC Electric | Accepted | 2024-01-24 | 2024-02-14 | 2025-02-14 | Solar Panels | Hanwha Q Cells | Q.PEAK DUO BLK ML-G10+/T 400 |  | 0.4 | 15 | 351 | 30 |  | Fixed | Roof
NJADRE1555690745 | Administratively Determined Incentive Program | RANDOLPH | 7869 | 3 | 7.7 | Residential | Behind the Meter | No | Net Metered Residential | Sunrun Installation Services, Inc. |  | JCP&L | Accepted | 2024-01-24 | 2024-02-14 | 2025-02-14 | Inverters | SOLAREDGE TECHNOLOGIES | SE6000H-USSN | 6000 |  | 1 |  |  | 0.99 |  | Outside | Next to Meter
NJADRE1555690745 | Administratively Determined Incentive Program | RANDOLPH | 7869 | 3 | 7.7 | Residential | Behind the Meter | No | Net Metered Residential | Sunrun Installation Services, Inc. |  | JCP&L | Accepted | 2024-01-24 | 2024-02-14 | 2025-02-14 | Solar Panels | HANWHA Q-CELLS | Q.PEAK DUO BLK ML-G10+ 405 |  | 0.405 | 8 | 224 | 19 |  | Fixed | Roof
NJADRE1555690745 | Administratively Determined Incentive Program | RANDOLPH | 7869 | 3 | 7.7 | Residential | Behind the Meter | No | Net Metered Residential | Sunrun Installation Services, Inc. |  | JCP&L | Accepted | 2024-01-24 | 2024-02-14 | 2025-02-14 | Solar Panels | HANWHA Q-CELLS | Q.PEAK DUO BLK ML-G10+ 405 |  | 0.405 | 11 | 131 | 25 |  | Fixed | Roof
NJADRE1555690754 | Administratively Determined Incentive Program | WHARTON | 7885 | 3 | 74.93 | Commercial | Behind the Meter | No | Small Net-Metered Non-Residential located on Rooftop, Carport, Canopy and Floating Solar | Green House Solar |  | JCP&L | Accepted | 2024-01-24 | 2024-02-22 | 2025-02-22 | Inverters | SOLAR EDGE | SE 17.3K US | 17300 |  | 3 |  |  | 0.97 |  | Indoor
NJADRE1555690754 | Administratively Determined Incentive Program | WHARTON | 7885 | 3 | 74.93 | Commercial | Behind the Meter | No | Small Net-Metered Non-Residential located on Rooftop, Carport, Canopy and Floating Solar | Green House Solar |  | JCP&L | Accepted | 2024-01-24 | 2024-02-22 | 2025-02-22 | Solar Panels | Q CELL | QCELL 405 |  | 0.405 | 72 | 122 | 30 |  | Fixed | Roof
NJADRE1555690754 | Administratively Determined Incentive Program | WHARTON | 7885 | 3 | 74.93 | Commercial | Behind the Meter | No | Small Net-Metered Non-Residential located on Rooftop, Carport, Canopy and Floating Solar | Green House Solar |  | JCP&L | Accepted | 2024-01-24 | 2024-02-22 | 2025-02-22 | Solar Panels | Q CELL | QCELL 405 |  | 0.405 | 29 | 212 | 30 |  | Fixed | Roof
NJADRE1555690754 | Administratively Determined Incentive Program | WHARTON | 7885 | 3 | 74.93 | Commercial | Behind the Meter | No | Small Net-Metered Non-Residential located on Rooftop, Carport, Canopy and Floating Solar | Green House Solar |  | JCP&L | Accepted | 2024-01-24 | 2024-02-22 | 2025-02-22 | Solar Panels | Q CELL | QCELL 405 |  | 0.405 | 4 | 212 | 30 |  | Fixed | Roof
NJADRE1555690754 | Administratively Determined Incentive Program | WHARTON | 7885 | 3 | 74.93 | Commercial | Behind the Meter | No | Small Net-Metered Non-Residential located on Rooftop, Carport, Canopy and Floating Solar | Green House Solar |  | JCP&L | Accepted | 2024-01-24 | 2024-02-22 | 2025-02-22 | Solar Panels | Q CELL | qcell405 |  | 0.405 | 80 | 122 | 14 |  | Fixed | Roof
NJADRE1555690762 | Administratively Determined Incentive Program | OCEAN | 7712 | 17 | 12.56 | Residential | Behind the Meter | Yes | Net Metered Residential | EMT Renewables |  | JCP&L | Accepted | 2024-01-24 | 2024-02-14 | 2025-02-14 | Inverters | ENPHASE | IQ8+ | 290 |  | 31 |  |  | 0.98 |  | Other | UNDER EACH PANEL
NJADRE1555690762 | Administratively Determined Incentive Program | OCEAN | 7712 | 17 | 12.56 | Residential | Behind the Meter | Yes | Net Metered Residential | EMT Renewables |  | JCP&L | Accepted | 2024-01-24 | 2024-02-14 | 2025-02-14 | Solar Panels | Q CELLS | Q PEAK DUO BLK |  | 0.405 | 24 | 168 | 23 |  | Fixed | Roof
NJADRE1555690762 | Administratively Determined Incentive Program | OCEAN | 7712 | 17 | 12.56 | Residential | Behind the Meter | Yes | Net Metered Residential | EMT Renewables |  | JCP&L | Accepted | 2024-01-24 | 2024-02-14 | 2025-02-14 | Solar Panels | Q CELLS | Q PEAK DUO BLK |  | 0.405 | 7 | 170 | 23 |  | Fixed | Roof
NJADRE1555690794 | Administratively Determined Incentive Program | Teaneck | 7666 | 7 | 4.46 | Residential | Behind the Meter | Yes | Net Metered Residential | Trinity Solar Inc. |  | PSE&G | Accepted | 2024-01-24 | 2024-02-14 | 2025-02-14 | Inverters | Solar Edge | SE3800H-US | 3000 |  | 1 |  |  | 0.97 |  | Outdoor
NJADRE1555690794 | Administratively Determined Incentive Program | Teaneck | 7666 | 7 | 4.46 | Residential | Behind the Meter | Yes | Net Metered Residential | Trinity Solar Inc. |  | PSE&G | Accepted | 2024-01-24 | 2024-02-14 | 2025-02-14 | Solar Panels | HANWHA | HANWHA 405 (Q.PEAK DUO BLK ML-G10+ 405) |  | 0.405 | 11 | 111 | 34 |  | Fixed | Roof
NJADRE1555690798 | Administratively Determined Incentive Program | Wharton | 7886 |  | 27.54 | Commercial | Behind the Meter | No | Small Net-Metered Non-Residential located on Rooftop, Carport, Canopy and Floating Solar | Green House Solar |  | JCP&L | Accepted | 2024-01-24 | 2024-02-20 | 2025-02-20 | Inverters | solar edge | SE 17.3K US | 17 |  | 1 |  |  | 0.97 |  | Indoor
NJADRE1555690798 | Administratively Determined Incentive Program | Wharton | 7886 |  | 27.54 | Commercial | Behind the Meter | No | Small Net-Metered Non-Residential located on Rooftop, Carport, Canopy and Floating Solar | Green House Solar |  | JCP&L | Accepted | 2024-01-24 | 2024-02-20 | 2025-02-20 | Solar Panels | q cell | qcell405 |  | 0.405 | 68 | 212 | 30 |  | Fixed | Roof
NJADRE1555690813 | Administratively Determined Incentive Program | SOUTHAMPTON | 8088 | 13 | 11.34 | Residential | Behind the Meter | Yes | Net Metered Residential | EMT Renewables |  | JCP&L | Accepted | 2024-01-24 | 2024-02-26 | 2025-02-26 | Inverters | ENPHASE | IQ8+ | 290 |  | 28 |  |  | 0.98 |  | Other | UNDER EACH PANEL
NJADRE1555690813 | Administratively Determined Incentive Program | SOUTHAMPTON | 8088 | 13 | 11.34 | Residential | Behind the Meter | Yes | Net Metered Residential | EMT Renewables |  | JCP&L | Accepted | 2024-01-24 | 2024-02-26 | 2025-02-26 | Solar Panels | Q CELLS | Q PEAK DUO BLK |  | 0.405 | 8 | 233 | 27 |  | Fixed | Roof
NJADRE1555690813 | Administratively Determined Incentive Program | SOUTHAMPTON | 8088 | 13 | 11.34 | Residential | Behind the Meter | Yes | Net Metered Residential | EMT Renewables |  | JCP&L | Accepted | 2024-01-24 | 2024-02-26 | 2025-02-26 | Solar Panels | Q CELLS | Q PEAK DUO BLK |  | 0.405 | 6 | 144 | 25 |  | Fixed | Roof
NJADRE1555690813 | Administratively Determined Incentive Program | SOUTHAMPTON | 8088 | 13 | 11.34 | Residential | Behind the Meter | Yes | Net Metered Residential | EMT Renewables |  | JCP&L | Accepted | 2024-01-24 | 2024-02-26 | 2025-02-26 | Solar Panels | Q CELLS | Q PEAK DUO BLK |  | 0.405 | 14 | 324 | 25 |  | Fixed | Roof
NJADRE1555690840 | Administratively Determined Incentive Program | Parsippany | 7054 | 3 | 4.05 | Residential | Behind the Meter | Yes | Net Metered Residential | Sunrun Installation Services, Inc. |  | JCP&L | Accepted | 2024-01-24 | 2024-02-14 | 2025-02-14 | Inverters | SolarEdge Technologies | SE3800H-USMN | 3800 |  | 1 |  |  | 0.99 |  | Outdoor | Next to meter
NJADRE1555690840 | Administratively Determined Incentive Program | Parsippany | 7054 | 3 | 4.05 | Residential | Behind the Meter | Yes | Net Metered Residential | Sunrun Installation Services, Inc. |  | JCP&L | Accepted | 2024-01-24 | 2024-02-14 | 2025-02-14 | Solar Panels | Hanwha Q Cells | Q.PEAK DUO BLK ML-G10+ 405 |  | 0.405 | 3 | 262 | 36 |  | Fixed | Roof
NJADRE1555690840 | Administratively Determined Incentive Program | Parsippany | 7054 | 3 | 4.05 | Residential | Behind the Meter | Yes | Net Metered Residential | Sunrun Installation Services, Inc. |  | JCP&L | Accepted | 2024-01-24 | 2024-02-14 | 2025-02-14 | Solar Panels | Hanwha Q Cells | Q.PEAK DUO BLK ML-G10+ 405 |  | 0.405 | 7 | 172 | 36 |  | Fixed | Roof
NJADRE1555690849 | Administratively Determined Incentive Program | CARTERET | 7008 | 11 | 7.51 | Residential | Behind the Meter | Yes | Net Metered Residential | Seapoint Solar Energy LLC |  | PSE&G | Accepted | 2024-01-24 | 2024-02-15 | 2025-02-15 | Solar Panels | Canadian Solar | CS6R-395MS-HL |  | 0.395 | 19 | 106 | 19 |  | Fixed | Roof
NJADRE1555690849 | Administratively Determined Incentive Program | CARTERET | 7008 | 11 | 7.51 | Residential | Behind the Meter | Yes | Net Metered Residential | Seapoint Solar Energy LLC |  | PSE&G | Accepted | 2024-01-24 | 2024-02-15 | 2025-02-15 | Inverters | Enphase | IQ8PLUS-72-2-US | 290 |  | 19 |  |  | 0.97 |  | Outdoor
NJADRE1555690861 | Administratively Determined Incentive Program | TEANECK | 7666 | 7 | 7.29 | Residential | Behind the Meter | Yes | Net Metered Residential | Trinity Solar |  | PSE&G | Accepted | 2024-01-24 | 2024-02-14 | 2025-02-14 | Solar Panels | HANWHA | (Q.PEAK DUO BLK ML-G10+ 405) |  | 0.405 | 15 | 26 | 30 |  | Fixed | Roof
NJADRE1555690861 | Administratively Determined Incentive Program | TEANECK | 7666 | 7 | 7.29 | Residential | Behind the Meter | Yes | Net Metered Residential | Trinity Solar |  | PSE&G | Accepted | 2024-01-24 | 2024-02-14 | 2025-02-14 | Solar Panels | HANWHA | (Q.PEAK DUO BLK ML-G10+ 405) |  | 0.405 | 3 | 206 | 30 |  | Fixed | Roof
NJADRE1555690861 | Administratively Determined Incentive Program | TEANECK | 7666 | 7 | 7.29 | Residential | Behind the Meter | Yes | Net Metered Residential | Trinity Solar |  | PSE&G | Accepted | 2024-01-24 | 2024-02-14 | 2025-02-14 | Inverters | Solar Edge | SE6000H-US | 6000 |  | 1 |  |  | 0.97 |  | Outside
NJADRE1555690884 | Administratively Determined Incentive Program | PLAINSBORO | 8536 | 11 | 10.3 | Residential | Behind the Meter | No | Net Metered Residential | Solar Energy World |  | PSE&G | Accepted | 2024-01-24 | 2024-02-16 | 2025-02-16 | Solar Panels | Longi | LR4-60-HPB-355M |  | 0.355 | 29 | 180 | 23 |  | Fixed | Roof
NJADRE1555690884 | Administratively Determined Incentive Program | PLAINSBORO | 8536 | 11 | 10.3 | Residential | Behind the Meter | No | Net Metered Residential | Solar Energy World |  | PSE&G | Accepted | 2024-01-24 | 2024-02-16 | 2025-02-16 | Inverters | Enphase | IQ8-60-2-US | 288 |  | 29 |  |  | 0.97 |  | Outside
NJADRE1555690921 | Administratively Determined Incentive Program | PISCATAWAY | 8854 | 11 | 6.4 | Residential | Behind the Meter | Yes | Net Metered Residential | Sunrun Installation Services, Inc. |  | PSE&G | Accepted | 2024-01-24 | 2024-02-14 | 2025-02-14 | Inverters | SolarEdge Technologies | SE6000H-USSN | 6000 |  | 1 |  |  | 0.99 |  | Outdoor | Next to meter
NJADRE1555690921 | Administratively Determined Incentive Program | PISCATAWAY | 8854 | 11 | 6.4 | Residential | Behind the Meter | Yes | Net Metered Residential | Sunrun Installation Services, Inc. |  | PSE&G | Accepted | 2024-01-24 | 2024-02-14 | 2025-02-14 | Solar Panels | Hanwha Q Cells | Q.PEAK DUO BLK ML-G10+/T 400 |  | 0.4 | 16 | 248 | 22 |  | Fixed | Roof
NJADRE1555690946 | Administratively Determined Incentive Program | DOVER | 7801 | 3 | 4.8 | Residential | Behind the Meter | Yes | Net Metered Residential | PosiGen Developer, LLC |  | JCP&L | Accepted | 2024-01-24 | 2024-02-14 | 2025-02-14 | Inverters | SOLAREDGE | SE3800H-US | 3800 |  | 1 |  |  | 0.99 |  | Outdoor | WITHIN TEN FEET OF METER
NJADRE1555690946 | Administratively Determined Incentive Program | DOVER | 7801 | 3 | 4.8 | Residential | Behind the Meter | Yes | Net Metered Residential | PosiGen Developer, LLC |  | JCP&L | Accepted | 2024-01-24 | 2024-02-14 | 2025-02-14 | Solar Panels | SILFAB | SIL400HC+ |  | 0.4 | 3 | 142 | 14 |  | Fixed | Roof
NJADRE1555690946 | Administratively Determined Incentive Program | DOVER | 7801 | 3 | 4.8 | Residential | Behind the Meter | Yes | Net Metered Residential | PosiGen Developer, LLC |  | JCP&L | Accepted | 2024-01-24 | 2024-02-14 | 2025-02-14 | Solar Panels | SILFAB | SIL400HC+ |  | 0.4 | 9 | 232 | 23 |  | Fixed | Roof
NJADRE1555690952 | Administratively Determined Incentive Program | ENGLEWOOD CLIFFS | 7632 | 7 | 19.04 | Residential | Behind the Meter | No | Net Metered Residential | Tesla Energy Operations Inc. |  | PSE&G | Accepted | 2024-01-24 | 2024-02-14 | 2025-02-14 | Solar Panels | Hanwha | Q.PEAK DUO BLK ML-G10+/TS 405 |  | 0.405 | 4 | 82 | 30 |  | Fixed | Roof
NJADRE1555690952 | Administratively Determined Incentive Program | ENGLEWOOD CLIFFS | 7632 | 7 | 19.04 | Residential | Behind the Meter | No | Net Metered Residential | Tesla Energy Operations Inc. |  | PSE&G | Accepted | 2024-01-24 | 2024-02-14 | 2025-02-14 | Solar Panels | Hanwha | Q.PEAK DUO BLK ML-G10+/TS 405 |  | 0.405 | 3 | 262 | 30 |  | Fixed | Roof
NJADRE1555690952 | Administratively Determined Incentive Program | ENGLEWOOD CLIFFS | 7632 | 7 | 19.04 | Residential | Behind the Meter | No | Net Metered Residential | Tesla Energy Operations Inc. |  | PSE&G | Accepted | 2024-01-24 | 2024-02-14 | 2025-02-14 | Solar Panels | Hanwha | Q.PEAK DUO BLK ML-G10+/TS 405 |  | 0.405 | 10 | 172 | 21 |  | Fixed | Roof
NJADRE1555690952 | Administratively Determined Incentive Program | ENGLEWOOD CLIFFS | 7632 | 7 | 19.04 | Residential | Behind the Meter | No | Net Metered Residential | Tesla Energy Operations Inc. |  | PSE&G | Accepted | 2024-01-24 | 2024-02-14 | 2025-02-14 | Solar Panels | Hanwha | Q.PEAK DUO BLK ML-G10+/TS 405 |  | 0.405 | 3 | 172 | 22 |  | Fixed | Roof
NJADRE1555690952 | Administratively Determined Incentive Program | ENGLEWOOD CLIFFS | 7632 | 7 | 19.04 | Residential | Behind the Meter | No | Net Metered Residential | Tesla Energy Operations Inc. |  | PSE&G | Accepted | 2024-01-24 | 2024-02-14 | 2025-02-14 | Solar Panels | Hanwha | Q.PEAK DUO BLK ML-G10+/TS 405 |  | 0.405 | 2 | 262 | 30 |  | Fixed | Roof
NJADRE1555690952 | Administratively Determined Incentive Program | ENGLEWOOD CLIFFS | 7632 | 7 | 19.04 | Residential | Behind the Meter | No | Net Metered Residential | Tesla Energy Operations Inc. |  | PSE&G | Accepted | 2024-01-24 | 2024-02-14 | 2025-02-14 | Solar Panels | Hanwha | Q.PEAK DUO BLK ML-G10+/TS 405 |  | 0.405 | 3 | 352 | 30 |  | Fixed | Roof
NJADRE1555690952 | Administratively Determined Incentive Program | ENGLEWOOD CLIFFS | 7632 | 7 | 19.04 | Residential | Behind the Meter | No | Net Metered Residential | Tesla Energy Operations Inc. |  | PSE&G | Accepted | 2024-01-24 | 2024-02-14 | 2025-02-14 | Solar Panels | Hanwha | Q.PEAK DUO BLK ML-G10+/TS 405 |  | 0.405 | 22 | 352 | 16 |  | Fixed | Roof
NJADRE1555690952 | Administratively Determined Incentive Program | ENGLEWOOD CLIFFS | 7632 | 7 | 19.04 | Residential | Behind the Meter | No | Net Metered Residential | Tesla Energy Operations Inc. |  | PSE&G | Accepted | 2024-01-24 | 2024-02-14 | 2025-02-14 | Inverters | Tesla | 1538000-45-A | 7600 |  | 1 |  |  | 0.98 |  | Indoor
NJADRE1555690952 | Administratively Determined Incentive Program | ENGLEWOOD CLIFFS | 7632 | 7 | 19.04 | Residential | Behind the Meter | No | Net Metered Residential | Tesla Energy Operations Inc. |  | PSE&G | Accepted | 2024-01-24 | 2024-02-14 | 2025-02-14 | Inverters | Tesla | 1538000-45-A | 3800 |  | 1 |  |  | 0.98 |  | Indoor
NJADRE1555690956 | Administratively Determined Incentive Program | WEST LONG BRANCH | 7764 | 17 | 19.17 | Residential | Behind the Meter | No | Net Metered Residential | Solar Energy World |  | JCP&L | Accepted | 2024-01-24 | 2024-02-16 | 2025-02-16 | Solar Panels | Longi | LR4-60-HPB-355M |  | 0.355 | 20 | 170 | 27 |  | Fixed | Roof
NJADRE1555690956 | Administratively Determined Incentive Program | WEST LONG BRANCH | 7764 | 17 | 19.17 | Residential | Behind the Meter | No | Net Metered Residential | Solar Energy World |  | JCP&L | Accepted | 2024-01-24 | 2024-02-16 | 2025-02-16 | Solar Panels | Longi | LR4-60-HPB-355M |  | 0.355 | 19 | 350 | 26 |  | Fixed | Roof
NJADRE1555690956 | Administratively Determined Incentive Program | WEST LONG BRANCH | 7764 | 17 | 19.17 | Residential | Behind the Meter | No | Net Metered Residential | Solar Energy World |  | JCP&L | Accepted | 2024-01-24 | 2024-02-16 | 2025-02-16 | Solar Panels | Longi | LR4-60-HPB-355M |  | 0.355 | 12 | 170 | 27 |  | Fixed | Roof
NJADRE1555690956 | Administratively Determined Incentive Program | WEST LONG BRANCH | 7764 | 17 | 19.17 | Residential | Behind the Meter | No | Net Metered Residential | Solar Energy World |  | JCP&L | Accepted | 2024-01-24 | 2024-02-16 | 2025-02-16 | Solar Panels | Longi | LR4-60-HPB-355M |  | 0.355 | 3 | 350 | 26 |  | Fixed | Roof
NJADRE1555690956 | Administratively Determined Incentive Program | WEST LONG BRANCH | 7764 | 17 | 19.17 | Residential | Behind the Meter | No | Net Metered Residential | Solar Energy World |  | JCP&L | Accepted | 2024-01-24 | 2024-02-16 | 2025-02-16 | Inverters | Enphase | IQ8-60-2-US | 290 |  | 54 |  |  | 0 |  | Outside
NJADRE1555690970 | Administratively Determined Incentive Program | WILLINGBORO | 8046 | 13 | 4.8 | Residential | Behind the Meter | Yes | Net Metered Residential | PosiGen Developer, LLC |  | PSE&G | Accepted | 2024-01-24 | 2024-02-20 | 2025-02-20 | Inverters | SOLAREDGE | SE3800H-US | 3800 |  | 1 |  |  | 0.99 |  | Outside | within ten feet of meter
NJADRE1555690970 | Administratively Determined Incentive Program | WILLINGBORO | 8046 | 13 | 4.8 | Residential | Behind the Meter | Yes | Net Metered Residential | PosiGen Developer, LLC |  | PSE&G | Accepted | 2024-01-24 | 2024-02-20 | 2025-02-20 | Solar Panels | Silfab | SIL-400 HC+ |  | 0.4 | 12 | 133 | 41 |  | Fixed | Roof
NJADRE1555690977 | Administratively Determined Incentive Program | WOODLAND PARK | 7424 | 6 | 4.86 | Residential | Behind the Meter | No | Net Metered Residential | EMT Renewables |  | PSE&G | Accepted | 2024-01-24 | 2024-02-14 | 2025-02-14 | Inverters | ENPHASE | IQ8+ | 290 |  | 12 |  |  | 0.98 |  | Other | UNDER EACH PANEL
NJADRE1555690977 | Administratively Determined Incentive Program | WOODLAND PARK | 7424 | 6 | 4.86 | Residential | Behind the Meter | No | Net Metered Residential | EMT Renewables |  | PSE&G | Accepted | 2024-01-24 | 2024-02-14 | 2025-02-14 | Solar Panels | Q CELLS | Q PEAK DUO BLK |  | 0.405 | 8 | 60 | 37 |  | Fixed | Roof
NJADRE1555690977 | Administratively Determined Incentive Program | WOODLAND PARK | 7424 | 6 | 4.86 | Residential | Behind the Meter | No | Net Metered Residential | EMT Renewables |  | PSE&G | Accepted | 2024-01-24 | 2024-02-14 | 2025-02-14 | Solar Panels | Q CELLS | Q PEAK DUO BLK |  | 0.405 | 4 | 240 | 37 |  | Fixed | Roof
NJADRE1555690994 | Administratively Determined Incentive Program | HALEDON | 7508 | 6 | 11.6 | Residential | Behind the Meter | Yes | Net Metered Residential | Sunrun Installation Services, Inc. |  | PSE&G | Accepted | 2024-01-24 | 2024-02-14 | 2025-02-14 | Inverters | SolarEdge Technologies | SE10000H-USSN | 10000 |  | 1 |  |  | 0.99 |  | Outdoor | Next to meter
NJADRE1555690994 | Administratively Determined Incentive Program | HALEDON | 7508 | 6 | 11.6 | Residential | Behind the Meter | Yes | Net Metered Residential | Sunrun Installation Services, Inc. |  | PSE&G | Accepted | 2024-01-24 | 2024-02-14 | 2025-02-14 | Solar Panels | Hanwha Q Cells | Q.PEAK DUO BLK ML-G10+/T 400 |  | 0.4 | 15 | 318 | 28 |  | Fixed | Roof
NJADRE1555690994 | Administratively Determined Incentive Program | HALEDON | 7508 | 6 | 11.6 | Residential | Behind the Meter | Yes | Net Metered Residential | Sunrun Installation Services, Inc. |  | PSE&G | Accepted | 2024-01-24 | 2024-02-14 | 2025-02-14 | Solar Panels | Hanwha Q Cells | Q.PEAK DUO BLK ML-G10+/T 400 |  | 0.4 | 14 | 138 | 18 |  | Fixed | Roof
NJADRE1555691068 | Administratively Determined Incentive Program | PISCATAWAY | 8854 | 11 | 3.56 | Residential | Behind the Meter | No | Net Metered Residential | Fusion Solar Energy |  | PSE&G | Accepted | 2024-01-24 | 2024-02-14 | 2025-02-14 | Inverters | ENPHASE | IQ7PLUS-72-2-US | 290 |  | 9 |  |  | 0.94 |  | Outside
NJADRE1555691068 | Administratively Determined Incentive Program | PISCATAWAY | 8854 | 11 | 3.56 | Residential | Behind the Meter | No | Net Metered Residential | Fusion Solar Energy |  | PSE&G | Accepted | 2024-01-24 | 2024-02-14 | 2025-02-14 | Solar Panels | CANADIAN SOLAR | CS6R-395MS-HL |  | 0.395 | 9 | 180 | 8 |  | Fixed | Roof
NJADRE1555691110 | Administratively Determined Incentive Program | TRENTON | 8611 | 12 | 4.8 | Residential | Behind the Meter | Yes | Net Metered Residential | Posigen Developer. LLC |  | PSE&G | Accepted | 2024-01-24 | 2024-02-14 | 2025-02-14 | Solar Panels | Silfab | SIL-400 HC+ |  | 0.4 | 12 | 164 | 0 |  | Fixed | Roof
NJADRE1555691110 | Administratively Determined Incentive Program | TRENTON | 8611 | 12 | 4.8 | Residential | Behind the Meter | Yes | Net Metered Residential | Posigen Developer. LLC |  | PSE&G | Accepted | 2024-01-24 | 2024-02-14 | 2025-02-14 | Inverters | SolarEdge | SE3800H-US | 3800 |  | 1 |  |  | 0.99 |  | Outdoor | within ten feet of meter
NJADRE1555691247 | Administratively Determined Incentive Program | NEWTON | 7860 | 1 | 9.2 | Residential | Behind the Meter | Yes | Net Metered Residential | Pro Custom Solar dba Momentum Solar |  | JCP&L | Accepted | 2024-01-24 | 2024-02-14 | 2025-02-14 | Inverters | IQ8PLUS-72-2-US | enphase | 290 |  | 23 |  |  | 0.97 |  | Outdoor
NJADRE1555691247 | Administratively Determined Incentive Program | NEWTON | 7860 | 1 | 9.2 | Residential | Behind the Meter | Yes | Net Metered Residential | Pro Custom Solar dba Momentum Solar |  | JCP&L | Accepted | 2024-01-24 | 2024-02-14 | 2025-02-14 | Solar Panels | Q. PEAK DUO BLK ML-G10+400 | hanwha |  | 0.4 | 23 | 209 | 32 |  | Fixed | Roof
NJADRE1555691261 | Administratively Determined Incentive Program | Flemington | 8822 | 4 | 9.32 | Residential | Behind the Meter | No | Net Metered Residential | Tesla Energy Operations Inc. |  | JCP&L | Accepted | 2024-01-24 | 2024-02-22 | 2025-02-22 | Solar Panels | Hanwha | Q.PEAK DUO BLK ML-G10+/TS 405 |  | 0.405 | 6 | 242 | 34 |  | Fixed | Roof
NJADRE1555691261 | Administratively Determined Incentive Program | Flemington | 8822 | 4 | 9.32 | Residential | Behind the Meter | No | Net Metered Residential | Tesla Energy Operations Inc. |  | JCP&L | Accepted | 2024-01-24 | 2024-02-22 | 2025-02-22 | Solar Panels | Hanwha | Q.PEAK DUO BLK ML-G10+/TS 405 |  | 0.405 | 6 | 242 | 34 |  | Fixed | Roof
NJADRE1555691261 | Administratively Determined Incentive Program | Flemington | 8822 | 4 | 9.32 | Residential | Behind the Meter | No | Net Metered Residential | Tesla Energy Operations Inc. |  | JCP&L | Accepted | 2024-01-24 | 2024-02-22 | 2025-02-22 | Solar Panels | Hanwha | Q.PEAK DUO BLK ML-G10+/TS 405 |  | 0.405 | 11 | 242 | 34 |  | Fixed | Roof
NJADRE1555691261 | Administratively Determined Incentive Program | Flemington | 8822 | 4 | 9.32 | Residential | Behind the Meter | No | Net Metered Residential | Tesla Energy Operations Inc. |  | JCP&L | Accepted | 2024-01-24 | 2024-02-22 | 2025-02-22 | Inverters | Tesla | 1538000-45-A | 7600 |  | 1 |  |  | 0.98 |  | Outdoor
NJADRE1555691263 | Administratively Determined Incentive Program | JERSEY CITY | 7305 | 8 | 4.98 | Residential | Behind the Meter | Yes | Net Metered Residential | PosiGen Developer, LLC |  | PSE&G | Accepted | 2024-01-24 | 2024-02-15 | 2025-02-15 | Inverters | SOLAREDGE | SE3800H-US | 3800 |  | 1 |  |  | 0.99 |  | Outside | WITHIN TEN FEET OF METER
NJADRE1555691263 | Administratively Determined Incentive Program | JERSEY CITY | 7305 | 8 | 4.98 | Residential | Behind the Meter | Yes | Net Metered Residential | PosiGen Developer, LLC |  | PSE&G | Accepted | 2024-01-24 | 2024-02-15 | 2025-02-15 | Solar Panels | CANADIAN SOLAR | CS3N-415MS |  | 0.415 | 12 | 236 | 5 |  | Fixed | Roof
NJADRE1555691277 | Administratively Determined Incentive Program | WEST DEPTFORD TWP | 8086 | 15 | 11.2 | Residential | Behind the Meter | Yes | Net Metered Residential | Sunrun Installation Services, Inc. |  | PSE&G | Accepted | 2024-01-24 | 2024-02-19 | 2025-02-19 | Inverters | Delta Electronics | E10-TL-US | 10000 |  | 1 |  |  | 0.975 |  | Outdoor | Next To Meter
NJADRE1555691277 | Administratively Determined Incentive Program | WEST DEPTFORD TWP | 8086 | 15 | 11.2 | Residential | Behind the Meter | Yes | Net Metered Residential | Sunrun Installation Services, Inc. |  | PSE&G | Accepted | 2024-01-24 | 2024-02-19 | 2025-02-19 | Solar Panels | HANWHA Q-CELLS | Q.PEAK DUO BLK ML-G10+/T 400 |  | 0.4 | 19 | 258 | 34 |  | Fixed | Roof
NJADRE1555691277 | Administratively Determined Incentive Program | WEST DEPTFORD TWP | 8086 | 15 | 11.2 | Residential | Behind the Meter | Yes | Net Metered Residential | Sunrun Installation Services, Inc. |  | PSE&G | Accepted | 2024-01-24 | 2024-02-19 | 2025-02-19 | Solar Panels | HANWHA Q-CELLS | Q.PEAK DUO BLK ML-G10+/T 400 |  | 0.4 | 9 | 78 | 34 |  | Fixed | Roof
NJADRE1555691294 | Administratively Determined Incentive Program | SEWELL | 8080 | 15 | 8.8 | Residential | Behind the Meter | Yes | Net Metered Residential | Pro Custom Solar dba Momentum Solar |  | PSE&G | Accepted | 2024-01-24 | 2024-02-14 | 2025-02-14 | Solar Panels | Q. PEAK DUO BLK ML-G10+400 | hanwha |  | 0.4 | 16 | 216 | 26 |  | Fixed | Roof
NJADRE1555691294 | Administratively Determined Incentive Program | SEWELL | 8080 | 15 | 8.8 | Residential | Behind the Meter | Yes | Net Metered Residential | Pro Custom Solar dba Momentum Solar |  | PSE&G | Accepted | 2024-01-24 | 2024-02-14 | 2025-02-14 | Solar Panels | Q. PEAK DUO BLK ML-G10+400 | hanwha |  | 0.4 | 6 | 127 | 26 |  | Fixed | Roof
NJADRE1555691294 | Administratively Determined Incentive Program | SEWELL | 8080 | 15 | 8.8 | Residential | Behind the Meter | Yes | Net Metered Residential | Pro Custom Solar dba Momentum Solar |  | PSE&G | Accepted | 2024-01-24 | 2024-02-14 | 2025-02-14 | Inverters | IQ8PLUS-72-2-US | enphase | 290 |  | 22 |  |  | 0.97 |  | Outdoor
NJADRE1555691313 | Administratively Determined Incentive Program | CLAYTON | 8312 | 15 | 8.8 | Residential | Behind the Meter | No | Net Metered Residential | Source the Sun Solar, Inc. |  | AC Electric | Accepted | 2024-01-24 | 2024-02-14 | 2025-02-14 | Solar Panels | Hanwha | Q.Peak Duo Blk ML-G10+ 400 |  | 0.4 | 11 | 78 | 18 |  | Fixed | Roof
NJADRE1555691313 | Administratively Determined Incentive Program | CLAYTON | 8312 | 15 | 8.8 | Residential | Behind the Meter | No | Net Metered Residential | Source the Sun Solar, Inc. |  | AC Electric | Accepted | 2024-01-24 | 2024-02-14 | 2025-02-14 | Solar Panels | Hanwha | Q.Peak Duo Blk ML-G10+ 400 |  | 0.4 | 11 | 258 | 18 |  | Fixed | Roof
NJADRE1555691313 | Administratively Determined Incentive Program | CLAYTON | 8312 | 15 | 8.8 | Residential | Behind the Meter | No | Net Metered Residential | Source the Sun Solar, Inc. |  | AC Electric | Accepted | 2024-01-24 | 2024-02-14 | 2025-02-14 | Inverters | Enphase Energy | IQ8PLUS-72-2-US | 290 |  | 22 |  |  | 0.977 |  | Outdoor | Under Panels
NJADRE1555691315 | Administratively Determined Incentive Program | CAPE MAY COURTHOUSE | 8210 | 21 | 11.2 | Residential | Behind the Meter | Yes | Net Metered Residential | Pro Custom Solar dba Momentum Solar |  | AC Electric | Accepted | 2024-01-24 | 2024-02-14 | 2025-02-14 | Solar Panels | Q. PEAK DUO BLK ML-G10+400 | hanwha |  | 0.4 | 6 | 204 | 9 |  | Fixed | Roof
NJADRE1555691315 | Administratively Determined Incentive Program | CAPE MAY COURTHOUSE | 8210 | 21 | 11.2 | Residential | Behind the Meter | Yes | Net Metered Residential | Pro Custom Solar dba Momentum Solar |  | AC Electric | Accepted | 2024-01-24 | 2024-02-14 | 2025-02-14 | Solar Panels | Q. PEAK DUO BLK ML-G10+400 | hanwha |  | 0.4 | 8 | 204 | 19 |  | Fixed | Roof
NJADRE1555691315 | Administratively Determined Incentive Program | CAPE MAY COURTHOUSE | 8210 | 21 | 11.2 | Residential | Behind the Meter | Yes | Net Metered Residential | Pro Custom Solar dba Momentum Solar |  | AC Electric | Accepted | 2024-01-24 | 2024-02-14 | 2025-02-14 | Solar Panels | Q. PEAK DUO BLK ML-G10+400 | hanwha |  | 0.4 | 14 | 24 | 19 |  | Fixed | Roof
NJADRE1555691315 | Administratively Determined Incentive Program | CAPE MAY COURTHOUSE | 8210 | 21 | 11.2 | Residential | Behind the Meter | Yes | Net Metered Residential | Pro Custom Solar dba Momentum Solar |  | AC Electric | Accepted | 2024-01-24 | 2024-02-14 | 2025-02-14 | Inverters | IQ8PLUS-72-2-US | enphase | 290 |  | 28 |  |  | 0.97 |  | Outdoor
NJADRE1555691322 | Administratively Determined Incentive Program | WOODBINE | 8270 | 21 | 5.67 | Residential | Behind the Meter | Yes | Net Metered Residential | Sunrun Installation Services, Inc. |  | AC Electric | Accepted | 2024-01-24 | 2024-02-15 | 2025-02-15 | Inverters | SolarEdge Technologies | SE3800H-USMN | 3800 |  | 1 |  |  | 0.99 |  | Outside
NJADRE1555691322 | Administratively Determined Incentive Program | WOODBINE | 8270 | 21 | 5.67 | Residential | Behind the Meter | Yes | Net Metered Residential | Sunrun Installation Services, Inc. |  | AC Electric | Accepted | 2024-01-24 | 2024-02-15 | 2025-02-15 | Solar Panels | Hanwha Q Cells | Q.PEAK DUO BLK ML-G10+ 405 |  | 0.405 | 7 | 216 | 43 |  | Fixed | Roof
NJADRE1555691322 | Administratively Determined Incentive Program | WOODBINE | 8270 | 21 | 5.67 | Residential | Behind the Meter | Yes | Net Metered Residential | Sunrun Installation Services, Inc. |  | AC Electric | Accepted | 2024-01-24 | 2024-02-15 | 2025-02-15 | Solar Panels | Hanwha Q Cells | Q.PEAK DUO BLK ML-G10+ 405 |  | 0.405 | 7 | 36 | 45 |  | Fixed | Roof
NJADRE1555691324 | Administratively Determined Incentive Program | BERLIN | 8009 | 14 | 4.46 | Residential | Behind the Meter | Yes | Net Metered Residential | Sunny Mac LLC |  | AC Electric | Accepted | 2024-01-24 | 2024-02-15 | 2025-02-15 | Solar Panels | Q.PEAK DUO BLK ML-G10+ 405 | HANWHA |  | 0.405 | 11 | 156 | 23 |  | Fixed | Roof
NJADRE1555691324 | Administratively Determined Incentive Program | BERLIN | 8009 | 14 | 4.46 | Residential | Behind the Meter | Yes | Net Metered Residential | Sunny Mac LLC |  | AC Electric | Accepted | 2024-01-24 | 2024-02-15 | 2025-02-15 | Inverters | SE3800H-US | Solaredge | 3800 |  | 1 |  |  | 0.1 |  | Outdoor | next to meter
NJADRE1555691331 | Administratively Determined Incentive Program | Willingboro | 8046 | 13 | 6.8 | Residential | Behind the Meter | Yes | Net Metered Residential | Sunrun Installation Services, Inc. |  | PSE&G | Accepted | 2024-01-24 | 2024-02-14 | 2025-02-14 | Inverters | SolarEdge Technologies | SE6000H-USSN | 6000 |  | 1 |  |  | 0.99 |  | Outside
NJADRE1555691331 | Administratively Determined Incentive Program | Willingboro | 8046 | 13 | 6.8 | Residential | Behind the Meter | Yes | Net Metered Residential | Sunrun Installation Services, Inc. |  | PSE&G | Accepted | 2024-01-24 | 2024-02-14 | 2025-02-14 | Solar Panels | Hanwha Q Cells | Q.PEAK DUO BLK ML-G10+/t 400 |  | 0.4 | 17 | 181 | 24 |  | Fixed | Roof
NJADRE1555691332 | Administratively Determined Incentive Program | Salem | 8079 | 16 | 6.89 | Residential | Behind the Meter | Yes | Net Metered Residential | SunnyMac LLC |  | AC Electric | Accepted | 2024-01-24 | 2024-02-15 | 2025-02-15 | Solar Panels | Q.PEAK DUO BLK ML-G10+ 405 | HANWHA |  | 0.405 | 17 | 210 | 19 |  | Fixed | Roof
NJADRE1555691332 | Administratively Determined Incentive Program | Salem | 8079 | 16 | 6.89 | Residential | Behind the Meter | Yes | Net Metered Residential | SunnyMac LLC |  | AC Electric | Accepted | 2024-01-24 | 2024-02-15 | 2025-02-15 | Inverters | SE6000H-US | Solaredge | 6000 |  | 1 |  |  | 0.1 |  | Outdoor | next to meter
NJADRE1555691343 | Administratively Determined Incentive Program | Plainfield | 7060 | 10 | 3.24 | Residential | Behind the Meter | Yes | Net Metered Residential | SunnyMac LLC |  | PSE&G | Accepted | 2024-01-24 | 2024-02-15 | 2025-02-15 | Solar Panels | Q.PEAK DUO BLK ML-G10+ 405 | HANWHA |  | 0.405 | 6 | 221 | 40 |  | Fixed | Roof
NJADRE1555691343 | Administratively Determined Incentive Program | Plainfield | 7060 | 10 | 3.24 | Residential | Behind the Meter | Yes | Net Metered Residential | SunnyMac LLC |  | PSE&G | Accepted | 2024-01-24 | 2024-02-15 | 2025-02-15 | Solar Panels | Q.PEAK DUO BLK ML-G10+ 405 | HANWHA |  | 0.405 | 2 | 221 | 40 |  | Fixed | Roof
NJADRE1555691343 | Administratively Determined Incentive Program | Plainfield | 7060 | 10 | 3.24 | Residential | Behind the Meter | Yes | Net Metered Residential | SunnyMac LLC |  | PSE&G | Accepted | 2024-01-24 | 2024-02-15 | 2025-02-15 | Inverters | SE3000H-US | Solaredge | 3000 |  | 1 |  |  | 0.1 |  | Outdoor | next to meter
NJADRE1555691347 | Administratively Determined Incentive Program | Moonachie Boro | 7074 | 7 | 5.67 | Residential | Behind the Meter | Yes | Net Metered Residential | Sunrun Installation Services, Inc. |  | PSE&G | Accepted | 2024-01-24 | 2024-02-14 | 2025-02-14 | Inverters | SolarEdge Technologies | SE3800H-USMN | 3800 |  | 1 |  |  | 0.99 |  | Outdoor | Next to meter
NJADRE1555691347 | Administratively Determined Incentive Program | Moonachie Boro | 7074 | 7 | 5.67 | Residential | Behind the Meter | Yes | Net Metered Residential | Sunrun Installation Services, Inc. |  | PSE&G | Accepted | 2024-01-24 | 2024-02-14 | 2025-02-14 | Solar Panels | Hanwha Q Cells | Q.PEAK DUO BLK ML-G10+ 405 |  | 0.405 | 3 | 279 | 15 |  | Fixed | Roof
NJADRE1555691347 | Administratively Determined Incentive Program | Moonachie Boro | 7074 | 7 | 5.67 | Residential | Behind the Meter | Yes | Net Metered Residential | Sunrun Installation Services, Inc. |  | PSE&G | Accepted | 2024-01-24 | 2024-02-14 | 2025-02-14 | Solar Panels | Hanwha Q Cells | Q.PEAK DUO BLK ML-G10+ 405 |  | 0.405 | 11 | 99 | 15 |  | Fixed | Roof
NJADRE1555691348 | Administratively Determined Incentive Program | HILLSIDE | 7205 | 10 | 8 | Residential | Behind the Meter | Yes | Net Metered Residential | Pro Custom Solar dba Momentum Solar |  | PSE&G | Accepted | 2024-01-24 | 2024-02-14 | 2025-02-14 | Solar Panels | Q. PEAK DUO BLK ML-G10+400 | hanwha |  | 0.4 | 13 | 93 | 22 |  | Fixed | Roof
NJADRE1555691348 | Administratively Determined Incentive Program | HILLSIDE | 7205 | 10 | 8 | Residential | Behind the Meter | Yes | Net Metered Residential | Pro Custom Solar dba Momentum Solar |  | PSE&G | Accepted | 2024-01-24 | 2024-02-14 | 2025-02-14 | Solar Panels | Q. PEAK DUO BLK ML-G10+400 | hanwha |  | 0.4 | 4 | 273 | 22 |  | Fixed | Roof
NJADRE1555691348 | Administratively Determined Incentive Program | HILLSIDE | 7205 | 10 | 8 | Residential | Behind the Meter | Yes | Net Metered Residential | Pro Custom Solar dba Momentum Solar |  | PSE&G | Accepted | 2024-01-24 | 2024-02-14 | 2025-02-14 | Solar Panels | Q. PEAK DUO BLK ML-G10+400 | hanwha |  | 0.4 | 3 | 3 | 22 |  | Fixed | Roof
NJADRE1555691348 | Administratively Determined Incentive Program | HILLSIDE | 7205 | 10 | 8 | Residential | Behind the Meter | Yes | Net Metered Residential | Pro Custom Solar dba Momentum Solar |  | PSE&G | Accepted | 2024-01-24 | 2024-02-14 | 2025-02-14 | Inverters | IQ8PLUS-72-2-US | enphase | 290 |  | 20 |  |  | 0.97 |  | Outdoor
NJADRE1555691352 | Administratively Determined Incentive Program | Hackensack City | 7601 | 7 | 6.48 | Residential | Behind the Meter | No | Net Metered Residential | EMT Renewables, LLC |  | PSE&G | Accepted | 2024-01-24 | 2024-02-14 | 2025-02-14 | Inverters | ENPHASE | IQ8+ | 290 |  | 16 |  |  | 0.98 |  | Other | UNDER EACH PANEL
NJADRE1555691352 | Administratively Determined Incentive Program | Hackensack City | 7601 | 7 | 6.48 | Residential | Behind the Meter | No | Net Metered Residential | EMT Renewables, LLC |  | PSE&G | Accepted | 2024-01-24 | 2024-02-14 | 2025-02-14 | Solar Panels | Q CELLS | Q PEAK DUO BLK |  | 0.405 | 8 | 218 | 37 |  | Fixed | Roof
NJADRE1555691352 | Administratively Determined Incentive Program | Hackensack City | 7601 | 7 | 6.48 | Residential | Behind the Meter | No | Net Metered Residential | EMT Renewables, LLC |  | PSE&G | Accepted | 2024-01-24 | 2024-02-14 | 2025-02-14 | Solar Panels | Q CELLS | Q PEAK DUO BLK |  | 0.405 | 1 | 218 | 22 |  | Fixed | Roof
NJADRE1555691352 | Administratively Determined Incentive Program | Hackensack City | 7601 | 7 | 6.48 | Residential | Behind the Meter | No | Net Metered Residential | EMT Renewables, LLC |  | PSE&G | Accepted | 2024-01-24 | 2024-02-14 | 2025-02-14 | Solar Panels | Q CELLS | Q PEAK DUO BLK |  | 0.405 | 1 | 38 | 22 |  | Fixed | Roof
NJADRE1555691352 | Administratively Determined Incentive Program | Hackensack City | 7601 | 7 | 6.48 | Residential | Behind the Meter | No | Net Metered Residential | EMT Renewables, LLC |  | PSE&G | Accepted | 2024-01-24 | 2024-02-14 | 2025-02-14 | Solar Panels | Q CELLS | Q PEAK DUO BLK |  | 0.405 | 3 | 218 | 23 |  | Fixed | Roof
NJADRE1555691352 | Administratively Determined Incentive Program | Hackensack City | 7601 | 7 | 6.48 | Residential | Behind the Meter | No | Net Metered Residential | EMT Renewables, LLC |  | PSE&G | Accepted | 2024-01-24 | 2024-02-14 | 2025-02-14 | Solar Panels | Q CELLS | Q PEAK DUO BLK |  | 0.405 | 3 | 38 | 37 |  | Fixed | Roof
NJADRE1555691358 | Administratively Determined Incentive Program | STEWARTSVILLE | 8886 | 2 | 6.4 | Residential | Behind the Meter | Yes | Net Metered Residential | PosiGen Developer, LLC |  | JCP&L | Accepted | 2024-01-24 | 2024-02-15 | 2025-02-15 | Inverters | SOLAREDGE | SE6000H-US | 6000 |  | 1 |  |  | 0.99 |  | Outside | WITHIN TEN FEET OF METER
NJADRE1555691358 | Administratively Determined Incentive Program | STEWARTSVILLE | 8886 | 2 | 6.4 | Residential | Behind the Meter | Yes | Net Metered Residential | PosiGen Developer, LLC |  | JCP&L | Accepted | 2024-01-24 | 2024-02-15 | 2025-02-15 | Solar Panels | SILFAB | S |  | 0.4 | 16 | 87 | 30 |  | Fixed | Roof
NJADRE1555691365 | Administratively Determined Incentive Program | CAPE MAY COURT HOUSE | 8210 | 21 | 17.42 | Residential | Behind the Meter | Yes | Net Metered Residential | Trinity Solar LLC |  | AC Electric | Accepted | 2024-01-24 | 2024-02-14 | 2025-02-14 | Inverters | Solar Edge | SE10000H-US000BEi4 | 10000 |  | 1 |  |  | 0.97 |  | Outdoor
NJADRE1555691365 | Administratively Determined Incentive Program | CAPE MAY COURT HOUSE | 8210 | 21 | 17.42 | Residential | Behind the Meter | Yes | Net Metered Residential | Trinity Solar LLC |  | AC Electric | Accepted | 2024-01-24 | 2024-02-14 | 2025-02-14 | Inverters | Solar Edge | SE3000H-US000BEi4 | 3000 |  | 1 |  |  | 0.97 |  | Outdoor
NJADRE1555691365 | Administratively Determined Incentive Program | CAPE MAY COURT HOUSE | 8210 | 21 | 17.42 | Residential | Behind the Meter | Yes | Net Metered Residential | Trinity Solar LLC |  | AC Electric | Accepted | 2024-01-24 | 2024-02-14 | 2025-02-14 | Solar Panels | HANWHA | Q.PEAK DUO BLK ML-G10+ 405 |  | 0.405 | 15 | 234 | 23 |  | Fixed | Roof
NJADRE1555691365 | Administratively Determined Incentive Program | CAPE MAY COURT HOUSE | 8210 | 21 | 17.42 | Residential | Behind the Meter | Yes | Net Metered Residential | Trinity Solar LLC |  | AC Electric | Accepted | 2024-01-24 | 2024-02-14 | 2025-02-14 | Solar Panels | HANWHA | Q.PEAK DUO BLK ML-G10+ 405 |  | 0.405 | 16 | 54 | 23 |  | Fixed | Roof
NJADRE1555691365 | Administratively Determined Incentive Program | CAPE MAY COURT HOUSE | 8210 | 21 | 17.42 | Residential | Behind the Meter | Yes | Net Metered Residential | Trinity Solar LLC |  | AC Electric | Accepted | 2024-01-24 | 2024-02-14 | 2025-02-14 | Solar Panels | HANWHA | Q.PEAK DUO BLK ML-G10+ 405 |  | 0.405 | 10 | 324 | 18 |  | Fixed | Roof
NJADRE1555691365 | Administratively Determined Incentive Program | CAPE MAY COURT HOUSE | 8210 | 21 | 17.42 | Residential | Behind the Meter | Yes | Net Metered Residential | Trinity Solar LLC |  | AC Electric | Accepted | 2024-01-24 | 2024-02-14 | 2025-02-14 | Solar Panels | HANWHA | Q.PEAK DUO BLK ML-G10+ 405 |  | 0.405 | 2 | 234 | 18 |  | Fixed | Roof
NJADRE1555691370 | Administratively Determined Incentive Program | Clifton | 7011 | 6 | 2.03 | Residential | Behind the Meter | Yes | Net Metered Residential | Trinity Solar Inc. |  | PSE&G | Accepted | 2024-01-24 | 2024-02-14 | 2025-02-14 | Inverters | Enphase | IQ8PLUS-72-2-US | 290 |  | 5 |  |  | 0.97 |  | Outdoor
NJADRE1555691370 | Administratively Determined Incentive Program | Clifton | 7011 | 6 | 2.03 | Residential | Behind the Meter | Yes | Net Metered Residential | Trinity Solar Inc. |  | PSE&G | Accepted | 2024-01-24 | 2024-02-14 | 2025-02-14 | Solar Panels | HANWHA | (Q.PEAK DUO BLK ML-G10+ 405) |  | 0.405 | 5 | 167 | 34 |  | Fixed | Roof
NJADRE1555691379 | Administratively Determined Incentive Program | PENNSVILLE | 8070 | 16 | 7.7 | Residential | Behind the Meter | No | Net Metered Residential | SunnyMac LLC |  | AC Electric | Accepted | 2024-01-24 | 2024-02-14 | 2025-02-14 | Solar Panels | Q.PEAK DUO BLK ML-G10+ 405 | HANWHA |  | 0.405 | 2 | 118 | 15 |  | Fixed | Roof
NJADRE1555691379 | Administratively Determined Incentive Program | PENNSVILLE | 8070 | 16 | 7.7 | Residential | Behind the Meter | No | Net Metered Residential | SunnyMac LLC |  | AC Electric | Accepted | 2024-01-24 | 2024-02-14 | 2025-02-14 | Solar Panels | Q.PEAK DUO BLK ML-G10+ 405 | HANWHA |  | 0.405 | 17 | 297 | 19 |  | Fixed | Roof
NJADRE1555691379 | Administratively Determined Incentive Program | PENNSVILLE | 8070 | 16 | 7.7 | Residential | Behind the Meter | No | Net Metered Residential | SunnyMac LLC |  | AC Electric | Accepted | 2024-01-24 | 2024-02-14 | 2025-02-14 | Inverters | SE6000H-US | Solaredge | 6000 |  | 1 |  |  | 0.1 |  | Outdoor | next to meter
NJADRE1555691384 | Administratively Determined Incentive Program | HIGHTSTOWN | 8520 | 12 | 14.99 | Residential | Behind the Meter | No | Net Metered Residential | Trinity Solar Inc. |  | JCP&L | Accepted | 2024-01-24 | 2024-02-14 | 2025-02-14 | Inverters | Solar Edge | SE11400H-US | 11400 |  | 1 |  |  | 0.97 |  | Outside
NJADRE1555691384 | Administratively Determined Incentive Program | HIGHTSTOWN | 8520 | 12 | 14.99 | Residential | Behind the Meter | No | Net Metered Residential | Trinity Solar Inc. |  | JCP&L | Accepted | 2024-01-24 | 2024-02-14 | 2025-02-14 | Solar Panels | HANWHA | Q.PEAK DUO BLK ML-G10+ 405 |  | 0.405 | 31 | 203 | 26 |  | Fixed | Roof
NJADRE1555691384 | Administratively Determined Incentive Program | HIGHTSTOWN | 8520 | 12 | 14.99 | Residential | Behind the Meter | No | Net Metered Residential | Trinity Solar Inc. |  | JCP&L | Accepted | 2024-01-24 | 2024-02-14 | 2025-02-14 | Solar Panels | HANWHA | Q.PEAK DUO BLK ML-G10+ 405 |  | 0.405 | 6 | 202 | 27 |  | Fixed | Roof
NJADRE1555691386 | Administratively Determined Incentive Program | PENNSAUKEN | 8110 | 14 | 10.13 | Residential | Behind the Meter | Yes | Net Metered Residential | Sunrun Installation Services, Inc. |  | PSE&G | Accepted | 2024-01-24 | 2024-02-14 | 2025-02-14 | Inverters | SolarEdge Technologies | SE7600H-USSN | 7600 |  | 1 |  |  | 0.99 |  | Outdoor | Next to meter
NJADRE1555691386 | Administratively Determined Incentive Program | PENNSAUKEN | 8110 | 14 | 10.13 | Residential | Behind the Meter | Yes | Net Metered Residential | Sunrun Installation Services, Inc. |  | PSE&G | Accepted | 2024-01-24 | 2024-02-14 | 2025-02-14 | Solar Panels | Hanwha Q Cells | Q.PEAK DUO BLK ML-G10+ 405 |  | 0.405 | 5 | 279 | 38 |  | Fixed | Roof
NJADRE1555691386 | Administratively Determined Incentive Program | PENNSAUKEN | 8110 | 14 | 10.13 | Residential | Behind the Meter | Yes | Net Metered Residential | Sunrun Installation Services, Inc. |  | PSE&G | Accepted | 2024-01-24 | 2024-02-14 | 2025-02-14 | Solar Panels | Hanwha Q Cells | Q.PEAK DUO BLK ML-G10+ 405 |  | 0.405 | 4 | 9 | 21 |  | Fixed | Roof
NJADRE1555691386 | Administratively Determined Incentive Program | PENNSAUKEN | 8110 | 14 | 10.13 | Residential | Behind the Meter | Yes | Net Metered Residential | Sunrun Installation Services, Inc. |  | PSE&G | Accepted | 2024-01-24 | 2024-02-14 | 2025-02-14 | Solar Panels | Hanwha Q Cells | Q.PEAK DUO BLK ML-G10+ 405 |  | 0.405 | 6 | 189 | 21 |  | Fixed | Roof
NJADRE1555691386 | Administratively Determined Incentive Program | PENNSAUKEN | 8110 | 14 | 10.13 | Residential | Behind the Meter | Yes | Net Metered Residential | Sunrun Installation Services, Inc. |  | PSE&G | Accepted | 2024-01-24 | 2024-02-14 | 2025-02-14 | Solar Panels | Hanwha Q Cells | Q.PEAK DUO BLK ML-G10+ 405 |  | 0.405 | 10 | 99 | 38 |  | Fixed | Roof
NJADRE1555691394 | Administratively Determined Incentive Program | BRIDGETON | 8302 | 20 | 13.6 | Residential | Behind the Meter | Yes | Net Metered Residential | Posigen Developer, LLC |  | AC Electric | Accepted | 2024-01-24 | 2024-02-14 | 2025-02-14 | Inverters | SolarEdge | SE10000H-US | 10000 |  | 1 |  |  | 0.99 |  | Outdoor | within ten feet of meter
NJADRE1555691394 | Administratively Determined Incentive Program | BRIDGETON | 8302 | 20 | 13.6 | Residential | Behind the Meter | Yes | Net Metered Residential | Posigen Developer, LLC |  | AC Electric | Accepted | 2024-01-24 | 2024-02-14 | 2025-02-14 | Solar Panels | Silfab | SIL-400 HC+ |  | 0.4 | 16 | 271 | 25 |  | Fixed | Roof
NJADRE1555691394 | Administratively Determined Incentive Program | BRIDGETON | 8302 | 20 | 13.6 | Residential | Behind the Meter | Yes | Net Metered Residential | Posigen Developer, LLC |  | AC Electric | Accepted | 2024-01-24 | 2024-02-14 | 2025-02-14 | Solar Panels | Silfab | SIL-400 HC+ |  | 0.4 | 18 | 91 | 25 |  | Fixed | Roof
NJADRE1555691409 | Administratively Determined Incentive Program | BERGENFIELD | 7621 | 7 | 6.48 | Residential | Behind the Meter | No | Net Metered Residential | Trinity Solar |  | PSE&G | Accepted | 2024-01-24 | 2024-02-14 | 2025-02-14 | Inverters | Solar Edge | SE5000H-US | 5000 |  | 1 |  |  | 0.97 |  | Outdoor
NJADRE1555691409 | Administratively Determined Incentive Program | BERGENFIELD | 7621 | 7 | 6.48 | Residential | Behind the Meter | No | Net Metered Residential | Trinity Solar |  | PSE&G | Accepted | 2024-01-24 | 2024-02-14 | 2025-02-14 | Solar Panels | HANWHA | (Q.PEAK DUO BLK ML-G10+ 405) |  | 0.405 | 11 | 267 | 34 |  | Fixed | Roof
NJADRE1555691409 | Administratively Determined Incentive Program | BERGENFIELD | 7621 | 7 | 6.48 | Residential | Behind the Meter | No | Net Metered Residential | Trinity Solar |  | PSE&G | Accepted | 2024-01-24 | 2024-02-14 | 2025-02-14 | Solar Panels | HANWHA | (Q.PEAK DUO BLK ML-G10+ 405) |  | 0.405 | 5 | 177 | 14 |  | Fixed | Roof
NJADRE1555691413 | Administratively Determined Incentive Program | CLEMENTON | 8021 | 14 | 8 | Residential | Behind the Meter | Yes | Net Metered Residential | Sunrun, Inc. |  | AC Electric | Accepted | 2024-01-24 | 2024-02-14 | 2025-02-14 | Inverters | SOLAREDGE TECHNOLOGIES | SE6000H-USSN | 6000 |  | 1 |  |  | 0.99 |  | Outdoor | Next To Meter
NJADRE1555691413 | Administratively Determined Incentive Program | CLEMENTON | 8021 | 14 | 8 | Residential | Behind the Meter | Yes | Net Metered Residential | Sunrun, Inc. |  | AC Electric | Accepted | 2024-01-24 | 2024-02-14 | 2025-02-14 | Solar Panels | SOLAREDGE TECHNOLOGIES | Q.PEAK DUO BLK ML-G10+/T 400 |  | 0.4 | 20 | 142 | 30 |  | Fixed | Roof
NJADRE1555691419 | Administratively Determined Incentive Program | WILLINGBORO | 8046 | 13 | 10.53 | Residential | Behind the Meter | Yes | Net Metered Residential | SunPower Corporation, Systems |  | PSE&G | Accepted | 2024-01-24 | 2024-02-15 | 2025-02-15 | Solar Panels | HANWHA Q CELLS | Q.PEAK DUO BLK ML-G10+ 405 |  | 0.405 | 5 | 328 | 41 |  | Fixed | Roof
NJADRE1555691419 | Administratively Determined Incentive Program | WILLINGBORO | 8046 | 13 | 10.53 | Residential | Behind the Meter | Yes | Net Metered Residential | SunPower Corporation, Systems |  | PSE&G | Accepted | 2024-01-24 | 2024-02-15 | 2025-02-15 | Solar Panels | HANWHA Q CELLS | Q.PEAK DUO BLK ML-G10+ 405 |  | 0.405 | 5 | 148 | 41 |  | Fixed | Roof
NJADRE1555691419 | Administratively Determined Incentive Program | WILLINGBORO | 8046 | 13 | 10.53 | Residential | Behind the Meter | Yes | Net Metered Residential | SunPower Corporation, Systems |  | PSE&G | Accepted | 2024-01-24 | 2024-02-15 | 2025-02-15 | Solar Panels | HANWHA Q CELLS | Q.PEAK DUO BLK ML-G10+ 405 |  | 0.405 | 13 | 148 | 41 |  | Fixed | Roof
NJADRE1555691419 | Administratively Determined Incentive Program | WILLINGBORO | 8046 | 13 | 10.53 | Residential | Behind the Meter | Yes | Net Metered Residential | SunPower Corporation, Systems |  | PSE&G | Accepted | 2024-01-24 | 2024-02-15 | 2025-02-15 | Solar Panels | HANWHA Q CELLS | Q.PEAK DUO BLK ML-G10+ 405 |  | 0.405 | 3 | 148 | 15 |  | Fixed | Roof
NJADRE1555691419 | Administratively Determined Incentive Program | WILLINGBORO | 8046 | 13 | 10.53 | Residential | Behind the Meter | Yes | Net Metered Residential | SunPower Corporation, Systems |  | PSE&G | Accepted | 2024-01-24 | 2024-02-15 | 2025-02-15 | Inverters | Enphase | IQ7HS-66-M-US | 384 |  | 26 |  |  | 0.97 |  | Other | Under Each Panel
NJADRE1555691444 | Administratively Determined Incentive Program | FORKED RIVER | 8731 | 18 | 6.48 | Residential | Behind the Meter | No | Net Metered Residential | EMT Renewables |  | JCP&L | Accepted | 2024-01-24 | 2024-02-14 | 2025-02-14 | Inverters | ENPHASE | IQ8+ | 290 |  | 16 |  |  | 0.98 |  | Other | UNDER EACH PANEL
NJADRE1555691444 | Administratively Determined Incentive Program | FORKED RIVER | 8731 | 18 | 6.48 | Residential | Behind the Meter | No | Net Metered Residential | EMT Renewables |  | JCP&L | Accepted | 2024-01-24 | 2024-02-14 | 2025-02-14 | Solar Panels | Q CELLS | Q PEAK DUO BLK |  | 0.405 | 15 | 231 | 23 |  | Fixed | Roof
NJADRE1555691444 | Administratively Determined Incentive Program | FORKED RIVER | 8731 | 18 | 6.48 | Residential | Behind the Meter | No | Net Metered Residential | EMT Renewables |  | JCP&L | Accepted | 2024-01-24 | 2024-02-14 | 2025-02-14 | Solar Panels | Q CELLS | Q PEAK DUO BLK |  | 0.405 | 1 | 231 | 24 |  | Fixed | Roof
NJADRE1555691450 | Administratively Determined Incentive Program | Brick | 8723 | 18 | 3.2 | Residential | Behind the Meter | Yes | Net Metered Residential | Sunrun Installation Services, Inc. |  | JCP&L | Accepted | 2024-01-24 | 2024-02-14 | 2025-02-14 | Inverters | SolarEdge Technologies | SE3800H-USMN | 3800 |  | 1 |  |  | 0.99 |  | Outdoor | Next to meter
NJADRE1555691450 | Administratively Determined Incentive Program | Brick | 8723 | 18 | 3.2 | Residential | Behind the Meter | Yes | Net Metered Residential | Sunrun Installation Services, Inc. |  | JCP&L | Accepted | 2024-01-24 | 2024-02-14 | 2025-02-14 | Solar Panels | Hanwha Q Cells | Q.PEAK DUO BLK ML-G10+/T 400 |  | 0.4 | 8 | 302 | 19 |  | Fixed | Roof
NJADRE1555691469 | Administratively Determined Incentive Program | ROSELLE PARK | 7204 | 10 | 7.7 | Residential | Behind the Meter | Yes | Net Metered Residential | Trinity Solar |  | PSE&G | Accepted | 2024-01-24 | 2024-02-14 | 2025-02-14 | Inverters | Solar Edge | SE6000H-US | 6000 |  | 1 |  |  | 0.97 |  | Outside
NJADRE1555691469 | Administratively Determined Incentive Program | ROSELLE PARK | 7204 | 10 | 7.7 | Residential | Behind the Meter | Yes | Net Metered Residential | Trinity Solar |  | PSE&G | Accepted | 2024-01-24 | 2024-02-14 | 2025-02-14 | Solar Panels | HANWHA | Q.PEAK DUO BLK ML-G10+ 405 |  | 0.405 | 10 | 233 | 34 |  | Fixed | Roof
NJADRE1555691469 | Administratively Determined Incentive Program | ROSELLE PARK | 7204 | 10 | 7.7 | Residential | Behind the Meter | Yes | Net Metered Residential | Trinity Solar |  | PSE&G | Accepted | 2024-01-24 | 2024-02-14 | 2025-02-14 | Solar Panels | HANWHA | Q.PEAK DUO BLK ML-G10+ 405 |  | 0.405 | 9 | 53 | 14 |  | Fixed | Roof
NJADRE1555691475 | Administratively Determined Incentive Program | ENGLEWOOD | 7631 | 7 | 4.8 | Residential | Behind the Meter | Yes | Net Metered Residential | Posigen Developer. LLC |  | PSE&G | Accepted | 2024-01-24 | 2024-02-15 | 2025-02-15 | Inverters | SolarEdge | SE3800H-US | 3800 |  | 1 |  |  | 0.99 |  | Outdoor | within ten feet of meter
NJADRE1555691475 | Administratively Determined Incentive Program | ENGLEWOOD | 7631 | 7 | 4.8 | Residential | Behind the Meter | Yes | Net Metered Residential | Posigen Developer. LLC |  | PSE&G | Accepted | 2024-01-24 | 2024-02-15 | 2025-02-15 | Solar Panels | Silfab | SIL-400 HC+ |  | 0.4 | 8 | 127 | 45 |  | Fixed | Roof
NJADRE1555691475 | Administratively Determined Incentive Program | ENGLEWOOD | 7631 | 7 | 4.8 | Residential | Behind the Meter | Yes | Net Metered Residential | Posigen Developer. LLC |  | PSE&G | Accepted | 2024-01-24 | 2024-02-15 | 2025-02-15 | Solar Panels | Silfab | SIL-400 HC+ |  | 0.4 | 4 | 307 | 45 |  | Fixed | Roof
NJADRE1555691493 | Administratively Determined Incentive Program | Chatham | 7928 | 3 | 8.51 | Residential | Behind the Meter | No | Net Metered Residential | Tesla Energy Operations Inc. |  | JCP&L | Accepted | 2024-01-24 | 2024-02-16 | 2025-02-16 | Solar Panels | Tesla | Q.PEAK DUO BLK ML-G10+/TS 405 |  | 0.405 | 15 | 119 | 27 |  | Fixed | Roof
NJADRE1555691493 | Administratively Determined Incentive Program | Chatham | 7928 | 3 | 8.51 | Residential | Behind the Meter | No | Net Metered Residential | Tesla Energy Operations Inc. |  | JCP&L | Accepted | 2024-01-24 | 2024-02-16 | 2025-02-16 | Solar Panels | Hanwha | Q.PEAK DUO BLK ML-G10+/TS 405 |  | 0.405 | 6 | 209 | 35 |  | Fixed | Roof
NJADRE1555691493 | Administratively Determined Incentive Program | Chatham | 7928 | 3 | 8.51 | Residential | Behind the Meter | No | Net Metered Residential | Tesla Energy Operations Inc. |  | JCP&L | Accepted | 2024-01-24 | 2024-02-16 | 2025-02-16 | Electric Storage Battery | Tesla | Powerwall3 |  |  | 1 |  |  |  | Lithium Ion |  | OUTSIDE
NJADRE1555691493 | Administratively Determined Incentive Program | Chatham | 7928 | 3 | 8.51 | Residential | Behind the Meter | No | Net Metered Residential | Tesla Energy Operations Inc. |  | JCP&L | Accepted | 2024-01-24 | 2024-02-16 | 2025-02-16 | Inverters | Tesla | 1707000-25-G | 11500 |  | 1 |  |  | 0.98 |  | Outdoor
NJADRE1555691495 | Administratively Determined Incentive Program | Monmouth Junction | 8852 | 11 | 10 | Residential | Behind the Meter | Yes | Net Metered Residential | Power Energy Solutions |  | PSE&G | Accepted | 2024-01-24 | 2024-02-15 | 2025-02-15 | Inverters | SolarEdge | SE7600H-US | 8 |  | 1 |  |  | 0.97 |  | Outdoor
NJADRE1555691495 | Administratively Determined Incentive Program | Monmouth Junction | 8852 | 11 | 10 | Residential | Behind the Meter | Yes | Net Metered Residential | Power Energy Solutions |  | PSE&G | Accepted | 2024-01-24 | 2024-02-15 | 2025-02-15 | Solar Panels | Canadian Solar | CS6R-400MS-HL HIKU6 BLACK MONO |  | 0.4 | 10 | 114 | 35 |  | Fixed | Roof
NJADRE1555691495 | Administratively Determined Incentive Program | Monmouth Junction | 8852 | 11 | 10 | Residential | Behind the Meter | Yes | Net Metered Residential | Power Energy Solutions |  | PSE&G | Accepted | 2024-01-24 | 2024-02-15 | 2025-02-15 | Solar Panels | Canadian Solar | CS6R-400MS-HL HIKU6 BLACK MONO |  | 0.4 | 12 | 294 | 35 |  | Fixed | Roof
NJADRE1555691495 | Administratively Determined Incentive Program | Monmouth Junction | 8852 | 11 | 10 | Residential | Behind the Meter | Yes | Net Metered Residential | Power Energy Solutions |  | PSE&G | Accepted | 2024-01-24 | 2024-02-15 | 2025-02-15 | Solar Panels | Canadian Solar | CS6R-400MS-HL HIKU6 BLACK MONO |  | 0.4 | 1 | 24 | 32 |  | Fixed | Roof
NJADRE1555691495 | Administratively Determined Incentive Program | Monmouth Junction | 8852 | 11 | 10 | Residential | Behind the Meter | Yes | Net Metered Residential | Power Energy Solutions |  | PSE&G | Accepted | 2024-01-24 | 2024-02-15 | 2025-02-15 | Solar Panels | Canadian Solar | CS6R-400MS-HL HIKU6 BLACK MONO |  | 0.4 | 2 | 204 | 32 |  | Fixed | Roof
NJADRE1555691498 | Administratively Determined Incentive Program | Livingston | 7039 | 9 | 5.78 | Residential | Behind the Meter | Yes | Net Metered Residential | Freedom Forever New Jersey, LLC |  | PSE&G | Accepted | 2024-01-24 | 2024-02-16 | 2025-02-16 | Inverters | Solar Edge | SE5000H-USRGM [SI1] | 5000 |  | 1 |  |  | 0.99 |  | Outside
NJADRE1555691498 | Administratively Determined Incentive Program | Livingston | 7039 | 9 | 5.78 | Residential | Behind the Meter | Yes | Net Metered Residential | Freedom Forever New Jersey, LLC |  | PSE&G | Accepted | 2024-01-24 | 2024-02-16 | 2025-02-16 | Solar Panels | JINKO SOLAR | JKM385M-6RL3-B |  | 0.385 | 15 | 227 | 30 |  | Fixed | Roof
NJADRE1555691500 | Administratively Determined Incentive Program | BAYVILLE | 8721 | 18 | 15.8 | Residential | Behind the Meter | Yes | Net Metered Residential | Trinity Solar |  | JCP&L | Accepted | 2024-01-24 | 2024-02-14 | 2025-02-14 | Inverters | Solar Edge | SE6000H-US000BEi4 | 6000 |  | 2 |  |  | 0.97 |  | Outdoor
NJADRE1555691500 | Administratively Determined Incentive Program | BAYVILLE | 8721 | 18 | 15.8 | Residential | Behind the Meter | Yes | Net Metered Residential | Trinity Solar |  | JCP&L | Accepted | 2024-01-24 | 2024-02-14 | 2025-02-14 | Solar Panels | HANWHA | Q.PEAK DUO BLK ML-G10+ 405 |  | 0.405 | 27 | 173 | 30 |  | Fixed | Roof
NJADRE1555691500 | Administratively Determined Incentive Program | BAYVILLE | 8721 | 18 | 15.8 | Residential | Behind the Meter | Yes | Net Metered Residential | Trinity Solar |  | JCP&L | Accepted | 2024-01-24 | 2024-02-14 | 2025-02-14 | Solar Panels | HANWHA | Q.PEAK DUO BLK ML-G10+ 405 |  | 0.405 | 12 | 353 | 30 |  | Fixed | Roof
NJADRE1555691845 | Administratively Determined Incentive Program | WILLINGBORO | 8046 | 13 | 7.2 | Residential | Behind the Meter | Yes | Net Metered Residential | Power Energy Solutions |  | PSE&G | Accepted | 2024-01-24 | 2024-02-14 | 2025-02-14 | Inverters | SolarEdge | SE5000H-US | 5000 |  | 1 |  |  | 0.97 |  | Outdoor
NJADRE1555691845 | Administratively Determined Incentive Program | WILLINGBORO | 8046 | 13 | 7.2 | Residential | Behind the Meter | Yes | Net Metered Residential | Power Energy Solutions |  | PSE&G | Accepted | 2024-01-24 | 2024-02-14 | 2025-02-14 | Solar Panels | Canadian Solar | CS6R-400MS-HL HIKU6 BLACK MONO |  | 0.4 | 9 | 224 | 24 |  | Fixed | Roof
NJADRE1555691845 | Administratively Determined Incentive Program | WILLINGBORO | 8046 | 13 | 7.2 | Residential | Behind the Meter | Yes | Net Metered Residential | Power Energy Solutions |  | PSE&G | Accepted | 2024-01-24 | 2024-02-14 | 2025-02-14 | Solar Panels | Canadian Solar | CS6R-400MS-HL HIKU6 BLACK MONO |  | 0.4 | 9 | 44 | 24 |  | Fixed | Roof
NJADRE1555691871 | Administratively Determined Incentive Program | ISELIN | 8830 | 11 | 6.8 | Residential | Behind the Meter | Yes | Net Metered Residential | Pro Custom Solar dba Momentum Solar |  | PSE&G | Accepted | 2024-01-24 | 2024-02-14 | 2025-02-14 | Solar Panels | Q. PEAK DUO BLK ML-G10+400 | hanwha |  | 0.4 | 14 | 226 | 26 |  | Fixed | Roof
NJADRE1555691871 | Administratively Determined Incentive Program | ISELIN | 8830 | 11 | 6.8 | Residential | Behind the Meter | Yes | Net Metered Residential | Pro Custom Solar dba Momentum Solar |  | PSE&G | Accepted | 2024-01-24 | 2024-02-14 | 2025-02-14 | Solar Panels | Q. PEAK DUO BLK ML-G10+400 | hanwha |  | 0.4 | 3 | 46 | 26 |  | Fixed | Roof
NJADRE1555691871 | Administratively Determined Incentive Program | ISELIN | 8830 | 11 | 6.8 | Residential | Behind the Meter | Yes | Net Metered Residential | Pro Custom Solar dba Momentum Solar |  | PSE&G | Accepted | 2024-01-24 | 2024-02-14 | 2025-02-14 | Inverters | IQ8PLUS-72-2-US | enphase | 290 |  | 17 |  |  | 0.97 |  | Outdoor
NJADRE1555692274 | Administratively Determined Incentive Program | HAINESPRT | 8036 | 13 | 15.2 | Residential | Behind the Meter | Yes | Net Metered Residential | Power Energy Solutions |  | PSE&G | Accepted | 2024-01-24 | 2024-02-15 | 2025-02-15 | Inverters | SolarEdge | SE11400H-US | 11 |  | 1 |  |  | 0.97 |  | Outdoor
NJADRE1555692274 | Administratively Determined Incentive Program | HAINESPRT | 8036 | 13 | 15.2 | Residential | Behind the Meter | Yes | Net Metered Residential | Power Energy Solutions |  | PSE&G | Accepted | 2024-01-24 | 2024-02-15 | 2025-02-15 | Solar Panels | Canadian Solar | CS6R-400MS-HL HIKU6 BLACK MONO |  | 0.4 | 6 | 116 | 9 |  | Fixed | Roof
NJADRE1555692274 | Administratively Determined Incentive Program | HAINESPRT | 8036 | 13 | 15.2 | Residential | Behind the Meter | Yes | Net Metered Residential | Power Energy Solutions |  | PSE&G | Accepted | 2024-01-24 | 2024-02-15 | 2025-02-15 | Solar Panels | Canadian Solar | CS6R-400MS-HL HIKU6 BLACK MONO |  | 0.4 | 12 | 116 | 30 |  | Fixed | Roof
NJADRE1555692274 | Administratively Determined Incentive Program | HAINESPRT | 8036 | 13 | 15.2 | Residential | Behind the Meter | Yes | Net Metered Residential | Power Energy Solutions |  | PSE&G | Accepted | 2024-01-24 | 2024-02-15 | 2025-02-15 | Solar Panels | Canadian Solar | CS6R-400MS-HL HIKU6 BLACK MONO |  | 0.4 | 9 | 116 | 9 |  | Fixed | Roof
NJADRE1555692274 | Administratively Determined Incentive Program | HAINESPRT | 8036 | 13 | 15.2 | Residential | Behind the Meter | Yes | Net Metered Residential | Power Energy Solutions |  | PSE&G | Accepted | 2024-01-24 | 2024-02-15 | 2025-02-15 | Solar Panels | Canadian Solar | CS6R-400MS-HL HIKU6 BLACK MONO |  | 0.4 | 11 | 296 | 30 |  | Fixed | Roof
NJADRE1555692471 | Administratively Determined Incentive Program | CRESSKILL | 7626 | 7 | 4.46 | Residential | Behind the Meter | Yes | Net Metered Residential | Trinity Solar Inc. |  | Orange Rockland Electric | Accepted | 2024-01-24 | 2024-02-15 | 2025-02-15 | Inverters | Solar Edge | SE3800H-US | 3800 |  | 1 |  |  | 0.97 |  | Outdoor
NJADRE1555692471 | Administratively Determined Incentive Program | CRESSKILL | 7626 | 7 | 4.46 | Residential | Behind the Meter | Yes | Net Metered Residential | Trinity Solar Inc. |  | Orange Rockland Electric | Accepted | 2024-01-24 | 2024-02-15 | 2025-02-15 | Solar Panels | HANWHA | HANWHA 405 (Q.PEAK DUO BLK ML-G10+ 405) |  | 0.405 | 7 | 128 | 30 |  | Fixed | Roof
NJADRE1555692471 | Administratively Determined Incentive Program | CRESSKILL | 7626 | 7 | 4.46 | Residential | Behind the Meter | Yes | Net Metered Residential | Trinity Solar Inc. |  | Orange Rockland Electric | Accepted | 2024-01-24 | 2024-02-15 | 2025-02-15 | Solar Panels | HANWHA | HANWHA 405 (Q.PEAK DUO BLK ML-G10+ 405) |  | 0.405 | 4 | 218 | 30 |  | Fixed | Roof
NJADRE1555692746 | Administratively Determined Incentive Program | BLACKWOOD | 8012 | 14 | 10.13 | Residential | Behind the Meter | No | Net Metered Residential | EMT Renewables |  | AC Electric | Accepted | 2024-01-24 | 2024-02-15 | 2025-02-15 | Inverters | ENPHASE | IQ8+ | 290 |  | 25 |  |  | 0.98 |  | Other | UNDER EACH PANEL
NJADRE1555692746 | Administratively Determined Incentive Program | BLACKWOOD | 8012 | 14 | 10.13 | Residential | Behind the Meter | No | Net Metered Residential | EMT Renewables |  | AC Electric | Accepted | 2024-01-24 | 2024-02-15 | 2025-02-15 | Solar Panels | Q CELLS | Q PEAK DUO BLK |  | 0.405 | 18 | 187 | 24 |  | Fixed | Roof
NJADRE1555692746 | Administratively Determined Incentive Program | BLACKWOOD | 8012 | 14 | 10.13 | Residential | Behind the Meter | No | Net Metered Residential | EMT Renewables |  | AC Electric | Accepted | 2024-01-24 | 2024-02-15 | 2025-02-15 | Solar Panels | Q CELLS | Q PEAK DUO BLK |  | 0.405 | 7 | 97 | 21 |  | Fixed | Roof
NJADRE1555692751 | Administratively Determined Incentive Program | DAYTON | 8810 | 11 | 18.4 | Residential | Behind the Meter | Yes | Net Metered Residential | Pro Custom Solar dba Momentum Solar |  | PSE&G | Accepted | 2024-01-24 | 2024-02-14 | 2025-02-14 | Solar Panels | Q. PEAK DUO BLK ML-G10+400 | hanwha |  | 0.4 | 15 | 207 | 22 |  | Fixed | Roof
NJADRE1555692751 | Administratively Determined Incentive Program | DAYTON | 8810 | 11 | 18.4 | Residential | Behind the Meter | Yes | Net Metered Residential | Pro Custom Solar dba Momentum Solar |  | PSE&G | Accepted | 2024-01-24 | 2024-02-14 | 2025-02-14 | Solar Panels | Q. PEAK DUO BLK ML-G10+400 | hanwha |  | 0.4 | 8 | 207 | 22 |  | Fixed | Roof
NJADRE1555692751 | Administratively Determined Incentive Program | DAYTON | 8810 | 11 | 18.4 | Residential | Behind the Meter | Yes | Net Metered Residential | Pro Custom Solar dba Momentum Solar |  | PSE&G | Accepted | 2024-01-24 | 2024-02-14 | 2025-02-14 | Solar Panels | Q. PEAK DUO BLK ML-G10+400 | hanwha |  | 0.4 | 13 | 27 | 22 |  | Fixed | Pole
NJADRE1555692751 | Administratively Determined Incentive Program | DAYTON | 8810 | 11 | 18.4 | Residential | Behind the Meter | Yes | Net Metered Residential | Pro Custom Solar dba Momentum Solar |  | PSE&G | Accepted | 2024-01-24 | 2024-02-14 | 2025-02-14 | Solar Panels | Q. PEAK DUO BLK ML-G10+400 | hanwha |  | 0.4 | 10 | 27 | 23 |  | Fixed | Roof
NJADRE1555692751 | Administratively Determined Incentive Program | DAYTON | 8810 | 11 | 18.4 | Residential | Behind the Meter | Yes | Net Metered Residential | Pro Custom Solar dba Momentum Solar |  | PSE&G | Accepted | 2024-01-24 | 2024-02-14 | 2025-02-14 | Inverters | IQ8PLUS-72-2-US | enphase | 290 |  | 46 |  |  | 0.97 |  | Outdoor
NJADRE1555692802 | Administratively Determined Incentive Program | WILLINGBORO | 8046 | 13 | 6 | Residential | Behind the Meter | Yes | Net Metered Residential | Power Energy Solutions |  | PSE&G | Accepted | 2024-01-24 | 2024-02-15 | 2025-02-15 | Inverters | SolarEdge | SE7600H-US | 8 |  | 1 |  |  | 0.97 |  | Outdoor
NJADRE1555692802 | Administratively Determined Incentive Program | WILLINGBORO | 8046 | 13 | 6 | Residential | Behind the Meter | Yes | Net Metered Residential | Power Energy Solutions |  | PSE&G | Accepted | 2024-01-24 | 2024-02-15 | 2025-02-15 | Solar Panels | Canadian Solar | CS6R-400MS-HL HIKU6 BLACK MONO |  | 0.4 | 15 | 178 | 40 |  | Fixed | Roof
NJADRE1555692857 | Administratively Determined Incentive Program | PENNS GROVE | 8069 | 16 | 6.4 | Residential | Behind the Meter | Yes | Net Metered Residential | PosiGen Developer, LLC |  | AC Electric | Accepted | 2024-01-24 | 2024-02-15 | 2025-02-15 | Inverters | SE6000H-US | SOLAREDGE | 6000 |  | 1 |  |  | 0.99 |  | Outside | within ten feet of meter
NJADRE1555692857 | Administratively Determined Incentive Program | PENNS GROVE | 8069 | 16 | 6.4 | Residential | Behind the Meter | Yes | Net Metered Residential | PosiGen Developer, LLC |  | AC Electric | Accepted | 2024-01-24 | 2024-02-15 | 2025-02-15 | Solar Panels | SILFAB SOLAR | SIL-400 HC+ |  | 0.4 | 10 | 300 | 27 |  | Fixed | Roof
NJADRE1555692857 | Administratively Determined Incentive Program | PENNS GROVE | 8069 | 16 | 6.4 | Residential | Behind the Meter | Yes | Net Metered Residential | PosiGen Developer, LLC |  | AC Electric | Accepted | 2024-01-24 | 2024-02-15 | 2025-02-15 | Solar Panels | SILFAB SOLAR | SIL-400 HC+ |  | 0.4 | 2 | 210 | 32 |  | Fixed | Roof
NJADRE1555692857 | Administratively Determined Incentive Program | PENNS GROVE | 8069 | 16 | 6.4 | Residential | Behind the Meter | Yes | Net Metered Residential | PosiGen Developer, LLC |  | AC Electric | Accepted | 2024-01-24 | 2024-02-15 | 2025-02-15 | Solar Panels | SILFAB SOLAR | SIL-400 HC+ |  | 0.4 | 4 | 120 | 27 |  | Fixed | Roof
NJADRE1555693020 | Administratively Determined Incentive Program | DUNELLEN BORO | 8812 | 11 | 7.2 | Residential | Behind the Meter | Yes | Net Metered Residential | Sunrun Installation Services, Inc. |  | PSE&G | Accepted | 2024-01-24 | 2024-02-15 | 2025-02-15 | Inverters | DELTA ELECTRONICS | E6-TL-US | 6000 |  | 1 |  |  | 0.975 |  | Outdoor | Next to meter
NJADRE1555693020 | Administratively Determined Incentive Program | DUNELLEN BORO | 8812 | 11 | 7.2 | Residential | Behind the Meter | Yes | Net Metered Residential | Sunrun Installation Services, Inc. |  | PSE&G | Accepted | 2024-01-24 | 2024-02-15 | 2025-02-15 | Solar Panels | Hanwha Q Cells | Q.PEAK DUO BLK ML-G10+/T 400 |  | 0.4 | 6 | 85 | 34 |  | Fixed | Roof
NJADRE1555693020 | Administratively Determined Incentive Program | DUNELLEN BORO | 8812 | 11 | 7.2 | Residential | Behind the Meter | Yes | Net Metered Residential | Sunrun Installation Services, Inc. |  | PSE&G | Accepted | 2024-01-24 | 2024-02-15 | 2025-02-15 | Solar Panels | Hanwha Q Cells | Q.PEAK DUO BLK ML-G10+/T 400 |  | 0.4 | 12 | 265 | 34 |  | Fixed | Roof
NJADRE1555693467 | Administratively Determined Incentive Program | NEWARK | 7108 | 9 | 4 | Residential | Behind the Meter | Yes | Net Metered Residential | Power Energy Solutions |  | PSE&G | Accepted | 2024-01-24 | 2024-02-15 | 2025-02-15 | Inverters | SolarEdge | SE3800H-US | 4 |  | 1 |  |  | 0.97 |  | Outdoor
NJADRE1555693467 | Administratively Determined Incentive Program | NEWARK | 7108 | 9 | 4 | Residential | Behind the Meter | Yes | Net Metered Residential | Power Energy Solutions |  | PSE&G | Accepted | 2024-01-24 | 2024-02-15 | 2025-02-15 | Solar Panels | Canadian Solar | CS6R-400MS-HL HIKU6 BLACK MONO |  | 0.4 | 10 | 288 | 29 |  | Fixed | Roof
NJADRE1555694452 | Administratively Determined Incentive Program | FORT LEE | 7024 | 7 | 14.99 | Residential | Behind the Meter | No | Net Metered Residential | Tesla Energy Operations Inc. |  | PSE&G | Accepted | 2024-01-24 | 2024-02-20 | 2025-02-20 | Solar Panels | Hanwha | Q.PEAK DUO BLK ML-G10+/TS 405 |  | 0.405 | 18 | 109 | 18 |  | Fixed | Roof
NJADRE1555694452 | Administratively Determined Incentive Program | FORT LEE | 7024 | 7 | 14.99 | Residential | Behind the Meter | No | Net Metered Residential | Tesla Energy Operations Inc. |  | PSE&G | Accepted | 2024-01-24 | 2024-02-20 | 2025-02-20 | Solar Panels | Hanwha | Q.PEAK DUO BLK ML-G10+/TS 405 |  | 0.405 | 19 | 289 | 14 |  | Fixed | Roof
NJADRE1555694452 | Administratively Determined Incentive Program | FORT LEE | 7024 | 7 | 14.99 | Residential | Behind the Meter | No | Net Metered Residential | Tesla Energy Operations Inc. |  | PSE&G | Accepted | 2024-01-24 | 2024-02-20 | 2025-02-20 | Electric Storage Battery | Tesla | Powerwall3 |  |  | 2 |  |  |  | Lithium Ion |  | OUTSIDE
NJADRE1555694452 | Administratively Determined Incentive Program | FORT LEE | 7024 | 7 | 14.99 | Residential | Behind the Meter | No | Net Metered Residential | Tesla Energy Operations Inc. |  | PSE&G | Accepted | 2024-01-24 | 2024-02-20 | 2025-02-20 | Inverters | Tesla | 1707000-20-G | 11500 |  | 1 |  |  | 0.97 |  | Outdoor
NJADRE1555694572 | Administratively Determined Incentive Program | Newark | 7101 | 9 | 7.2 | Residential | Behind the Meter | Yes | Net Metered Residential | Power Energy Solutions |  | PSE&G | Accepted | 2024-01-24 | 2024-02-15 | 2025-02-15 | Inverters | SolarEdge | SE6000H-US | 6 |  | 1 |  |  | 0.97 |  | Outdoor
NJADRE1555694572 | Administratively Determined Incentive Program | Newark | 7101 | 9 | 7.2 | Residential | Behind the Meter | Yes | Net Metered Residential | Power Energy Solutions |  | PSE&G | Accepted | 2024-01-24 | 2024-02-15 | 2025-02-15 | Solar Panels | Canadian Solar | CS6R-400MS-HL HIKU6 BLACK MONO |  | 0.4 | 8 | 196 | 60 |  | Fixed | Roof
NJADRE1555694572 | Administratively Determined Incentive Program | Newark | 7101 | 9 | 7.2 | Residential | Behind the Meter | Yes | Net Metered Residential | Power Energy Solutions |  | PSE&G | Accepted | 2024-01-24 | 2024-02-15 | 2025-02-15 | Solar Panels | Canadian Solar | CS6R-400MS-HL HIKU6 BLACK MONO |  | 0.4 | 5 | 196 | 40 |  | Fixed | Roof
NJADRE1555694572 | Administratively Determined Incentive Program | Newark | 7101 | 9 | 7.2 | Residential | Behind the Meter | Yes | Net Metered Residential | Power Energy Solutions |  | PSE&G | Accepted | 2024-01-24 | 2024-02-15 | 2025-02-15 | Solar Panels | Canadian Solar | CS6R-400MS-HL HIKU6 BLACK MONO |  | 0.4 | 5 | 16 | 60 |  | Fixed | Roof
NJADRE1555695094 | Administratively Determined Incentive Program | Willingboro | 8046 | 13 | 3.6 | Residential | Behind the Meter | Yes | Net Metered Residential | Sunrun Installation Services, Inc. |  | PSE&G | Accepted | 2024-01-24 | 2024-02-14 | 2025-02-14 | Inverters | SolarEdge Technologies | SE3800H-USMN | 3800 |  | 1 |  |  | 0.99 |  | Outside
NJADRE1555695094 | Administratively Determined Incentive Program | Willingboro | 8046 | 13 | 3.6 | Residential | Behind the Meter | Yes | Net Metered Residential | Sunrun Installation Services, Inc. |  | PSE&G | Accepted | 2024-01-24 | 2024-02-14 | 2025-02-14 | Solar Panels | Hanwha Q Cells | Q.PEAK DUO BLK ML-G10+/t 400 |  | 0.4 | 3 | 316 | 18 |  | Fixed | Roof
NJADRE1555695094 | Administratively Determined Incentive Program | Willingboro | 8046 | 13 | 3.6 | Residential | Behind the Meter | Yes | Net Metered Residential | Sunrun Installation Services, Inc. |  | PSE&G | Accepted | 2024-01-24 | 2024-02-14 | 2025-02-14 | Solar Panels | Hanwha Q Cells | Q.PEAK DUO BLK ML-G10+/t 400 |  | 0.4 | 6 | 136 | 18 |  | Fixed | Roof
NJADRE1555695642 | Administratively Determined Incentive Program | MILLVILLE | 8332 | 20 | 16.2 | Residential | Behind the Meter | Yes | Net Metered Residential | EMT Renewables |  | AC Electric | Accepted | 2024-01-24 | 2024-02-15 | 2025-02-15 | Inverters | ENPHASE | IQ8+ | 290 |  | 40 |  |  | 0.98 |  | Other | UNDER EACH PANEL
NJADRE1555695642 | Administratively Determined Incentive Program | MILLVILLE | 8332 | 20 | 16.2 | Residential | Behind the Meter | Yes | Net Metered Residential | EMT Renewables |  | AC Electric | Accepted | 2024-01-24 | 2024-02-15 | 2025-02-15 | Solar Panels | Q CELLS | Q PEAK DUO BLK |  | 0.405 | 21 | 246 | 19 |  | Fixed | Roof
NJADRE1555695642 | Administratively Determined Incentive Program | MILLVILLE | 8332 | 20 | 16.2 | Residential | Behind the Meter | Yes | Net Metered Residential | EMT Renewables |  | AC Electric | Accepted | 2024-01-24 | 2024-02-15 | 2025-02-15 | Solar Panels | Q CELLS | Q PEAK DUO BLK |  | 0.405 | 19 | 66 | 19 |  | Fixed | Roof
NJADRE1555696492 | Administratively Determined Incentive Program | BRICK | 8723 | 18 | 4.8 | Residential | Behind the Meter | Yes | Net Metered Residential | Posigen Developer. LLC |  | JCP&L | Accepted | 2024-01-24 | 2024-02-15 | 2025-02-15 | Inverters | SolarEdge | SE3800H-US | 3800 |  | 1 |  |  | 0.99 |  | Outdoor | within ten feet of meter
NJADRE1555696492 | Administratively Determined Incentive Program | BRICK | 8723 | 18 | 4.8 | Residential | Behind the Meter | Yes | Net Metered Residential | Posigen Developer. LLC |  | JCP&L | Accepted | 2024-01-24 | 2024-02-15 | 2025-02-15 | Solar Panels | Silfab | SIL-400 HC+ |  | 0.4 | 4 | 263 | 18 |  | Fixed | Roof
NJADRE1555696492 | Administratively Determined Incentive Program | BRICK | 8723 | 18 | 4.8 | Residential | Behind the Meter | Yes | Net Metered Residential | Posigen Developer. LLC |  | JCP&L | Accepted | 2024-01-24 | 2024-02-15 | 2025-02-15 | Solar Panels | Silfab | SIL-400 HC+ |  | 0.4 | 8 | 263 | 45 |  | Fixed | Roof
NJADRE1555697801 | Administratively Determined Incentive Program | PASSAIC | 7055 | 6 | 4.4 | Residential | Behind the Meter | No | Net Metered Residential | Powur, PBC |  | PSE&G | Accepted | 2024-01-29 | 2024-02-21 | 2025-02-21 | Solar Panels | Hanwha | Q.PEAK DUO BLKML-G10+ [400W] |  | 0.4 | 11 | 306 | 35 |  | Fixed | Roof
NJADRE1555697801 | Administratively Determined Incentive Program | PASSAIC | 7055 | 6 | 4.4 | Residential | Behind the Meter | No | Net Metered Residential | Powur, PBC |  | PSE&G | Accepted | 2024-01-29 | 2024-02-21 | 2025-02-21 | Inverters | Enphase | IQ8 PLUS-72-2-US [240V] | 290 |  | 11 |  |  | 0.99 |  | Outside
NJADRE1555698751 | Administratively Determined Incentive Program | MOUNT HOLLY | 8060 | 13 | 6.15 | Residential | Behind the Meter | Yes | Net Metered Residential | Define Solar |  | PSE&G | Accepted | 2024-02-01 | 2024-02-21 | 2025-02-21 | Inverters | Enphase | IQ8PLUS-72-2-US | 290 |  | 15 |  |  | 0.976 |  | Outside | Under each pv panel
NJADRE1555698751 | Administratively Determined Incentive Program | MOUNT HOLLY | 8060 | 13 | 6.15 | Residential | Behind the Meter | Yes | Net Metered Residential | Define Solar |  | PSE&G | Accepted | 2024-02-01 | 2024-02-21 | 2025-02-21 | Meters | Enphase | X2-IQ-AM1-240-4 |  |  | 1 |  |  |  | Yes | Outdoor
NJADRE1555698751 | Administratively Determined Incentive Program | MOUNT HOLLY | 8060 | 13 | 6.15 | Residential | Behind the Meter | Yes | Net Metered Residential | Define Solar |  | PSE&G | Accepted | 2024-02-01 | 2024-02-21 | 2025-02-21 | Solar Panels | Znshine | ZXM7-SH108 410W |  | 0.41 | 15 | 152 | 37 |  | Fixed | Roof
NJADRE1555700171 | Administratively Determined Incentive Program | EASTAMPTON | 8060 | 13 | 4.8 | Residential | Behind the Meter | Yes | Net Metered Residential | Posigen Developer, LLC |  | PSE&G | Accepted | 2024-01-24 | 2024-02-16 | 2025-02-16 | Inverters | SolarEdge | SE3800H-US | 3800 |  | 1 |  |  | 0.99 |  | Outdoor | within ten feet of meter
NJADRE1555700171 | Administratively Determined Incentive Program | EASTAMPTON | 8060 | 13 | 4.8 | Residential | Behind the Meter | Yes | Net Metered Residential | Posigen Developer, LLC |  | PSE&G | Accepted | 2024-01-24 | 2024-02-16 | 2025-02-16 | Solar Panels | Silfab | SIL-400 HC+ |  | 0.4 | 6 | 110 | 33 |  | Fixed | Roof
NJADRE1555700171 | Administratively Determined Incentive Program | EASTAMPTON | 8060 | 13 | 4.8 | Residential | Behind the Meter | Yes | Net Metered Residential | Posigen Developer, LLC |  | PSE&G | Accepted | 2024-01-24 | 2024-02-16 | 2025-02-16 | Solar Panels | Silfab | SIL-400 HC+ |  | 0.4 | 6 | 200 | 33 |  | Fixed | Roof
NJADRE1555702316 | Administratively Determined Incentive Program | Bordentown | 8505 | 13 | 6.8 | Residential | Behind the Meter | Yes | Net Metered Residential | Sunrun Installation Services, Inc. |  | PSE&G | Accepted | 2024-01-25 | 2024-02-14 | 2025-02-14 | Electric Storage Battery | Tesla | Powerwall 2 AC |  |  | 1 |  |  |  | Lithium Ion |  | Outside
NJADRE1555702316 | Administratively Determined Incentive Program | Bordentown | 8505 | 13 | 6.8 | Residential | Behind the Meter | Yes | Net Metered Residential | Sunrun Installation Services, Inc. |  | PSE&G | Accepted | 2024-01-25 | 2024-02-14 | 2025-02-14 | Inverters | SolarEdge Technologies | SE6000H-USSN | 6000 |  | 1 |  |  | 0.99 |  | Outdoor
NJADRE1555702316 | Administratively Determined Incentive Program | Bordentown | 8505 | 13 | 6.8 | Residential | Behind the Meter | Yes | Net Metered Residential | Sunrun Installation Services, Inc. |  | PSE&G | Accepted | 2024-01-25 | 2024-02-14 | 2025-02-14 | Solar Panels | Hanwha Q Cells | Q.PEAK DUO BLK ML-G10+/T 400 |  | 0.4 | 17 | 182 | 30 |  | Fixed | Roof
NJADRE1555702317 | Administratively Determined Incentive Program | ELIZABETH | 7201 | 10 | 4.05 | Residential | Behind the Meter | Yes | Net Metered Residential | Sunrun Installation Services, Inc. |  | PSE&G | Accepted | 2024-01-25 | 2024-02-14 | 2025-02-14 | Inverters | SolarEdge Technologies | SE3800H-USMN | 3800 |  | 1 |  |  | 0.99 |  | Outdoor
NJADRE1555702317 | Administratively Determined Incentive Program | ELIZABETH | 7201 | 10 | 4.05 | Residential | Behind the Meter | Yes | Net Metered Residential | Sunrun Installation Services, Inc. |  | PSE&G | Accepted | 2024-01-25 | 2024-02-14 | 2025-02-14 | Solar Panels | Hanwha Q Cells | Q.PEAK DUO BLK ML-G10+ 405 |  | 0.405 | 4 | 197 | 34 |  | Fixed | Roof
NJADRE1555702317 | Administratively Determined Incentive Program | ELIZABETH | 7201 | 10 | 4.05 | Residential | Behind the Meter | Yes | Net Metered Residential | Sunrun Installation Services, Inc. |  | PSE&G | Accepted | 2024-01-25 | 2024-02-14 | 2025-02-14 | Solar Panels | Hanwha Q Cells | Q.PEAK DUO BLK ML-G10+ 405 |  | 0.405 | 6 | 17 | 36 |  | Fixed | Roof
NJADRE1555702318 | Administratively Determined Incentive Program | WEST ORANGE | 7052 | 9 | 4.86 | Residential | Behind the Meter | Yes | Net Metered Residential | Sunrun Installation Services, Inc. |  | PSE&G | Accepted | 2024-01-25 | 2024-02-14 | 2025-02-14 | Electric Storage Battery | Tesla | Powerwall 2 AC |  |  | 1 |  |  |  | Lithium Ion |  | Outside
NJADRE1555702318 | Administratively Determined Incentive Program | WEST ORANGE | 7052 | 9 | 4.86 | Residential | Behind the Meter | Yes | Net Metered Residential | Sunrun Installation Services, Inc. |  | PSE&G | Accepted | 2024-01-25 | 2024-02-14 | 2025-02-14 | Solar Panels | Hanwha Q Cells | Q.PEAK DUO BLK ML-G10+ 405 |  | 0.405 | 6 | 50 | 23 |  | Fixed | Roof
NJADRE1555702318 | Administratively Determined Incentive Program | WEST ORANGE | 7052 | 9 | 4.86 | Residential | Behind the Meter | Yes | Net Metered Residential | Sunrun Installation Services, Inc. |  | PSE&G | Accepted | 2024-01-25 | 2024-02-14 | 2025-02-14 | Inverters | SolarEdge Technologies | SE3800H-USMN | 3800 |  | 1 |  |  | 0.99 |  | Outdoor
NJADRE1555702318 | Administratively Determined Incentive Program | WEST ORANGE | 7052 | 9 | 4.86 | Residential | Behind the Meter | Yes | Net Metered Residential | Sunrun Installation Services, Inc. |  | PSE&G | Accepted | 2024-01-25 | 2024-02-14 | 2025-02-14 | Solar Panels | Hanwha Q Cells | Q.PEAK DUO BLK ML-G10+ 405 |  | 0.405 | 6 | 140 | 21 |  | Fixed | Roof
NJADRE1555702323 | Administratively Determined Incentive Program | Beverly | 8010 | 13 | 6.89 | Residential | Behind the Meter | Yes | Net Metered Residential | SunnyMac LLC |  | PSE&G | Accepted | 2024-01-25 | 2024-02-21 | 2025-02-21 | Solar Panels | Q.PEAK DUO BLK ML-G10+ 405 | HANWHA |  | 0.405 | 4 | 81 | 15 |  | Fixed | Roof
NJADRE1555702323 | Administratively Determined Incentive Program | Beverly | 8010 | 13 | 6.89 | Residential | Behind the Meter | Yes | Net Metered Residential | SunnyMac LLC |  | PSE&G | Accepted | 2024-01-25 | 2024-02-21 | 2025-02-21 | Solar Panels | Q.PEAK DUO BLK ML-G10+ 405 | HANWHA |  | 0.405 | 6 | 261 | 15 |  | Fixed | Roof
NJADRE1555702323 | Administratively Determined Incentive Program | Beverly | 8010 | 13 | 6.89 | Residential | Behind the Meter | Yes | Net Metered Residential | SunnyMac LLC |  | PSE&G | Accepted | 2024-01-25 | 2024-02-21 | 2025-02-21 | Solar Panels | Q.PEAK DUO BLK ML-G10+ 405 | HANWHA |  | 0.405 | 7 | 81 | 5 |  | Fixed | Roof
NJADRE1555702323 | Administratively Determined Incentive Program | Beverly | 8010 | 13 | 6.89 | Residential | Behind the Meter | Yes | Net Metered Residential | SunnyMac LLC |  | PSE&G | Accepted | 2024-01-25 | 2024-02-21 | 2025-02-21 | Inverters | SE5000H-US | Solaredge | 5000 |  | 1 |  |  | 0.1 |  | Outdoor | next to meter
NJADRE1555702325 | Administratively Determined Incentive Program | EVESHAM | 8053 | 13 | 6.8 | Residential | Behind the Meter | Yes | Net Metered Residential | Sunrun Installation Services, Inc. |  | PSE&G | Accepted | 2024-01-25 | 2024-02-15 | 2025-02-15 | Inverters | Delta Electronics | E6-TL-US | 5760 |  | 1 |  |  | 0.98 |  | Outdoor
NJADRE1555702325 | Administratively Determined Incentive Program | EVESHAM | 8053 | 13 | 6.8 | Residential | Behind the Meter | Yes | Net Metered Residential | Sunrun Installation Services, Inc. |  | PSE&G | Accepted | 2024-01-25 | 2024-02-15 | 2025-02-15 | Solar Panels | Hanwha Q Cells | Q.PEAK DUO BLK ML-G10+/T 400 |  | 0.4 | 17 | 181 | 25 |  | Fixed | Roof
NJADRE1555702330 | Administratively Determined Incentive Program | WILLIAMSTOWN | 8094 | 15 | 7.2 | Residential | Behind the Meter | Yes | Net Metered Residential | Sunrun Installation Services, Inc. |  | AC Electric | Accepted | 2024-01-25 | 2024-02-15 | 2025-02-15 | Inverters | SolarEdge Technologies | SE6000H-USSN | 6000 |  | 1 |  |  | 0.99 |  | Outdoor | Next to meter
NJADRE1555702330 | Administratively Determined Incentive Program | WILLIAMSTOWN | 8094 | 15 | 7.2 | Residential | Behind the Meter | Yes | Net Metered Residential | Sunrun Installation Services, Inc. |  | AC Electric | Accepted | 2024-01-25 | 2024-02-15 | 2025-02-15 | Solar Panels | Hanwha Q Cells | Q.PEAK DUO BLK ML-G10+/t 400 |  | 0.4 | 6 | 246 | 27 |  | Fixed | Roof
NJADRE1555702330 | Administratively Determined Incentive Program | WILLIAMSTOWN | 8094 | 15 | 7.2 | Residential | Behind the Meter | Yes | Net Metered Residential | Sunrun Installation Services, Inc. |  | AC Electric | Accepted | 2024-01-25 | 2024-02-15 | 2025-02-15 | Solar Panels | Hanwha Q Cells | Q.PEAK DUO BLK ML-G10+/t 400 |  | 0.4 | 12 | 156 | 27 |  | Fixed | Roof
NJADRE1555702336 | Administratively Determined Incentive Program | PISCATAWAY | 8854 | 11 | 4.8 | Residential | Behind the Meter | Yes | Net Metered Residential | Sunrun Installation Services, Inc. |  | PSE&G | Accepted | 2024-01-25 | 2024-02-15 | 2025-02-15 | Inverters | Delta Electronics | E4-TL-US | 3840 |  | 1 |  |  | 0.98 |  | Outdoor
NJADRE1555702336 | Administratively Determined Incentive Program | PISCATAWAY | 8854 | 11 | 4.8 | Residential | Behind the Meter | Yes | Net Metered Residential | Sunrun Installation Services, Inc. |  | PSE&G | Accepted | 2024-01-25 | 2024-02-15 | 2025-02-15 | Solar Panels | Hanwha Q Cells | Q.PEAK DUO BLK ML-G10+/T 400 |  | 0.4 | 12 | 159 | 22 |  | Fixed | Roof
NJADRE1555702338 | Administratively Determined Incentive Program | PLAINFIELD | 7062 | 10 | 4.86 | Residential | Behind the Meter | Yes | Net Metered Residential | Sunrun Installation Services, Inc. |  | PSE&G | Accepted | 2024-01-25 | 2024-02-15 | 2025-02-15 | Inverters | DELTA ELECTRONICS | E4-TL-US | 4000 |  | 1 |  |  | 0.975 |  | Outdoor | Next to meter
NJADRE1555702338 | Administratively Determined Incentive Program | PLAINFIELD | 7062 | 10 | 4.86 | Residential | Behind the Meter | Yes | Net Metered Residential | Sunrun Installation Services, Inc. |  | PSE&G | Accepted | 2024-01-25 | 2024-02-15 | 2025-02-15 | Solar Panels | Hanwha Q Cells | Q.PEAK DUO BLK ML-G10+ 405 |  | 0.405 | 6 | 28 | 4 |  | Fixed | Roof
NJADRE1555702338 | Administratively Determined Incentive Program | PLAINFIELD | 7062 | 10 | 4.86 | Residential | Behind the Meter | Yes | Net Metered Residential | Sunrun Installation Services, Inc. |  | PSE&G | Accepted | 2024-01-25 | 2024-02-15 | 2025-02-15 | Solar Panels | Hanwha Q Cells | Q.PEAK DUO BLK ML-G10+ 405 |  | 0.405 | 6 | 208 | 34 |  | Fixed | Roof
NJADRE1555702354 | Administratively Determined Incentive Program | MYSTIC ISLANDS | 8087 | 18 | 5.67 | Residential | Behind the Meter | Yes | Net Metered Residential | Sunrun Installation Services, Inc. |  | AC Electric | Accepted | 2024-01-25 | 2024-02-15 | 2025-02-15 | Inverters | SolarEdge Technologies | SE3800H-USMN | 3800 |  | 1 |  |  | 0.99 |  | Outdoor | Next to meter
NJADRE1555702354 | Administratively Determined Incentive Program | MYSTIC ISLANDS | 8087 | 18 | 5.67 | Residential | Behind the Meter | Yes | Net Metered Residential | Sunrun Installation Services, Inc. |  | AC Electric | Accepted | 2024-01-25 | 2024-02-15 | 2025-02-15 | Solar Panels | Hanwha Q Cells | Q.PEAK DUO BLK ML-G10+ 405 |  | 0.405 | 4 | 142 | 22 |  | Fixed | Roof
NJADRE1555702354 | Administratively Determined Incentive Program | MYSTIC ISLANDS | 8087 | 18 | 5.67 | Residential | Behind the Meter | Yes | Net Metered Residential | Sunrun Installation Services, Inc. |  | AC Electric | Accepted | 2024-01-25 | 2024-02-15 | 2025-02-15 | Solar Panels | Hanwha Q Cells | Q.PEAK DUO BLK ML-G10+ 405 |  | 0.405 | 10 | 233 | 41 |  | Fixed | Roof
NJADRE1555702362 | Administratively Determined Incentive Program | WILLINGBORO | 8046 | 13 | 10.8 | Residential | Behind the Meter | Yes | Net Metered Residential | Power Energy Solutions |  | PSE&G | Accepted | 2024-01-25 | 2024-02-15 | 2025-02-15 | Inverters | SolarEdge | SE7600H-US | 8 |  | 1 |  |  | 0.97 |  | Outside
NJADRE1555702362 | Administratively Determined Incentive Program | WILLINGBORO | 8046 | 13 | 10.8 | Residential | Behind the Meter | Yes | Net Metered Residential | Power Energy Solutions |  | PSE&G | Accepted | 2024-01-25 | 2024-02-15 | 2025-02-15 | Solar Panels | Canadian Solar | CS6R-400MS-HL HIKU6 BLACK MONO |  | 0.4 | 14 | 132 | 27 |  | Fixed | Roof
NJADRE1555702362 | Administratively Determined Incentive Program | WILLINGBORO | 8046 | 13 | 10.8 | Residential | Behind the Meter | Yes | Net Metered Residential | Power Energy Solutions |  | PSE&G | Accepted | 2024-01-25 | 2024-02-15 | 2025-02-15 | Solar Panels | Canadian Solar | CS6R-400MS-HL HIKU6 BLACK MONO |  | 0.4 | 10 | 312 | 27 |  | Fixed | Roof
NJADRE1555702362 | Administratively Determined Incentive Program | WILLINGBORO | 8046 | 13 | 10.8 | Residential | Behind the Meter | Yes | Net Metered Residential | Power Energy Solutions |  | PSE&G | Accepted | 2024-01-25 | 2024-02-15 | 2025-02-15 | Solar Panels | Canadian Solar | CS6R-400MS-HL HIKU6 BLACK MONO |  | 0.4 | 3 | 133 | 20 |  | Fixed | Roof
NJADRE1555702384 | Administratively Determined Incentive Program | CLAYTON | 8312 | 15 | 7.2 | Residential | Behind the Meter | Yes | Net Metered Residential | Power Energy Solutions |  | AC Electric | Accepted | 2024-01-25 | 2024-02-15 | 2025-02-15 | Inverters | SolarEdge | SE5000H-US | 5 |  | 1 |  |  | 0.97 |  | Outdoor
NJADRE1555702384 | Administratively Determined Incentive Program | CLAYTON | 8312 | 15 | 7.2 | Residential | Behind the Meter | Yes | Net Metered Residential | Power Energy Solutions |  | AC Electric | Accepted | 2024-01-25 | 2024-02-15 | 2025-02-15 | Solar Panels | Canadian Solar | CS6R-400MS-HL HIKU6 BLACK MONO |  | 0.4 | 8 | 167 | 35 |  | Fixed | Roof
NJADRE1555702384 | Administratively Determined Incentive Program | CLAYTON | 8312 | 15 | 7.2 | Residential | Behind the Meter | Yes | Net Metered Residential | Power Energy Solutions |  | AC Electric | Accepted | 2024-01-25 | 2024-02-15 | 2025-02-15 | Solar Panels | Canadian Solar | CS6R-400MS-HL HIKU6 BLACK MONO |  | 0.4 | 3 | 167 | 35 |  | Fixed | Roof
NJADRE1555702384 | Administratively Determined Incentive Program | CLAYTON | 8312 | 15 | 7.2 | Residential | Behind the Meter | Yes | Net Metered Residential | Power Energy Solutions |  | AC Electric | Accepted | 2024-01-25 | 2024-02-15 | 2025-02-15 | Solar Panels | Canadian Solar | CS6R-400MS-HL HIKU6 BLACK MONO |  | 0.4 | 4 | 167 | 30 |  | Fixed | Roof
NJADRE1555702384 | Administratively Determined Incentive Program | CLAYTON | 8312 | 15 | 7.2 | Residential | Behind the Meter | Yes | Net Metered Residential | Power Energy Solutions |  | AC Electric | Accepted | 2024-01-25 | 2024-02-15 | 2025-02-15 | Solar Panels | Canadian Solar | CS6R-400MS-HL HIKU6 BLACK MONO |  | 0.4 | 3 | 257 | 22 |  | Fixed | Roof
NJADRE1555702395 | Administratively Determined Incentive Program | JACKSON | 8527 | 18 | 8 | Residential | Behind the Meter | Yes | Net Metered Residential | Power Energy Solutions |  | JCP&L | Accepted | 2024-01-25 | 2024-02-15 | 2025-02-15 | Inverters | SolarEdge | SE6000H-US | 6 |  | 1 |  |  | 0.97 |  | Outside
NJADRE1555702395 | Administratively Determined Incentive Program | JACKSON | 8527 | 18 | 8 | Residential | Behind the Meter | Yes | Net Metered Residential | Power Energy Solutions |  | JCP&L | Accepted | 2024-01-25 | 2024-02-15 | 2025-02-15 | Solar Panels | Canadian Solar | CS6R-400MS-HL HIKU6 BLACK MONO |  | 0.4 | 11 | 196 | 40 |  | Fixed | Roof
NJADRE1555702395 | Administratively Determined Incentive Program | JACKSON | 8527 | 18 | 8 | Residential | Behind the Meter | Yes | Net Metered Residential | Power Energy Solutions |  | JCP&L | Accepted | 2024-01-25 | 2024-02-15 | 2025-02-15 | Solar Panels | Canadian Solar | CS6R-400MS-HL HIKU6 BLACK MONO |  | 0.4 | 2 | 196 | 20 |  | Fixed | Roof
NJADRE1555702395 | Administratively Determined Incentive Program | JACKSON | 8527 | 18 | 8 | Residential | Behind the Meter | Yes | Net Metered Residential | Power Energy Solutions |  | JCP&L | Accepted | 2024-01-25 | 2024-02-15 | 2025-02-15 | Solar Panels | Canadian Solar | CS6R-400MS-HL HIKU6 BLACK MONO |  | 0.4 | 7 | 16 | 12 |  | Fixed | Roof
NJADRE1555702408 | Administratively Determined Incentive Program | Millville | 8332 | 20 | 8.91 | Residential | Behind the Meter | Yes | Net Metered Residential | EMT Renewables |  | AC Electric | Accepted | 2024-01-25 | 2024-02-15 | 2025-02-15 | Inverters | ENPHASE | IQ8+ | 290 |  | 1 |  |  | 0.98 |  | Other | UNDER EACH PANEL
NJADRE1555702408 | Administratively Determined Incentive Program | Millville | 8332 | 20 | 8.91 | Residential | Behind the Meter | Yes | Net Metered Residential | EMT Renewables |  | AC Electric | Accepted | 2024-01-25 | 2024-02-15 | 2025-02-15 | Solar Panels | Q CELLS | Q PEAK DUO BLK |  | 0.405 | 6 | 269 | 20 |  | Fixed | Roof
NJADRE1555702408 | Administratively Determined Incentive Program | Millville | 8332 | 20 | 8.91 | Residential | Behind the Meter | Yes | Net Metered Residential | EMT Renewables |  | AC Electric | Accepted | 2024-01-25 | 2024-02-15 | 2025-02-15 | Solar Panels | Q CELLS | Q PEAK DUO BLK |  | 0.405 | 16 | 89 | 20 |  | Fixed | Roof
NJADRE1555702413 | Administratively Determined Incentive Program | ROSELLE PARK | 7204 | 10 | 8.51 | Residential | Behind the Meter | No | Net Metered Residential | Trinity Solar LLC |  | PSE&G | Accepted | 2024-01-25 | 2024-02-15 | 2025-02-15 | Inverters | Solar Edge | SE7600H-US | 7600 |  | 1 |  |  | 0.97 |  | Outdoor
NJADRE1555702413 | Administratively Determined Incentive Program | ROSELLE PARK | 7204 | 10 | 8.51 | Residential | Behind the Meter | No | Net Metered Residential | Trinity Solar LLC |  | PSE&G | Accepted | 2024-01-25 | 2024-02-15 | 2025-02-15 | Solar Panels | HANWHA | HANWHA 405 (Q.PEAK DUO BLK ML-G10+ 405) |  | 0.405 | 10 | 80 | 40 |  | Fixed | Roof
NJADRE1555702413 | Administratively Determined Incentive Program | ROSELLE PARK | 7204 | 10 | 8.51 | Residential | Behind the Meter | No | Net Metered Residential | Trinity Solar LLC |  | PSE&G | Accepted | 2024-01-25 | 2024-02-15 | 2025-02-15 | Solar Panels | HANWHA | HANWHA 405 (Q.PEAK DUO BLK ML-G10+ 405) |  | 0.405 | 7 | 260 | 40 |  | Fixed | Roof
NJADRE1555702413 | Administratively Determined Incentive Program | ROSELLE PARK | 7204 | 10 | 8.51 | Residential | Behind the Meter | No | Net Metered Residential | Trinity Solar LLC |  | PSE&G | Accepted | 2024-01-25 | 2024-02-15 | 2025-02-15 | Solar Panels | HANWHA | HANWHA 405 (Q.PEAK DUO BLK ML-G10+ 405) |  | 0.405 | 4 | 260 | 18 |  | Fixed | Roof
NJADRE1555702414 | Administratively Determined Incentive Program | NORTHFIELD | 8225 | 19 | 12.56 | Residential | Behind the Meter | Yes | Net Metered Residential | Sunny Mac LLC |  | AC Electric | Accepted | 2024-01-25 | 2024-02-16 | 2025-02-16 | Solar Panels | Q.PEAK DUO BLK ML-G10+ 405 | HANWHA |  | 0.405 | 3 | 167 | 43 |  | Fixed | Roof
NJADRE1555702414 | Administratively Determined Incentive Program | NORTHFIELD | 8225 | 19 | 12.56 | Residential | Behind the Meter | Yes | Net Metered Residential | Sunny Mac LLC |  | AC Electric | Accepted | 2024-01-25 | 2024-02-16 | 2025-02-16 | Solar Panels | Q.PEAK DUO BLK ML-G10+ 405 | HANWHA |  | 0.405 | 3 | 77 | 22 |  | Fixed | Roof
NJADRE1555702414 | Administratively Determined Incentive Program | NORTHFIELD | 8225 | 19 | 12.56 | Residential | Behind the Meter | Yes | Net Metered Residential | Sunny Mac LLC |  | AC Electric | Accepted | 2024-01-25 | 2024-02-16 | 2025-02-16 | Solar Panels | Q.PEAK DUO BLK ML-G10+ 405 | HANWHA |  | 0.405 | 10 | 347 | 25 |  | Fixed | Roof
NJADRE1555702414 | Administratively Determined Incentive Program | NORTHFIELD | 8225 | 19 | 12.56 | Residential | Behind the Meter | Yes | Net Metered Residential | Sunny Mac LLC |  | AC Electric | Accepted | 2024-01-25 | 2024-02-16 | 2025-02-16 | Solar Panels | Q.PEAK DUO BLK ML-G10+ 405 | HANWHA |  | 0.405 | 6 | 167 | 21 |  | Fixed | Roof
NJADRE1555702414 | Administratively Determined Incentive Program | NORTHFIELD | 8225 | 19 | 12.56 | Residential | Behind the Meter | Yes | Net Metered Residential | Sunny Mac LLC |  | AC Electric | Accepted | 2024-01-25 | 2024-02-16 | 2025-02-16 | Solar Panels | Q.PEAK DUO BLK ML-G10+ 405 | HANWHA |  | 0.405 | 6 | 167 | 25 |  | Fixed | Roof
NJADRE1555702414 | Administratively Determined Incentive Program | NORTHFIELD | 8225 | 19 | 12.56 | Residential | Behind the Meter | Yes | Net Metered Residential | Sunny Mac LLC |  | AC Electric | Accepted | 2024-01-25 | 2024-02-16 | 2025-02-16 | Solar Panels | Q.PEAK DUO BLK ML-G10+ 405 | HANWHA |  | 0.405 | 3 | 257 | 21 |  | Fixed | Roof
NJADRE1555702414 | Administratively Determined Incentive Program | NORTHFIELD | 8225 | 19 | 12.56 | Residential | Behind the Meter | Yes | Net Metered Residential | Sunny Mac LLC |  | AC Electric | Accepted | 2024-01-25 | 2024-02-16 | 2025-02-16 | Inverters | SE10000H-US | Solaredge | 10000 |  | 1 |  |  | 0.1 |  | Outdoor | next to meter
NJADRE1555702426 | Administratively Determined Incentive Program | PEMBERTON | 8068 | 13 | 8 | Residential | Behind the Meter | Yes | Net Metered Residential | Power Energy Solutions |  | JCP&L | Accepted | 2024-01-25 | 2024-02-15 | 2025-02-15 | Inverters | SolarEdge | SE6000H-US | 6 |  | 1 |  |  | 0.97 |  | Outside
NJADRE1555702426 | Administratively Determined Incentive Program | PEMBERTON | 8068 | 13 | 8 | Residential | Behind the Meter | Yes | Net Metered Residential | Power Energy Solutions |  | JCP&L | Accepted | 2024-01-25 | 2024-02-15 | 2025-02-15 | Solar Panels | Canadian Solar | CS6R-400MS-HL HIKU6 BLACK MONO |  | 0.4 | 20 | 196 | 31 |  | Fixed | Roof
NJADRE1555702435 | Administratively Determined Incentive Program | ATCO | 8004 | 14 | 8.91 | Residential | Behind the Meter | Yes | Net Metered Residential | Trinity Solar Inc. |  | AC Electric | Accepted | 2024-01-25 | 2024-02-15 | 2025-02-15 | Inverters | Solar Edge | SE7600H-US | 7600 |  | 1 |  |  | 0.97 |  | Outdoor
NJADRE1555702435 | Administratively Determined Incentive Program | ATCO | 8004 | 14 | 8.91 | Residential | Behind the Meter | Yes | Net Metered Residential | Trinity Solar Inc. |  | AC Electric | Accepted | 2024-01-25 | 2024-02-15 | 2025-02-15 | Solar Panels | HANWHA | (Q.PEAK DUO BLK ML-G10+ 405) |  | 0.405 | 3 | 60 | 23 |  | Fixed | Roof
NJADRE1555702435 | Administratively Determined Incentive Program | ATCO | 8004 | 14 | 8.91 | Residential | Behind the Meter | Yes | Net Metered Residential | Trinity Solar Inc. |  | AC Electric | Accepted | 2024-01-25 | 2024-02-15 | 2025-02-15 | Solar Panels | HANWHA | (Q.PEAK DUO BLK ML-G10+ 405) |  | 0.405 | 6 | 244 | 23 |  | Fixed | Roof
NJADRE1555702435 | Administratively Determined Incentive Program | ATCO | 8004 | 14 | 8.91 | Residential | Behind the Meter | Yes | Net Metered Residential | Trinity Solar Inc. |  | AC Electric | Accepted | 2024-01-25 | 2024-02-15 | 2025-02-15 | Solar Panels | HANWHA | (Q.PEAK DUO BLK ML-G10+ 405) |  | 0.405 | 5 | 64 | 23 |  | Fixed | Roof
NJADRE1555702435 | Administratively Determined Incentive Program | ATCO | 8004 | 14 | 8.91 | Residential | Behind the Meter | Yes | Net Metered Residential | Trinity Solar Inc. |  | AC Electric | Accepted | 2024-01-25 | 2024-02-15 | 2025-02-15 | Solar Panels | HANWHA | (Q.PEAK DUO BLK ML-G10+ 405) |  | 0.405 | 3 | 150 | 13 |  | Fixed | Roof
NJADRE1555702435 | Administratively Determined Incentive Program | ATCO | 8004 | 14 | 8.91 | Residential | Behind the Meter | Yes | Net Metered Residential | Trinity Solar Inc. |  | AC Electric | Accepted | 2024-01-25 | 2024-02-15 | 2025-02-15 | Solar Panels | HANWHA | (Q.PEAK DUO BLK ML-G10+ 405) |  | 0.405 | 3 | 330 | 13 |  | Fixed | Roof
NJADRE1555702435 | Administratively Determined Incentive Program | ATCO | 8004 | 14 | 8.91 | Residential | Behind the Meter | Yes | Net Metered Residential | Trinity Solar Inc. |  | AC Electric | Accepted | 2024-01-25 | 2024-02-15 | 2025-02-15 | Solar Panels | HANWHA | (Q.PEAK DUO BLK ML-G10+ 405) |  | 0.405 | 2 | 240 | 14 |  | Fixed | Roof
NJADRE1555702452 | Administratively Determined Incentive Program | MAPLEWOOD TWP | 7040 | 9 | 3.6 | Residential | Behind the Meter | Yes | Net Metered Residential | Sunrun Installation Services, Inc. |  | PSE&G | Accepted | 2024-01-25 | 2024-02-15 | 2025-02-15 | Inverters | SolarEdge Technologies | SE3800H-USMN | 3800 |  | 1 |  |  | 0.99 |  | Outdoor | Next to meter
NJADRE1555702452 | Administratively Determined Incentive Program | MAPLEWOOD TWP | 7040 | 9 | 3.6 | Residential | Behind the Meter | Yes | Net Metered Residential | Sunrun Installation Services, Inc. |  | PSE&G | Accepted | 2024-01-25 | 2024-02-15 | 2025-02-15 | Solar Panels | Hanwha Q Cells | Q.PEAK DUO BLK ML-G10+/t 400 |  | 0.4 | 9 | 207 | 30 |  | Fixed | Roof
NJADRE1555702456 | Administratively Determined Incentive Program | WILLINGBORO | 8046 | 13 | 9.2 | Residential | Behind the Meter | Yes | Net Metered Residential | Power Energy Solutions |  | PSE&G | Accepted | 2024-01-25 | 2024-02-15 | 2025-02-15 | Inverters | SolarEdge | SE6000H-US | 6000 |  | 1 |  |  | 0.97 |  | Outside
NJADRE1555702456 | Administratively Determined Incentive Program | WILLINGBORO | 8046 | 13 | 9.2 | Residential | Behind the Meter | Yes | Net Metered Residential | Power Energy Solutions |  | PSE&G | Accepted | 2024-01-25 | 2024-02-15 | 2025-02-15 | Solar Panels | Canadian Solar | CS6R-400MS-HL HIKU6 BLACK MONO |  | 0.4 | 18 | 161 | 40 |  | Fixed | Roof
NJADRE1555702456 | Administratively Determined Incentive Program | WILLINGBORO | 8046 | 13 | 9.2 | Residential | Behind the Meter | Yes | Net Metered Residential | Power Energy Solutions |  | PSE&G | Accepted | 2024-01-25 | 2024-02-15 | 2025-02-15 | Solar Panels | Canadian Solar | CS6R-400MS-HL HIKU6 BLACK MONO |  | 0.4 | 5 | 0 | 3 |  | Fixed | Roof
NJADRE1555702463 | Administratively Determined Incentive Program | SALEM | 8079 | 16 | 5.67 | Residential | Behind the Meter | Yes | Net Metered Residential | Trinity Solar |  | AC Electric | Accepted | 2024-01-25 | 2024-02-15 | 2025-02-15 | Solar Panels | HANWHA | (Q.PEAK DUO BLK ML-G10+ 405) |  | 0.405 | 6 | 52 | 37 |  | Fixed | Roof
NJADRE1555702463 | Administratively Determined Incentive Program | SALEM | 8079 | 16 | 5.67 | Residential | Behind the Meter | Yes | Net Metered Residential | Trinity Solar |  | AC Electric | Accepted | 2024-01-25 | 2024-02-15 | 2025-02-15 | Solar Panels | Solar Edge | (Q.PEAK DUO BLK ML-G10+ 405) |  | 0.405 | 8 | 232 | 37 |  | Fixed | Roof
NJADRE1555702463 | Administratively Determined Incentive Program | SALEM | 8079 | 16 | 5.67 | Residential | Behind the Meter | Yes | Net Metered Residential | Trinity Solar |  | AC Electric | Accepted | 2024-01-25 | 2024-02-15 | 2025-02-15 | Inverters | Solar Edge | SE5000H-US | 5000 |  | 1 |  |  | 0.97 |  | Outside
NJADRE1555702464 | Administratively Determined Incentive Program | LINWOOD | 8221 | 19 | 8.51 | Residential | Behind the Meter | Yes | Net Metered Residential | Trinity Solar |  | AC Electric | Accepted | 2024-01-25 | 2024-02-15 | 2025-02-15 | Inverters | Solar Edge | SE7600H-US000BEi4 | 7600 |  | 1 |  |  | 0.97 |  | Outdoor
NJADRE1555702464 | Administratively Determined Incentive Program | LINWOOD | 8221 | 19 | 8.51 | Residential | Behind the Meter | Yes | Net Metered Residential | Trinity Solar |  | AC Electric | Accepted | 2024-01-25 | 2024-02-15 | 2025-02-15 | Solar Panels | HANWHA | Q.PEAK DUO BLK ML-G10+ 405 |  | 0.405 | 21 | 211 | 30 |  | Fixed | Roof
NJADRE1555702470 | Administratively Determined Incentive Program | WILLINGBORO | 8046 | 13 | 7.6 | Residential | Behind the Meter | Yes | Net Metered Residential | Power Energy Solutions |  | PSE&G | Accepted | 2024-01-25 | 2024-02-15 | 2025-02-15 | Inverters | SolarEdge | SE6000H-US | 6000 |  | 1 |  |  | 0.97 |  | Outdoor
NJADRE1555702470 | Administratively Determined Incentive Program | WILLINGBORO | 8046 | 13 | 7.6 | Residential | Behind the Meter | Yes | Net Metered Residential | Power Energy Solutions |  | PSE&G | Accepted | 2024-01-25 | 2024-02-15 | 2025-02-15 | Solar Panels | Canadian Solar | CS6R-400MS-HL HIKU6 BLACK MONO |  | 0.4 | 19 | 134 | 16 |  | Fixed | Roof
NJADRE1555702471 | Administratively Determined Incentive Program | SALEM | 8079 | 16 | 36.5 | Residential | Behind the Meter | Yes | Net Metered Residential | Pro Custom Solar dba Momentum Solar |  | AC Electric | Accepted | 2024-02-06 | 2024-02-26 | 2025-02-26 | Inverters | ENPHASE | IQ8PLUS-72-2-US | 290 |  | 100 |  |  | 0.97 |  | Outdoor | GROUNDMOUNT
NJADRE1555702471 | Administratively Determined Incentive Program | SALEM | 8079 | 16 | 36.5 | Residential | Behind the Meter | Yes | Net Metered Residential | Pro Custom Solar dba Momentum Solar |  | AC Electric | Accepted | 2024-02-06 | 2024-02-26 | 2025-02-26 | Solar Panels | HANWHA | Q.PEAK DUO BLK-G10+365 |  | 0.365 | 100 | 180 | 20 |  | Fixed | Ground | GROUNDMOUNT
NJADRE1555702488 | Administratively Determined Incentive Program | LINDENWOLD | 8021 | 14 | 10 | Residential | Behind the Meter | Yes | Net Metered Residential | Power Energy Solutions |  | AC Electric | Accepted | 2024-01-25 | 2024-02-15 | 2025-02-15 | Inverters | SolarEdge | SE7600H-US | 8 |  | 1 |  |  | 0.97 |  | Outside
NJADRE1555702488 | Administratively Determined Incentive Program | LINDENWOLD | 8021 | 14 | 10 | Residential | Behind the Meter | Yes | Net Metered Residential | Power Energy Solutions |  | AC Electric | Accepted | 2024-01-25 | 2024-02-15 | 2025-02-15 | Solar Panels | Canadian Solar | CS6R-400MS-HL HIKU6 BLACK MONO |  | 0.4 | 10 | 209 | 22 |  | Fixed | Roof
NJADRE1555702488 | Administratively Determined Incentive Program | LINDENWOLD | 8021 | 14 | 10 | Residential | Behind the Meter | Yes | Net Metered Residential | Power Energy Solutions |  | AC Electric | Accepted | 2024-01-25 | 2024-02-15 | 2025-02-15 | Solar Panels | Canadian Solar | CS6R-400MS-HL HIKU6 BLACK MONO |  | 0.4 | 12 | 209 | 14 |  | Fixed | Roof
NJADRE1555702488 | Administratively Determined Incentive Program | LINDENWOLD | 8021 | 14 | 10 | Residential | Behind the Meter | Yes | Net Metered Residential | Power Energy Solutions |  | AC Electric | Accepted | 2024-01-25 | 2024-02-15 | 2025-02-15 | Solar Panels | Canadian Solar | CS6R-400MS-HL HIKU6 BLACK MONO |  | 0.4 | 3 | 29 | 22 |  | Fixed | Roof
NJADRE1555702492 | Administratively Determined Incentive Program | FAIR LAWN BORO | 7410 | 7 | 4 | Residential | Behind the Meter | Yes | Net Metered Residential | Sunrun Installation Services, Inc. |  | PSE&G | Accepted | 2024-01-25 | 2024-02-15 | 2025-02-15 | Inverters | SolarEdge Technologies | SE3800H-USMN | 3800 |  | 1 |  |  | 0.99 |  | Outdoor | Next to meter
NJADRE1555702492 | Administratively Determined Incentive Program | FAIR LAWN BORO | 7410 | 7 | 4 | Residential | Behind the Meter | Yes | Net Metered Residential | Sunrun Installation Services, Inc. |  | PSE&G | Accepted | 2024-01-25 | 2024-02-15 | 2025-02-15 | Solar Panels | Hanwha Q Cells | Q.PEAK DUO BLK ML-G10+/T 400 |  | 0.4 | 4 | 160 | 18 |  | Fixed | Roof
NJADRE1555702492 | Administratively Determined Incentive Program | FAIR LAWN BORO | 7410 | 7 | 4 | Residential | Behind the Meter | Yes | Net Metered Residential | Sunrun Installation Services, Inc. |  | PSE&G | Accepted | 2024-01-25 | 2024-02-15 | 2025-02-15 | Solar Panels | Hanwha Q Cells | Q.PEAK DUO BLK ML-G10+/T 400 |  | 0.4 | 6 | 159 | 32 |  | Fixed | Roof
NJADRE1555702514 | Administratively Determined Incentive Program | SICKLERVILLE | 8081 | 20 | 9.72 | Residential | Behind the Meter | No | Net Metered Residential | EMT Renewables |  | AC Electric | Accepted | 2024-01-25 | 2024-02-15 | 2025-02-15 | Inverters | ENPHASE | IQ8+ | 290 |  | 24 |  |  | 0.98 |  | Other | UNDER EACH PANEL
NJADRE1555702514 | Administratively Determined Incentive Program | SICKLERVILLE | 8081 | 20 | 9.72 | Residential | Behind the Meter | No | Net Metered Residential | EMT Renewables |  | AC Electric | Accepted | 2024-01-25 | 2024-02-15 | 2025-02-15 | Solar Panels | Q CELLS | Q PEAK DUO BLK |  | 0.405 | 7 | 167 | 40 |  | Fixed | Roof
NJADRE1555702514 | Administratively Determined Incentive Program | SICKLERVILLE | 8081 | 20 | 9.72 | Residential | Behind the Meter | No | Net Metered Residential | EMT Renewables |  | AC Electric | Accepted | 2024-01-25 | 2024-02-15 | 2025-02-15 | Solar Panels | Q CELLS | Q PEAK DUO BLK |  | 0.405 | 8 | 257 | 27 |  | Fixed | Roof
NJADRE1555702514 | Administratively Determined Incentive Program | SICKLERVILLE | 8081 | 20 | 9.72 | Residential | Behind the Meter | No | Net Metered Residential | EMT Renewables |  | AC Electric | Accepted | 2024-01-25 | 2024-02-15 | 2025-02-15 | Solar Panels | Q CELLS | Q PEAK DUO BLK |  | 0.405 | 2 | 167 | 38 |  | Fixed | Roof
NJADRE1555702514 | Administratively Determined Incentive Program | SICKLERVILLE | 8081 | 20 | 9.72 | Residential | Behind the Meter | No | Net Metered Residential | EMT Renewables |  | AC Electric | Accepted | 2024-01-25 | 2024-02-15 | 2025-02-15 | Solar Panels | Q CELLS | Q PEAK DUO BLK |  | 0.405 | 7 | 77 | 27 |  | Fixed | Roof
NJADRE1555702517 | Administratively Determined Incentive Program | Atco | 8004 | 14 | 10.8 | Residential | Behind the Meter | Yes | Net Metered Residential | Power Energy Solutions |  | AC Electric | Accepted | 2024-01-25 | 2024-02-15 | 2025-02-15 | Inverters | SolarEdge | SE7600H-US | 8 |  | 1 |  |  | 0.97 |  | Outdoor
NJADRE1555702517 | Administratively Determined Incentive Program | Atco | 8004 | 14 | 10.8 | Residential | Behind the Meter | Yes | Net Metered Residential | Power Energy Solutions |  | AC Electric | Accepted | 2024-01-25 | 2024-02-15 | 2025-02-15 | Solar Panels | Canadian Solar | CS6R-400MS-HL HIKU6 BLACK MONO |  | 0.4 | 27 | 131 | 16 |  | Fixed | Roof
NJADRE1555702519 | Administratively Determined Incentive Program | Sewell | 8080 | 15 | 6.75 | Residential | Behind the Meter | No | Net Metered Residential | Solar Energy World |  | AC Electric | Accepted | 2024-01-25 | 2024-02-16 | 2025-02-16 | Solar Panels | Longi | LR4-60-HPB-355M |  | 0.355 | 16 | 215 | 26 |  | Fixed | Roof
NJADRE1555702519 | Administratively Determined Incentive Program | Sewell | 8080 | 15 | 6.75 | Residential | Behind the Meter | No | Net Metered Residential | Solar Energy World |  | AC Electric | Accepted | 2024-01-25 | 2024-02-16 | 2025-02-16 | Solar Panels | Longi | LR4-60-HPB-355M |  | 0.355 | 3 | 215 | 30 |  | Fixed | Roof
NJADRE1555702519 | Administratively Determined Incentive Program | Sewell | 8080 | 15 | 6.75 | Residential | Behind the Meter | No | Net Metered Residential | Solar Energy World |  | AC Electric | Accepted | 2024-01-25 | 2024-02-16 | 2025-02-16 | Inverters | Enphase | IQ8-60-2-US | 290 |  | 19 |  |  | 0.97 |  | Outside
NJADRE1555702525 | Administratively Determined Incentive Program | NATIONAL PARK | 8063 | 15 | 9.2 | Residential | Behind the Meter | Yes | Net Metered Residential | Power Energy Solutions |  | PSE&G | Accepted | 2024-01-25 | 2024-02-16 | 2025-02-16 | Inverters | SolarEdge | SE6000H-US | 6 |  | 1 |  |  | 0.97 |  | Outside
NJADRE1555702525 | Administratively Determined Incentive Program | NATIONAL PARK | 8063 | 15 | 9.2 | Residential | Behind the Meter | Yes | Net Metered Residential | Power Energy Solutions |  | PSE&G | Accepted | 2024-01-25 | 2024-02-16 | 2025-02-16 | Solar Panels | Canadian Solar | CS6R-400MS-HL HIKU6 BLACK MONO |  | 0.4 | 21 | 202 | 24 |  | Fixed | Roof
NJADRE1555702525 | Administratively Determined Incentive Program | NATIONAL PARK | 8063 | 15 | 9.2 | Residential | Behind the Meter | Yes | Net Metered Residential | Power Energy Solutions |  | PSE&G | Accepted | 2024-01-25 | 2024-02-16 | 2025-02-16 | Solar Panels | Canadian Solar | CS6R-400MS-HL HIKU6 BLACK MONO |  | 0.4 | 2 | 22 | 24 |  | Fixed | Roof
NJADRE1555702533 | Administratively Determined Incentive Program | Gloucester Township | 8081 | 14 | 10.53 | Residential | Behind the Meter | Yes | Net Metered Residential | SunnyMac LLC |  | AC Electric | Accepted | 2024-01-25 | 2024-02-16 | 2025-02-16 | Solar Panels | Q.PEAK DUO BLK ML-G10+ 405 | HANWHA |  | 0.405 | 9 | 221 | 30 |  | Fixed | Roof
NJADRE1555702533 | Administratively Determined Incentive Program | Gloucester Township | 8081 | 14 | 10.53 | Residential | Behind the Meter | Yes | Net Metered Residential | SunnyMac LLC |  | AC Electric | Accepted | 2024-01-25 | 2024-02-16 | 2025-02-16 | Solar Panels | Q.PEAK DUO BLK ML-G10+ 405 | HANWHA |  | 0.405 | 15 | 41 | 30 |  | Fixed | Roof
NJADRE1555702533 | Administratively Determined Incentive Program | Gloucester Township | 8081 | 14 | 10.53 | Residential | Behind the Meter | Yes | Net Metered Residential | SunnyMac LLC |  | AC Electric | Accepted | 2024-01-25 | 2024-02-16 | 2025-02-16 | Solar Panels | Q.PEAK DUO BLK ML-G10+ 405 | HANWHA |  | 0.405 | 2 | 221 | 30 |  | Fixed | Roof
NJADRE1555702533 | Administratively Determined Incentive Program | Gloucester Township | 8081 | 14 | 10.53 | Residential | Behind the Meter | Yes | Net Metered Residential | SunnyMac LLC |  | AC Electric | Accepted | 2024-01-25 | 2024-02-16 | 2025-02-16 | Inverters | SE7600H-US | Solaredge | 7600 |  | 1 |  |  | 0.1 |  | Outdoor | next to meter
NJADRE1555702537 | Administratively Determined Incentive Program | BRANCHVILLE | 7826 | 1 | 13.37 | Residential | Behind the Meter | Yes | Net Metered Residential | Trinity Solar Inc. |  | JCP&L | Accepted | 2024-01-25 | 2024-02-15 | 2025-02-15 | Inverters | Solar Edge | SE10000H-US | 10000 |  | 1 |  |  | 0.97 |  | Outside
NJADRE1555702537 | Administratively Determined Incentive Program | BRANCHVILLE | 7826 | 1 | 13.37 | Residential | Behind the Meter | Yes | Net Metered Residential | Trinity Solar Inc. |  | JCP&L | Accepted | 2024-01-25 | 2024-02-15 | 2025-02-15 | Solar Panels | HANWHA | Q.PEAK DUO BLK ML-G10+ 405 |  | 0.405 | 26 | 200 | 17 |  | Fixed | Roof
NJADRE1555702537 | Administratively Determined Incentive Program | BRANCHVILLE | 7826 | 1 | 13.37 | Residential | Behind the Meter | Yes | Net Metered Residential | Trinity Solar Inc. |  | JCP&L | Accepted | 2024-01-25 | 2024-02-15 | 2025-02-15 | Solar Panels | HANWHA | Q.PEAK DUO BLK ML-G10+ 405 |  | 0.405 | 7 | 200 | 16 |  | Fixed | Roof
NJADRE1555702541 | Administratively Determined Incentive Program | PENNSVILLE | 8070 | 16 | 6.4 | Residential | Behind the Meter | Yes | Net Metered Residential | Power Energy Solutions |  | AC Electric | Accepted | 2024-01-25 | 2024-02-16 | 2025-02-16 | Inverters | SolarEdge | SE6000H-US | 6 |  | 1 |  |  | 0.97 |  | Outdoor
NJADRE1555702541 | Administratively Determined Incentive Program | PENNSVILLE | 8070 | 16 | 6.4 | Residential | Behind the Meter | Yes | Net Metered Residential | Power Energy Solutions |  | AC Electric | Accepted | 2024-01-25 | 2024-02-16 | 2025-02-16 | Solar Panels | Canadian Solar | CS6R-400MS-HL HIKU6 BLACK MONO |  | 0.4 | 10 | 77 | 9 |  | Fixed | Roof
NJADRE1555702541 | Administratively Determined Incentive Program | PENNSVILLE | 8070 | 16 | 6.4 | Residential | Behind the Meter | Yes | Net Metered Residential | Power Energy Solutions |  | AC Electric | Accepted | 2024-01-25 | 2024-02-16 | 2025-02-16 | Solar Panels | Canadian Solar | CS6R-400MS-HL HIKU6 BLACK MONO |  | 0.4 | 6 | 257 | 30 |  | Fixed | Roof
NJADRE1555702551 | Administratively Determined Incentive Program | EWING Township | 8628 | 12 | 12.15 | Residential | Behind the Meter | Yes | Net Metered Residential | Sunny Mac LLC |  | PSE&G | Accepted | 2024-01-25 | 2024-02-16 | 2025-02-16 | Solar Panels | Q.PEAK DUO BLK ML-G10+ 405 | HANWHA |  | 0.405 | 9 | 234 | 23 |  | Fixed | Roof
NJADRE1555702551 | Administratively Determined Incentive Program | EWING Township | 8628 | 12 | 12.15 | Residential | Behind the Meter | Yes | Net Metered Residential | Sunny Mac LLC |  | PSE&G | Accepted | 2024-01-25 | 2024-02-16 | 2025-02-16 | Solar Panels | Q.PEAK DUO BLK ML-G10+ 405 | HANWHA |  | 0.405 | 11 | 53 | 22 |  | Fixed | Roof
NJADRE1555702551 | Administratively Determined Incentive Program | EWING Township | 8628 | 12 | 12.15 | Residential | Behind the Meter | Yes | Net Metered Residential | Sunny Mac LLC |  | PSE&G | Accepted | 2024-01-25 | 2024-02-16 | 2025-02-16 | Solar Panels | Q.PEAK DUO BLK ML-G10+ 405 | HANWHA |  | 0.405 | 6 | 234 | 25 |  | Fixed | Roof
NJADRE1555702551 | Administratively Determined Incentive Program | EWING Township | 8628 | 12 | 12.15 | Residential | Behind the Meter | Yes | Net Metered Residential | Sunny Mac LLC |  | PSE&G | Accepted | 2024-01-25 | 2024-02-16 | 2025-02-16 | Solar Panels | Q.PEAK DUO BLK ML-G10+ 405 | HANWHA |  | 0.405 | 4 | 54 | 21 |  | Fixed | Roof
NJADRE1555702551 | Administratively Determined Incentive Program | EWING Township | 8628 | 12 | 12.15 | Residential | Behind the Meter | Yes | Net Metered Residential | Sunny Mac LLC |  | PSE&G | Accepted | 2024-01-25 | 2024-02-16 | 2025-02-16 | Inverters | SE 10000H-US | Solaredge | 10000 |  | 1 |  |  | 0.1 |  | Outdoor | next to meter
NJADRE1555702556 | Administratively Determined Incentive Program | SEWELL | 8080 | 15 | 8.1 | Residential | Behind the Meter | No | Net Metered Residential | EMT Renewables |  | AC Electric | Accepted | 2024-01-25 | 2024-02-15 | 2025-02-15 | Inverters | ENPHASE | IQ8+ | 290 |  | 20 |  |  | 0.98 |  | Other | UNDER EACH PANEL
NJADRE1555702556 | Administratively Determined Incentive Program | SEWELL | 8080 | 15 | 8.1 | Residential | Behind the Meter | No | Net Metered Residential | EMT Renewables |  | AC Electric | Accepted | 2024-01-25 | 2024-02-15 | 2025-02-15 | Solar Panels | Q CELLS | Q PEAK DUO BLK |  | 0.405 | 7 | 57 | 23 |  | Fixed | Roof
NJADRE1555702556 | Administratively Determined Incentive Program | SEWELL | 8080 | 15 | 8.1 | Residential | Behind the Meter | No | Net Metered Residential | EMT Renewables |  | AC Electric | Accepted | 2024-01-25 | 2024-02-15 | 2025-02-15 | Solar Panels | Q CELLS | Q PEAK DUO BLK |  | 0.405 | 11 | 237 | 23 |  | Fixed | Roof
NJADRE1555702556 | Administratively Determined Incentive Program | SEWELL | 8080 | 15 | 8.1 | Residential | Behind the Meter | No | Net Metered Residential | EMT Renewables |  | AC Electric | Accepted | 2024-01-25 | 2024-02-15 | 2025-02-15 | Solar Panels | Q CELLS | Q PEAK DUO BLK |  | 0.405 | 1 | 327 | 25 |  | Fixed | Roof
NJADRE1555702556 | Administratively Determined Incentive Program | SEWELL | 8080 | 15 | 8.1 | Residential | Behind the Meter | No | Net Metered Residential | EMT Renewables |  | AC Electric | Accepted | 2024-01-25 | 2024-02-15 | 2025-02-15 | Solar Panels | Q CELLS | Q PEAK DUO BLK |  | 0.405 | 1 | 147 | 25 |  | Fixed | Roof
NJADRE1555702557 | Administratively Determined Incentive Program | MANAHAWKIN | 8050 | 18 | 3.65 | Residential | Behind the Meter | Yes | Net Metered Residential | Sunrun Installation Services, Inc. |  | AC Electric | Accepted | 2024-01-25 | 2024-02-15 | 2025-02-15 | Inverters | SOLAREDGE TECHNOLOGIES | SE3800H-USMN | 3800 |  | 1 |  |  | 0.99 |  | Outside | Next to Meter
NJADRE1555702557 | Administratively Determined Incentive Program | MANAHAWKIN | 8050 | 18 | 3.65 | Residential | Behind the Meter | Yes | Net Metered Residential | Sunrun Installation Services, Inc. |  | AC Electric | Accepted | 2024-01-25 | 2024-02-15 | 2025-02-15 | Solar Panels | HANWHA Q-CELLS | Q.PEAK DUO BLK ML-G10+ 405 |  | 0.405 | 9 | 283 | 27 |  | Fixed | Roof
NJADRE1555702559 | Administratively Determined Incentive Program | TRENTON | 8629 | 12 | 6.4 | Residential | Behind the Meter | Yes | Net Metered Residential | Pro Custom Solar dba Momentum Solar |  | PSE&G | Accepted | 2024-01-25 | 2024-02-20 | 2025-02-20 | Solar Panels | Q. PEAK DUO BLK ML-G10+400 | hanwha |  | 0.4 | 7 | 325 | 30 |  | Fixed | Roof
NJADRE1555702559 | Administratively Determined Incentive Program | TRENTON | 8629 | 12 | 6.4 | Residential | Behind the Meter | Yes | Net Metered Residential | Pro Custom Solar dba Momentum Solar |  | PSE&G | Accepted | 2024-01-25 | 2024-02-20 | 2025-02-20 | Solar Panels | Q. PEAK DUO BLK ML-G10+400 | hanwha |  | 0.4 | 9 | 145 | 30 |  | Fixed | Roof
NJADRE1555702559 | Administratively Determined Incentive Program | TRENTON | 8629 | 12 | 6.4 | Residential | Behind the Meter | Yes | Net Metered Residential | Pro Custom Solar dba Momentum Solar |  | PSE&G | Accepted | 2024-01-25 | 2024-02-20 | 2025-02-20 | Inverters | IQ8PLUS-72-2-US | Enphase | 290 |  | 16 |  |  | 0.97 |  | Outdoor
NJADRE1555702560 | Administratively Determined Incentive Program | UNION | 7083 | 10 | 5.6 | Residential | Behind the Meter | Yes | Net Metered Residential | Power Energy Solutions |  | PSE&G | Accepted | 2024-01-25 | 2024-02-16 | 2025-02-16 | Inverters | SolarEdge | SE3800H-US | 4 |  | 1 |  |  | 0.97 |  | Outside
NJADRE1555702560 | Administratively Determined Incentive Program | UNION | 7083 | 10 | 5.6 | Residential | Behind the Meter | Yes | Net Metered Residential | Power Energy Solutions |  | PSE&G | Accepted | 2024-01-25 | 2024-02-16 | 2025-02-16 | Solar Panels | Canadian Solar | CS6R-400MS-HL HIKU6 BLACK MONO |  | 0.4 | 14 | 213 | 17 |  | Fixed | Roof
NJADRE1555702567 | Administratively Determined Incentive Program | IRVINGTON | 7111 | 9 | 3.2 | Residential | Behind the Meter | Yes | Net Metered Residential | Sunrun Installation Services, Inc. |  | PSE&G | Accepted | 2024-01-25 | 2024-03-01 | 2025-03-01 | Solar Panels | HANWHA Q-CELLS | Q.PEAK DUO BLK ML-G10+/T 400 |  | 0.4 | 8 | 127 | 27 |  | Fixed | Roof
NJADRE1555702567 | Administratively Determined Incentive Program | IRVINGTON | 7111 | 9 | 3.2 | Residential | Behind the Meter | Yes | Net Metered Residential | Sunrun Installation Services, Inc. |  | PSE&G | Accepted | 2024-01-25 | 2024-03-01 | 2025-03-01 | Inverters | SOLAREDGE TECHNOLOGIES | SE3800H-USMN | 3800 |  | 1 |  |  | 0.99 |  | Outdoor | Next To Meter
NJADRE1555702570 | Administratively Determined Incentive Program | HADDON HEIGHTS | 8035 | 14 | 8.2 | Residential | Behind the Meter | No | Net Metered Residential | Sun Up Zero Down LLC |  | PSE&G | Accepted | 2024-01-25 | 2024-02-21 | 2025-02-21 | Meters | Enphase | TBD |  |  | 1 |  |  |  | Yes
NJADRE1555702570 | Administratively Determined Incentive Program | HADDON HEIGHTS | 8035 | 14 | 8.2 | Residential | Behind the Meter | No | Net Metered Residential | Sun Up Zero Down LLC |  | PSE&G | Accepted | 2024-01-25 | 2024-02-21 | 2025-02-21 | Inverters | Enphase | IQ8PLUS-72-2-US | 290 |  | 20 |  |  | 0.976 |  | Outdoor
NJADRE1555702570 | Administratively Determined Incentive Program | HADDON HEIGHTS | 8035 | 14 | 8.2 | Residential | Behind the Meter | No | Net Metered Residential | Sun Up Zero Down LLC |  | PSE&G | Accepted | 2024-01-25 | 2024-02-21 | 2025-02-21 | Solar Panels | Trina | TSM-410-NE09RC.05 Vertex S+ |  | 0.41 | 20 | 141 | 20 |  | Fixed | Roof
NJADRE1555702578 | Administratively Determined Incentive Program | South Brunswick Twp | 8810 | 11 | 8 | Residential | Behind the Meter | Yes | Net Metered Residential | Sunrun Installation Services, Inc. |  | PSE&G | Accepted | 2024-01-25 | 2024-02-20 | 2025-02-20 | Inverters | SolarEdge Technologies | SE6000H-USSN | 6000 |  | 1 |  |  | 0.99 |  | Outdoor | Next to meter
NJADRE1555702578 | Administratively Determined Incentive Program | South Brunswick Twp | 8810 | 11 | 8 | Residential | Behind the Meter | Yes | Net Metered Residential | Sunrun Installation Services, Inc. |  | PSE&G | Accepted | 2024-01-25 | 2024-02-20 | 2025-02-20 | Solar Panels | Hanwha Q Cells | Q.PEAK DUO BLK ML-G10+/T 400 |  | 0.4 | 3 | 195 | 29 |  | Fixed | Roof
NJADRE1555702578 | Administratively Determined Incentive Program | South Brunswick Twp | 8810 | 11 | 8 | Residential | Behind the Meter | Yes | Net Metered Residential | Sunrun Installation Services, Inc. |  | PSE&G | Accepted | 2024-01-25 | 2024-02-20 | 2025-02-20 | Solar Panels | Hanwha Q Cells | Q.PEAK DUO BLK ML-G10+/T 400 |  | 0.4 | 6 | 105 | 19 |  | Fixed | Roof
NJADRE1555702578 | Administratively Determined Incentive Program | South Brunswick Twp | 8810 | 11 | 8 | Residential | Behind the Meter | Yes | Net Metered Residential | Sunrun Installation Services, Inc. |  | PSE&G | Accepted | 2024-01-25 | 2024-02-20 | 2025-02-20 | Solar Panels | Hanwha Q Cells | Q.PEAK DUO BLK ML-G10+/T 400 |  | 0.4 | 11 | 285 | 18 |  | Fixed | Roof
NJADRE1555702586 | Administratively Determined Incentive Program | NEWARK | 7112 | 9 | 3.2 | Residential | Behind the Meter | Yes | Net Metered Residential | Pro Custom Solar dba Momentum Solar |  | PSE&G | Accepted | 2024-01-25 | 2024-02-15 | 2025-02-15 | Solar Panels | Q. PEAK DUO BLK ML-G10+400 | hanwha |  | 0.4 | 5 | 36 | 23 |  | Fixed | Roof
NJADRE1555702586 | Administratively Determined Incentive Program | NEWARK | 7112 | 9 | 3.2 | Residential | Behind the Meter | Yes | Net Metered Residential | Pro Custom Solar dba Momentum Solar |  | PSE&G | Accepted | 2024-01-25 | 2024-02-15 | 2025-02-15 | Solar Panels | Q. PEAK DUO BLK ML-G10+400 | hanwha |  | 0.4 | 3 | 216 | 25 |  | Fixed | Roof
NJADRE1555702586 | Administratively Determined Incentive Program | NEWARK | 7112 | 9 | 3.2 | Residential | Behind the Meter | Yes | Net Metered Residential | Pro Custom Solar dba Momentum Solar |  | PSE&G | Accepted | 2024-01-25 | 2024-02-15 | 2025-02-15 | Inverters | IQ8PLUS-72-2-US | Enphase | 290 |  | 8 |  |  | 0.97 |  | Outdoor
NJADRE1555702593 | Administratively Determined Incentive Program | BRICK | 8724 | 18 | 16.61 | Residential | Behind the Meter | Yes | Net Metered Residential | SunnyMac LLC |  | JCP&L | Accepted | 2024-01-25 | 2024-03-05 | 2025-03-05 | Solar Panels | Q.PEAK DUO BLK ML-G10+ 405 | HANWHA |  | 0.405 | 13 | 207 | 23 |  | Fixed | Roof
NJADRE1555702593 | Administratively Determined Incentive Program | BRICK | 8724 | 18 | 16.61 | Residential | Behind the Meter | Yes | Net Metered Residential | SunnyMac LLC |  | JCP&L | Accepted | 2024-01-25 | 2024-03-05 | 2025-03-05 | Solar Panels | Q.PEAK DUO BLK ML-G10+ 405 | HANWHA |  | 0.405 | 8 | 27 | 23 |  | Fixed | Roof
NJADRE1555702593 | Administratively Determined Incentive Program | BRICK | 8724 | 18 | 16.61 | Residential | Behind the Meter | Yes | Net Metered Residential | SunnyMac LLC |  | JCP&L | Accepted | 2024-01-25 | 2024-03-05 | 2025-03-05 | Solar Panels | Q.PEAK DUO BLK ML-G10+ 405 | HANWHA |  | 0.405 | 2 | 116 | 23 |  | Fixed | Roof
NJADRE1555702593 | Administratively Determined Incentive Program | BRICK | 8724 | 18 | 16.61 | Residential | Behind the Meter | Yes | Net Metered Residential | SunnyMac LLC |  | JCP&L | Accepted | 2024-01-25 | 2024-03-05 | 2025-03-05 | Solar Panels | Q.PEAK DUO BLK ML-G10+ 405 | HANWHA |  | 0.405 | 18 | 296 | 23 |  | Fixed | Roof
NJADRE1555702593 | Administratively Determined Incentive Program | BRICK | 8724 | 18 | 16.61 | Residential | Behind the Meter | Yes | Net Metered Residential | SunnyMac LLC |  | JCP&L | Accepted | 2024-01-25 | 2024-03-05 | 2025-03-05 | Inverters | SE11400H-US | Solaredge | 11400 |  | 1 |  |  | 0.1 |  | Outdoor | next to meter
NJADRE1555702619 | Administratively Determined Incentive Program | COLLINGSWOOD | 8108 | 14 | 13.2 | Commercial | Behind the Meter | No | Small Net-Metered Non-Residential located on Rooftop, Carport, Canopy and Floating Solar | Impact Solar, LLC |  | PSE&G | Accepted | 2024-01-25 | 2024-02-15 | 2025-02-15 | Meters | Enphase | Envoy |  |  | 1 |  |  |  | Yes
NJADRE1555702619 | Administratively Determined Incentive Program | COLLINGSWOOD | 8108 | 14 | 13.2 | Commercial | Behind the Meter | No | Small Net-Metered Non-Residential located on Rooftop, Carport, Canopy and Floating Solar | Impact Solar, LLC |  | PSE&G | Accepted | 2024-01-25 | 2024-02-15 | 2025-02-15 | Inverters | Enphase | IQ7PLUS-72-2-US | 290 |  | 33 |  |  | 0.97 |  | Outside | under panels
NJADRE1555702619 | Administratively Determined Incentive Program | COLLINGSWOOD | 8108 | 14 | 13.2 | Commercial | Behind the Meter | No | Small Net-Metered Non-Residential located on Rooftop, Carport, Canopy and Floating Solar | Impact Solar, LLC |  | PSE&G | Accepted | 2024-01-25 | 2024-02-15 | 2025-02-15 | Solar Panels | Hanwha | Q.PEAK DUO BLK ML G10+ 400 |  | 0.4 | 6 | 112 | 10 |  | Fixed | Roof
NJADRE1555702619 | Administratively Determined Incentive Program | COLLINGSWOOD | 8108 | 14 | 13.2 | Commercial | Behind the Meter | No | Small Net-Metered Non-Residential located on Rooftop, Carport, Canopy and Floating Solar | Impact Solar, LLC |  | PSE&G | Accepted | 2024-01-25 | 2024-02-15 | 2025-02-15 | Solar Panels | Hanwha | Q.PEAK DUO BLK ML G10+ 400 |  | 0.4 | 6 | 292 | 10 |  | Fixed | Roof
NJADRE1555702619 | Administratively Determined Incentive Program | COLLINGSWOOD | 8108 | 14 | 13.2 | Commercial | Behind the Meter | No | Small Net-Metered Non-Residential located on Rooftop, Carport, Canopy and Floating Solar | Impact Solar, LLC |  | PSE&G | Accepted | 2024-01-25 | 2024-02-15 | 2025-02-15 | Solar Panels | Hanwha | Q.PEAK DUO BLK ML G10+ 400 |  | 0.4 | 18 | 202 | 10 |  | Fixed | Roof
NJADRE1555702619 | Administratively Determined Incentive Program | COLLINGSWOOD | 8108 | 14 | 13.2 | Commercial | Behind the Meter | No | Small Net-Metered Non-Residential located on Rooftop, Carport, Canopy and Floating Solar | Impact Solar, LLC |  | PSE&G | Accepted | 2024-01-25 | 2024-02-15 | 2025-02-15 | Solar Panels | Hanwha | Q.PEAK DUO BLK ML G10+ 400 |  | 0.4 | 3 | 22 | 10 |  | Fixed | Roof
NJADRE1555702621 | Administratively Determined Incentive Program | MILLBURN | 7041 | 9 | 5.27 | Residential | Behind the Meter | Yes | Net Metered Residential | Trinity Solar Inc. |  | JCP&L | Accepted | 2024-01-25 | 2024-02-15 | 2025-02-15 | Inverters | Solar Edge | SE5000H-US000BEi4 | 5000 |  | 1 |  |  | 0.97 |  | Outdoor
NJADRE1555702621 | Administratively Determined Incentive Program | MILLBURN | 7041 | 9 | 5.27 | Residential | Behind the Meter | Yes | Net Metered Residential | Trinity Solar Inc. |  | JCP&L | Accepted | 2024-01-25 | 2024-02-15 | 2025-02-15 | Solar Panels | HANWHA | Q.PEAK DUO BLK ML-G10+ 405 |  | 0.405 | 13 | 212 | 34 |  | Fixed | Roof
NJADRE1555702647 | Administratively Determined Incentive Program | NEWARK | 7112 | 9 | 8 | Residential | Behind the Meter | Yes | Net Metered Residential | Pro Custom Solar dba Momentum Solar |  | PSE&G | Accepted | 2024-01-25 | 2024-02-15 | 2025-02-15 | Solar Panels | Q. PEAK DUO BLK ML-G10+400 | hanwha |  | 0.4 | 9 | 36 | 23 |  | Fixed | Roof
NJADRE1555702647 | Administratively Determined Incentive Program | NEWARK | 7112 | 9 | 8 | Residential | Behind the Meter | Yes | Net Metered Residential | Pro Custom Solar dba Momentum Solar |  | PSE&G | Accepted | 2024-01-25 | 2024-02-15 | 2025-02-15 | Solar Panels | Q. PEAK DUO BLK ML-G10+400 | hanwha |  | 0.4 | 11 | 216 | 25 |  | Fixed | Roof
NJADRE1555702647 | Administratively Determined Incentive Program | NEWARK | 7112 | 9 | 8 | Residential | Behind the Meter | Yes | Net Metered Residential | Pro Custom Solar dba Momentum Solar |  | PSE&G | Accepted | 2024-01-25 | 2024-02-15 | 2025-02-15 | Inverters | IQ8PLUS-72-2-US | Enphase | 290 |  | 20 |  |  | 0.97 |  | Outdoor
NJADRE1555702805 | Administratively Determined Incentive Program | East Brunswick | 8816 | 11 | 16.8 | Residential | Behind the Meter | Yes | Net Metered Residential | Pro Custom Solar dba Momentum Solar |  | JCP&L | Accepted | 2024-01-25 | 2024-02-15 | 2025-02-15 | Solar Panels | Q. PEAK DUO BLK ML-G10+400 | hanwha |  | 0.4 | 12 | 150 | 24 |  | Fixed | Roof
NJADRE1555702805 | Administratively Determined Incentive Program | East Brunswick | 8816 | 11 | 16.8 | Residential | Behind the Meter | Yes | Net Metered Residential | Pro Custom Solar dba Momentum Solar |  | JCP&L | Accepted | 2024-01-25 | 2024-02-15 | 2025-02-15 | Solar Panels | Q. PEAK DUO BLK ML-G10+400 | hanwha |  | 0.4 | 12 | 224 | 28 |  | Fixed | Roof
NJADRE1555702805 | Administratively Determined Incentive Program | East Brunswick | 8816 | 11 | 16.8 | Residential | Behind the Meter | Yes | Net Metered Residential | Pro Custom Solar dba Momentum Solar |  | JCP&L | Accepted | 2024-01-25 | 2024-02-15 | 2025-02-15 | Solar Panels | Q. PEAK DUO BLK ML-G10+400 | HANWHA |  | 0.4 | 12 | 225 | 27 |  | Fixed | Roof
NJADRE1555702805 | Administratively Determined Incentive Program | East Brunswick | 8816 | 11 | 16.8 | Residential | Behind the Meter | Yes | Net Metered Residential | Pro Custom Solar dba Momentum Solar |  | JCP&L | Accepted | 2024-01-25 | 2024-02-15 | 2025-02-15 | Solar Panels | Q. PEAK DUO BLK ML-G10+400 | HANWHA |  | 0.4 | 6 | 44 | 28 |  | Single Axis | Roof
NJADRE1555702805 | Administratively Determined Incentive Program | East Brunswick | 8816 | 11 | 16.8 | Residential | Behind the Meter | Yes | Net Metered Residential | Pro Custom Solar dba Momentum Solar |  | JCP&L | Accepted | 2024-01-25 | 2024-02-15 | 2025-02-15 | Inverters | IQ8PLUS-72-2-US | ENPHASE | 290 |  | 42 |  |  | 0.97 |  | Outdoor
NJADRE1555702828 | Administratively Determined Incentive Program | Wall Township | 7719 | 17 | 14.18 | Residential | Behind the Meter | No | Net Metered Residential | Trinity Solar Inc. |  | JCP&L | Accepted | 2024-01-25 | 2024-02-16 | 2025-02-16 | Inverters | Solar Edge | SE11400H-USS | 11400 |  | 1 |  |  | 0.97 |  | Outdoor
NJADRE1555702828 | Administratively Determined Incentive Program | Wall Township | 7719 | 17 | 14.18 | Residential | Behind the Meter | No | Net Metered Residential | Trinity Solar Inc. |  | JCP&L | Accepted | 2024-01-25 | 2024-02-16 | 2025-02-16 | Solar Panels | HANWHA | (Q.PEAK DUO BLK ML-G10+ 405) |  | 0.405 | 35 | 180 | 30 |  | Fixed | Ground
NJADRE1555702836 | Administratively Determined Incentive Program | Middlesex | 8846 | 11 | 11.2 | Residential | Behind the Meter | Yes | Net Metered Residential | Power Energy Solutions |  | PSE&G | Accepted | 2024-01-25 | 2024-02-15 | 2025-02-15 | Inverters | SolarEdge | SE7600H-US | 8 |  | 1 |  |  | 0.97 |  | Outdoor
NJADRE1555702836 | Administratively Determined Incentive Program | Middlesex | 8846 | 11 | 11.2 | Residential | Behind the Meter | Yes | Net Metered Residential | Power Energy Solutions |  | PSE&G | Accepted | 2024-01-25 | 2024-02-15 | 2025-02-15 | Solar Panels | Canadian Solar | CS6R-400MS-HL HIKU6 BLACK MONO |  | 0.4 | 15 | 252 | 24 |  | Fixed | Roof
NJADRE1555702836 | Administratively Determined Incentive Program | Middlesex | 8846 | 11 | 11.2 | Residential | Behind the Meter | Yes | Net Metered Residential | Power Energy Solutions |  | PSE&G | Accepted | 2024-01-25 | 2024-02-15 | 2025-02-15 | Solar Panels | Canadian Solar | CS6R-400MS-HL HIKU6 BLACK MONO |  | 0.4 | 13 | 72 | 24 |  | Fixed | Roof
NJADRE1555702846 | Administratively Determined Incentive Program | BRICK | 8724 | 18 | 10.4 | Residential | Behind the Meter | Yes | Net Metered Residential | Posigen Developer. LLC |  | JCP&L | Accepted | 2024-01-25 | 2024-02-21 | 2025-02-21 | Inverters | SolarEdge | SE10000H-US | 10000 |  | 1 |  |  | 0.99 |  | Outdoor | within ten feet of meter
NJADRE1555702846 | Administratively Determined Incentive Program | BRICK | 8724 | 18 | 10.4 | Residential | Behind the Meter | Yes | Net Metered Residential | Posigen Developer. LLC |  | JCP&L | Accepted | 2024-01-25 | 2024-02-21 | 2025-02-21 | Solar Panels | Silfab | SIL-400 HC+ |  | 0.4 | 11 | 200 | 18 |  | Fixed | Roof
NJADRE1555702846 | Administratively Determined Incentive Program | BRICK | 8724 | 18 | 10.4 | Residential | Behind the Meter | Yes | Net Metered Residential | Posigen Developer. LLC |  | JCP&L | Accepted | 2024-01-25 | 2024-02-21 | 2025-02-21 | Solar Panels | Silfab | SIL-400 HC+ |  | 0.4 | 15 | 20 | 18 |  | Fixed | Roof
NJADRE1555702856 | Administratively Determined Incentive Program | WOODBURY | 8096 | 15 | 3.28 | Residential | Behind the Meter | Yes | Net Metered Residential | Define Solar |  | PSE&G | Accepted | 2024-01-25 | 2024-02-15 | 2025-02-15 | Inverters | Enphase | IQ8PLUS-72-2-US | 290 |  | 8 |  |  | 0.976 |  | Outside | Under each pv panel
NJADRE1555702856 | Administratively Determined Incentive Program | WOODBURY | 8096 | 15 | 3.28 | Residential | Behind the Meter | Yes | Net Metered Residential | Define Solar |  | PSE&G | Accepted | 2024-01-25 | 2024-02-15 | 2025-02-15 | Solar Panels | Znshine | ZXM7-SH108 410W |  | 0.41 | 8 | 30 | 7 |  | Fixed | Roof
NJADRE1555702856 | Administratively Determined Incentive Program | WOODBURY | 8096 | 15 | 3.28 | Residential | Behind the Meter | Yes | Net Metered Residential | Define Solar |  | PSE&G | Accepted | 2024-01-25 | 2024-02-15 | 2025-02-15 | Meters | Enphase | X2-IQ-AM1-240-4 |  |  | 1 |  |  |  | Yes | Outdoor
NJADRE1555702858 | Administratively Determined Incentive Program | NEPTUNE | 7753 | 17 | 14 | Residential | Behind the Meter | Yes | Net Metered Residential | Power Energy Solutions |  | JCP&L | Accepted | 2024-01-25 | 2024-02-16 | 2025-02-16 | Inverters | SolarEdge | SE3800H-US | 4 |  | 1 |  |  | 0.97 |  | Outside
NJADRE1555702858 | Administratively Determined Incentive Program | NEPTUNE | 7753 | 17 | 14 | Residential | Behind the Meter | Yes | Net Metered Residential | Power Energy Solutions |  | JCP&L | Accepted | 2024-01-25 | 2024-02-16 | 2025-02-16 | Solar Panels | Canadian Solar | CS6R-400MS-HL HIKU6 BLACK MONO |  | 0.4 | 7 | 105 | 24 |  | Fixed | Roof
NJADRE1555702858 | Administratively Determined Incentive Program | NEPTUNE | 7753 | 17 | 14 | Residential | Behind the Meter | Yes | Net Metered Residential | Power Energy Solutions |  | JCP&L | Accepted | 2024-01-25 | 2024-02-16 | 2025-02-16 | Solar Panels | Canadian Solar | CS6R-400MS-HL HIKU6 BLACK MONO |  | 0.4 | 7 | 195 | 23 |  | Fixed | Roof
NJADRE1555702858 | Administratively Determined Incentive Program | NEPTUNE | 7753 | 17 | 14 | Residential | Behind the Meter | Yes | Net Metered Residential | Power Energy Solutions |  | JCP&L | Accepted | 2024-01-25 | 2024-02-16 | 2025-02-16 | Solar Panels | Canadian Solar | CS6R-400MS-HL HIKU6 BLACK MONO |  | 0.4 | 5 | 15 | 23 |  | Fixed | Roof
NJADRE1555702858 | Administratively Determined Incentive Program | NEPTUNE | 7753 | 17 | 14 | Residential | Behind the Meter | Yes | Net Metered Residential | Power Energy Solutions |  | JCP&L | Accepted | 2024-01-25 | 2024-02-16 | 2025-02-16 | Solar Panels | Canadian Solar | CS6R-400MS-HL HIKU6 BLACK MONO |  | 0.4 | 8 | 205 | 20 |  | Fixed | Roof
NJADRE1555702858 | Administratively Determined Incentive Program | NEPTUNE | 7753 | 17 | 14 | Residential | Behind the Meter | Yes | Net Metered Residential | Power Energy Solutions |  | JCP&L | Accepted | 2024-01-25 | 2024-02-16 | 2025-02-16 | Solar Panels | Canadian Solar | CS6R-400MS-HL HIKU6 BLACK MONO |  | 0.4 | 8 | 25 | 20 |  | Fixed | Roof
NJADRE1555702859 | Administratively Determined Incentive Program | ENGLEWOOD | 7631 | 7 | 15.6 | Residential | Behind the Meter | Yes | Net Metered Residential | Pro Custom Solar dba Momentum Solar |  | PSE&G | Accepted | 2024-01-25 | 2024-02-15 | 2025-02-15 | Solar Panels | Q. PEAK DUO BLK ML-G10+400 | HANWHA |  | 0.4 | 18 | 263 | 26 |  | Fixed | Roof
NJADRE1555702859 | Administratively Determined Incentive Program | ENGLEWOOD | 7631 | 7 | 15.6 | Residential | Behind the Meter | Yes | Net Metered Residential | Pro Custom Solar dba Momentum Solar |  | PSE&G | Accepted | 2024-01-25 | 2024-02-15 | 2025-02-15 | Solar Panels | Q. PEAK DUO BLK ML-G10+400 | HANWHA |  | 0.4 | 15 | 83 | 26 |  | Fixed | Roof
NJADRE1555702859 | Administratively Determined Incentive Program | ENGLEWOOD | 7631 | 7 | 15.6 | Residential | Behind the Meter | Yes | Net Metered Residential | Pro Custom Solar dba Momentum Solar |  | PSE&G | Accepted | 2024-01-25 | 2024-02-15 | 2025-02-15 | Solar Panels | Q. PEAK DUO BLK ML-G10+400 | HANWHA |  | 0.4 | 6 | 83 | 26 |  | Fixed | Roof
NJADRE1555702859 | Administratively Determined Incentive Program | ENGLEWOOD | 7631 | 7 | 15.6 | Residential | Behind the Meter | Yes | Net Metered Residential | Pro Custom Solar dba Momentum Solar |  | PSE&G | Accepted | 2024-01-25 | 2024-02-15 | 2025-02-15 | Inverters | IQ8PLUS-72-2-US | ENPHASE | 290 |  | 39 |  |  | 0.97 |  | Outdoor
NJADRE1555702871 | Administratively Determined Incentive Program | WEST DEPTFORD | 8096 | 15 | 8 | Residential | Behind the Meter | Yes | Net Metered Residential | PosiGen Developer, LLC |  | PSE&G | Accepted | 2024-01-25 | 2024-02-16 | 2025-02-16 | Inverters | SOLAREDGE | SE6000H-US | 6000 |  | 1 |  |  | 0.99 |  | Outside | WITHIN TEN FEET OF METER
NJADRE1555702871 | Administratively Determined Incentive Program | WEST DEPTFORD | 8096 | 15 | 8 | Residential | Behind the Meter | Yes | Net Metered Residential | PosiGen Developer, LLC |  | PSE&G | Accepted | 2024-01-25 | 2024-02-16 | 2025-02-16 | Solar Panels | SILFAB | SIL400HC+ |  | 0.4 | 20 | 254 | 14 |  | Fixed | Roof
NJADRE1555702879 | Administratively Determined Incentive Program | HAMILTON TWP | 8690 | 12 | 9.24 | Residential | Behind the Meter | No | Net Metered Residential | EMT Renewables |  | PSE&G | Accepted | 2024-01-25 | 2024-02-15 | 2025-02-15 | Inverters | ENPHASE | IQ7x | 315 |  | 22 |  |  | 0.98 |  | Other | UNDER EACH PANEL
NJADRE1555702879 | Administratively Determined Incentive Program | HAMILTON TWP | 8690 | 12 | 9.24 | Residential | Behind the Meter | No | Net Metered Residential | EMT Renewables |  | PSE&G | Accepted | 2024-01-25 | 2024-02-15 | 2025-02-15 | Solar Panels | REC ALPHA | REC 420 |  | 0.42 | 4 | 100 | 22 |  | Fixed | Roof
NJADRE1555702879 | Administratively Determined Incentive Program | HAMILTON TWP | 8690 | 12 | 9.24 | Residential | Behind the Meter | No | Net Metered Residential | EMT Renewables |  | PSE&G | Accepted | 2024-01-25 | 2024-02-15 | 2025-02-15 | Solar Panels | REC ALPHA | IQ7x |  | 0.42 | 6 | 10 | 23 |  | Fixed | Roof
NJADRE1555702879 | Administratively Determined Incentive Program | HAMILTON TWP | 8690 | 12 | 9.24 | Residential | Behind the Meter | No | Net Metered Residential | EMT Renewables |  | PSE&G | Accepted | 2024-01-25 | 2024-02-15 | 2025-02-15 | Solar Panels | REC ALPHA | REC 420 |  | 0.42 | 9 | 280 | 22 |  | Fixed | Roof
NJADRE1555702879 | Administratively Determined Incentive Program | HAMILTON TWP | 8690 | 12 | 9.24 | Residential | Behind the Meter | No | Net Metered Residential | EMT Renewables |  | PSE&G | Accepted | 2024-01-25 | 2024-02-15 | 2025-02-15 | Solar Panels | REC ALPHA | IQ7x |  | 0.42 | 3 | 100 | 28 |  | Fixed | Roof
NJADRE1555702886 | Administratively Determined Incentive Program | LINDEN | 7036 | 10 | 7.29 | Residential | Behind the Meter | Yes | Net Metered Residential | Trinity Solar |  | PSE&G | Accepted | 2024-01-25 | 2024-02-15 | 2025-02-15 | Inverters | Solar Edge | SE6000H-US | 6000 |  | 1 |  |  | 0.97 |  | Outdoor
NJADRE1555702886 | Administratively Determined Incentive Program | LINDEN | 7036 | 10 | 7.29 | Residential | Behind the Meter | Yes | Net Metered Residential | Trinity Solar |  | PSE&G | Accepted | 2024-01-25 | 2024-02-15 | 2025-02-15 | Solar Panels | HANWHA | (Q.PEAK DUO BLK ML-G10+ 405) |  | 0.405 | 6 | 225 | 40 |  | Fixed | Roof
NJADRE1555702886 | Administratively Determined Incentive Program | LINDEN | 7036 | 10 | 7.29 | Residential | Behind the Meter | Yes | Net Metered Residential | Trinity Solar |  | PSE&G | Accepted | 2024-01-25 | 2024-02-15 | 2025-02-15 | Solar Panels | HANWHA | (Q.PEAK DUO BLK ML-G10+ 405) |  | 0.405 | 6 | 45 | 40 |  | Fixed | Roof
NJADRE1555702886 | Administratively Determined Incentive Program | LINDEN | 7036 | 10 | 7.29 | Residential | Behind the Meter | Yes | Net Metered Residential | Trinity Solar |  | PSE&G | Accepted | 2024-01-25 | 2024-02-15 | 2025-02-15 | Solar Panels | HANWHA | (Q.PEAK DUO BLK ML-G10+ 405) |  | 0.405 | 4 | 45 | 34 |  | Fixed | Roof
NJADRE1555702886 | Administratively Determined Incentive Program | LINDEN | 7036 | 10 | 7.29 | Residential | Behind the Meter | Yes | Net Metered Residential | Trinity Solar |  | PSE&G | Accepted | 2024-01-25 | 2024-02-15 | 2025-02-15 | Solar Panels | HANWHA | (Q.PEAK DUO BLK ML-G10+ 405) |  | 0.405 | 2 | 135 | 27 |  | Fixed | Roof
NJADRE1555702890 | Administratively Determined Incentive Program | WEST MILFORD | 7480 | 6 | 13.6 | Residential | Behind the Meter | Yes | Net Metered Residential | PosiGen Developer, LLC |  | Orange Rockland Electric | Accepted | 2024-01-25 | 2024-02-20 | 2025-02-20 | Inverters | SOLAREDGE | SE10000H-US | 10000 |  | 1 |  |  | 0.99 |  | Outside | within ten feet of meter
NJADRE1555702890 | Administratively Determined Incentive Program | WEST MILFORD | 7480 | 6 | 13.6 | Residential | Behind the Meter | Yes | Net Metered Residential | PosiGen Developer, LLC |  | Orange Rockland Electric | Accepted | 2024-01-25 | 2024-02-20 | 2025-02-20 | Solar Panels | Silfab | SIL-400 HC+ |  | 0.4 | 18 | 212 | 34 |  | Fixed | Roof
NJADRE1555702890 | Administratively Determined Incentive Program | WEST MILFORD | 7480 | 6 | 13.6 | Residential | Behind the Meter | Yes | Net Metered Residential | PosiGen Developer, LLC |  | Orange Rockland Electric | Accepted | 2024-01-25 | 2024-02-20 | 2025-02-20 | Solar Panels | Silfab | SIL-400 HC+ |  | 0.4 | 16 | 302 | 34 |  | Fixed | Roof
NJADRE1555702899 | Administratively Determined Incentive Program | VILLAS | 8251 | 21 | 4 | Residential | Behind the Meter | Yes | Net Metered Residential | Power Energy Solutions |  | AC Electric | Accepted | 2024-01-25 | 2024-02-15 | 2025-02-15 | Inverters | SolarEdge | SE3800H-US | 3800 |  | 1 |  |  | 0.97 |  | Outdoor
NJADRE1555702899 | Administratively Determined Incentive Program | VILLAS | 8251 | 21 | 4 | Residential | Behind the Meter | Yes | Net Metered Residential | Power Energy Solutions |  | AC Electric | Accepted | 2024-01-25 | 2024-02-15 | 2025-02-15 | Solar Panels | Canadian Solar | CS6R-400MS-HL HIKU6 BLACK MONO |  | 0.4 | 4 | 113 | 24 |  | Fixed | Roof
NJADRE1555702899 | Administratively Determined Incentive Program | VILLAS | 8251 | 21 | 4 | Residential | Behind the Meter | Yes | Net Metered Residential | Power Energy Solutions |  | AC Electric | Accepted | 2024-01-25 | 2024-02-15 | 2025-02-15 | Solar Panels | Canadian Solar | CS6R-400MS-HL HIKU6 BLACK MONO |  | 0.4 | 3 | 293 | 24 |  | Fixed | Roof
NJADRE1555702899 | Administratively Determined Incentive Program | VILLAS | 8251 | 21 | 4 | Residential | Behind the Meter | Yes | Net Metered Residential | Power Energy Solutions |  | AC Electric | Accepted | 2024-01-25 | 2024-02-15 | 2025-02-15 | Solar Panels | Canadian Solar | CS6R-400MS-HL HIKU6 BLACK MONO |  | 0.4 | 3 | 203 | 24 |  | Fixed | Roof
NJADRE1555702924 | Administratively Determined Incentive Program | PLAINFIELD | 7063 | 10 | 10.4 | Residential | Behind the Meter | Yes | Net Metered Residential | Power Energy Solutions |  | PSE&G | Accepted | 2024-01-25 | 2024-02-15 | 2025-02-15 | Inverters | SolarEdge | SE7600H-US | 8 |  | 1 |  |  | 0.97 |  | Outdoor
NJADRE1555702924 | Administratively Determined Incentive Program | PLAINFIELD | 7063 | 10 | 10.4 | Residential | Behind the Meter | Yes | Net Metered Residential | Power Energy Solutions |  | PSE&G | Accepted | 2024-01-25 | 2024-02-15 | 2025-02-15 | Solar Panels | Canadian Solar | CS6R-400MS-HL HIKU6 BLACK MONO |  | 0.4 | 14 | 127 | 37 |  | Fixed | Roof
NJADRE1555702924 | Administratively Determined Incentive Program | PLAINFIELD | 7063 | 10 | 10.4 | Residential | Behind the Meter | Yes | Net Metered Residential | Power Energy Solutions |  | PSE&G | Accepted | 2024-01-25 | 2024-02-15 | 2025-02-15 | Solar Panels | Canadian Solar | CS6R-400MS-HL HIKU6 BLACK MONO |  | 0.4 | 5 | 217 | 29 |  | Fixed | Roof
NJADRE1555702924 | Administratively Determined Incentive Program | PLAINFIELD | 7063 | 10 | 10.4 | Residential | Behind the Meter | Yes | Net Metered Residential | Power Energy Solutions |  | PSE&G | Accepted | 2024-01-25 | 2024-02-15 | 2025-02-15 | Solar Panels | Canadian Solar | CS6R-400MS-HL HIKU6 BLACK MONO |  | 0.4 | 7 | 307 | 37 |  | Fixed | Roof
NJADRE1555702931 | Administratively Determined Incentive Program | TOTOWA | 7512 | 6 | 3.6 | Residential | Behind the Meter | No | Net Metered Residential | SunPower Corporation, Systems |  | PSE&G | Accepted | 2024-01-25 | 2024-02-19 | 2025-02-19 | Solar Panels | WAAREE ENERGIES LIMITED | WSMDI-400 |  | 0.4 | 5 | 213 | 24 |  | Fixed | Roof
NJADRE1555702931 | Administratively Determined Incentive Program | TOTOWA | 7512 | 6 | 3.6 | Residential | Behind the Meter | No | Net Metered Residential | SunPower Corporation, Systems |  | PSE&G | Accepted | 2024-01-25 | 2024-02-19 | 2025-02-19 | Solar Panels | WAAREE ENERGIES LIMITED | WSMDI-400 |  | 0.4 | 4 | 123 | 23 |  | Fixed | Roof
NJADRE1555702931 | Administratively Determined Incentive Program | TOTOWA | 7512 | 6 | 3.6 | Residential | Behind the Meter | No | Net Metered Residential | SunPower Corporation, Systems |  | PSE&G | Accepted | 2024-01-25 | 2024-02-19 | 2025-02-19 | Inverters | Enphase | IQ7HS-66-M-US | 384 |  | 9 |  |  | 0.97 |  | Other | Under Each Panel
NJADRE1555702935 | Administratively Determined Incentive Program | BRIDGEWATER | 8807 | 5 | 14.4 | Residential | Behind the Meter | Yes | Net Metered Residential | Power Energy Solutions |  | PSE&G | Accepted | 2024-01-25 | 2024-02-15 | 2025-02-15 | Inverters | SolarEdge | SE11400H-US | 11 |  | 1 |  |  | 0.97 |  | Outdoor
NJADRE1555702935 | Administratively Determined Incentive Program | BRIDGEWATER | 8807 | 5 | 14.4 | Residential | Behind the Meter | Yes | Net Metered Residential | Power Energy Solutions |  | PSE&G | Accepted | 2024-01-25 | 2024-02-15 | 2025-02-15 | Solar Panels | Canadian Solar | CS6R-400MS-HL HIKU6 BLACK MONO |  | 0.4 | 12 | 150 | 24 |  | Fixed | Roof
NJADRE1555702935 | Administratively Determined Incentive Program | BRIDGEWATER | 8807 | 5 | 14.4 | Residential | Behind the Meter | Yes | Net Metered Residential | Power Energy Solutions |  | PSE&G | Accepted | 2024-01-25 | 2024-02-15 | 2025-02-15 | Solar Panels | Canadian Solar | CS6R-400MS-HL HIKU6 BLACK MONO |  | 0.4 | 7 | 330 | 24 |  | Fixed | Roof
NJADRE1555702935 | Administratively Determined Incentive Program | BRIDGEWATER | 8807 | 5 | 14.4 | Residential | Behind the Meter | Yes | Net Metered Residential | Power Energy Solutions |  | PSE&G | Accepted | 2024-01-25 | 2024-02-15 | 2025-02-15 | Solar Panels | Canadian Solar | CS6R-400MS-HL HIKU6 BLACK MONO |  | 0.4 | 9 | 240 | 24 |  | Fixed | Roof
NJADRE1555702935 | Administratively Determined Incentive Program | BRIDGEWATER | 8807 | 5 | 14.4 | Residential | Behind the Meter | Yes | Net Metered Residential | Power Energy Solutions |  | PSE&G | Accepted | 2024-01-25 | 2024-02-15 | 2025-02-15 | Solar Panels | Canadian Solar | CS6R-400MS-HL HIKU6 BLACK MONO |  | 0.4 | 8 | 60 | 24 |  | Fixed | Roof
NJADRE1555702950 | Administratively Determined Incentive Program | ROBBINSVILLE | 8691 | 12 | 7.29 | Residential | Behind the Meter | No | Net Metered Residential | EMT Renewables |  | JCP&L | Accepted | 2024-01-25 | 2024-02-15 | 2025-02-15 | Inverters | ENPHASE | IQ8+ | 290 |  | 18 |  |  | 0.98 |  | Other | UNDER EACH PANEL
NJADRE1555702950 | Administratively Determined Incentive Program | ROBBINSVILLE | 8691 | 12 | 7.29 | Residential | Behind the Meter | No | Net Metered Residential | EMT Renewables |  | JCP&L | Accepted | 2024-01-25 | 2024-02-15 | 2025-02-15 | Solar Panels | Q CELLS | Q PEAK DUO BLK |  | 0.405 | 18 | 170 | 24 |  | Fixed | Roof
NJADRE1555702951 | Administratively Determined Incentive Program | CLEMENTON | 8021 | 14 | 8.8 | Residential | Behind the Meter | Yes | Net Metered Residential | Power Energy Solutions |  | AC Electric | Accepted | 2024-01-25 | 2024-02-15 | 2025-02-15 | Inverters | SolarEdge | SE6000H-US | 6000 |  | 1 |  |  | 0.97 |  | Outdoor
NJADRE1555702951 | Administratively Determined Incentive Program | CLEMENTON | 8021 | 14 | 8.8 | Residential | Behind the Meter | Yes | Net Metered Residential | Power Energy Solutions |  | AC Electric | Accepted | 2024-01-25 | 2024-02-15 | 2025-02-15 | Solar Panels | Canadian Solar | CS6R-400MS-HL HIKU6 BLACK MONO |  | 0.4 | 11 | 228 | 20 |  | Fixed | Roof
NJADRE1555702951 | Administratively Determined Incentive Program | CLEMENTON | 8021 | 14 | 8.8 | Residential | Behind the Meter | Yes | Net Metered Residential | Power Energy Solutions |  | AC Electric | Accepted | 2024-01-25 | 2024-02-15 | 2025-02-15 | Solar Panels | Canadian Solar | CS6R-400MS-HL HIKU6 BLACK MONO |  | 0.4 | 11 | 48 | 20 |  | Fixed | Roof
NJADRE1555702953 | Administratively Determined Incentive Program | WOODBRIDGE TWP | 7001 | 11 | 10.13 | Residential | Behind the Meter | Yes | Net Metered Residential | Sunrun Installation Services, Inc. |  | PSE&G | Accepted | 2024-01-25 | 2024-02-15 | 2025-02-15 | Inverters | SOLAREDGE TECHNOLOGIES | SE7600H-USSN | 7600 |  | 1 |  |  | 0.99 |  | Outside | Next to Meter
NJADRE1555702953 | Administratively Determined Incentive Program | WOODBRIDGE TWP | 7001 | 11 | 10.13 | Residential | Behind the Meter | Yes | Net Metered Residential | Sunrun Installation Services, Inc. |  | PSE&G | Accepted | 2024-01-25 | 2024-02-15 | 2025-02-15 | Solar Panels | HANWHA Q-CELLS | Q.PEAK DUO BLK ML-G10+ 405 |  | 0.405 | 12 | 192 | 24 |  | Fixed | Roof
NJADRE1555702953 | Administratively Determined Incentive Program | WOODBRIDGE TWP | 7001 | 11 | 10.13 | Residential | Behind the Meter | Yes | Net Metered Residential | Sunrun Installation Services, Inc. |  | PSE&G | Accepted | 2024-01-25 | 2024-02-15 | 2025-02-15 | Solar Panels | HANWHA Q-CELLS | Q.PEAK DUO BLK ML-G10+ 405 |  | 0.405 | 13 | 13 | 25 |  | Fixed | Roof
NJADRE1555702974 | Administratively Determined Incentive Program | SICKLERVILLE | 8081 | 14 | 6.4 | Residential | Behind the Meter | Yes | Net Metered Residential | Power Energy Solutions |  | AC Electric | Accepted | 2024-01-25 | 2024-02-16 | 2025-02-16 | Inverters | SolarEdge | SE5000H-US | 4 |  | 1 |  |  | 0.97 |  | Outside
NJADRE1555702974 | Administratively Determined Incentive Program | SICKLERVILLE | 8081 | 14 | 6.4 | Residential | Behind the Meter | Yes | Net Metered Residential | Power Energy Solutions |  | AC Electric | Accepted | 2024-01-25 | 2024-02-16 | 2025-02-16 | Solar Panels | Canadian Solar | CS6R-400MS-HL HIKU6 BLACK MONO |  | 0.4 | 16 | 195 | 31 |  | Fixed | Roof
NJADRE1555702990 | Administratively Determined Incentive Program | MILLVILLE | 8332 | 20 | 20.8 | Residential | Behind the Meter | Yes | Net Metered Residential | Power Energy Solutions |  | AC Electric | Accepted | 2024-01-25 | 2024-02-15 | 2025-02-15 | Inverters | SolarEdge | SE7600H-US | 7600 |  | 2 |  |  | 0.97 |  | Outside
NJADRE1555702990 | Administratively Determined Incentive Program | MILLVILLE | 8332 | 20 | 20.8 | Residential | Behind the Meter | Yes | Net Metered Residential | Power Energy Solutions |  | AC Electric | Accepted | 2024-01-25 | 2024-02-15 | 2025-02-15 | Solar Panels | Canadian Solar | CS6R-400MS-HL HIKU6 BLACK MONO |  | 0.4 | 6 | 239 | 26 |  | Fixed | Roof
NJADRE1555702990 | Administratively Determined Incentive Program | MILLVILLE | 8332 | 20 | 20.8 | Residential | Behind the Meter | Yes | Net Metered Residential | Power Energy Solutions |  | AC Electric | Accepted | 2024-01-25 | 2024-02-15 | 2025-02-15 | Solar Panels | Canadian Solar | CS6R-400MS-HL HIKU6 BLACK MONO |  | 0.4 | 15 | 239 | 24 |  | Fixed | Roof
NJADRE1555702990 | Administratively Determined Incentive Program | MILLVILLE | 8332 | 20 | 20.8 | Residential | Behind the Meter | Yes | Net Metered Residential | Power Energy Solutions |  | AC Electric | Accepted | 2024-01-25 | 2024-02-15 | 2025-02-15 | Solar Panels | Canadian Solar | CS6R-400MS-HL HIKU6 BLACK MONO |  | 0.4 | 17 | 59 | 24 |  | Fixed | Roof
NJADRE1555702990 | Administratively Determined Incentive Program | MILLVILLE | 8332 | 20 | 20.8 | Residential | Behind the Meter | Yes | Net Metered Residential | Power Energy Solutions |  | AC Electric | Accepted | 2024-01-25 | 2024-02-15 | 2025-02-15 | Solar Panels | Canadian Solar | CS6R-400MS-HL HIKU6 BLACK MONO |  | 0.4 | 6 | 59 | 26 |  | Fixed | Roof
NJADRE1555702990 | Administratively Determined Incentive Program | MILLVILLE | 8332 | 20 | 20.8 | Residential | Behind the Meter | Yes | Net Metered Residential | Power Energy Solutions |  | AC Electric | Accepted | 2024-01-25 | 2024-02-15 | 2025-02-15 | Solar Panels | Canadian Solar | CS6R-400MS-HL HIKU6 BLACK MONO |  | 0.4 | 8 | 239 | 3 |  | Fixed | Roof
NJADRE1555702992 | Administratively Determined Incentive Program | PATERSON | 7504 | 6 | 9.6 | Residential | Behind the Meter | Yes | Net Metered Residential | Pro Custom Solar dba Momentum Solar |  | PSE&G | Accepted | 2024-01-25 | 2024-02-15 | 2025-02-15 | Solar Panels | Q. PEAK DUO BLK ML-G10+400 | HANWHA |  | 0.4 | 8 | 279 | 45 |  | Fixed | Roof
NJADRE1555702992 | Administratively Determined Incentive Program | PATERSON | 7504 | 6 | 9.6 | Residential | Behind the Meter | Yes | Net Metered Residential | Pro Custom Solar dba Momentum Solar |  | PSE&G | Accepted | 2024-01-25 | 2024-02-15 | 2025-02-15 | Solar Panels | Q. PEAK DUO BLK ML-G10+400 | HANWHA |  | 0.4 | 6 | 279 | 18 |  | Fixed | Roof
NJADRE1555702992 | Administratively Determined Incentive Program | PATERSON | 7504 | 6 | 9.6 | Residential | Behind the Meter | Yes | Net Metered Residential | Pro Custom Solar dba Momentum Solar |  | PSE&G | Accepted | 2024-01-25 | 2024-02-15 | 2025-02-15 | Solar Panels | Q. PEAK DUO BLK ML-G10+400 | HANWHA |  | 0.4 | 10 | 99 | 45 |  | Fixed | Roof
NJADRE1555702992 | Administratively Determined Incentive Program | PATERSON | 7504 | 6 | 9.6 | Residential | Behind the Meter | Yes | Net Metered Residential | Pro Custom Solar dba Momentum Solar |  | PSE&G | Accepted | 2024-01-25 | 2024-02-15 | 2025-02-15 | Inverters | IQ8PLUS-72-2-US | ENPHASE | 290 |  | 24 |  |  | 0.97 |  | Outdoor
NJADRE1555703003 | Administratively Determined Incentive Program | EAST NEWARK | 7029 | 8 | 7.29 | Residential | Behind the Meter | Yes | Net Metered Residential | Trinity Solar |  | PSE&G | Accepted | 2024-01-25 | 2024-02-15 | 2025-02-15 | Inverters | Solar Edge | SE6000H-US | 6000 |  | 1 |  |  | 0.97 |  | Outdoor
NJADRE1555703003 | Administratively Determined Incentive Program | EAST NEWARK | 7029 | 8 | 7.29 | Residential | Behind the Meter | Yes | Net Metered Residential | Trinity Solar |  | PSE&G | Accepted | 2024-01-25 | 2024-02-15 | 2025-02-15 | Solar Panels | HANWHA | (Q.PEAK DUO BLK ML-G10+ 405) |  | 0.405 | 18 | 169 | 43 |  | Fixed | Roof
NJADRE1555703011 | Administratively Determined Incentive Program | BELLEVILLE | 7109 | 9 | 6 | Residential | Behind the Meter | Yes | Net Metered Residential | Pro Custom Solar dba Momentum Solar |  | PSE&G | Accepted | 2024-01-25 | 2024-02-15 | 2025-02-15 | Solar Panels | Q. PEAK DUO BLK ML-G10+400 | hanwha |  | 0.4 | 10 | 104 | 27 |  | Fixed | Roof
NJADRE1555703011 | Administratively Determined Incentive Program | BELLEVILLE | 7109 | 9 | 6 | Residential | Behind the Meter | Yes | Net Metered Residential | Pro Custom Solar dba Momentum Solar |  | PSE&G | Accepted | 2024-01-25 | 2024-02-15 | 2025-02-15 | Solar Panels | Q. PEAK DUO BLK ML-G10+400 | HANWHA |  | 0.4 | 3 | 194 | 25 |  | Fixed | Roof
NJADRE1555703011 | Administratively Determined Incentive Program | BELLEVILLE | 7109 | 9 | 6 | Residential | Behind the Meter | Yes | Net Metered Residential | Pro Custom Solar dba Momentum Solar |  | PSE&G | Accepted | 2024-01-25 | 2024-02-15 | 2025-02-15 | Solar Panels | Q. PEAK DUO BLK ML-G10+400 | HANWHA |  | 0.4 | 2 | 14 | 25 |  | Fixed | Roof
NJADRE1555703011 | Administratively Determined Incentive Program | BELLEVILLE | 7109 | 9 | 6 | Residential | Behind the Meter | Yes | Net Metered Residential | Pro Custom Solar dba Momentum Solar |  | PSE&G | Accepted | 2024-01-25 | 2024-02-15 | 2025-02-15 | Inverters | IQ8PLUS-72-2-US | ENPHASE | 290 |  | 15 |  |  | 0.97 |  | Outdoor
NJADRE1555703020 | Administratively Determined Incentive Program | BAYONNE | 7002 | 8 | 4.8 | Residential | Behind the Meter | Yes | Net Metered Residential | Posigen Developer. LLC |  | PSE&G | Accepted | 2024-01-25 | 2024-02-20 | 2025-02-20 | Inverters | SolarEdge | SE3800H-US | 3800 |  | 1 |  |  | 0.99 |  | Outdoor | within ten feet of meter
NJADRE1555703020 | Administratively Determined Incentive Program | BAYONNE | 7002 | 8 | 4.8 | Residential | Behind the Meter | Yes | Net Metered Residential | Posigen Developer. LLC |  | PSE&G | Accepted | 2024-01-25 | 2024-02-20 | 2025-02-20 | Solar Panels | Silfab | SIL-400 HC+ |  | 0.4 | 12 | 123 | 45 |  | Fixed | Roof
NJADRE1555703038 | Administratively Determined Incentive Program | Voorhees | 8043 | 14 | 12.15 | Residential | Behind the Meter | Yes | Net Metered Residential | Trinity Solar Inc. |  | PSE&G | Accepted | 2024-01-25 | 2024-02-15 | 2025-02-15 | Solar Panels | HANWHA | (Q.PEAK DUO BLK ML-G10+ 405) |  | 0.405 | 17 | 152 | 34 |  | Fixed | Roof
NJADRE1555703038 | Administratively Determined Incentive Program | Voorhees | 8043 | 14 | 12.15 | Residential | Behind the Meter | Yes | Net Metered Residential | Trinity Solar Inc. |  | PSE&G | Accepted | 2024-01-25 | 2024-02-15 | 2025-02-15 | Solar Panels | HANWHA | (Q.PEAK DUO BLK ML-G10+ 405) |  | 0.405 | 13 | 152 | 34 |  | Fixed | Roof
NJADRE1555703038 | Administratively Determined Incentive Program | Voorhees | 8043 | 14 | 12.15 | Residential | Behind the Meter | Yes | Net Metered Residential | Trinity Solar Inc. |  | PSE&G | Accepted | 2024-01-25 | 2024-02-15 | 2025-02-15 | Inverters | Solar Edge | SE10000H-US | 10000 |  | 1 |  |  | 0.97 |  | Outdoor
NJADRE1555703038 | Administratively Determined Incentive Program | Voorhees | 8043 | 14 | 12.15 | Residential | Behind the Meter | Yes | Net Metered Residential | Trinity Solar Inc. |  | PSE&G | Accepted | 2024-01-25 | 2024-02-15 | 2025-02-15 | Electric Storage Battery | TESLA | Powerwall 2 |  |  | 2 |  |  |  | Lithium Ion |  | Indoors
NJADRE1555703041 | Administratively Determined Incentive Program | Morristown | 7960 | 3 | 9.72 | Residential | Behind the Meter | No | Net Metered Residential | EMT Renewables |  | JCP&L | Accepted | 2024-01-25 | 2024-02-15 | 2025-02-15 | Inverters | ENPHASE | IQ8+ | 290 |  | 24 |  |  | 0.98 |  | Other | UNDER EACH PANEL
NJADRE1555703041 | Administratively Determined Incentive Program | Morristown | 7960 | 3 | 9.72 | Residential | Behind the Meter | No | Net Metered Residential | EMT Renewables |  | JCP&L | Accepted | 2024-01-25 | 2024-02-15 | 2025-02-15 | Solar Panels | Q CELLS | Q PEAK DUO BLK |  | 0.405 | 14 | 216 | 35 |  | Fixed | Roof
NJADRE1555703041 | Administratively Determined Incentive Program | Morristown | 7960 | 3 | 9.72 | Residential | Behind the Meter | No | Net Metered Residential | EMT Renewables |  | JCP&L | Accepted | 2024-01-25 | 2024-02-15 | 2025-02-15 | Solar Panels | Q CELLS | Q PEAK DUO BLK |  | 0.405 | 10 | 36 | 35 |  | Fixed | Roof
NJADRE1555703043 | Administratively Determined Incentive Program | UNION | 7083 | 10 | 10.8 | Residential | Behind the Meter | Yes | Net Metered Residential | Pro Custom Solar dba Momentum Solar |  | PSE&G | Accepted | 2024-01-25 | 2024-02-15 | 2025-02-15 | Solar Panels | Q. PEAK DUO BLK ML-G10+400 | HANWHA |  | 0.4 | 12 | 271 | 35 |  | Fixed | Roof
NJADRE1555703043 | Administratively Determined Incentive Program | UNION | 7083 | 10 | 10.8 | Residential | Behind the Meter | Yes | Net Metered Residential | Pro Custom Solar dba Momentum Solar |  | PSE&G | Accepted | 2024-01-25 | 2024-02-15 | 2025-02-15 | Solar Panels | Q. PEAK DUO BLK ML-G10+400 | HANWHA |  | 0.4 | 3 | 90 | 35 |  | Fixed | Roof
NJADRE1555703043 | Administratively Determined Incentive Program | UNION | 7083 | 10 | 10.8 | Residential | Behind the Meter | Yes | Net Metered Residential | Pro Custom Solar dba Momentum Solar |  | PSE&G | Accepted | 2024-01-25 | 2024-02-15 | 2025-02-15 | Solar Panels | Q. PEAK DUO BLK ML-G10+400 | HANWHA |  | 0.4 | 10 | 91 | 35 |  | Fixed | Roof
NJADRE1555703043 | Administratively Determined Incentive Program | UNION | 7083 | 10 | 10.8 | Residential | Behind the Meter | Yes | Net Metered Residential | Pro Custom Solar dba Momentum Solar |  | PSE&G | Accepted | 2024-01-25 | 2024-02-15 | 2025-02-15 | Solar Panels | Q. PEAK DUO BLK ML-G10+400 | HANWHA |  | 0.4 | 2 | 90 | 22 |  | Fixed | Roof
NJADRE1555703043 | Administratively Determined Incentive Program | UNION | 7083 | 10 | 10.8 | Residential | Behind the Meter | Yes | Net Metered Residential | Pro Custom Solar dba Momentum Solar |  | PSE&G | Accepted | 2024-01-25 | 2024-02-15 | 2025-02-15 | Inverters | IQ8PLUS-72-2-US | ENPHASE | 290 |  | 27 |  |  | 0.97 |  | Outdoor
NJADRE1555703138 | Administratively Determined Incentive Program | Fair Lawn | 7410 | 7 | 7.7 | Residential | Behind the Meter | Yes | Net Metered Residential | Trinity Solar Inc. |  | PSE&G | Accepted | 2024-01-25 | 2024-02-15 | 2025-02-15 | Inverters | Solar Edge | SE6000H-US | 6000 |  | 1 |  |  | 0.97 |  | Outdoor
NJADRE1555703138 | Administratively Determined Incentive Program | Fair Lawn | 7410 | 7 | 7.7 | Residential | Behind the Meter | Yes | Net Metered Residential | Trinity Solar Inc. |  | PSE&G | Accepted | 2024-01-25 | 2024-02-15 | 2025-02-15 | Solar Panels | HANWHA | HANWHA 405 (Q.PEAK DUO BLK ML-G10+ 405) |  | 0.405 | 4 | 10 | 40 |  | Fixed | Roof
NJADRE1555703138 | Administratively Determined Incentive Program | Fair Lawn | 7410 | 7 | 7.7 | Residential | Behind the Meter | Yes | Net Metered Residential | Trinity Solar Inc. |  | PSE&G | Accepted | 2024-01-25 | 2024-02-15 | 2025-02-15 | Solar Panels | HANWHA | HANWHA 405 (Q.PEAK DUO BLK ML-G10+ 405) |  | 0.405 | 9 | 190 | 14 |  | Fixed | Roof
NJADRE1555703138 | Administratively Determined Incentive Program | Fair Lawn | 7410 | 7 | 7.7 | Residential | Behind the Meter | Yes | Net Metered Residential | Trinity Solar Inc. |  | PSE&G | Accepted | 2024-01-25 | 2024-02-15 | 2025-02-15 | Solar Panels | HANWHA | HANWHA 405 (Q.PEAK DUO BLK ML-G10+ 405) |  | 0.405 | 4 | 100 | 10 |  | Fixed | Roof
NJADRE1555703138 | Administratively Determined Incentive Program | Fair Lawn | 7410 | 7 | 7.7 | Residential | Behind the Meter | Yes | Net Metered Residential | Trinity Solar Inc. |  | PSE&G | Accepted | 2024-01-25 | 2024-02-15 | 2025-02-15 | Solar Panels | HANWHA | HANWHA 405 (Q.PEAK DUO BLK ML-G10+ 405) |  | 0.405 | 2 | 280 | 10 |  | Fixed | Roof
NJADRE1555703150 | Administratively Determined Incentive Program | WILLINGBORO | 8046 | 13 | 6.48 | Residential | Behind the Meter | Yes | Net Metered Residential | Trinity Solar |  | PSE&G | Accepted | 2024-01-25 | 2024-02-15 | 2025-02-15 | Inverters | Solar Edge | SE5000H-US | 5000 |  | 1 |  |  | 0.97 |  | Outdoor
NJADRE1555703150 | Administratively Determined Incentive Program | WILLINGBORO | 8046 | 13 | 6.48 | Residential | Behind the Meter | Yes | Net Metered Residential | Trinity Solar |  | PSE&G | Accepted | 2024-01-25 | 2024-02-15 | 2025-02-15 | Solar Panels | Hanwha | Q.PEAK DUO BLK ML-G10+ 405 |  | 0.405 | 16 | 176 | 27 |  | Fixed | Roof
NJADRE1555703156 | Administratively Determined Incentive Program | SCOTCH PLAINS | 7076 | 10 | 12.56 | Residential | Behind the Meter | Yes | Net Metered Residential | Sunrun, Inc. |  | PSE&G | Accepted | 2024-01-25 | 2024-02-15 | 2025-02-15 | Inverters | SOLAREDGE TECHNOLOGIES | SE10000H-USSN | 10000 |  | 1 |  |  | 0.99 |  | Outdoor | Next To Meter
NJADRE1555703156 | Administratively Determined Incentive Program | SCOTCH PLAINS | 7076 | 10 | 12.56 | Residential | Behind the Meter | Yes | Net Metered Residential | Sunrun, Inc. |  | PSE&G | Accepted | 2024-01-25 | 2024-02-15 | 2025-02-15 | Solar Panels | HANWHA Q-CELLS | Q.PEAK DUO BLK ML-G10+ 405 |  | 0.405 | 6 | 211 | 34 |  | Fixed | Roof
NJADRE1555703156 | Administratively Determined Incentive Program | SCOTCH PLAINS | 7076 | 10 | 12.56 | Residential | Behind the Meter | Yes | Net Metered Residential | Sunrun, Inc. |  | PSE&G | Accepted | 2024-01-25 | 2024-02-15 | 2025-02-15 | Solar Panels | SOLAREDGE TECHNOLOGIES | Q.PEAK DUO BLK ML-G10+ 405 |  | 0.405 | 5 | 301 | 34 |  | Fixed | Roof
NJADRE1555703156 | Administratively Determined Incentive Program | SCOTCH PLAINS | 7076 | 10 | 12.56 | Residential | Behind the Meter | Yes | Net Metered Residential | Sunrun, Inc. |  | PSE&G | Accepted | 2024-01-25 | 2024-02-15 | 2025-02-15 | Solar Panels | HANWHA Q-CELLS | Q.PEAK DUO BLK ML-G10+ 405 |  | 0.405 | 14 | 121 | 33 |  | Fixed | Roof
NJADRE1555703156 | Administratively Determined Incentive Program | SCOTCH PLAINS | 7076 | 10 | 12.56 | Residential | Behind the Meter | Yes | Net Metered Residential | Sunrun, Inc. |  | PSE&G | Accepted | 2024-01-25 | 2024-02-15 | 2025-02-15 | Solar Panels | HANWHA Q-CELLS | Q.PEAK DUO BLK ML-G10+ 405 |  | 0.405 | 6 | 211 | 45 |  | Fixed | Roof
NJADRE1555703160 | Administratively Determined Incentive Program | Leonia Boro | 7605 | 7 | 4.8 | Residential | Behind the Meter | No | Net Metered Residential | Freedom Forever New Jersey LLC |  | PSE&G | Accepted | 2024-01-25 | 2024-02-20 | 2025-02-20 | Inverters | Solar Edge | SE3800H-USRGM [SI1] | 3798 |  | 1 |  |  | 0.99 |  | Outside
NJADRE1555703160 | Administratively Determined Incentive Program | Leonia Boro | 7605 | 7 | 4.8 | Residential | Behind the Meter | No | Net Metered Residential | Freedom Forever New Jersey LLC |  | PSE&G | Accepted | 2024-01-25 | 2024-02-20 | 2025-02-20 | Solar Panels | Freedom Forever | FF-MP-BBB-400 |  | 0.4 | 8 | 214 | 42 |  | Fixed | Roof
NJADRE1555703160 | Administratively Determined Incentive Program | Leonia Boro | 7605 | 7 | 4.8 | Residential | Behind the Meter | No | Net Metered Residential | Freedom Forever New Jersey LLC |  | PSE&G | Accepted | 2024-01-25 | 2024-02-20 | 2025-02-20 | Solar Panels | Freedom Forever | FF-MP-BBB-400 |  | 0.4 | 4 | 214 | 26 |  | Fixed | Roof
NJADRE1555703174 | Administratively Determined Incentive Program | ORADELL | 7649 | 7 | 8.1 | Residential | Behind the Meter | Yes | Net Metered Residential | Trinity Solar |  | PSE&G | Accepted | 2024-01-25 | 2024-02-15 | 2025-02-15 | Inverters | Solar Edge | SE6000H-US | 6000 |  | 1 |  |  | 0.97 |  | Outdoor
NJADRE1555703174 | Administratively Determined Incentive Program | ORADELL | 7649 | 7 | 8.1 | Residential | Behind the Meter | Yes | Net Metered Residential | Trinity Solar |  | PSE&G | Accepted | 2024-01-25 | 2024-02-15 | 2025-02-15 | Solar Panels | HANWHA | Q.PEAK DUO BLK ML-G10+ 405 |  | 0.405 | 20 | 199 | 37 |  | Fixed | Roof
NJADRE1555703176 | Administratively Determined Incentive Program | FAIRVIEW | 7022 | 7 | 4.86 | Residential | Behind the Meter | Yes | Net Metered Residential | EMT Renewables |  | PSE&G | Accepted | 2024-01-25 | 2024-02-15 | 2025-02-15 | Inverters | ENPHASE | IQ8+ | 290 |  | 12 |  |  | 0.98 |  | Other | UNDER EACH PANEL
NJADRE1555703176 | Administratively Determined Incentive Program | FAIRVIEW | 7022 | 7 | 4.86 | Residential | Behind the Meter | Yes | Net Metered Residential | EMT Renewables |  | PSE&G | Accepted | 2024-01-25 | 2024-02-15 | 2025-02-15 | Solar Panels | Q CELLS | Q PEAK DUO BLK |  | 0.405 | 8 | 190 | 8 |  | Fixed | Roof
NJADRE1555703176 | Administratively Determined Incentive Program | FAIRVIEW | 7022 | 7 | 4.86 | Residential | Behind the Meter | Yes | Net Metered Residential | EMT Renewables |  | PSE&G | Accepted | 2024-01-25 | 2024-02-15 | 2025-02-15 | Solar Panels | Q CELLS | Q PEAK DUO BLK |  | 0.405 | 4 | 10 | 21 |  | Fixed | Roof
NJADRE1555703183 | Administratively Determined Incentive Program | Paterson | 7513 | 6 | 11.34 | Residential | Behind the Meter | Yes | Net Metered Residential | Trinity Solar Inc. |  | PSE&G | Accepted | 2024-01-25 | 2024-02-23 | 2025-02-23 | Solar Panels | HANWHA | (Q.PEAK DUO BLK ML-G10+ 405) |  | 0.405 | 28 | 278 | 5 |  | Fixed | Roof
NJADRE1555703183 | Administratively Determined Incentive Program | Paterson | 7513 | 6 | 11.34 | Residential | Behind the Meter | Yes | Net Metered Residential | Trinity Solar Inc. |  | PSE&G | Accepted | 2024-01-25 | 2024-02-23 | 2025-02-23 | Inverters | Solar Edge | SE10000H-US | 10000 |  | 1 |  |  | 0.97 |  | Outdoor
NJADRE1555703219 | Administratively Determined Incentive Program | BELLEVILLE | 7109 | 9 | 1.62 | Residential | Behind the Meter | Yes | Net Metered Residential | Pro Custom Solar dba Momentum Solar |  | PSE&G | Accepted | 2024-01-25 | 2024-02-15 | 2025-02-15 | Solar Panels | Q. PEAK DUO BLK ML-G10+405 | HANWHA |  | 0.405 | 4 | 22 | 30 |  | Fixed | Roof
NJADRE1555703219 | Administratively Determined Incentive Program | BELLEVILLE | 7109 | 9 | 1.62 | Residential | Behind the Meter | Yes | Net Metered Residential | Pro Custom Solar dba Momentum Solar |  | PSE&G | Accepted | 2024-01-25 | 2024-02-15 | 2025-02-15 | Inverters | IQ8PLUS-72-2-US | ENPHASE | 290 |  | 4 |  |  | 0.97 |  | Outdoor
NJADRE1555703236 | Administratively Determined Incentive Program | WOODSTOWN | 8098 | 16 | 13.86 | Residential | Behind the Meter | Yes | Net Metered Residential | Freedom Forever New Jersey LLC |  | AC Electric | Accepted | 2024-01-25 | 2024-02-15 | 2025-02-15 | Inverters | Enphase | IQ8PLUS-72-2-US | 290 |  | 36 |  |  | 0.99 |  | Outside
NJADRE1555703236 | Administratively Determined Incentive Program | WOODSTOWN | 8098 | 16 | 13.86 | Residential | Behind the Meter | Yes | Net Metered Residential | Freedom Forever New Jersey LLC |  | AC Electric | Accepted | 2024-01-25 | 2024-02-15 | 2025-02-15 | Solar Panels | JINKO SOLAR | JKM385M-6RL3-B |  | 0.385 | 10 | 137 | 33 |  | Fixed | Roof
NJADRE1555703236 | Administratively Determined Incentive Program | WOODSTOWN | 8098 | 16 | 13.86 | Residential | Behind the Meter | Yes | Net Metered Residential | Freedom Forever New Jersey LLC |  | AC Electric | Accepted | 2024-01-25 | 2024-02-15 | 2025-02-15 | Solar Panels | JINKO SOLAR | JKM385M-6RL3-B |  | 0.385 | 15 | 317 | 33 |  | Fixed | Roof
NJADRE1555703236 | Administratively Determined Incentive Program | WOODSTOWN | 8098 | 16 | 13.86 | Residential | Behind the Meter | Yes | Net Metered Residential | Freedom Forever New Jersey LLC |  | AC Electric | Accepted | 2024-01-25 | 2024-02-15 | 2025-02-15 | Solar Panels | JINKO SOLAR | JKM385M-6RL3-B |  | 0.385 | 5 | 137 | 33 |  | Fixed | Roof
NJADRE1555703236 | Administratively Determined Incentive Program | WOODSTOWN | 8098 | 16 | 13.86 | Residential | Behind the Meter | Yes | Net Metered Residential | Freedom Forever New Jersey LLC |  | AC Electric | Accepted | 2024-01-25 | 2024-02-15 | 2025-02-15 | Solar Panels | JINKO SOLAR | JKM385M-6RL3-B |  | 0.385 | 3 | 47 | 45 |  | Fixed | Roof
NJADRE1555703236 | Administratively Determined Incentive Program | WOODSTOWN | 8098 | 16 | 13.86 | Residential | Behind the Meter | Yes | Net Metered Residential | Freedom Forever New Jersey LLC |  | AC Electric | Accepted | 2024-01-25 | 2024-02-15 | 2025-02-15 | Solar Panels | JINKO SOLAR | JKM385M-6RL3-B |  | 0.385 | 3 | 227 | 45 |  | Fixed | Roof
NJADRE1555703240 | Administratively Determined Incentive Program | EGG HARBOR TOWNSHIP | 8234 | 19 | 9.84 | Residential | Behind the Meter | No | Net Metered Residential | Ocean Solar |  | AC Electric | Accepted | 2024-01-25 | 2024-02-16 | 2025-02-16 | Inverters | ENPHASE | IQ8PLUS72-2 | 290 |  | 24 |  |  | 0.97 |  | Outdoor
NJADRE1555703240 | Administratively Determined Incentive Program | EGG HARBOR TOWNSHIP | 8234 | 19 | 9.84 | Residential | Behind the Meter | No | Net Metered Residential | Ocean Solar |  | AC Electric | Accepted | 2024-01-25 | 2024-02-16 | 2025-02-16 | Solar Panels | SOLAR 4 AMERICA | S4A410-108HM10BB |  | 0.41 | 24 | 145 | 19 |  | Fixed | Roof
NJADRE1555703259 | Administratively Determined Incentive Program | EAST BRUNSWICK | 8816 | 11 | 10.53 | Residential | Behind the Meter | No | Net Metered Residential | Green Power Energy |  | PSE&G | Accepted | 2024-01-25 | 2024-02-15 | 2025-02-15 | Inverters | Enphase Energy | IQ8PLUS-72-2-US [240V] | 290 |  | 26 |  |  | 0.975 |  | Outdoor | Roof
NJADRE1555703259 | Administratively Determined Incentive Program | EAST BRUNSWICK | 8816 | 11 | 10.53 | Residential | Behind the Meter | No | Net Metered Residential | Green Power Energy |  | PSE&G | Accepted | 2024-01-25 | 2024-02-15 | 2025-02-15 | Solar Panels | Hanwha Q-Cells | Q.PEAK DUO BLK ML-G10+ 405 |  | 0.405 | 2 | 267 | 23 |  | Fixed | Roof
NJADRE1555703259 | Administratively Determined Incentive Program | EAST BRUNSWICK | 8816 | 11 | 10.53 | Residential | Behind the Meter | No | Net Metered Residential | Green Power Energy |  | PSE&G | Accepted | 2024-01-25 | 2024-02-15 | 2025-02-15 | Solar Panels | Hanwha Q-Cells | Q.PEAK DUO BLK ML-G10+ 405 |  | 0.405 | 8 | 177 | 23 |  | Fixed | Roof
NJADRE1555703259 | Administratively Determined Incentive Program | EAST BRUNSWICK | 8816 | 11 | 10.53 | Residential | Behind the Meter | No | Net Metered Residential | Green Power Energy |  | PSE&G | Accepted | 2024-01-25 | 2024-02-15 | 2025-02-15 | Solar Panels | Hanwha Q-Cells | Q.PEAK DUO BLK ML-G10+ 405 |  | 0.405 | 16 | 177 | 16 |  | Fixed | Roof
NJADRE1555703270 | Administratively Determined Incentive Program | ENGLEWOOD | 7631 | 7 | 4.86 | Residential | Behind the Meter | Yes | Net Metered Residential | Sunrun, Inc. |  | PSE&G | Accepted | 2024-01-25 | 2024-02-15 | 2025-02-15 | Inverters | SOLAREDGE TECHNOLOGIES | SE3800H-USMN | 3800 |  | 1 |  |  | 0.99 |  | Outdoor | Next To Meter
NJADRE1555703270 | Administratively Determined Incentive Program | ENGLEWOOD | 7631 | 7 | 4.86 | Residential | Behind the Meter | Yes | Net Metered Residential | Sunrun, Inc. |  | PSE&G | Accepted | 2024-01-25 | 2024-02-15 | 2025-02-15 | Solar Panels | HANWHA Q-CELLS | Q.PEAK DUO BLK ML-G10+ 405 |  | 0.405 | 5 | 115 | 18 |  | Fixed | Roof
NJADRE1555703270 | Administratively Determined Incentive Program | ENGLEWOOD | 7631 | 7 | 4.86 | Residential | Behind the Meter | Yes | Net Metered Residential | Sunrun, Inc. |  | PSE&G | Accepted | 2024-01-25 | 2024-02-15 | 2025-02-15 | Solar Panels | HANWHA Q-CELLS | Q.PEAK DUO BLK ML-G10+ 405 |  | 0.405 | 3 | 26 | 20 |  | Fixed | Roof
NJADRE1555703270 | Administratively Determined Incentive Program | ENGLEWOOD | 7631 | 7 | 4.86 | Residential | Behind the Meter | Yes | Net Metered Residential | Sunrun, Inc. |  | PSE&G | Accepted | 2024-01-25 | 2024-02-15 | 2025-02-15 | Solar Panels | HANWHA Q-CELLS | Q.PEAK DUO BLK ML-G10+ 405 |  | 0.405 | 4 | 296 | 19 |  | Fixed | Roof
NJADRE1555703280 | Administratively Determined Incentive Program | PATERSON | 7501 | 6 | 15.6 | Residential | Behind the Meter | Yes | Net Metered Residential | Sunrun Installation Services, Inc. |  | PSE&G | Accepted | 2024-01-25 | 2024-02-15 | 2025-02-15 | Inverters | SOLAREDGE TECHNOLOGIES | SE3800H-USMN | 3800 |  | 1 |  |  | 0.99 |  | Outside | Next to Meter
NJADRE1555703280 | Administratively Determined Incentive Program | PATERSON | 7501 | 6 | 15.6 | Residential | Behind the Meter | Yes | Net Metered Residential | Sunrun Installation Services, Inc. |  | PSE&G | Accepted | 2024-01-25 | 2024-02-15 | 2025-02-15 | Inverters | SOLAREDGE TECHNOLOGIES | SE7600H-USSN | 7600 |  | 1 |  |  | 0.99 |  | Outside | Next to Meter
NJADRE1555703280 | Administratively Determined Incentive Program | PATERSON | 7501 | 6 | 15.6 | Residential | Behind the Meter | Yes | Net Metered Residential | Sunrun Installation Services, Inc. |  | PSE&G | Accepted | 2024-01-25 | 2024-02-15 | 2025-02-15 | Solar Panels | HANWHA Q-CELLS | Q.PEAK DUO BLK ML-G10+/T 400 |  | 0.4 | 21 | 94 | 23 |  | Fixed | Roof
NJADRE1555703280 | Administratively Determined Incentive Program | PATERSON | 7501 | 6 | 15.6 | Residential | Behind the Meter | Yes | Net Metered Residential | Sunrun Installation Services, Inc. |  | PSE&G | Accepted | 2024-01-25 | 2024-02-15 | 2025-02-15 | Solar Panels | HANWHA Q-CELLS | Q.PEAK DUO BLK ML-G10+/T 400 |  | 0.4 | 18 | 274 | 23 |  | Fixed | Roof
NJADRE1555703286 | Administratively Determined Incentive Program | Blairstown | 7825 | 2 | 41.58 | Commercial | Behind the Meter | Yes | Small Net-Metered Non-Residential located on Rooftop, Carport, Canopy and Floating Solar | Alternative Energy Associates |  | JCP&L | Accepted | 2024-01-25 | 2024-02-20 | 2025-02-20 | Solar Panels | REC | REC N PEAK 330 WP |  | 0.33 | 104 | 250 | 22 |  | Fixed | Roof
NJADRE1555703286 | Administratively Determined Incentive Program | Blairstown | 7825 | 2 | 41.58 | Commercial | Behind the Meter | Yes | Small Net-Metered Non-Residential located on Rooftop, Carport, Canopy and Floating Solar | Alternative Energy Associates |  | JCP&L | Accepted | 2024-01-25 | 2024-02-20 | 2025-02-20 | Solar Panels | REC | REC N PEAK 330 WP |  | 0.33 | 22 | 70 | 22 |  | Fixed | Roof
NJADRE1555703286 | Administratively Determined Incentive Program | Blairstown | 7825 | 2 | 41.58 | Commercial | Behind the Meter | Yes | Small Net-Metered Non-Residential located on Rooftop, Carport, Canopy and Floating Solar | Alternative Energy Associates |  | JCP&L | Accepted | 2024-01-25 | 2024-02-20 | 2025-02-20 | Inverters | Enphase | IQ-8 Plus | 290 |  | 126 |  |  | 0.976 |  | Outdoor | Behind Panel
NJADRE1555703287 | Administratively Determined Incentive Program | SUSSEX | 7461 | 1 | 5.67 | Residential | Behind the Meter | No | Net Metered Residential | EMT Renewables |  | Sussex Rural | Accepted | 2024-01-25 | 2024-02-15 | 2025-02-15 | Inverters | ENPHASE | IQ8+ | 290 |  | 14 |  |  | 0.98 |  | Other | UNDER EACH PANEL
NJADRE1555703287 | Administratively Determined Incentive Program | SUSSEX | 7461 | 1 | 5.67 | Residential | Behind the Meter | No | Net Metered Residential | EMT Renewables |  | Sussex Rural | Accepted | 2024-01-25 | 2024-02-15 | 2025-02-15 | Solar Panels | Q CELLS | Q PEAK DUO BLK |  | 0.405 | 14 | 168 | 22 |  | Fixed | Roof
NJADRE1555703305 | Administratively Determined Incentive Program | Ewing | 8638 | 12 | 6.4 | Residential | Behind the Meter | Yes | Net Metered Residential | Posigen Developer. LLC |  | PSE&G | Accepted | 2024-01-25 | 2024-02-26 | 2025-02-26 | Inverters | SolarEdge | SE6000H-US | 6000 |  | 1 |  |  | 0.99 |  | Outdoor | within ten feet of meter
NJADRE1555703305 | Administratively Determined Incentive Program | Ewing | 8638 | 12 | 6.4 | Residential | Behind the Meter | Yes | Net Metered Residential | Posigen Developer. LLC |  | PSE&G | Accepted | 2024-01-25 | 2024-02-26 | 2025-02-26 | Solar Panels | Silfab | SIL-400 HC+ |  | 0.4 | 7 | 218 | 27 |  | Fixed | Roof
NJADRE1555703305 | Administratively Determined Incentive Program | Ewing | 8638 | 12 | 6.4 | Residential | Behind the Meter | Yes | Net Metered Residential | Posigen Developer. LLC |  | PSE&G | Accepted | 2024-01-25 | 2024-02-26 | 2025-02-26 | Solar Panels | Silfab | SIL-400 HC+ |  | 0.4 | 6 | 38 | 27 |  | Fixed | Roof
NJADRE1555703305 | Administratively Determined Incentive Program | Ewing | 8638 | 12 | 6.4 | Residential | Behind the Meter | Yes | Net Metered Residential | Posigen Developer. LLC |  | PSE&G | Accepted | 2024-01-25 | 2024-02-26 | 2025-02-26 | Solar Panels | Silfab | SIL-400 HC+ |  | 0.4 | 3 | 218 | 18 |  | Fixed | Roof
NJADRE1555703340 | Administratively Determined Incentive Program | Dover | 7801 | 3 | 3.24 | Residential | Behind the Meter | Yes | Net Metered Residential | Sunrun Installation Services, Inc. |  | JCP&L | Accepted | 2024-01-25 | 2024-02-15 | 2025-02-15 | Inverters | SolarEdge Technologies | SE3800H-USMN | 3800 |  | 1 |  |  | 0.99 |  | Outdoor | Next to meter
NJADRE1555703340 | Administratively Determined Incentive Program | Dover | 7801 | 3 | 3.24 | Residential | Behind the Meter | Yes | Net Metered Residential | Sunrun Installation Services, Inc. |  | JCP&L | Accepted | 2024-01-25 | 2024-02-15 | 2025-02-15 | Solar Panels | Hanwha Q Cells | Q.PEAK DUO BLK ML-G10+ 405 |  | 0.405 | 8 | 171 | 45 |  | Fixed | Roof
NJADRE1555703346 | Administratively Determined Incentive Program | PATERSON | 7504 | 6 | 12.71 | Residential | Behind the Meter | Yes | Net Metered Residential | Freedom Forever New Jersey LLC |  | PSE&G | Accepted | 2024-01-26 | 2024-02-16 | 2025-02-16 | Inverters | Solar Edge | SE10000H-USRGM [SI1] | 10000 |  | 1 |  |  | 0.99 |  | Outdoor
NJADRE1555703346 | Administratively Determined Incentive Program | PATERSON | 7504 | 6 | 12.71 | Residential | Behind the Meter | Yes | Net Metered Residential | Freedom Forever New Jersey LLC |  | PSE&G | Accepted | 2024-01-26 | 2024-02-16 | 2025-02-16 | Solar Panels | JINKO SOLAR | JKM385M-6RL3-B |  | 0.385 | 33 | 189 | 25 |  | Fixed | Roof
NJADRE1555703528 | Administratively Determined Incentive Program | Williamstown | 8094 | 15 | 10.4 | Residential | Behind the Meter | Yes | Net Metered Residential | Posigen Developer. LLC |  | AC Electric | Accepted | 2024-01-25 | 2024-02-26 | 2025-02-26 | Inverters | SolarEdge | SE10000H-US | 10000 |  | 1 |  |  | 0.99 |  | Outdoor | within ten feet of meter
NJADRE1555703528 | Administratively Determined Incentive Program | Williamstown | 8094 | 15 | 10.4 | Residential | Behind the Meter | Yes | Net Metered Residential | Posigen Developer. LLC |  | AC Electric | Accepted | 2024-01-25 | 2024-02-26 | 2025-02-26 | Solar Panels | Silfab | SIL-400 HC+ |  | 0.4 | 2 | 262 | 30 |  | Fixed | Roof
NJADRE1555703528 | Administratively Determined Incentive Program | Williamstown | 8094 | 15 | 10.4 | Residential | Behind the Meter | Yes | Net Metered Residential | Posigen Developer. LLC |  | AC Electric | Accepted | 2024-01-25 | 2024-02-26 | 2025-02-26 | Solar Panels | Silfab | SIL-400 HC+ |  | 0.4 | 7 | 172 | 30 |  | Fixed | Roof
NJADRE1555703528 | Administratively Determined Incentive Program | Williamstown | 8094 | 15 | 10.4 | Residential | Behind the Meter | Yes | Net Metered Residential | Posigen Developer. LLC |  | AC Electric | Accepted | 2024-01-25 | 2024-02-26 | 2025-02-26 | Solar Panels | Silfab | SIL-400 HC+ |  | 0.4 | 2 | 82 | 30 |  | Fixed | Roof
NJADRE1555703528 | Administratively Determined Incentive Program | Williamstown | 8094 | 15 | 10.4 | Residential | Behind the Meter | Yes | Net Metered Residential | Posigen Developer. LLC |  | AC Electric | Accepted | 2024-01-25 | 2024-02-26 | 2025-02-26 | Solar Panels | Silfab | SIL-400 HC+ |  | 0.4 | 7 | 262 | 23 |  | Fixed | Roof
NJADRE1555703528 | Administratively Determined Incentive Program | Williamstown | 8094 | 15 | 10.4 | Residential | Behind the Meter | Yes | Net Metered Residential | Posigen Developer. LLC |  | AC Electric | Accepted | 2024-01-25 | 2024-02-26 | 2025-02-26 | Solar Panels | Silfab | SIL-400 HC+ |  | 0.4 | 8 | 262 | 2 |  | Fixed | Roof
NJADRE1555703530 | Administratively Determined Incentive Program | Pennsauken | 8110 | 14 | 8.8 | Residential | Behind the Meter | Yes | Net Metered Residential | Sunrun Installation Services, Inc. |  | PSE&G | Accepted | 2024-01-25 | 2024-02-15 | 2025-02-15 | Inverters | SolarEdge Technologies | SE6000H-USSN | 6000 |  | 1 |  |  | 0.99 |  | Outside
NJADRE1555703530 | Administratively Determined Incentive Program | Pennsauken | 8110 | 14 | 8.8 | Residential | Behind the Meter | Yes | Net Metered Residential | Sunrun Installation Services, Inc. |  | PSE&G | Accepted | 2024-01-25 | 2024-02-15 | 2025-02-15 | Solar Panels | Hanwha Q Cells | Q.PEAK DUO BLK ML-G10+/t 400 |  | 0.4 | 3 | 37 | 31 |  | Fixed | Roof
NJADRE1555703530 | Administratively Determined Incentive Program | Pennsauken | 8110 | 14 | 8.8 | Residential | Behind the Meter | Yes | Net Metered Residential | Sunrun Installation Services, Inc. |  | PSE&G | Accepted | 2024-01-25 | 2024-02-15 | 2025-02-15 | Solar Panels | Hanwha Q Cells | Q.PEAK DUO BLK ML-G10+/t 400 |  | 0.4 | 3 | 126 | 31 |  | Fixed | Roof
NJADRE1555703530 | Administratively Determined Incentive Program | Pennsauken | 8110 | 14 | 8.8 | Residential | Behind the Meter | Yes | Net Metered Residential | Sunrun Installation Services, Inc. |  | PSE&G | Accepted | 2024-01-25 | 2024-02-15 | 2025-02-15 | Solar Panels | Hanwha Q Cells | Q.PEAK DUO BLK ML-G10+/t 400 |  | 0.4 | 16 | 217 | 30 |  | Fixed | Roof
NJADRE1555703534 | Administratively Determined Incentive Program | Linden | 7036 | 10 | 6.89 | Residential | Behind the Meter | Yes | Net Metered Residential | Sunrun Installation Services, Inc. |  | PSE&G | Accepted | 2024-01-25 | 2024-02-15 | 2025-02-15 | Inverters | SolarEdge Technologies | SE6000H-USSN | 6000 |  | 1 |  |  | 0.99 |  | Outside
NJADRE1555703534 | Administratively Determined Incentive Program | Linden | 7036 | 10 | 6.89 | Residential | Behind the Meter | Yes | Net Metered Residential | Sunrun Installation Services, Inc. |  | PSE&G | Accepted | 2024-01-25 | 2024-02-15 | 2025-02-15 | Solar Panels | Hanwha Q Cells | Q.PEAK DUO BLK ML-G10+ 405 |  | 0.405 | 17 | 219 | 12 |  | Fixed | Roof
NJADRE1555703536 | Administratively Determined Incentive Program | BLOOMFIELD | 7003 | 9 | 5.6 | Residential | Behind the Meter | Yes | Net Metered Residential | Sunrun Installation Services, Inc. |  | PSE&G | Accepted | 2024-01-25 | 2024-02-19 | 2025-02-19 | Electric Storage Battery | Tesla | Powerwall 2 AC |  |  | 1 |  |  |  | Lithium Ion |  | Inside
NJADRE1555703536 | Administratively Determined Incentive Program | BLOOMFIELD | 7003 | 9 | 5.6 | Residential | Behind the Meter | Yes | Net Metered Residential | Sunrun Installation Services, Inc. |  | PSE&G | Accepted | 2024-01-25 | 2024-02-19 | 2025-02-19 | Inverters | SolarEdge Technologies | SE3800H-USMN | 3800 |  | 1 |  |  | 0.99 |  | Indoor
NJADRE1555703536 | Administratively Determined Incentive Program | BLOOMFIELD | 7003 | 9 | 5.6 | Residential | Behind the Meter | Yes | Net Metered Residential | Sunrun Installation Services, Inc. |  | PSE&G | Accepted | 2024-01-25 | 2024-02-19 | 2025-02-19 | Solar Panels | Hanwha Q Cells | Q.PEAK DUO BLK ML-G10+/t 400 |  | 0.4 | 2 | 125 | 13 |  | Fixed | Roof
NJADRE1555703536 | Administratively Determined Incentive Program | BLOOMFIELD | 7003 | 9 | 5.6 | Residential | Behind the Meter | Yes | Net Metered Residential | Sunrun Installation Services, Inc. |  | PSE&G | Accepted | 2024-01-25 | 2024-02-19 | 2025-02-19 | Solar Panels | Hanwha Q Cells | Q.PEAK DUO BLK ML-G10+/t 400 |  | 0.4 | 6 | 307 | 30 |  | Fixed | Roof
NJADRE1555703536 | Administratively Determined Incentive Program | BLOOMFIELD | 7003 | 9 | 5.6 | Residential | Behind the Meter | Yes | Net Metered Residential | Sunrun Installation Services, Inc. |  | PSE&G | Accepted | 2024-01-25 | 2024-02-19 | 2025-02-19 | Solar Panels | Hanwha Q Cells | Q.PEAK DUO BLK ML-G10+/t 400 |  | 0.4 | 6 | 127 | 30 |  | Fixed | Roof
NJADRE1555703540 | Administratively Determined Incentive Program | TEANECK | 7666 | 7 | 6 | Residential | Behind the Meter | Yes | Net Metered Residential | Sunrun Installation Services, Inc. |  | PSE&G | Accepted | 2024-01-25 | 2024-02-19 | 2025-02-19 | Inverters | Delta Electronics | E6-TL-US | 5760 |  | 1 |  |  | 0.97 |  | Outside
NJADRE1555703540 | Administratively Determined Incentive Program | TEANECK | 7666 | 7 | 6 | Residential | Behind the Meter | Yes | Net Metered Residential | Sunrun Installation Services, Inc. |  | PSE&G | Accepted | 2024-01-25 | 2024-02-19 | 2025-02-19 | Solar Panels | Hanwha Q Cells | Q.PEAK DUO BLK ML-G10+/t 400 |  | 0.4 | 15 | 219 | 34 |  | Fixed | Roof
NJADRE1555703543 | Administratively Determined Incentive Program | HIGHLAND PARK | 8904 | 11 | 6.57 | Residential | Behind the Meter | No | Net Metered Residential | Power Home Remodeling |  | PSE&G | Accepted | 2024-01-25 | 2024-02-23 | 2025-02-23 | Inverters | SolarEdge | SE5000H-US | 5000 |  | 1 |  |  | 0.99 |  | Outdoor
NJADRE1555703543 | Administratively Determined Incentive Program | HIGHLAND PARK | 8904 | 11 | 6.57 | Residential | Behind the Meter | No | Net Metered Residential | Power Home Remodeling |  | PSE&G | Accepted | 2024-01-25 | 2024-02-23 | 2025-02-23 | Meters | SolarEdge | Revenue Grade Data Ansi C12.20 |  |  | 1 |  |  |  | Yes | Outdoor
NJADRE1555703543 | Administratively Determined Incentive Program | HIGHLAND PARK | 8904 | 11 | 6.57 | Residential | Behind the Meter | No | Net Metered Residential | Power Home Remodeling |  | PSE&G | Accepted | 2024-01-25 | 2024-02-23 | 2025-02-23 | Solar Panels | QCell | Q.PEAK DUO BLK-G10+ 365 |  | 0.365 | 18 | 163 | 45 |  | Fixed | Roof
NJADRE1555703544 | Administratively Determined Incentive Program | GREEN BROOK | 8812 | 11 | 8 | Residential | Behind the Meter | Yes | Net Metered Residential | PosiGen Developer, LLC |  | PSE&G | Accepted | 2024-01-26 | 2024-02-20 | 2025-02-20 | Inverters | SOLAREDGE | SE6000H-US | 6000 |  | 1 |  |  | 0.99 |  | Outside | within ten feet of meter
NJADRE1555703544 | Administratively Determined Incentive Program | GREEN BROOK | 8812 | 11 | 8 | Residential | Behind the Meter | Yes | Net Metered Residential | PosiGen Developer, LLC |  | PSE&G | Accepted | 2024-01-26 | 2024-02-20 | 2025-02-20 | Solar Panels | SILFAB SOLAR | SIL-400 HC+ |  | 0.4 | 14 | 56 | 14 |  | Fixed | Roof
NJADRE1555703544 | Administratively Determined Incentive Program | GREEN BROOK | 8812 | 11 | 8 | Residential | Behind the Meter | Yes | Net Metered Residential | PosiGen Developer, LLC |  | PSE&G | Accepted | 2024-01-26 | 2024-02-20 | 2025-02-20 | Solar Panels | SILFAB SOLAR | SIL-400 HC+ |  | 0.4 | 6 | 56 | 27 |  | Fixed | Roof
NJADRE1555703548 | Administratively Determined Incentive Program | PATERSON CITY | 7513 | 6 | 8.1 | Residential | Behind the Meter | Yes | Net Metered Residential | Sunrun Installation Services, Inc. |  | PSE&G | Accepted | 2024-01-25 | 2024-02-22 | 2025-02-22 | Inverters | SolarEdge Technologies | SE6000H-USSN | 6000 |  | 1 |  |  | 0.99 |  | Outside
NJADRE1555703548 | Administratively Determined Incentive Program | PATERSON CITY | 7513 | 6 | 8.1 | Residential | Behind the Meter | Yes | Net Metered Residential | Sunrun Installation Services, Inc. |  | PSE&G | Accepted | 2024-01-25 | 2024-02-22 | 2025-02-22 | Solar Panels | Hanwha Q Cells | Q.PEAK DUO BLK ML-G10+ 405 |  | 0.405 | 2 | 279 | 30 |  | Fixed | Roof
NJADRE1555703548 | Administratively Determined Incentive Program | PATERSON CITY | 7513 | 6 | 8.1 | Residential | Behind the Meter | Yes | Net Metered Residential | Sunrun Installation Services, Inc. |  | PSE&G | Accepted | 2024-01-25 | 2024-02-22 | 2025-02-22 | Solar Panels | Hanwha Q Cells | Q.PEAK DUO BLK ML-G10+ 405 |  | 0.405 | 4 | 8 | 13 |  | Fixed | Roof
NJADRE1555703548 | Administratively Determined Incentive Program | PATERSON CITY | 7513 | 6 | 8.1 | Residential | Behind the Meter | Yes | Net Metered Residential | Sunrun Installation Services, Inc. |  | PSE&G | Accepted | 2024-01-25 | 2024-02-22 | 2025-02-22 | Solar Panels | Hanwha Q Cells | Q.PEAK DUO BLK ML-G10+ 405 |  | 0.405 | 4 | 188 | 13 |  | Fixed | Roof
NJADRE1555703548 | Administratively Determined Incentive Program | PATERSON CITY | 7513 | 6 | 8.1 | Residential | Behind the Meter | Yes | Net Metered Residential | Sunrun Installation Services, Inc. |  | PSE&G | Accepted | 2024-01-25 | 2024-02-22 | 2025-02-22 | Solar Panels | Hanwha Q Cells | Q.PEAK DUO BLK ML-G10+ 405 |  | 0.405 | 4 | 99 | 5 |  | Fixed | Roof
NJADRE1555703548 | Administratively Determined Incentive Program | PATERSON CITY | 7513 | 6 | 8.1 | Residential | Behind the Meter | Yes | Net Metered Residential | Sunrun Installation Services, Inc. |  | PSE&G | Accepted | 2024-01-25 | 2024-02-22 | 2025-02-22 | Solar Panels | Hanwha Q Cells | Q.PEAK DUO BLK ML-G10+ 405 |  | 0.405 | 6 | 279 | 5 |  | Fixed | Roof
NJADRE1555703553 | Administratively Determined Incentive Program | PASSAIC | 7055 | 6 | 303.76 | Commercial | Behind the Meter | No | Small Net-Metered Non-Residential located on Rooftop, Carport, Canopy and Floating Solar | Intira LLC |  | PSE&G | Accepted | 2024-02-08 | 2024-02-29 | 2025-02-28 | Inverters | Chint | CPS SCA 50KTL | 50000 |  | 3 |  |  | 0.985 |  | Outside
NJADRE1555703553 | Administratively Determined Incentive Program | PASSAIC | 7055 | 6 | 303.76 | Commercial | Behind the Meter | No | Small Net-Metered Non-Residential located on Rooftop, Carport, Canopy and Floating Solar | Intira LLC |  | PSE&G | Accepted | 2024-02-08 | 2024-02-29 | 2025-02-28 | Inverters | Chint | CPS SCA 60KTL | 60000 |  | 1 |  |  | 0.985 |  | Outside
NJADRE1555703553 | Administratively Determined Incentive Program | PASSAIC | 7055 | 6 | 303.76 | Commercial | Behind the Meter | No | Small Net-Metered Non-Residential located on Rooftop, Carport, Canopy and Floating Solar | Intira LLC |  | PSE&G | Accepted | 2024-02-08 | 2024-02-29 | 2025-02-28 | Inverters | Chint | CPS SCA 25KTL | 25000 |  | 2 |  |  | 0.985 |  | Outside
NJADRE1555703553 | Administratively Determined Incentive Program | PASSAIC | 7055 | 6 | 303.76 | Commercial | Behind the Meter | No | Small Net-Metered Non-Residential located on Rooftop, Carport, Canopy and Floating Solar | Intira LLC |  | PSE&G | Accepted | 2024-02-08 | 2024-02-29 | 2025-02-28 | Solar Panels | Trina Solar | TSM-DEISH(II)-395 |  | 0.395 | 547 | 215 | 23 |  | Fixed | Roof
NJADRE1555703553 | Administratively Determined Incentive Program | PASSAIC | 7055 | 6 | 303.76 | Commercial | Behind the Meter | No | Small Net-Metered Non-Residential located on Rooftop, Carport, Canopy and Floating Solar | Intira LLC |  | PSE&G | Accepted | 2024-02-08 | 2024-02-29 | 2025-02-28 | Solar Panels | Trina Solar | TSM-DEISH(II)-395 |  | 0.395 | 141 | 125 | 23 |  | Fixed | Roof
NJADRE1555703553 | Administratively Determined Incentive Program | PASSAIC | 7055 | 6 | 303.76 | Commercial | Behind the Meter | No | Small Net-Metered Non-Residential located on Rooftop, Carport, Canopy and Floating Solar | Intira LLC |  | PSE&G | Accepted | 2024-02-08 | 2024-02-29 | 2025-02-28 | Solar Panels | Trina Solar | TSM-DEISH(II)-395 |  | 0.395 | 81 | 305 | 22 |  | Fixed | Roof
NJADRE1555703553 | Administratively Determined Incentive Program | PASSAIC | 7055 | 6 | 303.76 | Commercial | Behind the Meter | No | Small Net-Metered Non-Residential located on Rooftop, Carport, Canopy and Floating Solar | Intira LLC |  | PSE&G | Accepted | 2024-02-08 | 2024-02-29 | 2025-02-28 | Meters | Continental Control Systems, LLC | WND-WR-MB | 2 |  | 1 |  |  |  | Yes | Outdoor
NJADRE1555703662 | Administratively Determined Incentive Program | OCEAN | 7712 | 17 | 21.33 | Residential | Behind the Meter | Yes | Net Metered Residential | Fusion Solar Energy |  | JCP&L | Accepted | 2024-01-25 | 2024-02-15 | 2025-02-15 | Inverters | ENPHASE | IQ7PLUS-72-2-US | 290 |  | 54 |  |  | 0.94 |  | Outside
NJADRE1555703662 | Administratively Determined Incentive Program | OCEAN | 7712 | 17 | 21.33 | Residential | Behind the Meter | Yes | Net Metered Residential | Fusion Solar Energy |  | JCP&L | Accepted | 2024-01-25 | 2024-02-15 | 2025-02-15 | Solar Panels | CANADIAN SOLAR | CS6R-395MS-HL |  | 0.395 | 28 | 183 | 27 |  | Fixed | Roof
NJADRE1555703662 | Administratively Determined Incentive Program | OCEAN | 7712 | 17 | 21.33 | Residential | Behind the Meter | Yes | Net Metered Residential | Fusion Solar Energy |  | JCP&L | Accepted | 2024-01-25 | 2024-02-15 | 2025-02-15 | Solar Panels | CANADIAN SOLAR | CS6R-395MS-HL |  | 0.395 | 12 | 183 | 27 |  | Fixed | Roof
NJADRE1555703662 | Administratively Determined Incentive Program | OCEAN | 7712 | 17 | 21.33 | Residential | Behind the Meter | Yes | Net Metered Residential | Fusion Solar Energy |  | JCP&L | Accepted | 2024-01-25 | 2024-02-15 | 2025-02-15 | Solar Panels | CANADIAN SOLAR | CS6R-395MS-HL |  | 0.395 | 12 | 3 | 27 |  | Fixed | Roof
NJADRE1555703662 | Administratively Determined Incentive Program | OCEAN | 7712 | 17 | 21.33 | Residential | Behind the Meter | Yes | Net Metered Residential | Fusion Solar Energy |  | JCP&L | Accepted | 2024-01-25 | 2024-02-15 | 2025-02-15 | Solar Panels | CANADIAN SOLAR | CS6R-395MS-HL |  | 0.395 | 2 | 3 | 27 |  | Fixed | Roof
NJADRE1555706588 | Administratively Determined Incentive Program | EDISON | 8820 | 11 | 8.08 | Residential | Behind the Meter | No | Net Metered Residential | Venture Home Solar, LLC |  | PSE&G | Accepted | 2024-01-30 | 2024-02-22 | 2025-02-22 | Inverters | EnPhase | IQ8PLUS-72-2-US (240V) | 300 |  | 19 |  |  | 0.96667 |  | Outside
NJADRE1555706588 | Administratively Determined Incentive Program | EDISON | 8820 | 11 | 8.08 | Residential | Behind the Meter | No | Net Metered Residential | Venture Home Solar, LLC |  | PSE&G | Accepted | 2024-01-30 | 2024-02-22 | 2025-02-22 | Solar Panels | Hanwha | Q.TRON BLK M-G2+ 425W |  | 0.425 | 3 | 266 | 34 |  | Fixed | Roof
NJADRE1555706588 | Administratively Determined Incentive Program | EDISON | 8820 | 11 | 8.08 | Residential | Behind the Meter | No | Net Metered Residential | Venture Home Solar, LLC |  | PSE&G | Accepted | 2024-01-30 | 2024-02-22 | 2025-02-22 | Solar Panels | Hanwha | Q.TRON BLK M-G2+ 425W |  | 0.425 | 2 | 176 | 34 |  | Fixed | Roof
NJADRE1555706588 | Administratively Determined Incentive Program | EDISON | 8820 | 11 | 8.08 | Residential | Behind the Meter | No | Net Metered Residential | Venture Home Solar, LLC |  | PSE&G | Accepted | 2024-01-30 | 2024-02-22 | 2025-02-22 | Solar Panels | Hanwha | Q.TRON BLK M-G2+ 425W |  | 0.425 | 13 | 266 | 9 |  | Fixed | Roof
NJADRE1555706588 | Administratively Determined Incentive Program | EDISON | 8820 | 11 | 8.08 | Residential | Behind the Meter | No | Net Metered Residential | Venture Home Solar, LLC |  | PSE&G | Accepted | 2024-01-30 | 2024-02-22 | 2025-02-22 | Solar Panels | Hanwha | Q.TRON BLK M-G2+ 425W |  | 0.425 | 1 | 266 | 34 |  | Fixed | Roof
NJADRE1555706595 | Administratively Determined Incentive Program | ELIZABETH | 7206 | 10 | 5.6 | Residential | Behind the Meter | Yes | Net Metered Residential | Sunrun Installation Services, Inc. |  | PSE&G | Accepted | 2024-01-26 | 2024-02-15 | 2025-02-15 | Inverters | SolarEdge Technologies | SE3800H-USMN | 3800 |  | 1 |  |  | 0.99 |  | Outdoor
NJADRE1555706595 | Administratively Determined Incentive Program | ELIZABETH | 7206 | 10 | 5.6 | Residential | Behind the Meter | Yes | Net Metered Residential | Sunrun Installation Services, Inc. |  | PSE&G | Accepted | 2024-01-26 | 2024-02-15 | 2025-02-15 | Solar Panels | Hanwha Q Cells | Q.PEAK DUO BLK ML-G10+/T 400 |  | 0.4 | 6 | 54 | 21 |  | Fixed | Roof
NJADRE1555706595 | Administratively Determined Incentive Program | ELIZABETH | 7206 | 10 | 5.6 | Residential | Behind the Meter | Yes | Net Metered Residential | Sunrun Installation Services, Inc. |  | PSE&G | Accepted | 2024-01-26 | 2024-02-15 | 2025-02-15 | Solar Panels | Hanwha Q Cells | Q.PEAK DUO BLK ML-G10+/T 400 |  | 0.4 | 8 | 234 | 21 |  | Fixed | Roof
NJADRE1555706599 | Administratively Determined Incentive Program | PARSIPPANY | 7054 | 3 | 4.05 | Residential | Behind the Meter | Yes | Net Metered Residential | Sunrun Installation Services, Inc. |  | JCP&L | Accepted | 2024-01-26 | 2024-02-15 | 2025-02-15 | Inverters | Delta Electronics | E4-TL-US | 3840 |  | 1 |  |  | 0.98 |  | Outdoor
NJADRE1555706599 | Administratively Determined Incentive Program | PARSIPPANY | 7054 | 3 | 4.05 | Residential | Behind the Meter | Yes | Net Metered Residential | Sunrun Installation Services, Inc. |  | JCP&L | Accepted | 2024-01-26 | 2024-02-15 | 2025-02-15 | Solar Panels | Hanwha Q Cells | Q.PEAK DUO BLK ML-G10+ 405 |  | 0.405 | 10 | 83 | 19 |  | Fixed | Roof
NJADRE1555706605 | Administratively Determined Incentive Program | CAMDEN | 8104 | 14 | 5.6 | Residential | Behind the Meter | Yes | Net Metered Residential | Power Energy Solutions |  | PSE&G | Accepted | 2024-01-26 | 2024-02-16 | 2025-02-16 | Inverters | SolarEdge | SE3800H-US | 3800 |  | 1 |  |  | 0.97 |  | Outside
NJADRE1555706605 | Administratively Determined Incentive Program | CAMDEN | 8104 | 14 | 5.6 | Residential | Behind the Meter | Yes | Net Metered Residential | Power Energy Solutions |  | PSE&G | Accepted | 2024-01-26 | 2024-02-16 | 2025-02-16 | Solar Panels | Canadian Solar | CS6R-400MS-HL HIKU6 BLACK MONO |  | 0.4 | 14 | 0 | 0 |  | Fixed | Roof
NJADRE1555706624 | Administratively Determined Incentive Program | ERIAL | 8081 | 14 | 10 | Residential | Behind the Meter | Yes | Net Metered Residential | Power Energy Solutions |  | AC Electric | Accepted | 2024-01-26 | 2024-02-16 | 2025-02-16 | Inverters | SolarEdge | SE7600H-US | 7600 |  | 1 |  |  | 0.97 |  | Outdoor
NJADRE1555706624 | Administratively Determined Incentive Program | ERIAL | 8081 | 14 | 10 | Residential | Behind the Meter | Yes | Net Metered Residential | Power Energy Solutions |  | AC Electric | Accepted | 2024-01-26 | 2024-02-16 | 2025-02-16 | Solar Panels | Canadian Solar | CS6R-400MS-HL HIKU6 BLACK MONO |  | 0.4 | 7 | 253 | 22 |  | Fixed | Roof
NJADRE1555706624 | Administratively Determined Incentive Program | ERIAL | 8081 | 14 | 10 | Residential | Behind the Meter | Yes | Net Metered Residential | Power Energy Solutions |  | AC Electric | Accepted | 2024-01-26 | 2024-02-16 | 2025-02-16 | Solar Panels | Canadian Solar | CS6R-400MS-HL HIKU6 BLACK MONO |  | 0.4 | 6 | 73 | 22 |  | Fixed | Roof
NJADRE1555706624 | Administratively Determined Incentive Program | ERIAL | 8081 | 14 | 10 | Residential | Behind the Meter | Yes | Net Metered Residential | Power Energy Solutions |  | AC Electric | Accepted | 2024-01-26 | 2024-02-16 | 2025-02-16 | Solar Panels | Canadian Solar | CS6R-400MS-HL HIKU6 BLACK MONO |  | 0.4 | 12 | 163 | 9 |  | Fixed | Roof
NJADRE1555706639 | Administratively Determined Incentive Program | WOODLAND PARK | 7424 | 6 | 8 | Residential | Behind the Meter | Yes | Net Metered Residential | Power Energy Solutions |  | PSE&G | Accepted | 2024-01-26 | 2024-02-16 | 2025-02-16 | Inverters | SolarEdge | SE6000H-US | 6 |  | 1 |  |  | 0.97 |  | Outdoor
NJADRE1555706639 | Administratively Determined Incentive Program | WOODLAND PARK | 7424 | 6 | 8 | Residential | Behind the Meter | Yes | Net Metered Residential | Power Energy Solutions |  | PSE&G | Accepted | 2024-01-26 | 2024-02-16 | 2025-02-16 | Solar Panels | Canadian Solar | CS6R-400MS-HL HIKU6 BLACK MONO |  | 0.4 | 17 | 112 | 43 |  | Fixed | Roof
NJADRE1555706639 | Administratively Determined Incentive Program | WOODLAND PARK | 7424 | 6 | 8 | Residential | Behind the Meter | Yes | Net Metered Residential | Power Energy Solutions |  | PSE&G | Accepted | 2024-01-26 | 2024-02-16 | 2025-02-16 | Solar Panels | Canadian Solar | CS6R-400MS-HL HIKU6 BLACK MONO |  | 0.4 | 3 | 292 | 43 |  | Fixed | Roof
NJADRE1555706641 | Administratively Determined Incentive Program | BRIDGETON | 8302 | 20 | 7.29 | Residential | Behind the Meter | Yes | Net Metered Residential | Trinity Solar Inc. |  | AC Electric | Accepted | 2024-01-26 | 2024-02-15 | 2025-02-15 | Inverters | Solar Edge | SE6000H-US | 6000 |  | 1 |  |  | 0.97 |  | Outdoor
NJADRE1555706641 | Administratively Determined Incentive Program | BRIDGETON | 8302 | 20 | 7.29 | Residential | Behind the Meter | Yes | Net Metered Residential | Trinity Solar Inc. |  | AC Electric | Accepted | 2024-01-26 | 2024-02-15 | 2025-02-15 | Solar Panels | HANWHA | (Q.PEAK DUO BLK ML-G10+ 405) |  | 0.405 | 10 | 183 | 27 |  | Fixed | Roof
NJADRE1555706641 | Administratively Determined Incentive Program | BRIDGETON | 8302 | 20 | 7.29 | Residential | Behind the Meter | Yes | Net Metered Residential | Trinity Solar Inc. |  | AC Electric | Accepted | 2024-01-26 | 2024-02-15 | 2025-02-15 | Solar Panels | HANWHA | (Q.PEAK DUO BLK ML-G10+ 405) |  | 0.405 | 4 | 183 | 27 |  | Fixed | Roof
NJADRE1555706641 | Administratively Determined Incentive Program | BRIDGETON | 8302 | 20 | 7.29 | Residential | Behind the Meter | Yes | Net Metered Residential | Trinity Solar Inc. |  | AC Electric | Accepted | 2024-01-26 | 2024-02-15 | 2025-02-15 | Solar Panels | HANWHA | (Q.PEAK DUO BLK ML-G10+ 405) |  | 0.405 | 4 | 183 | 27 |  | Fixed | Roof
NJADRE1555706664 | Administratively Determined Incentive Program | Englishtown | 7726 | 17 | 13.6 | Residential | Behind the Meter | Yes | Net Metered Residential | PosiGen Developer, LLC |  | JCP&L | Accepted | 2024-01-26 | 2024-02-22 | 2025-02-22 | Inverters | SOLAREDGE | SE10000H-US | 10000 |  | 1 |  |  | 0.99 |  | Outside | within ten feet of meter
NJADRE1555706664 | Administratively Determined Incentive Program | Englishtown | 7726 | 17 | 13.6 | Residential | Behind the Meter | Yes | Net Metered Residential | PosiGen Developer, LLC |  | JCP&L | Accepted | 2024-01-26 | 2024-02-22 | 2025-02-22 | Solar Panels | SILFAB | SIL-400 HC+ |  | 0.4 | 12 | 181 | 23 |  | Fixed | Roof
NJADRE1555706664 | Administratively Determined Incentive Program | Englishtown | 7726 | 17 | 13.6 | Residential | Behind the Meter | Yes | Net Metered Residential | PosiGen Developer, LLC |  | JCP&L | Accepted | 2024-01-26 | 2024-02-22 | 2025-02-22 | Solar Panels | SILFAB | SIL-400 HC+ |  | 0.4 | 13 | 181 | 17 |  | Fixed | Roof
NJADRE1555706664 | Administratively Determined Incentive Program | Englishtown | 7726 | 17 | 13.6 | Residential | Behind the Meter | Yes | Net Metered Residential | PosiGen Developer, LLC |  | JCP&L | Accepted | 2024-01-26 | 2024-02-22 | 2025-02-22 | Solar Panels | SILFAB | SIL-400 HC+ |  | 0.4 | 6 | 181 | 14 |  | Fixed | Roof
NJADRE1555706664 | Administratively Determined Incentive Program | Englishtown | 7726 | 17 | 13.6 | Residential | Behind the Meter | Yes | Net Metered Residential | PosiGen Developer, LLC |  | JCP&L | Accepted | 2024-01-26 | 2024-02-22 | 2025-02-22 | Solar Panels | SILFAB | SIL-400 HC+ |  | 0.4 | 3 | 18 | 1 |  | Fixed | Roof
NJADRE1555706665 | Administratively Determined Incentive Program | Willingboro | 8046 | 13 | 10.8 | Residential | Behind the Meter | Yes | Net Metered Residential | Power Energy Solutions |  | PSE&G | Accepted | 2024-01-26 | 2024-02-16 | 2025-02-16 | Inverters | SolarEdge | SE7600H-US | 8 |  | 1 |  |  | 0.97 |  | Outside
NJADRE1555706665 | Administratively Determined Incentive Program | Willingboro | 8046 | 13 | 10.8 | Residential | Behind the Meter | Yes | Net Metered Residential | Power Energy Solutions |  | PSE&G | Accepted | 2024-01-26 | 2024-02-16 | 2025-02-16 | Solar Panels | Canadian Solar | CS6R-400MS-HL HIKU6 BLACK MONO |  | 0.4 | 9 | 230 | 19 |  | Fixed | Roof
NJADRE1555706665 | Administratively Determined Incentive Program | Willingboro | 8046 | 13 | 10.8 | Residential | Behind the Meter | Yes | Net Metered Residential | Power Energy Solutions |  | PSE&G | Accepted | 2024-01-26 | 2024-02-16 | 2025-02-16 | Solar Panels | Canadian Solar | CS6R-400MS-HL HIKU6 BLACK MONO |  | 0.4 | 18 | 140 | 21 |  | Fixed | Roof
NJADRE1555706668 | Administratively Determined Incentive Program | TOTOWA | 7512 | 6 | 13.6 | Residential | Behind the Meter | Yes | Net Metered Residential | PosiGen Developer LLC |  | PSE&G | Accepted | 2024-01-26 | 2024-02-21 | 2025-02-21 | Inverters | SOLAREDGE | SE10000H-US | 10000 |  | 1 |  |  | 0.99 |  | Outside | Within ten feet of meter
NJADRE1555706668 | Administratively Determined Incentive Program | TOTOWA | 7512 | 6 | 13.6 | Residential | Behind the Meter | Yes | Net Metered Residential | PosiGen Developer LLC |  | PSE&G | Accepted | 2024-01-26 | 2024-02-21 | 2025-02-21 | Solar Panels | SILFAB | SIL-400 HC+ |  | 0.4 | 17 | 226 | 23 |  | Fixed | Roof
NJADRE1555706668 | Administratively Determined Incentive Program | TOTOWA | 7512 | 6 | 13.6 | Residential | Behind the Meter | Yes | Net Metered Residential | PosiGen Developer LLC |  | PSE&G | Accepted | 2024-01-26 | 2024-02-21 | 2025-02-21 | Solar Panels | SILFAB | SIL-400 HC+ |  | 0.4 | 5 | 136 | 30 |  | Fixed | Roof
NJADRE1555706668 | Administratively Determined Incentive Program | TOTOWA | 7512 | 6 | 13.6 | Residential | Behind the Meter | Yes | Net Metered Residential | PosiGen Developer LLC |  | PSE&G | Accepted | 2024-01-26 | 2024-02-21 | 2025-02-21 | Solar Panels | SILFAB | SIL-400 HC+ |  | 0.4 | 12 | 46 | 23 |  | Fixed | Roof
NJADRE1555706682 | Administratively Determined Incentive Program | UNION | 7083 | 10 | 6.08 | Residential | Behind the Meter | Yes | Net Metered Residential | Sunny Mac LLC |  | PSE&G | Accepted | 2024-01-26 | 2024-02-28 | 2025-02-28 | Solar Panels | Q.PEAK DUO BLK ML-G10+ 405 | HANWHA |  | 0.405 | 10 | 5 | 36 |  | Fixed | Roof
NJADRE1555706682 | Administratively Determined Incentive Program | UNION | 7083 | 10 | 6.08 | Residential | Behind the Meter | Yes | Net Metered Residential | Sunny Mac LLC |  | PSE&G | Accepted | 2024-01-26 | 2024-02-28 | 2025-02-28 | Solar Panels | Q.PEAK DUO BLK ML-G10+ 405 | HANWHA |  | 0.405 | 5 | 185 | 36 |  | Fixed | Roof
NJADRE1555706682 | Administratively Determined Incentive Program | UNION | 7083 | 10 | 6.08 | Residential | Behind the Meter | Yes | Net Metered Residential | Sunny Mac LLC |  | PSE&G | Accepted | 2024-01-26 | 2024-02-28 | 2025-02-28 | Inverters | SE5000H-US | Solaredge | 5000 |  | 5 |  |  | 0.9 |  | Outdoor | next to meter
NJADRE1555706684 | Administratively Determined Incentive Program | WILLINGBORO | 8046 | 13 | 16 | Residential | Behind the Meter | Yes | Net Metered Residential | Power Energy Solutions |  | PSE&G | Accepted | 2024-01-26 | 2024-02-16 | 2025-02-16 | Inverters | SolarEdge | SE11400H-US | 11 |  | 1 |  |  | 0.97 |  | Outside
NJADRE1555706684 | Administratively Determined Incentive Program | WILLINGBORO | 8046 | 13 | 16 | Residential | Behind the Meter | Yes | Net Metered Residential | Power Energy Solutions |  | PSE&G | Accepted | 2024-01-26 | 2024-02-16 | 2025-02-16 | Solar Panels | Canadian Solar | CS6R-400MS-HL HIKU6 BLACK MONO |  | 0.4 | 4 | 121 | 20 |  | Fixed | Roof
NJADRE1555706684 | Administratively Determined Incentive Program | WILLINGBORO | 8046 | 13 | 16 | Residential | Behind the Meter | Yes | Net Metered Residential | Power Energy Solutions |  | PSE&G | Accepted | 2024-01-26 | 2024-02-16 | 2025-02-16 | Solar Panels | Canadian Solar | CS6R-400MS-HL HIKU6 BLACK MONO |  | 0.4 | 16 | 301 | 43 |  | Fixed | Roof
NJADRE1555706684 | Administratively Determined Incentive Program | WILLINGBORO | 8046 | 13 | 16 | Residential | Behind the Meter | Yes | Net Metered Residential | Power Energy Solutions |  | PSE&G | Accepted | 2024-01-26 | 2024-02-16 | 2025-02-16 | Solar Panels | Canadian Solar | CS6R-400MS-HL HIKU6 BLACK MONO |  | 0.4 | 4 | 121 | 20 |  | Fixed | Roof
NJADRE1555706684 | Administratively Determined Incentive Program | WILLINGBORO | 8046 | 13 | 16 | Residential | Behind the Meter | Yes | Net Metered Residential | Power Energy Solutions |  | PSE&G | Accepted | 2024-01-26 | 2024-02-16 | 2025-02-16 | Solar Panels | Canadian Solar | CS6R-400MS-HL HIKU6 BLACK MONO |  | 0.4 | 16 | 301 | 43 |  | Fixed | Roof
NJADRE1555706693 | Administratively Determined Incentive Program | ELIZABETH | 7201 | 10 | 9.72 | Residential | Behind the Meter | No | Net Metered Residential | Big Wave Roofing and Solar |  | PSE&G | Accepted | 2024-01-26 | 2024-02-16 | 2025-02-16 | Inverters | Enphase Energy Inc | IQ7PLUS-72-2-US | 290 |  | 24 |  |  | 0.98 |  | Outside
NJADRE1555706693 | Administratively Determined Incentive Program | ELIZABETH | 7201 | 10 | 9.72 | Residential | Behind the Meter | No | Net Metered Residential | Big Wave Roofing and Solar |  | PSE&G | Accepted | 2024-01-26 | 2024-02-16 | 2025-02-16 | Solar Panels | Qcells | Q.PEAK DUO BLK ML-G10+ 405 |  | 0.405 | 24 | 144 | 28 |  | Fixed | Roof
NJADRE1555706699 | Administratively Determined Incentive Program | SICKLERVILLE | 8081 | 14 | 6.4 | Residential | Behind the Meter | Yes | Net Metered Residential | Power Energy Solutions |  | AC Electric | Accepted | 2024-01-26 | 2024-02-16 | 2025-02-16 | Inverters | SolarEdge | SE5000H-US | 5 |  | 1 |  |  | 0.97 |  | Outside
NJADRE1555706699 | Administratively Determined Incentive Program | SICKLERVILLE | 8081 | 14 | 6.4 | Residential | Behind the Meter | Yes | Net Metered Residential | Power Energy Solutions |  | AC Electric | Accepted | 2024-01-26 | 2024-02-16 | 2025-02-16 | Solar Panels | SILFAB SOLAR | SIL-400 HC+ |  | 0.4 | 12 | 210 | 25 |  | Fixed | Roof
NJADRE1555706699 | Administratively Determined Incentive Program | SICKLERVILLE | 8081 | 14 | 6.4 | Residential | Behind the Meter | Yes | Net Metered Residential | Power Energy Solutions |  | AC Electric | Accepted | 2024-01-26 | 2024-02-16 | 2025-02-16 | Solar Panels | SILFAB SOLAR | SIL-400 HC+ |  | 0.4 | 4 | 210 | 25 |  | Fixed | Roof
NJADRE1555706723 | Administratively Determined Incentive Program | Brick | 8723 | 18 | 4.86 | Residential | Behind the Meter | Yes | Net Metered Residential | Trinity Solar LLC |  | JCP&L | Accepted | 2024-01-26 | 2024-02-20 | 2025-02-20 | Inverters | Solar Edge | SE3800H-US | 3800 |  | 1 |  |  | 0.97 |  | Outdoor
NJADRE1555706723 | Administratively Determined Incentive Program | Brick | 8723 | 18 | 4.86 | Residential | Behind the Meter | Yes | Net Metered Residential | Trinity Solar LLC |  | JCP&L | Accepted | 2024-01-26 | 2024-02-20 | 2025-02-20 | Solar Panels | Hanwha | Q.PEAK DUO BLK ML-G10+ 405 |  | 0.405 | 7 | 93 | 34 |  | Fixed | Roof
NJADRE1555706723 | Administratively Determined Incentive Program | Brick | 8723 | 18 | 4.86 | Residential | Behind the Meter | Yes | Net Metered Residential | Trinity Solar LLC |  | JCP&L | Accepted | 2024-01-26 | 2024-02-20 | 2025-02-20 | Solar Panels | Hanwha | Q.PEAK DUO BLK ML-G10+ 405 |  | 0.405 | 5 | 273 | 34 |  | Fixed | Roof
NJADRE1555706727 | Administratively Determined Incentive Program | Kendall Park | 8824 | 11 | 3.65 | Residential | Behind the Meter | No | Net Metered Residential | Trinity Solar Inc. |  | PSE&G | Accepted | 2024-01-26 | 2024-02-15 | 2025-02-15 | Inverters | Solar Edge | SE3000H-US | 3000 |  | 1 |  |  | 0.97 |  | Outdoor
NJADRE1555706727 | Administratively Determined Incentive Program | Kendall Park | 8824 | 11 | 3.65 | Residential | Behind the Meter | No | Net Metered Residential | Trinity Solar Inc. |  | PSE&G | Accepted | 2024-01-26 | 2024-02-15 | 2025-02-15 | Solar Panels | HANWHA | (Q.PEAK DUO BLK ML-G10+ 405) |  | 0.405 | 9 | 159 | 27 |  | Fixed | Roof
NJADRE1555706729 | Administratively Determined Incentive Program | BRIDGETON | 8302 | 20 | 6.89 | Residential | Behind the Meter | Yes | Net Metered Residential | Trinity Solar Inc. |  | AC Electric | Accepted | 2024-01-26 | 2024-02-16 | 2025-02-16 | Inverters | Solar Edge | SE6000H-US | 6000 |  | 1 |  |  | 0.97 |  | Outside
NJADRE1555706729 | Administratively Determined Incentive Program | BRIDGETON | 8302 | 20 | 6.89 | Residential | Behind the Meter | Yes | Net Metered Residential | Trinity Solar Inc. |  | AC Electric | Accepted | 2024-01-26 | 2024-02-16 | 2025-02-16 | Solar Panels | HANWHA | (Q.PEAK DUO BLK ML-G10+ 405) |  | 0.405 | 12 | 161 | 23 |  | Fixed | Roof
NJADRE1555706729 | Administratively Determined Incentive Program | BRIDGETON | 8302 | 20 | 6.89 | Residential | Behind the Meter | Yes | Net Metered Residential | Trinity Solar Inc. |  | AC Electric | Accepted | 2024-01-26 | 2024-02-16 | 2025-02-16 | Solar Panels | HANWHA | (Q.PEAK DUO BLK ML-G10+ 405) |  | 0.405 | 5 | 161 | 23 |  | Fixed | Roof
NJADRE1555706757 | Administratively Determined Incentive Program | LINDEN | 7036 | 10 | 4.05 | Residential | Behind the Meter | No | Net Metered Residential | EMT Renewables |  | PSE&G | Accepted | 2024-01-26 | 2024-02-15 | 2025-02-15 | Inverters | ENPHASE | IQ8+ | 290 |  | 10 |  |  | 0.98 |  | Other | UNDER EACH PANEL
NJADRE1555706757 | Administratively Determined Incentive Program | LINDEN | 7036 | 10 | 4.05 | Residential | Behind the Meter | No | Net Metered Residential | EMT Renewables |  | PSE&G | Accepted | 2024-01-26 | 2024-02-15 | 2025-02-15 | Solar Panels | Q CELLS | Q PEAK DUO BLK |  | 0.405 | 10 | 39 | 2 |  | Fixed | Roof
NJADRE1555706763 | Administratively Determined Incentive Program | PENNSVILLE | 8070 | 16 | 7.2 | Residential | Behind the Meter | Yes | Net Metered Residential | Power Energy Solutions |  | AC Electric | Accepted | 2024-01-26 | 2024-02-16 | 2025-02-16 | Inverters | SolarEdge | SE5000H-US | 5 |  | 1 |  |  | 0.97 |  | Outdoor
NJADRE1555706763 | Administratively Determined Incentive Program | PENNSVILLE | 8070 | 16 | 7.2 | Residential | Behind the Meter | Yes | Net Metered Residential | Power Energy Solutions |  | AC Electric | Accepted | 2024-01-26 | 2024-02-16 | 2025-02-16 | Solar Panels | Canadian Solar | CS6R-400MS-HL HIKU6 BLACK MONO |  | 0.4 | 13 | 128 | 15 |  | Fixed | Roof
NJADRE1555706763 | Administratively Determined Incentive Program | PENNSVILLE | 8070 | 16 | 7.2 | Residential | Behind the Meter | Yes | Net Metered Residential | Power Energy Solutions |  | AC Electric | Accepted | 2024-01-26 | 2024-02-16 | 2025-02-16 | Solar Panels | Canadian Solar | CS6R-400MS-HL HIKU6 BLACK MONO |  | 0.4 | 5 | 128 | 20 |  | Fixed | Roof
NJADRE1555706766 | Administratively Determined Incentive Program | IRVINGTON TOWN | 7111 | 9 | 5.6 | Residential | Behind the Meter | Yes | Net Metered Residential | Sunrun Installation Services, Inc. |  | PSE&G | Accepted | 2024-01-26 | 2024-02-19 | 2025-02-19 | Inverters | SolarEdge Technologies | SE3800H-USMN | 3800 |  | 1 |  |  | 0.99 |  | Outdoor | Next to meter
NJADRE1555706766 | Administratively Determined Incentive Program | IRVINGTON TOWN | 7111 | 9 | 5.6 | Residential | Behind the Meter | Yes | Net Metered Residential | Sunrun Installation Services, Inc. |  | PSE&G | Accepted | 2024-01-26 | 2024-02-19 | 2025-02-19 | Solar Panels | Hanwha Q Cells | Q.PEAK DUO BLK ML-G10+/T 400 |  | 0.4 | 3 | 305 | 32 |  | Fixed | Roof
NJADRE1555706766 | Administratively Determined Incentive Program | IRVINGTON TOWN | 7111 | 9 | 5.6 | Residential | Behind the Meter | Yes | Net Metered Residential | Sunrun Installation Services, Inc. |  | PSE&G | Accepted | 2024-01-26 | 2024-02-19 | 2025-02-19 | Solar Panels | Hanwha Q Cells | Q.PEAK DUO BLK ML-G10+/T 400 |  | 0.4 | 11 | 125 | 32 |  | Fixed | Roof
NJADRE1555706779 | Administratively Determined Incentive Program | VILLAS | 8251 | 21 | 6.16 | Residential | Behind the Meter | Yes | Net Metered Residential | All Season Solar |  | AC Electric | Accepted | 2024-01-26 | 2024-02-16 | 2025-02-16 | Inverters | Enphase | IQ8 Plus | 290 |  | 16 |  |  | 0.97 |  | Outside
NJADRE1555706779 | Administratively Determined Incentive Program | VILLAS | 8251 | 21 | 6.16 | Residential | Behind the Meter | Yes | Net Metered Residential | All Season Solar |  | AC Electric | Accepted | 2024-01-26 | 2024-02-16 | 2025-02-16 | Solar Panels | JA Solar | JAM54S31 |  | 0.385 | 4 | 27 | 26 |  | Fixed | Roof
NJADRE1555706779 | Administratively Determined Incentive Program | VILLAS | 8251 | 21 | 6.16 | Residential | Behind the Meter | Yes | Net Metered Residential | All Season Solar |  | AC Electric | Accepted | 2024-01-26 | 2024-02-16 | 2025-02-16 | Solar Panels | JA Solar | JAM54S31 |  | 0.385 | 12 | 2070 | 26 |  | Fixed | Roof
NJADRE1555706799 | Administratively Determined Incentive Program | BRIDGEWATER | 8807 | 5 | 7.32 | Residential | Behind the Meter | Yes | Net Metered Residential | All Season Solar |  | PSE&G | Accepted | 2024-01-26 | 2024-02-15 | 2025-02-15 | Inverters | Enphase | IQ8 Plus | 290 |  | 19 |  |  | 0.97 |  | Outdoor
NJADRE1555706799 | Administratively Determined Incentive Program | BRIDGEWATER | 8807 | 5 | 7.32 | Residential | Behind the Meter | Yes | Net Metered Residential | All Season Solar |  | PSE&G | Accepted | 2024-01-26 | 2024-02-15 | 2025-02-15 | Solar Panels | JA Solar | JAM54S31 |  | 0.385 | 14 | 85 | 34 |  | Fixed | Roof
NJADRE1555706799 | Administratively Determined Incentive Program | BRIDGEWATER | 8807 | 5 | 7.32 | Residential | Behind the Meter | Yes | Net Metered Residential | All Season Solar |  | PSE&G | Accepted | 2024-01-26 | 2024-02-15 | 2025-02-15 | Solar Panels | JA Solar | JAM54S31 |  | 0.385 | 5 | 175 | 42 |  | Fixed | Roof
NJADRE1555706813 | Administratively Determined Incentive Program | NEWARK | 7106 | 9 | 7.7 | Residential | Behind the Meter | Yes | Net Metered Residential | Trinity Solar |  | PSE&G | Accepted | 2024-01-26 | 2024-02-16 | 2025-02-16 | Inverters | Solar Edge | SE6000H-US | 6000 |  | 1 |  |  | 0.97 |  | Outdoor
NJADRE1555706813 | Administratively Determined Incentive Program | NEWARK | 7106 | 9 | 7.7 | Residential | Behind the Meter | Yes | Net Metered Residential | Trinity Solar |  | PSE&G | Accepted | 2024-01-26 | 2024-02-16 | 2025-02-16 | Solar Panels | HANWHA | Q.PEAK DUO BLK ML-G10+ 405 |  | 0.405 | 10 | 243 | 30 |  | Fixed | Roof
NJADRE1555706813 | Administratively Determined Incentive Program | NEWARK | 7106 | 9 | 7.7 | Residential | Behind the Meter | Yes | Net Metered Residential | Trinity Solar |  | PSE&G | Accepted | 2024-01-26 | 2024-02-16 | 2025-02-16 | Solar Panels | HANWHA | Q.PEAK DUO BLK ML-G10+ 405 |  | 0.405 | 9 | 63 | 30 |  | Fixed | Roof
NJADRE1555706817 | Administratively Determined Incentive Program | Millville | 8332 | 20 | 6.89 | Residential | Behind the Meter | Yes | Small Net-Metered Non-Residential located on Rooftop, Carport, Canopy and Floating Solar | SunnyMac LLC |  | AC Electric | Accepted | 2024-01-26 | 2024-02-29 | 2025-02-28 | Solar Panels | Q.PEAK DUO BLK ML-G10+ 405 | HANWHA |  | 0.405 | 7 | 269 | 16 |  | Fixed | Roof
NJADRE1555706817 | Administratively Determined Incentive Program | Millville | 8332 | 20 | 6.89 | Residential | Behind the Meter | Yes | Small Net-Metered Non-Residential located on Rooftop, Carport, Canopy and Floating Solar | SunnyMac LLC |  | AC Electric | Accepted | 2024-01-26 | 2024-02-29 | 2025-02-28 | Solar Panels | Q.PEAK DUO BLK ML-G10+ 405 | HANWHA |  | 0.405 | 6 | 89 | 16 |  | Fixed | Roof
NJADRE1555706817 | Administratively Determined Incentive Program | Millville | 8332 | 20 | 6.89 | Residential | Behind the Meter | Yes | Small Net-Metered Non-Residential located on Rooftop, Carport, Canopy and Floating Solar | SunnyMac LLC |  | AC Electric | Accepted | 2024-01-26 | 2024-02-29 | 2025-02-28 | Solar Panels | Q.PEAK DUO BLK ML-G10+ 405 | HANWHA |  | 0.405 | 4 | 359 | 8 |  | Fixed | Roof
NJADRE1555706817 | Administratively Determined Incentive Program | Millville | 8332 | 20 | 6.89 | Residential | Behind the Meter | Yes | Small Net-Metered Non-Residential located on Rooftop, Carport, Canopy and Floating Solar | SunnyMac LLC |  | AC Electric | Accepted | 2024-01-26 | 2024-02-29 | 2025-02-28 | Inverters | SE 5000H-US | Solaredge | 5000 |  | 1 |  |  | 0.1 |  | Outdoor | next to meter
NJADRE1555706821 | Administratively Determined Incentive Program | MAYS LANDING | 8330 | 19 | 16.4 | Residential | Behind the Meter | No | Net Metered Residential | Sun Up Zero Down LLC |  | AC Electric | Accepted | 2024-01-26 | 2024-02-20 | 2025-02-20 | Meters | Enphase | TSM-410-NE09RC.05 Vertex S+ |  |  | 1 |  |  |  | Yes
NJADRE1555706821 | Administratively Determined Incentive Program | MAYS LANDING | 8330 | 19 | 16.4 | Residential | Behind the Meter | No | Net Metered Residential | Sun Up Zero Down LLC |  | AC Electric | Accepted | 2024-01-26 | 2024-02-20 | 2025-02-20 | Inverters | Enphase | IQ8PLUS-72-2-US | 290 |  | 40 |  |  | 0.976 |  | Outdoor
NJADRE1555706821 | Administratively Determined Incentive Program | MAYS LANDING | 8330 | 19 | 16.4 | Residential | Behind the Meter | No | Net Metered Residential | Sun Up Zero Down LLC |  | AC Electric | Accepted | 2024-01-26 | 2024-02-20 | 2025-02-20 | Solar Panels | Trina | TSM-410-NE09RC.05 Vertex S+ |  | 0.41 | 40 | 222 | 27 |  | Fixed | Roof
NJADRE1555706823 | Administratively Determined Incentive Program | LIVINGSTON | 7039 | 9 | 19.85 | Residential | Behind the Meter | No | Net Metered Residential | EMT Renewables |  | PSE&G | Accepted | 2024-01-26 | 2024-02-15 | 2025-02-15 | Inverters | ENPHASE | IQ8+ | 290 |  | 49 |  |  | 0.98 |  | Other | UNDER EACH PANEL
NJADRE1555706823 | Administratively Determined Incentive Program | LIVINGSTON | 7039 | 9 | 19.85 | Residential | Behind the Meter | No | Net Metered Residential | EMT Renewables |  | PSE&G | Accepted | 2024-01-26 | 2024-02-15 | 2025-02-15 | Solar Panels | Q CELLS | Q PEAK DUO BLK |  | 0.405 | 34 | 185 | 34 |  | Fixed | Roof
NJADRE1555706823 | Administratively Determined Incentive Program | LIVINGSTON | 7039 | 9 | 19.85 | Residential | Behind the Meter | No | Net Metered Residential | EMT Renewables |  | PSE&G | Accepted | 2024-01-26 | 2024-02-15 | 2025-02-15 | Solar Panels | Q CELLS | Q PEAK DUO BLK |  | 0.405 | 15 | 186 | 34 |  | Fixed | Roof
NJADRE1555706827 | Administratively Determined Incentive Program | Villas | 8251 | 21 | 7.29 | Residential | Behind the Meter | Yes | Net Metered Residential | Trinity Solar LLC |  | AC Electric | Accepted | 2024-01-26 | 2024-02-15 | 2025-02-15 | Inverters | Solar Edge | SE6000H-US | 6000 |  | 1 |  |  | 0.97 |  | Outdoor
NJADRE1555706827 | Administratively Determined Incentive Program | Villas | 8251 | 21 | 7.29 | Residential | Behind the Meter | Yes | Net Metered Residential | Trinity Solar LLC |  | AC Electric | Accepted | 2024-01-26 | 2024-02-15 | 2025-02-15 | Solar Panels | HANWHA | HANWHA 405 (Q.PEAK DUO BLK ML-G10+ 405) |  | 0.405 | 8 | 118 | 17 |  | Fixed | Roof
NJADRE1555706827 | Administratively Determined Incentive Program | Villas | 8251 | 21 | 7.29 | Residential | Behind the Meter | Yes | Net Metered Residential | Trinity Solar LLC |  | AC Electric | Accepted | 2024-01-26 | 2024-02-15 | 2025-02-15 | Solar Panels | HANWHA | HANWHA 405 (Q.PEAK DUO BLK ML-G10+ 405) |  | 0.405 | 10 | 298 | 17 |  | Fixed | Roof
NJADRE1555706842 | Administratively Determined Incentive Program | BAYVILLE | 8721 | 18 | 12.15 | Residential | Behind the Meter | Yes | Net Metered Residential | SunnyMac LLC |  | JCP&L | Accepted | 2024-01-26 | 2024-02-16 | 2025-02-16 | Solar Panels | Q.PEAK DUO BLK ML-G10+ 405 | HANWHA |  | 0.405 | 14 | 192 | 23 |  | Fixed | Roof
NJADRE1555706842 | Administratively Determined Incentive Program | BAYVILLE | 8721 | 18 | 12.15 | Residential | Behind the Meter | Yes | Net Metered Residential | SunnyMac LLC |  | JCP&L | Accepted | 2024-01-26 | 2024-02-16 | 2025-02-16 | Solar Panels | Q.PEAK DUO BLK ML-G10+ 405 | HANWHA |  | 0.405 | 12 | 12 | 23 |  | Fixed | Roof
NJADRE1555706842 | Administratively Determined Incentive Program | BAYVILLE | 8721 | 18 | 12.15 | Residential | Behind the Meter | Yes | Net Metered Residential | SunnyMac LLC |  | JCP&L | Accepted | 2024-01-26 | 2024-02-16 | 2025-02-16 | Solar Panels | Q.PEAK DUO BLK ML-G10+ 405 | HANWHA |  | 0.405 | 4 | 192 | 23 |  | Fixed | Roof
NJADRE1555706842 | Administratively Determined Incentive Program | BAYVILLE | 8721 | 18 | 12.15 | Residential | Behind the Meter | Yes | Net Metered Residential | SunnyMac LLC |  | JCP&L | Accepted | 2024-01-26 | 2024-02-16 | 2025-02-16 | Inverters | SE10000H-US | Solaredge | 10000 |  | 1 |  |  | 0.1 |  | Outdoor | next to meter
NJADRE1555706846 | Administratively Determined Incentive Program | Hamilton Twp Mer | 8610 | 12 | 3.6 | Residential | Behind the Meter | Yes | Net Metered Residential | Sunrun Installation Services, Inc. |  | PSE&G | Accepted | 2024-01-26 | 2024-02-15 | 2025-02-15 | Inverters | DELTA ELECTRONICS | E4-TL-US | 4000 |  | 1 |  |  | 0.975 |  | Outdoor | Next to meter
NJADRE1555706846 | Administratively Determined Incentive Program | Hamilton Twp Mer | 8610 | 12 | 3.6 | Residential | Behind the Meter | Yes | Net Metered Residential | Sunrun Installation Services, Inc. |  | PSE&G | Accepted | 2024-01-26 | 2024-02-15 | 2025-02-15 | Solar Panels | Hanwha Q Cells | Q.PEAK DUO BLK ML-G10+/T 400 |  | 0.4 | 9 | 210 | 37 |  | Fixed | Roof
NJADRE1555706855 | Administratively Determined Incentive Program | NEW MONMOUTH | 7748 | 17 | 21.47 | Residential | Behind the Meter | Yes | Net Metered Residential | Sunrun Installation Services, Inc. |  | JCP&L | Accepted | 2024-02-17 | 2024-03-05 | 2025-03-05 | Inverters | SolarEdge Technologies | SE7600H-USSN | 7598 |  | 2 |  |  | 0.96 |  | Outdoor | next to meter
NJADRE1555706855 | Administratively Determined Incentive Program | NEW MONMOUTH | 7748 | 17 | 21.47 | Residential | Behind the Meter | Yes | Net Metered Residential | Sunrun Installation Services, Inc. |  | JCP&L | Accepted | 2024-02-17 | 2024-03-05 | 2025-03-05 | Solar Panels | HANWHA Q-CELLS | Q.PEAK DUO ML-G10+ 405 |  | 0.405 | 3 | 46 | 26 |  | Fixed | Roof
NJADRE1555706855 | Administratively Determined Incentive Program | NEW MONMOUTH | 7748 | 17 | 21.47 | Residential | Behind the Meter | Yes | Net Metered Residential | Sunrun Installation Services, Inc. |  | JCP&L | Accepted | 2024-02-17 | 2024-03-05 | 2025-03-05 | Solar Panels | HANWHA Q-CELLS | Q.PEAK DUO ML-G10+ 405 |  | 0.405 | 20 | 316 | 26 |  | Fixed | Roof
NJADRE1555706855 | Administratively Determined Incentive Program | NEW MONMOUTH | 7748 | 17 | 21.47 | Residential | Behind the Meter | Yes | Net Metered Residential | Sunrun Installation Services, Inc. |  | JCP&L | Accepted | 2024-02-17 | 2024-03-05 | 2025-03-05 | Solar Panels | Hanwha Q Cells | Q.PEAK DUO BLK ML-G10+ 405 |  | 0.405 | 2 | 226 | 26 |  | Fixed | Roof
NJADRE1555706855 | Administratively Determined Incentive Program | NEW MONMOUTH | 7748 | 17 | 21.47 | Residential | Behind the Meter | Yes | Net Metered Residential | Sunrun Installation Services, Inc. |  | JCP&L | Accepted | 2024-02-17 | 2024-03-05 | 2025-03-05 | Solar Panels | Hanwha Q Cells | Q.PEAK DUO BLK ML-G10+ 405 |  | 0.405 | 1 | 226 | 26 |  | Fixed | Roof
NJADRE1555706855 | Administratively Determined Incentive Program | NEW MONMOUTH | 7748 | 17 | 21.47 | Residential | Behind the Meter | Yes | Net Metered Residential | Sunrun Installation Services, Inc. |  | JCP&L | Accepted | 2024-02-17 | 2024-03-05 | 2025-03-05 | Solar Panels | Hanwha Q Cells | Q.PEAK DUO BLK ML-G10+ 405 |  | 0.405 | 27 | 136 | 26 |  | Fixed | Roof
NJADRE1555706859 | Administratively Determined Incentive Program | AUDUBON | 8106 | 14 | 11.34 | Residential | Behind the Meter | Yes | Net Metered Residential | Sunny Mac LLC |  | PSE&G | Accepted | 2024-01-26 | 2024-02-16 | 2025-02-16 | Solar Panels | Q.PEAK DUO BLK ML-G10+ 405 | HANWHA |  | 0.405 | 14 | 141 | 31 |  | Fixed | Roof
NJADRE1555706859 | Administratively Determined Incentive Program | AUDUBON | 8106 | 14 | 11.34 | Residential | Behind the Meter | Yes | Net Metered Residential | Sunny Mac LLC |  | PSE&G | Accepted | 2024-01-26 | 2024-02-16 | 2025-02-16 | Solar Panels | Q.PEAK DUO BLK ML-G10+ 405 | HANWHA |  | 0.405 | 14 | 231 | 31 |  | Fixed | Roof
NJADRE1555706859 | Administratively Determined Incentive Program | AUDUBON | 8106 | 14 | 11.34 | Residential | Behind the Meter | Yes | Net Metered Residential | Sunny Mac LLC |  | PSE&G | Accepted | 2024-01-26 | 2024-02-16 | 2025-02-16 | Inverters | SE10000H-US | Solaredge | 10000 |  | 1 |  |  | 0.1 |  | Outdoor | next to meter
NJADRE1555706883 | Administratively Determined Incentive Program | BLOOMFIELD | 7003 | 9 | 4.5 | Residential | Behind the Meter | Yes | Net Metered Residential | Sunrun Installation Services, Inc. |  | PSE&G | Accepted | 2024-01-26 | 2024-02-16 | 2025-02-16 | Inverters | SolarEdge Technologies | SE3800H-USMN | 3800 |  | 1 |  |  | 0.99 |  | Outdoor | Next to meter
NJADRE1555706883 | Administratively Determined Incentive Program | BLOOMFIELD | 7003 | 9 | 4.5 | Residential | Behind the Meter | Yes | Net Metered Residential | Sunrun Installation Services, Inc. |  | PSE&G | Accepted | 2024-01-26 | 2024-02-16 | 2025-02-16 | Solar Panels | Vikram Solar | VSMDHT.60.375.05 |  | 0.375 | 12 | 170 | 32 |  | Fixed | Roof
NJADRE1555706885 | Administratively Determined Incentive Program | Paterson | 7501 | 6 | 2.8 | Residential | Behind the Meter | Yes | Net Metered Residential | Pro Custom Solar dba Momentum Solar |  | PSE&G | Accepted | 2024-01-26 | 2024-02-16 | 2025-02-16 | Solar Panels | Q. PEAK DUO BLK ML-G10+400 | HANWHA |  | 0.4 | 7 | 182 | 18 |  | Fixed | Roof
NJADRE1555706885 | Administratively Determined Incentive Program | Paterson | 7501 | 6 | 2.8 | Residential | Behind the Meter | Yes | Net Metered Residential | Pro Custom Solar dba Momentum Solar |  | PSE&G | Accepted | 2024-01-26 | 2024-02-16 | 2025-02-16 | Inverters | IQ8PLUS-72-2-US | ENPHASE | 290 |  | 7 |  |  | 0.97 |  | Outdoor
NJADRE1555706891 | Administratively Determined Incentive Program | Linden | 7036 | 10 | 4 | Residential | Behind the Meter | Yes | Net Metered Residential | Sunrun Installation Services, Inc. |  | PSE&G | Accepted | 2024-01-26 | 2024-02-21 | 2025-02-21 | Inverters | SOLAREDGE TECHNOLOGIES | SE3800H-USS3 | 3800 |  | 1 |  |  | 0.99 |  | Outdoor | Next To Meter
NJADRE1555706891 | Administratively Determined Incentive Program | Linden | 7036 | 10 | 4 | Residential | Behind the Meter | Yes | Net Metered Residential | Sunrun Installation Services, Inc. |  | PSE&G | Accepted | 2024-01-26 | 2024-02-21 | 2025-02-21 | Solar Panels | HANWHA Q-CELLS | Q.PEAK DUO BLK ML-G10+/T 400 |  | 0.4 | 2 | 128 | 31 |  | Fixed | Roof
NJADRE1555706891 | Administratively Determined Incentive Program | Linden | 7036 | 10 | 4 | Residential | Behind the Meter | Yes | Net Metered Residential | Sunrun Installation Services, Inc. |  | PSE&G | Accepted | 2024-01-26 | 2024-02-21 | 2025-02-21 | Solar Panels | SOLAREDGE TECHNOLOGIES | Q.PEAK DUO BLK ML-G10+/T 400 |  | 0.4 | 8 | 308 | 18 |  | Fixed | Roof
NJADRE1555706907 | Administratively Determined Incentive Program | Gloucester Townshop | 8081 | 14 | 4.05 | Residential | Behind the Meter | Yes | Net Metered Residential | Sunny Mac LLC |  | AC Electric | Accepted | 2024-01-26 | 2024-02-16 | 2025-02-16 | Solar Panels | Q.PEAK DUO BLK ML-G10+ 405 | HANWHA |  | 0.405 | 10 | 234 | 33 |  | Fixed | Roof
NJADRE1555706907 | Administratively Determined Incentive Program | Gloucester Townshop | 8081 | 14 | 4.05 | Residential | Behind the Meter | Yes | Net Metered Residential | Sunny Mac LLC |  | AC Electric | Accepted | 2024-01-26 | 2024-02-16 | 2025-02-16 | Inverters | SE3800H-US | Solaredge | 3800 |  | 1 |  |  | 0.1 |  | Outdoor | next to meter
NJADRE1555706908 | Administratively Determined Incentive Program | RAHWAY CITY | 7065 | 10 | 7.56 | Residential | Behind the Meter | No | Net Metered Residential | EMT Renewables LLC |  | PSE&G | Accepted | 2024-01-26 | 2024-02-16 | 2025-02-16 | Inverters | ENPHASE | IQ7x | 315 |  | 18 |  |  | 0.98 |  | Other | UNDER EACH PANEL
NJADRE1555706908 | Administratively Determined Incentive Program | RAHWAY CITY | 7065 | 10 | 7.56 | Residential | Behind the Meter | No | Net Metered Residential | EMT Renewables LLC |  | PSE&G | Accepted | 2024-01-26 | 2024-02-16 | 2025-02-16 | Solar Panels | REC ALPHA | REC 420 |  | 0.42 | 8 | 219 | 46 |  | Fixed | Roof
NJADRE1555706908 | Administratively Determined Incentive Program | RAHWAY CITY | 7065 | 10 | 7.56 | Residential | Behind the Meter | No | Net Metered Residential | EMT Renewables LLC |  | PSE&G | Accepted | 2024-01-26 | 2024-02-16 | 2025-02-16 | Solar Panels | REC ALPHA | REC 420 |  | 0.42 | 6 | 219 | 46 |  | Fixed | Roof
NJADRE1555706908 | Administratively Determined Incentive Program | RAHWAY CITY | 7065 | 10 | 7.56 | Residential | Behind the Meter | No | Net Metered Residential | EMT Renewables LLC |  | PSE&G | Accepted | 2024-01-26 | 2024-02-16 | 2025-02-16 | Solar Panels | REC ALPHA | REC 420 |  | 0.42 | 2 | 129 | 48 |  | Fixed | Roof
NJADRE1555706908 | Administratively Determined Incentive Program | RAHWAY CITY | 7065 | 10 | 7.56 | Residential | Behind the Meter | No | Net Metered Residential | EMT Renewables LLC |  | PSE&G | Accepted | 2024-01-26 | 2024-02-16 | 2025-02-16 | Solar Panels | REC ALPHA | REC 420 |  | 0.42 | 2 | 39 | 46 |  | Fixed | Roof
NJADRE1555706915 | Administratively Determined Incentive Program | ERIAL | 8081 | 14 | 10.4 | Residential | Behind the Meter | Yes | Net Metered Residential | Power Energy Solutions |  | AC Electric | Accepted | 2024-01-26 | 2024-02-16 | 2025-02-16 | Inverters | SolarEdge | SE7600H-US | 7600 |  | 1 |  |  | 0.97 |  | Outside
NJADRE1555706915 | Administratively Determined Incentive Program | ERIAL | 8081 | 14 | 10.4 | Residential | Behind the Meter | Yes | Net Metered Residential | Power Energy Solutions |  | AC Electric | Accepted | 2024-01-26 | 2024-02-16 | 2025-02-16 | Solar Panels | Canadian Solar | CS6R-400MS-HL HIKU6 Black Mono |  | 0.4 | 10 | 263 | 33 |  | Fixed | Roof
NJADRE1555706915 | Administratively Determined Incentive Program | ERIAL | 8081 | 14 | 10.4 | Residential | Behind the Meter | Yes | Net Metered Residential | Power Energy Solutions |  | AC Electric | Accepted | 2024-01-26 | 2024-02-16 | 2025-02-16 | Solar Panels | Canadian Solar | CS6R-400MS-HL HIKU6 Black Mono |  | 0.4 | 16 | 263 | 26 |  | Fixed | Roof
NJADRE1555707019 | Administratively Determined Incentive Program | Cherry Hill | 8003 | 14 | 10.53 | Residential | Behind the Meter | Yes | Net Metered Residential | SunnyMac LLC |  | PSE&G | Accepted | 2024-01-26 | 2024-02-16 | 2025-02-16 | Solar Panels | Q.PEAK DUO BLK ML-G10+ 405 | HANWHA |  | 0.405 | 26 | 215 | 23 |  | Fixed | Roof
NJADRE1555707019 | Administratively Determined Incentive Program | Cherry Hill | 8003 | 14 | 10.53 | Residential | Behind the Meter | Yes | Net Metered Residential | SunnyMac LLC |  | PSE&G | Accepted | 2024-01-26 | 2024-02-16 | 2025-02-16 | Inverters | SE10000H-US | Solaredge | 10000 |  | 1 |  |  | 0.1 |  | Outdoor | next to meter
NJADRE1555707025 | Administratively Determined Incentive Program | NATIONAL PARK BORO | 8063 | 15 | 5.6 | Residential | Behind the Meter | Yes | Net Metered Residential | Sunrun Installation Services, Inc. |  | PSE&G | Accepted | 2024-01-26 | 2024-02-19 | 2025-02-19 | Inverters | SolarEdge Technologies | SE3800H-USMN | 3800 |  | 1 |  |  | 0.99 |  | Outdoor | Next to meter
NJADRE1555707025 | Administratively Determined Incentive Program | NATIONAL PARK BORO | 8063 | 15 | 5.6 | Residential | Behind the Meter | Yes | Net Metered Residential | Sunrun Installation Services, Inc. |  | PSE&G | Accepted | 2024-01-26 | 2024-02-19 | 2025-02-19 | Solar Panels | Hanwha Q Cells | Q.PEAK DUO BLK ML-G10+/T 400 |  | 0.4 | 14 | 204 | 22 |  | Fixed | Roof
NJADRE1555707030 | Administratively Determined Incentive Program | GLOUCESTER TOWNSHIP | 8029 | 14 | 6.89 | Residential | Behind the Meter | Yes | Net Metered Residential | Sunny Mac LLC |  | PSE&G | Accepted | 2024-01-26 | 2024-02-20 | 2025-02-20 | Solar Panels | Q.PEAK DUO BLK ML-G10+ 405 | HANWHA |  | 0.405 | 4 | 264 | 27 |  | Fixed | Roof
NJADRE1555707030 | Administratively Determined Incentive Program | GLOUCESTER TOWNSHIP | 8029 | 14 | 6.89 | Residential | Behind the Meter | Yes | Net Metered Residential | Sunny Mac LLC |  | PSE&G | Accepted | 2024-01-26 | 2024-02-20 | 2025-02-20 | Solar Panels | Q.PEAK DUO BLK ML-G10+ 405 | HANWHA |  | 0.405 | 13 | 84 | 27 |  | Fixed | Roof
NJADRE1555707030 | Administratively Determined Incentive Program | GLOUCESTER TOWNSHIP | 8029 | 14 | 6.89 | Residential | Behind the Meter | Yes | Net Metered Residential | Sunny Mac LLC |  | PSE&G | Accepted | 2024-01-26 | 2024-02-20 | 2025-02-20 | Inverters | SE5000H-US | Solaredge | 5000 |  | 1 |  |  | 0.1 |  | Outdoor | next to meter
NJADRE1555707035 | Administratively Determined Incentive Program | GLASSBORO | 8028 | 15 | 5.6 | Residential | Behind the Meter | Yes | Net Metered Residential | Sunrun Installation Services, Inc. |  | AC Electric | Accepted | 2024-01-26 | 2024-02-16 | 2025-02-16 | Inverters | SOLAREDGE TECHNOLOGIES | SE3800H-USMN | 3800 |  | 1 |  |  | 0.99 |  | Outside | Next to Meter
NJADRE1555707035 | Administratively Determined Incentive Program | GLASSBORO | 8028 | 15 | 5.6 | Residential | Behind the Meter | Yes | Net Metered Residential | Sunrun Installation Services, Inc. |  | AC Electric | Accepted | 2024-01-26 | 2024-02-16 | 2025-02-16 | Solar Panels | HANWHA Q-CELLS | Q.PEAK DUO BLK ML-G10+/T 400 |  | 0.4 | 6 | 242 | 16 |  | Fixed | Roof
NJADRE1555707035 | Administratively Determined Incentive Program | GLASSBORO | 8028 | 15 | 5.6 | Residential | Behind the Meter | Yes | Net Metered Residential | Sunrun Installation Services, Inc. |  | AC Electric | Accepted | 2024-01-26 | 2024-02-16 | 2025-02-16 | Solar Panels | HANWHA Q-CELLS | Q.PEAK DUO BLK ML-G10+/T 400 |  | 0.4 | 8 | 62 | 15 |  | Fixed | Roof
NJADRE1555707046 | Administratively Determined Incentive Program | WOODBURY | 8096 | 15 | 13.77 | Residential | Behind the Meter | Yes | Net Metered Residential | Trinity Solar Inc. |  | PSE&G | Accepted | 2024-01-26 | 2024-02-16 | 2025-02-16 | Solar Panels | HANWHA | (Q.PEAK DUO BLK ML-G10+ 405) |  | 0.405 | 9 | 75 | 10 |  | Fixed | Roof
NJADRE1555707046 | Administratively Determined Incentive Program | WOODBURY | 8096 | 15 | 13.77 | Residential | Behind the Meter | Yes | Net Metered Residential | Trinity Solar Inc. |  | PSE&G | Accepted | 2024-01-26 | 2024-02-16 | 2025-02-16 | Solar Panels | HANWHA | (Q.PEAK DUO BLK ML-G10+ 405) |  | 0.405 | 9 | 75 | 23 |  | Fixed | Roof
NJADRE1555707046 | Administratively Determined Incentive Program | WOODBURY | 8096 | 15 | 13.77 | Residential | Behind the Meter | Yes | Net Metered Residential | Trinity Solar Inc. |  | PSE&G | Accepted | 2024-01-26 | 2024-02-16 | 2025-02-16 | Solar Panels | HANWHA | (Q.PEAK DUO BLK ML-G10+ 405) |  | 0.405 | 10 | 255 | 23 |  | Fixed | Roof
NJADRE1555707046 | Administratively Determined Incentive Program | WOODBURY | 8096 | 15 | 13.77 | Residential | Behind the Meter | Yes | Net Metered Residential | Trinity Solar Inc. |  | PSE&G | Accepted | 2024-01-26 | 2024-02-16 | 2025-02-16 | Solar Panels | HANWHA | (Q.PEAK DUO BLK ML-G10+ 405) |  | 0.405 | 6 | 255 | 18 |  | Fixed | Roof
NJADRE1555707046 | Administratively Determined Incentive Program | WOODBURY | 8096 | 15 | 13.77 | Residential | Behind the Meter | Yes | Net Metered Residential | Trinity Solar Inc. |  | PSE&G | Accepted | 2024-01-26 | 2024-02-16 | 2025-02-16 | Inverters | Solar Edge | SE11400H-US | 11400 |  | 1 |  |  | 0.97 |  | Outside
NJADRE1555707050 | Administratively Determined Incentive Program | BRIDGETON | 8302 | 20 | 4.9 | Residential | Behind the Meter | No | Net Metered Residential | SunPower Corporation, Systems |  | AC Electric | Accepted | 2024-01-26 | 2024-02-19 | 2025-02-19 | Solar Panels | Sunpower | SPR-X21-350-BLK-E-AC |  | 0.35 | 9 | 196 | 45 |  | Fixed | Roof
NJADRE1555707050 | Administratively Determined Incentive Program | BRIDGETON | 8302 | 20 | 4.9 | Residential | Behind the Meter | No | Net Metered Residential | SunPower Corporation, Systems |  | AC Electric | Accepted | 2024-01-26 | 2024-02-19 | 2025-02-19 | Solar Panels | Sunpower | SPR-X21-350-BLK-E-AC |  | 0.35 | 2 | 196 | 21 |  | Fixed | Roof
NJADRE1555707050 | Administratively Determined Incentive Program | BRIDGETON | 8302 | 20 | 4.9 | Residential | Behind the Meter | No | Net Metered Residential | SunPower Corporation, Systems |  | AC Electric | Accepted | 2024-01-26 | 2024-02-19 | 2025-02-19 | Solar Panels | Sunpower | SPR-X21-350-BLK-E-AC |  | 0.35 | 3 | 16 | 45 |  | Fixed | Roof
NJADRE1555707050 | Administratively Determined Incentive Program | BRIDGETON | 8302 | 20 | 4.9 | Residential | Behind the Meter | No | Net Metered Residential | SunPower Corporation, Systems |  | AC Electric | Accepted | 2024-01-26 | 2024-02-19 | 2025-02-19 | Inverters | Enphase | IQ7XS-96-ACM-US | 315 |  | 14 |  |  | 0.98 |  | Other | Under Each Panel
NJADRE1555707051 | Administratively Determined Incentive Program | CINNAMINSON TWP | 8077 | 13 | 7.7 | Residential | Behind the Meter | Yes | Net Metered Residential | Sunrun Installation Services, Inc. |  | PSE&G | Accepted | 2024-01-26 | 2024-02-16 | 2025-02-16 | Inverters | SolarEdge Technologies | SE6000H-USSN | 6000 |  | 1 |  |  | 0.99 |  | Outdoor | Next to meter
NJADRE1555707051 | Administratively Determined Incentive Program | CINNAMINSON TWP | 8077 | 13 | 7.7 | Residential | Behind the Meter | Yes | Net Metered Residential | Sunrun Installation Services, Inc. |  | PSE&G | Accepted | 2024-01-26 | 2024-02-16 | 2025-02-16 | Solar Panels | Hanwha Q Cells | Q.PEAK DUO BLK ML-G10+ 405 |  | 0.405 | 19 | 231 | 24 |  | Fixed | Roof
NJADRE1555707056 | Administratively Determined Incentive Program | JERSEY CITY | 7306 | 8 | 6.3 | Residential | Behind the Meter | No | Net Metered Residential | New Jersey Power Solutions |  | PSE&G | Accepted | 2024-01-26 | 2024-02-20 | 2025-02-20 | Inverters | IQ7X-96-2-US | Enphase Energy | 290 |  | 15 |  |  | 0.975 |  | Outside | Roof
NJADRE1555707056 | Administratively Determined Incentive Program | JERSEY CITY | 7306 | 8 | 6.3 | Residential | Behind the Meter | No | Net Metered Residential | New Jersey Power Solutions |  | PSE&G | Accepted | 2024-01-26 | 2024-02-20 | 2025-02-20 | Solar Panels | REC420AA | REC Solar |  | 0.42 | 15 | 180 | 0 |  | Fixed | Roof
NJADRE1555707066 | Administratively Determined Incentive Program | OLD BRIDGE | 8857 | 11 | 14.8 | Residential | Behind the Meter | Yes | Net Metered Residential | Pro Custom Solar dba Momentum Solar |  | JCP&L | Accepted | 2024-01-26 | 2024-02-19 | 2025-02-19 | Solar Panels | Q. PEAK DUO BLK ML-G10+400 | HANWHA |  | 0.4 | 6 | 187 | 30 |  | Fixed | Roof
NJADRE1555707066 | Administratively Determined Incentive Program | OLD BRIDGE | 8857 | 11 | 14.8 | Residential | Behind the Meter | Yes | Net Metered Residential | Pro Custom Solar dba Momentum Solar |  | JCP&L | Accepted | 2024-01-26 | 2024-02-19 | 2025-02-19 | Solar Panels | Q. PEAK DUO BLK ML-G10+400 | HANWHA |  | 0.4 | 11 | 97 | 30 |  | Fixed | Roof
NJADRE1555707066 | Administratively Determined Incentive Program | OLD BRIDGE | 8857 | 11 | 14.8 | Residential | Behind the Meter | Yes | Net Metered Residential | Pro Custom Solar dba Momentum Solar |  | JCP&L | Accepted | 2024-01-26 | 2024-02-19 | 2025-02-19 | Solar Panels | Q. PEAK DUO BLK ML-G10+400 | HANWHA |  | 0.4 | 7 | 277 | 30 |  | Fixed | Roof
NJADRE1555707066 | Administratively Determined Incentive Program | OLD BRIDGE | 8857 | 11 | 14.8 | Residential | Behind the Meter | Yes | Net Metered Residential | Pro Custom Solar dba Momentum Solar |  | JCP&L | Accepted | 2024-01-26 | 2024-02-19 | 2025-02-19 | Solar Panels | Q. PEAK DUO BLK ML-G10+400 | HANWHA |  | 0.4 | 6 | 96 | 31 |  | Fixed | Roof
NJADRE1555707066 | Administratively Determined Incentive Program | OLD BRIDGE | 8857 | 11 | 14.8 | Residential | Behind the Meter | Yes | Net Metered Residential | Pro Custom Solar dba Momentum Solar |  | JCP&L | Accepted | 2024-01-26 | 2024-02-19 | 2025-02-19 | Solar Panels | Q. PEAK DUO BLK ML-G10+400 | HANWHA |  | 0.4 | 7 | 276 | 31 |  | Fixed | Roof
NJADRE1555707066 | Administratively Determined Incentive Program | OLD BRIDGE | 8857 | 11 | 14.8 | Residential | Behind the Meter | Yes | Net Metered Residential | Pro Custom Solar dba Momentum Solar |  | JCP&L | Accepted | 2024-01-26 | 2024-02-19 | 2025-02-19 | Inverters | IQ8PLUS-72-2-US | ENPHASE | 290 |  | 37 |  |  | 0.97 |  | Outdoor
NJADRE1555707069 | Administratively Determined Incentive Program | Gloucester Township | 8081 | 14 | 10.13 | Residential | Behind the Meter | Yes | Net Metered Residential | Sunny Mac LLC |  | AC Electric | Accepted | 2024-01-26 | 2024-02-20 | 2025-02-20 | Solar Panels | Q.PEAK DUO BLK ML-G10+ 405 | HANWHA |  | 0.405 | 10 | 106 | 27 |  | Fixed | Roof
NJADRE1555707069 | Administratively Determined Incentive Program | Gloucester Township | 8081 | 14 | 10.13 | Residential | Behind the Meter | Yes | Net Metered Residential | Sunny Mac LLC |  | AC Electric | Accepted | 2024-01-26 | 2024-02-20 | 2025-02-20 | Solar Panels | Q.PEAK DUO BLK ML-G10+ 405 | HANWHA |  | 0.405 | 15 | 106 | 27 |  | Fixed | Roof
NJADRE1555707069 | Administratively Determined Incentive Program | Gloucester Township | 8081 | 14 | 10.13 | Residential | Behind the Meter | Yes | Net Metered Residential | Sunny Mac LLC |  | AC Electric | Accepted | 2024-01-26 | 2024-02-20 | 2025-02-20 | Inverters | SE10000H-US | Solaredge | 10000 |  | 1 |  |  | 0.1 |  | Outdoor | next to meter
NJADRE1555707071 | Administratively Determined Incentive Program | Bloomfield | 7003 | 9 | 4.46 | Residential | Behind the Meter | Yes | Net Metered Residential | Trinity Solar Inc. |  | PSE&G | Accepted | 2024-01-26 | 2024-02-16 | 2025-02-16 | Inverters | Solar Edge | SE3800H-US | 3800 |  | 1 |  |  | 0.97 |  | Outdoor
NJADRE1555707071 | Administratively Determined Incentive Program | Bloomfield | 7003 | 9 | 4.46 | Residential | Behind the Meter | Yes | Net Metered Residential | Trinity Solar Inc. |  | PSE&G | Accepted | 2024-01-26 | 2024-02-16 | 2025-02-16 | Solar Panels | HANWHA | HANWHA 405 (Q.PEAK DUO BLK ML-G10+ 405) |  | 0.405 | 6 | 84 | 27 |  | Fixed | Roof
NJADRE1555707071 | Administratively Determined Incentive Program | Bloomfield | 7003 | 9 | 4.46 | Residential | Behind the Meter | Yes | Net Metered Residential | Trinity Solar Inc. |  | PSE&G | Accepted | 2024-01-26 | 2024-02-16 | 2025-02-16 | Solar Panels | HANWHA | HANWHA 405 (Q.PEAK DUO BLK ML-G10+ 405) |  | 0.405 | 5 | 264 | 27 |  | Fixed | Roof
NJADRE1555707082 | Administratively Determined Incentive Program | MILLVILLE | 8332 | 20 | 12.64 | Residential | Behind the Meter | Yes | Net Metered Residential | Big Wave Roofing and Solar LLC |  | AC Electric | Accepted | 2024-01-26 | 2024-02-16 | 2025-02-16 | Inverters | Enphase Energy Inc | IQ7PLUS-72-2-US | 290 |  | 32 |  |  | 0.98 |  | Outside
NJADRE1555707082 | Administratively Determined Incentive Program | MILLVILLE | 8332 | 20 | 12.64 | Residential | Behind the Meter | Yes | Net Metered Residential | Big Wave Roofing and Solar LLC |  | AC Electric | Accepted | 2024-01-26 | 2024-02-16 | 2025-02-16 | Solar Panels | Canadian Solar | CS6R-395MS-HL |  | 0.395 | 7 | 72 | 38 |  | Fixed | Roof
NJADRE1555707082 | Administratively Determined Incentive Program | MILLVILLE | 8332 | 20 | 12.64 | Residential | Behind the Meter | Yes | Net Metered Residential | Big Wave Roofing and Solar LLC |  | AC Electric | Accepted | 2024-01-26 | 2024-02-16 | 2025-02-16 | Solar Panels | Canadian Solar | CS6R-395MS-HL |  | 0.395 | 9 | 162 | 40 |  | Fixed | Roof
NJADRE1555707082 | Administratively Determined Incentive Program | MILLVILLE | 8332 | 20 | 12.64 | Residential | Behind the Meter | Yes | Net Metered Residential | Big Wave Roofing and Solar LLC |  | AC Electric | Accepted | 2024-01-26 | 2024-02-16 | 2025-02-16 | Solar Panels | Canadian Solar | CS6R-395MS-HL |  | 0.395 | 2 | 162 | 40 |  | Fixed | Roof
NJADRE1555707082 | Administratively Determined Incentive Program | MILLVILLE | 8332 | 20 | 12.64 | Residential | Behind the Meter | Yes | Net Metered Residential | Big Wave Roofing and Solar LLC |  | AC Electric | Accepted | 2024-01-26 | 2024-02-16 | 2025-02-16 | Solar Panels | Canadian Solar | CS6R-395MS-HL |  | 0.395 | 6 | 252 | 38 |  | Fixed | Roof
NJADRE1555707082 | Administratively Determined Incentive Program | MILLVILLE | 8332 | 20 | 12.64 | Residential | Behind the Meter | Yes | Net Metered Residential | Big Wave Roofing and Solar LLC |  | AC Electric | Accepted | 2024-01-26 | 2024-02-16 | 2025-02-16 | Solar Panels | Canadian Solar | CS6R-395MS-HL |  | 0.395 | 2 | 252 | 38 |  | Fixed | Roof
NJADRE1555707082 | Administratively Determined Incentive Program | MILLVILLE | 8332 | 20 | 12.64 | Residential | Behind the Meter | Yes | Net Metered Residential | Big Wave Roofing and Solar LLC |  | AC Electric | Accepted | 2024-01-26 | 2024-02-16 | 2025-02-16 | Solar Panels | Canadian Solar | CS6R-395MS-HL |  | 0.395 | 3 | 252 | 38 |  | Fixed | Roof
NJADRE1555707082 | Administratively Determined Incentive Program | MILLVILLE | 8332 | 20 | 12.64 | Residential | Behind the Meter | Yes | Net Metered Residential | Big Wave Roofing and Solar LLC |  | AC Electric | Accepted | 2024-01-26 | 2024-02-16 | 2025-02-16 | Solar Panels | Canadian Solar | CS6R-395MS-HL |  | 0.395 | 3 | 342 | 40 |  | Fixed | Roof
NJADRE1555707090 | Administratively Determined Incentive Program | MOUNT ROYAL | 8061 | 15 | 8.4 | Residential | Behind the Meter | Yes | Net Metered Residential | Pro Custom Solar dba Momentum Solar |  | AC Electric | Accepted | 2024-01-26 | 2024-02-16 | 2025-02-16 | Solar Panels | Q. PEAK DUO BLK ML-G10+400 | HANWHA |  | 0.4 | 21 | 235 | 18 |  | Fixed | Roof
NJADRE1555707090 | Administratively Determined Incentive Program | MOUNT ROYAL | 8061 | 15 | 8.4 | Residential | Behind the Meter | Yes | Net Metered Residential | Pro Custom Solar dba Momentum Solar |  | AC Electric | Accepted | 2024-01-26 | 2024-02-16 | 2025-02-16 | Inverters | IQ8PLUS-72-2-US | ENPHASE | 290 |  | 21 |  |  | 0.97 |  | Outdoor
NJADRE1555707102 | Administratively Determined Incentive Program | STOCKTON | 8559 | 4 | 11.34 | Residential | Behind the Meter | Yes | Net Metered Residential | SunnyMac LLC |  | JCP&L | Accepted | 2024-01-26 | 2024-02-16 | 2025-02-16 | Solar Panels | Q.PEAK DUO BLK ML-G10+ 405 | HANWHA |  | 0.405 | 16 | 155 | 33 |  | Fixed | Roof
NJADRE1555707102 | Administratively Determined Incentive Program | STOCKTON | 8559 | 4 | 11.34 | Residential | Behind the Meter | Yes | Net Metered Residential | SunnyMac LLC |  | JCP&L | Accepted | 2024-01-26 | 2024-02-16 | 2025-02-16 | Solar Panels | Q.PEAK DUO BLK ML-G10+ 405 | HANWHA |  | 0.405 | 12 | 335 | 33 |  | Fixed | Roof
NJADRE1555707102 | Administratively Determined Incentive Program | STOCKTON | 8559 | 4 | 11.34 | Residential | Behind the Meter | Yes | Net Metered Residential | SunnyMac LLC |  | JCP&L | Accepted | 2024-01-26 | 2024-02-16 | 2025-02-16 | Inverters | SE7600H-US | Solaredge | 7600 |  | 1 |  |  | 0.1 |  | Outdoor | next to meter
NJADRE1555707122 | Administratively Determined Incentive Program | GLOUCESTER TOWNSHIP | 8012 | 14 | 8.91 | Residential | Behind the Meter | Yes | Net Metered Residential | Sunny Mac LLC |  | PSE&G | Accepted | 2024-01-26 | 2024-02-16 | 2025-02-16 | Solar Panels | Q.PEAK DUO BLK ML-G10+ 405 | HANWHA |  | 0.405 | 13 | 164 | 23 |  | Fixed | Roof
NJADRE1555707122 | Administratively Determined Incentive Program | GLOUCESTER TOWNSHIP | 8012 | 14 | 8.91 | Residential | Behind the Meter | Yes | Net Metered Residential | Sunny Mac LLC |  | PSE&G | Accepted | 2024-01-26 | 2024-02-16 | 2025-02-16 | Solar Panels | Q.PEAK DUO BLK ML-G10+ 405 | HANWHA |  | 0.405 | 9 | 334 | 23 |  | Fixed | Roof
NJADRE1555707122 | Administratively Determined Incentive Program | GLOUCESTER TOWNSHIP | 8012 | 14 | 8.91 | Residential | Behind the Meter | Yes | Net Metered Residential | Sunny Mac LLC |  | PSE&G | Accepted | 2024-01-26 | 2024-02-16 | 2025-02-16 | Inverters | SE7600H-US | Solaredge | 7600 |  | 1 |  |  | 0.1 |  | Outdoor | next to meter
NJADRE1555707142 | Administratively Determined Incentive Program | MAYS LANDING | 8330 | 19 | 13.6 | Residential | Behind the Meter | Yes | Net Metered Residential | Posigen Developer, LLC |  | AC Electric | Accepted | 2024-01-26 | 2024-02-21 | 2025-02-21 | Inverters | SolarEdge | SE10000H-US | 10000 |  | 1 |  |  | 0.99 |  | Outdoor | within ten feet of meter
NJADRE1555707142 | Administratively Determined Incentive Program | MAYS LANDING | 8330 | 19 | 13.6 | Residential | Behind the Meter | Yes | Net Metered Residential | Posigen Developer, LLC |  | AC Electric | Accepted | 2024-01-26 | 2024-02-21 | 2025-02-21 | Solar Panels | Silfab | SIL-400 HC+ |  | 0.4 | 12 | 201 | 23 |  | Fixed | Roof
NJADRE1555707142 | Administratively Determined Incentive Program | MAYS LANDING | 8330 | 19 | 13.6 | Residential | Behind the Meter | Yes | Net Metered Residential | Posigen Developer, LLC |  | AC Electric | Accepted | 2024-01-26 | 2024-02-21 | 2025-02-21 | Solar Panels | Silfab | SIL-400 HC+ |  | 0.4 | 22 | 21 | 23 |  | Fixed | Roof
NJADRE1555707143 | Administratively Determined Incentive Program | BRICK | 8724 | 18 | 10.53 | Residential | Behind the Meter | Yes | Net Metered Residential | Trinity Solar |  | JCP&L | Accepted | 2024-01-26 | 2024-02-19 | 2025-02-19 | Inverters | Solar Edge | SE10000H-US | 10 |  | 10 |  |  | 0.97 |  | Outdoor
NJADRE1555707143 | Administratively Determined Incentive Program | BRICK | 8724 | 18 | 10.53 | Residential | Behind the Meter | Yes | Net Metered Residential | Trinity Solar |  | JCP&L | Accepted | 2024-01-26 | 2024-02-19 | 2025-02-19 | Solar Panels | Hanwha | Q.PEAK DUO BLK ML-G10+ 405 |  | 0.405 | 17 | 268 | 14 |  | Fixed | Roof
NJADRE1555707143 | Administratively Determined Incentive Program | BRICK | 8724 | 18 | 10.53 | Residential | Behind the Meter | Yes | Net Metered Residential | Trinity Solar |  | JCP&L | Accepted | 2024-01-26 | 2024-02-19 | 2025-02-19 | Solar Panels | Hanwha | Q.PEAK DUO BLK ML-G10+ 405 |  | 0.405 | 9 | 88 | 14 |  | Fixed | Roof
NJADRE1555707145 | Administratively Determined Incentive Program | Williamstown | 8094 | 15 | 10.4 | Residential | Behind the Meter | Yes | Net Metered Residential | PosiGen Developer, LLC |  | AC Electric | Accepted | 2024-01-26 | 2024-02-26 | 2025-02-26 | Inverters | SOLAREDGE | SE10000H-US | 10000 |  | 1 |  |  | 0.99 |  | Outside | within ten feet of meter
NJADRE1555707145 | Administratively Determined Incentive Program | Williamstown | 8094 | 15 | 10.4 | Residential | Behind the Meter | Yes | Net Metered Residential | PosiGen Developer, LLC |  | AC Electric | Accepted | 2024-01-26 | 2024-02-26 | 2025-02-26 | Solar Panels | SILFAB | SIL-400 HC+ |  | 0.4 | 8 | 195 | 37 |  | Fixed | Roof
NJADRE1555707145 | Administratively Determined Incentive Program | Williamstown | 8094 | 15 | 10.4 | Residential | Behind the Meter | Yes | Net Metered Residential | PosiGen Developer, LLC |  | AC Electric | Accepted | 2024-01-26 | 2024-02-26 | 2025-02-26 | Solar Panels | SILFAB | SIL-400 HC+ |  | 0.4 | 6 | 105 | 40 |  | Fixed | Roof
NJADRE1555707145 | Administratively Determined Incentive Program | Williamstown | 8094 | 15 | 10.4 | Residential | Behind the Meter | Yes | Net Metered Residential | PosiGen Developer, LLC |  | AC Electric | Accepted | 2024-01-26 | 2024-02-26 | 2025-02-26 | Solar Panels | SILFAB | SIL-400 HC+ |  | 0.4 | 7 | 285 | 38 |  | Fixed | Roof
NJADRE1555707145 | Administratively Determined Incentive Program | Williamstown | 8094 | 15 | 10.4 | Residential | Behind the Meter | Yes | Net Metered Residential | PosiGen Developer, LLC |  | AC Electric | Accepted | 2024-01-26 | 2024-02-26 | 2025-02-26 | Solar Panels | SILFAB | SIL-400 HC+ |  | 0.4 | 5 | 15 | 37 |  | Fixed | Roof
NJADRE1555707150 | Administratively Determined Incentive Program | NEPTUNE | 7753 | 17 | 8.1 | Residential | Behind the Meter | No | Net Metered Residential | Powur, PBC |  | JCP&L | Accepted | 2024-01-29 | 2024-02-19 | 2025-02-19 | Solar Panels | Rec Solar | REC405AA PURE |  | 0.405 | 14 | 240 | 19 |  | Fixed | Roof
NJADRE1555707150 | Administratively Determined Incentive Program | NEPTUNE | 7753 | 17 | 8.1 | Residential | Behind the Meter | No | Net Metered Residential | Powur, PBC |  | JCP&L | Accepted | 2024-01-29 | 2024-02-19 | 2025-02-19 | Solar Panels | Rec Solar | REC405AA PURE |  | 0.405 | 6 | 60 | 19 |  | Fixed | Roof
NJADRE1555707150 | Administratively Determined Incentive Program | NEPTUNE | 7753 | 17 | 8.1 | Residential | Behind the Meter | No | Net Metered Residential | Powur, PBC |  | JCP&L | Accepted | 2024-01-29 | 2024-02-19 | 2025-02-19 | Inverters | Enphase | IQ8PLUS-72-2-US | 290 |  | 20 |  |  | 0.99 |  | Outside
NJADRE1555707153 | Administratively Determined Incentive Program | Orange | 7050 | 9 | 4.74 | Residential | Behind the Meter | Yes | Net Metered Residential | Fusion Solar Energy LLC |  | PSE&G | Accepted | 2024-01-26 | 2024-02-21 | 2025-02-21 | Inverters | Enphase | IQ7PLUS-72-2-US | 290 |  | 12 |  |  | 0.94 |  | Outside | Rooftop
NJADRE1555707153 | Administratively Determined Incentive Program | Orange | 7050 | 9 | 4.74 | Residential | Behind the Meter | Yes | Net Metered Residential | Fusion Solar Energy LLC |  | PSE&G | Accepted | 2024-01-26 | 2024-02-21 | 2025-02-21 | Solar Panels | Canadian Solar | CS6R-395MS-HL |  | 0.395 | 12 | 204 | 42 |  | Fixed | Roof | Rooftop
NJADRE1555707155 | Administratively Determined Incentive Program | TEANECK TWP | 7666 | 7 | 5.67 | Residential | Behind the Meter | No | Net Metered Residential | Sunrun Installation Services Inc. |  | PSE&G | Accepted | 2024-01-26 | 2024-02-28 | 2025-02-28 | Solar Panels | HANWHA Q-CELLS | Q.PEAK DUO BLK ML-G10+ 405 |  | 0.405 | 3 | 296 | 31 |  | Fixed | Roof
NJADRE1555707155 | Administratively Determined Incentive Program | TEANECK TWP | 7666 | 7 | 5.67 | Residential | Behind the Meter | No | Net Metered Residential | Sunrun Installation Services Inc. |  | PSE&G | Accepted | 2024-01-26 | 2024-02-28 | 2025-02-28 | Solar Panels | HANWHA Q-CELLS | Q.PEAK DUO BLK ML-G10+ 405 |  | 0.405 | 11 | 116 | 31 |  | Fixed | Roof
NJADRE1555707155 | Administratively Determined Incentive Program | TEANECK TWP | 7666 | 7 | 5.67 | Residential | Behind the Meter | No | Net Metered Residential | Sunrun Installation Services Inc. |  | PSE&G | Accepted | 2024-01-26 | 2024-02-28 | 2025-02-28 | Inverters | SOLAREDGE TECHNOLOGIES | SE6000H-USSN | 6000 |  | 1 |  |  | 0.99 |  | Outdoor | Next To Meter
NJADRE1555707165 | Administratively Determined Incentive Program | OLD BRIDGE | 8857 | 11 | 5.2 | Residential | Behind the Meter | No | Net Metered Residential | Fusion Solar Energy |  | JCP&L | Accepted | 2024-02-12 | 2024-02-29 | 2025-02-28 | Inverters | Enphase | IQ8PLUS-72-2-US | 290 |  | 13 |  |  | 0.94 |  | Outside | Rooftop
NJADRE1555707165 | Administratively Determined Incentive Program | OLD BRIDGE | 8857 | 11 | 5.2 | Residential | Behind the Meter | No | Net Metered Residential | Fusion Solar Energy |  | JCP&L | Accepted | 2024-02-12 | 2024-02-29 | 2025-02-28 | Solar Panels | REC SOLAR | EC400AA PURE BLACK |  | 0.4 | 4 | 230 | 23 |  | Fixed | Roof
NJADRE1555707165 | Administratively Determined Incentive Program | OLD BRIDGE | 8857 | 11 | 5.2 | Residential | Behind the Meter | No | Net Metered Residential | Fusion Solar Energy |  | JCP&L | Accepted | 2024-02-12 | 2024-02-29 | 2025-02-28 | Solar Panels | REC SOLAR | EC400AA PURE BLACK |  | 0.4 | 4 | 221 | 28 |  | Fixed | Roof
NJADRE1555707165 | Administratively Determined Incentive Program | OLD BRIDGE | 8857 | 11 | 5.2 | Residential | Behind the Meter | No | Net Metered Residential | Fusion Solar Energy |  | JCP&L | Accepted | 2024-02-12 | 2024-02-29 | 2025-02-28 | Solar Panels | REC SOLAR | EC400AA PURE BLACK |  | 0.4 | 5 | 225 | 24 |  | Fixed | Roof
NJADRE1555707186 | Administratively Determined Incentive Program | Newark | 7106 | 9 | 4.8 | Residential | Behind the Meter | Yes | Net Metered Residential | PosiGen Developer, LLC |  | PSE&G | Accepted | 2024-01-26 | 2024-02-20 | 2025-02-20 | Inverters | SOLAREDGE | SE3800H-US | 3800 |  | 1 |  |  | 0.99 |  | Outside | within ten feet of meter
NJADRE1555707186 | Administratively Determined Incentive Program | Newark | 7106 | 9 | 4.8 | Residential | Behind the Meter | Yes | Net Metered Residential | PosiGen Developer, LLC |  | PSE&G | Accepted | 2024-01-26 | 2024-02-20 | 2025-02-20 | Solar Panels | SILFAB | SIL-400 HC+ |  | 0.4 | 12 | 115 | 34 |  | Fixed | Roof
NJADRE1555707187 | Administratively Determined Incentive Program | BRIDGETON | 8302 | 20 | 14.8 | Residential | Behind the Meter | Yes | Net Metered Residential | Power Energy Solutions |  | AC Electric | Accepted | 2024-01-29 | 2024-02-19 | 2025-02-19 | Inverters | SolarEdge | SE11400H-US | 11 |  | 1 |  |  | 0.97 |  | Outside
NJADRE1555707187 | Administratively Determined Incentive Program | BRIDGETON | 8302 | 20 | 14.8 | Residential | Behind the Meter | Yes | Net Metered Residential | Power Energy Solutions |  | AC Electric | Accepted | 2024-01-29 | 2024-02-19 | 2025-02-19 | Solar Panels | Canadian Solar | CS6R-400MS-HL HIKU6 Black Mono |  | 0.4 | 21 | 162 | 32 |  | Fixed | Roof
NJADRE1555707187 | Administratively Determined Incentive Program | BRIDGETON | 8302 | 20 | 14.8 | Residential | Behind the Meter | Yes | Net Metered Residential | Power Energy Solutions |  | AC Electric | Accepted | 2024-01-29 | 2024-02-19 | 2025-02-19 | Solar Panels | Canadian Solar | CS6R-400MS-HL HIKU6 Black Mono |  | 0.4 | 16 | 342 | 32 |  | Fixed | Roof
NJADRE1555707189 | Administratively Determined Incentive Program | Wayne | 7470 | 6 | 6.4 | Residential | Behind the Meter | Yes | Net Metered Residential | PosiGen Developer LLC |  | PSE&G | Accepted | 2024-01-26 | 2024-02-20 | 2025-02-20 | Inverters | OLAREDGE | SE6000H-US | 6000 |  | 1 |  |  | 0.99 |  | Outside | Within ten feet of meter
NJADRE1555707189 | Administratively Determined Incentive Program | Wayne | 7470 | 6 | 6.4 | Residential | Behind the Meter | Yes | Net Metered Residential | PosiGen Developer LLC |  | PSE&G | Accepted | 2024-01-26 | 2024-02-20 | 2025-02-20 | Solar Panels | SILFAB | SIL-400 HC+ |  | 0.4 | 2 | 119 | 18 |  | Fixed | Roof
NJADRE1555707189 | Administratively Determined Incentive Program | Wayne | 7470 | 6 | 6.4 | Residential | Behind the Meter | Yes | Net Metered Residential | PosiGen Developer LLC |  | PSE&G | Accepted | 2024-01-26 | 2024-02-20 | 2025-02-20 | Solar Panels | SILFAB | SIL-400 HC+ |  | 0.4 | 7 | 299 | 16 |  | Fixed | Roof
NJADRE1555707189 | Administratively Determined Incentive Program | Wayne | 7470 | 6 | 6.4 | Residential | Behind the Meter | Yes | Net Metered Residential | PosiGen Developer LLC |  | PSE&G | Accepted | 2024-01-26 | 2024-02-20 | 2025-02-20 | Solar Panels | SILFAB | SIL-400 HC+ |  | 0.4 | 7 | 119 | 27 |  | Fixed | Roof
NJADRE1555707191 | Administratively Determined Incentive Program | Hamilton Twp. Mer | 8610 | 12 | 4.46 | Residential | Behind the Meter | No | Net Metered Residential | EMT Renewables |  | PSE&G | Accepted | 2024-01-26 | 2024-02-16 | 2025-02-16 | Inverters | ENPHASE | IQ8+ | 290 |  | 11 |  |  | 0.98 |  | Other | UNDER EACH PANEL
NJADRE1555707191 | Administratively Determined Incentive Program | Hamilton Twp. Mer | 8610 | 12 | 4.46 | Residential | Behind the Meter | No | Net Metered Residential | EMT Renewables |  | PSE&G | Accepted | 2024-01-26 | 2024-02-16 | 2025-02-16 | Solar Panels | Q CELLS | Q PEAK DUO BLK |  | 0.405 | 11 | 137 | 38 |  | Fixed | Roof
NJADRE1555707195 | Administratively Determined Incentive Program | Clementon | 8021 | 14 | 4.62 | Residential | Behind the Meter | Yes | Net Metered Residential | All Season Solar |  | AC Electric | Accepted | 2024-01-26 | 2024-02-20 | 2025-02-20 | Inverters | Enphase | IQ8 Plus | 290 |  | 12 |  |  | 0.97 |  | Outside
NJADRE1555707195 | Administratively Determined Incentive Program | Clementon | 8021 | 14 | 4.62 | Residential | Behind the Meter | Yes | Net Metered Residential | All Season Solar |  | AC Electric | Accepted | 2024-01-26 | 2024-02-20 | 2025-02-20 | Solar Panels | JA Solar | JAM54S31 |  | 0.385 | 6 | 307 | 18 |  | Fixed | Roof
NJADRE1555707195 | Administratively Determined Incentive Program | Clementon | 8021 | 14 | 4.62 | Residential | Behind the Meter | Yes | Net Metered Residential | All Season Solar |  | AC Electric | Accepted | 2024-01-26 | 2024-02-20 | 2025-02-20 | Solar Panels | JA Solar | JAM54S31 |  | 0.385 | 6 | 127 | 18 |  | Fixed | Roof
NJADRE1555707204 | Administratively Determined Incentive Program | Woodbridge Twp | 7067 | 13 | 10 | Residential | Behind the Meter | No | Net Metered Residential | Paradise Solar and Electrical LLC |  | PSE&G | Accepted | 2024-01-26 | 2024-02-16 | 2025-02-16 | Inverters | Enphase | IQ8+ | 290 |  | 25 |  |  | 0.976 |  | Other | Roof
NJADRE1555707204 | Administratively Determined Incentive Program | Woodbridge Twp | 7067 | 13 | 10 | Residential | Behind the Meter | No | Net Metered Residential | Paradise Solar and Electrical LLC |  | PSE&G | Accepted | 2024-01-26 | 2024-02-16 | 2025-02-16 | Solar Panels | Phono Solar | PS-400M6-18//VHB |  | 0.4 | 12 | 90 | 18 |  | Fixed | Roof
NJADRE1555707204 | Administratively Determined Incentive Program | Woodbridge Twp | 7067 | 13 | 10 | Residential | Behind the Meter | No | Net Metered Residential | Paradise Solar and Electrical LLC |  | PSE&G | Accepted | 2024-01-26 | 2024-02-16 | 2025-02-16 | Solar Panels | Phono Solar | PS-400M6-18//VHB |  | 0.4 | 13 | 90 | 18 |  | Fixed | Roof
NJADRE1555707213 | Administratively Determined Incentive Program | Edgewater Park Twp | 8010 | 13 | 11.34 | Residential | Behind the Meter | Yes | Net Metered Residential | Sunrun Installation Services, Inc. |  | PSE&G | Accepted | 2024-01-26 | 2024-02-16 | 2025-02-16 | Inverters | SolarEdge Technologies | SE7600H-USSN | 7600 |  | 1 |  |  | 0.99 |  | Outdoor | Next to meter
NJADRE1555707213 | Administratively Determined Incentive Program | Edgewater Park Twp | 8010 | 13 | 11.34 | Residential | Behind the Meter | Yes | Net Metered Residential | Sunrun Installation Services, Inc. |  | PSE&G | Accepted | 2024-01-26 | 2024-02-16 | 2025-02-16 | Solar Panels | Hanwha Q Cells | Q.PEAK DUO BLK ML-G10+ 405 |  | 0.405 | 13 | 67 | 25 |  | Fixed | Roof
NJADRE1555707213 | Administratively Determined Incentive Program | Edgewater Park Twp | 8010 | 13 | 11.34 | Residential | Behind the Meter | Yes | Net Metered Residential | Sunrun Installation Services, Inc. |  | PSE&G | Accepted | 2024-01-26 | 2024-02-16 | 2025-02-16 | Solar Panels | Hanwha Q Cells | Q.PEAK DUO BLK ML-G10+ 405 |  | 0.405 | 15 | 247 | 20 |  | Fixed | Roof
NJADRE1555707244 | Administratively Determined Incentive Program | ABSECON | 8201 | 19 | 43.12 | Residential | Behind the Meter | No | Net Metered Residential | Freedom Forever New Jersey LLC |  | AC Electric | Accepted | 2024-02-01 | 2024-02-22 | 2025-02-22 | Inverters | Solar Edge | SE76000H-USRGM [S | 7600 |  | 4 |  |  | 0.99 |  | Outdoor
NJADRE1555707244 | Administratively Determined Incentive Program | ABSECON | 8201 | 19 | 43.12 | Residential | Behind the Meter | No | Net Metered Residential | Freedom Forever New Jersey LLC |  | AC Electric | Accepted | 2024-02-01 | 2024-02-22 | 2025-02-22 | Solar Panels | JINKO SOLAR | JKM385M-6RL3-B |  | 0.385 | 15 | 222 | 30 |  | Fixed | Roof
NJADRE1555707244 | Administratively Determined Incentive Program | ABSECON | 8201 | 19 | 43.12 | Residential | Behind the Meter | No | Net Metered Residential | Freedom Forever New Jersey LLC |  | AC Electric | Accepted | 2024-02-01 | 2024-02-22 | 2025-02-22 | Solar Panels | JINKO SOLAR | JKM385M-6RL3-B |  | 0.385 | 32 | 132 | 30 |  | Fixed | Roof
NJADRE1555707244 | Administratively Determined Incentive Program | ABSECON | 8201 | 19 | 43.12 | Residential | Behind the Meter | No | Net Metered Residential | Freedom Forever New Jersey LLC |  | AC Electric | Accepted | 2024-02-01 | 2024-02-22 | 2025-02-22 | Solar Panels | JINKO SOLAR | JKM385M-6RL3-B |  | 0.385 | 36 | 312 | 30 |  | Fixed | Roof
NJADRE1555707244 | Administratively Determined Incentive Program | ABSECON | 8201 | 19 | 43.12 | Residential | Behind the Meter | No | Net Metered Residential | Freedom Forever New Jersey LLC |  | AC Electric | Accepted | 2024-02-01 | 2024-02-22 | 2025-02-22 | Solar Panels | JINKO SOLAR | JKM385M-6RL3-B |  | 0.385 | 3 | 312 | 30 |  | Fixed | Roof
NJADRE1555707244 | Administratively Determined Incentive Program | ABSECON | 8201 | 19 | 43.12 | Residential | Behind the Meter | No | Net Metered Residential | Freedom Forever New Jersey LLC |  | AC Electric | Accepted | 2024-02-01 | 2024-02-22 | 2025-02-22 | Solar Panels | JINKO SOLAR | JKM385M-6RL3-B |  | 0.385 | 2 | 221 | 30 |  | Fixed | Roof
NJADRE1555707244 | Administratively Determined Incentive Program | ABSECON | 8201 | 19 | 43.12 | Residential | Behind the Meter | No | Net Metered Residential | Freedom Forever New Jersey LLC |  | AC Electric | Accepted | 2024-02-01 | 2024-02-22 | 2025-02-22 | Solar Panels | JINKO SOLAR | JKM385M-6RL3-B |  | 0.385 | 3 | 41 | 30 |  | Fixed | Roof
NJADRE1555707244 | Administratively Determined Incentive Program | ABSECON | 8201 | 19 | 43.12 | Residential | Behind the Meter | No | Net Metered Residential | Freedom Forever New Jersey LLC |  | AC Electric | Accepted | 2024-02-01 | 2024-02-22 | 2025-02-22 | Solar Panels | JINKO SOLAR | JKM385M-6RL3-B |  | 0.385 | 17 | 42 | 30 |  | Fixed | Roof
NJADRE1555707244 | Administratively Determined Incentive Program | ABSECON | 8201 | 19 | 43.12 | Residential | Behind the Meter | No | Net Metered Residential | Freedom Forever New Jersey LLC |  | AC Electric | Accepted | 2024-02-01 | 2024-02-22 | 2025-02-22 | Solar Panels | JINKO SOLAR | JKM385M-6RL3-B |  | 0.385 | 3 | 312 | 30 |  | Fixed | Roof
NJADRE1555707244 | Administratively Determined Incentive Program | ABSECON | 8201 | 19 | 43.12 | Residential | Behind the Meter | No | Net Metered Residential | Freedom Forever New Jersey LLC |  | AC Electric | Accepted | 2024-02-01 | 2024-02-22 | 2025-02-22 | Solar Panels | JINKO SOLAR | JKM385M-6RL3-B |  | 0.385 | 1 | 312 | 30 |  | Fixed | Roof
NJADRE1555707246 | Administratively Determined Incentive Program | MAPLE SHADE | 8052 | 13 | 8 | Residential | Behind the Meter | Yes | Net Metered Residential | PosiGen Developer, LLC |  | PSE&G | Accepted | 2024-01-26 | 2024-02-21 | 2025-02-21 | Inverters | SOLAREDGE | SE6000H-US | 6000 |  | 1 |  |  | 0.99 |  | Outside | within ten feet of meter
NJADRE1555707246 | Administratively Determined Incentive Program | MAPLE SHADE | 8052 | 13 | 8 | Residential | Behind the Meter | Yes | Net Metered Residential | PosiGen Developer, LLC |  | PSE&G | Accepted | 2024-01-26 | 2024-02-21 | 2025-02-21 | Solar Panels | SILFAB | SIL-400 HC+ |  | 0.4 | 12 | 352 | 34 |  | Fixed | Roof
NJADRE1555707246 | Administratively Determined Incentive Program | MAPLE SHADE | 8052 | 13 | 8 | Residential | Behind the Meter | Yes | Net Metered Residential | PosiGen Developer, LLC |  | PSE&G | Accepted | 2024-01-26 | 2024-02-21 | 2025-02-21 | Solar Panels | SILFAB | SIL-400 HC+ |  | 0.4 | 8 | 172 | 34 |  | Fixed | Roof
NJADRE1555707253 | Administratively Determined Incentive Program | CARTERET | 7008 | 11 | 8 | Residential | Behind the Meter | Yes | Net Metered Residential | Pro Custom Solar dba Momentum Solar |  | PSE&G | Accepted | 2024-01-26 | 2024-02-16 | 2025-02-16 | Solar Panels | Q. PEAK DUO BLK ML-G10+400 | HANWHA |  | 0.4 | 9 | 280 | 17 |  | Fixed | Roof
NJADRE1555707253 | Administratively Determined Incentive Program | CARTERET | 7008 | 11 | 8 | Residential | Behind the Meter | Yes | Net Metered Residential | Pro Custom Solar dba Momentum Solar |  | PSE&G | Accepted | 2024-01-26 | 2024-02-16 | 2025-02-16 | Solar Panels | Q. PEAK DUO BLK ML-G10+400 | HANWHA |  | 0.4 | 6 | 100 | 36 |  | Single Axis | Roof
NJADRE1555707253 | Administratively Determined Incentive Program | CARTERET | 7008 | 11 | 8 | Residential | Behind the Meter | Yes | Net Metered Residential | Pro Custom Solar dba Momentum Solar |  | PSE&G | Accepted | 2024-01-26 | 2024-02-16 | 2025-02-16 | Solar Panels | Q. PEAK DUO BLK ML-G10+400 | HANWHA |  | 0.4 | 2 | 100 | 28 |  | Fixed | Roof
NJADRE1555707253 | Administratively Determined Incentive Program | CARTERET | 7008 | 11 | 8 | Residential | Behind the Meter | Yes | Net Metered Residential | Pro Custom Solar dba Momentum Solar |  | PSE&G | Accepted | 2024-01-26 | 2024-02-16 | 2025-02-16 | Solar Panels | Q. PEAK DUO BLK ML-G10+400 | HANWHA |  | 0.4 | 3 | 100 | 14 |  | Fixed | Roof
NJADRE1555707253 | Administratively Determined Incentive Program | CARTERET | 7008 | 11 | 8 | Residential | Behind the Meter | Yes | Net Metered Residential | Pro Custom Solar dba Momentum Solar |  | PSE&G | Accepted | 2024-01-26 | 2024-02-16 | 2025-02-16 | Inverters | IQ8PLUS-72-2-US | ENPHASE | 290 |  | 20 |  |  | 0.97 |  | Outdoor
NJADRE1555707259 | Administratively Determined Incentive Program | New Egypt | 8533 | 18 | 16.8 | Residential | Behind the Meter | Yes | Net Metered Residential | Power Energy Solutions |  | JCP&L | Accepted | 2024-01-26 | 2024-02-19 | 2025-02-19 | Inverters | SolarEdge | SE6000H-US | 6 |  | 1 |  |  | 0.97 |  | Outside
NJADRE1555707259 | Administratively Determined Incentive Program | New Egypt | 8533 | 18 | 16.8 | Residential | Behind the Meter | Yes | Net Metered Residential | Power Energy Solutions |  | JCP&L | Accepted | 2024-01-26 | 2024-02-19 | 2025-02-19 | Solar Panels | Canadian Solar | CS6R-400MS-HL HIKU6 Black Mono |  | 0.4 | 13 | 83 | 28 |  | Fixed | Roof
NJADRE1555707259 | Administratively Determined Incentive Program | New Egypt | 8533 | 18 | 16.8 | Residential | Behind the Meter | Yes | Net Metered Residential | Power Energy Solutions |  | JCP&L | Accepted | 2024-01-26 | 2024-02-19 | 2025-02-19 | Solar Panels | Canadian Solar | CS6R-400MS-HL HIKU6 Black Mono |  | 0.4 | 14 | 263 | 28 |  | Fixed | Roof
NJADRE1555707259 | Administratively Determined Incentive Program | New Egypt | 8533 | 18 | 16.8 | Residential | Behind the Meter | Yes | Net Metered Residential | Power Energy Solutions |  | JCP&L | Accepted | 2024-01-26 | 2024-02-19 | 2025-02-19 | Solar Panels | Canadian Solar | CS6R-400MS-HL HIKU6 Black Mono |  | 0.4 | 10 | 262 | 29 |  | Fixed | Roof
NJADRE1555707259 | Administratively Determined Incentive Program | New Egypt | 8533 | 18 | 16.8 | Residential | Behind the Meter | Yes | Net Metered Residential | Power Energy Solutions |  | JCP&L | Accepted | 2024-01-26 | 2024-02-19 | 2025-02-19 | Solar Panels | Canadian Solar | CS6R-400MS-HL HIKU6 Black Mono |  | 0.4 | 5 | 82 | 29 |  | Fixed | Roof
NJADRE1555707260 | Administratively Determined Incentive Program | WOODBRIDGE TOWNSHIP | 7001 | 11 | 4.4 | Residential | Behind the Meter | Yes | Net Metered Residential | Sunrun Installation Services, Inc. |  | PSE&G | Accepted | 2024-01-26 | 2024-03-01 | 2025-03-01 | Solar Panels | HANWHA Q-CELLS | Q.PEAK DUO BLK ML-G10+/T 400 |  | 0.4 | 8 | 123 | 14 |  | Fixed | Roof
NJADRE1555707260 | Administratively Determined Incentive Program | WOODBRIDGE TOWNSHIP | 7001 | 11 | 4.4 | Residential | Behind the Meter | Yes | Net Metered Residential | Sunrun Installation Services, Inc. |  | PSE&G | Accepted | 2024-01-26 | 2024-03-01 | 2025-03-01 | Solar Panels | HANWHA Q-CELLS | Q.PEAK DUO BLK ML-G10+/T 400 |  | 0.4 | 3 | 123 | 8 |  | Fixed | Roof
NJADRE1555707260 | Administratively Determined Incentive Program | WOODBRIDGE TOWNSHIP | 7001 | 11 | 4.4 | Residential | Behind the Meter | Yes | Net Metered Residential | Sunrun Installation Services, Inc. |  | PSE&G | Accepted | 2024-01-26 | 2024-03-01 | 2025-03-01 | Inverters | SOLAREDGE TECHNOLOGIES | SE3800H-USMN | 3800 |  | 1 |  |  | 0.99 |  | Outdoor | Next To Meter
NJADRE1555707262 | Administratively Determined Incentive Program | SOMERDALE | 8083 | 14 | 13.12 | Residential | Behind the Meter | Yes | Net Metered Residential | Define Solar LLC, |  | PSE&G | Accepted | 2024-01-26 | 2024-02-22 | 2025-02-22 | Inverters | Enphase | IQ8PLUS-72-2-US | 290 |  | 5 |  |  | 0.976 |  | Outside | Under each pv panel
NJADRE1555707262 | Administratively Determined Incentive Program | SOMERDALE | 8083 | 14 | 13.12 | Residential | Behind the Meter | Yes | Net Metered Residential | Define Solar LLC, |  | PSE&G | Accepted | 2024-01-26 | 2024-02-22 | 2025-02-22 | Inverters | Enphase | IQ8PLUS-72-2-US | 290 |  | 4 |  |  | 0.976 |  | Outside | Under each pv panel
NJADRE1555707262 | Administratively Determined Incentive Program | SOMERDALE | 8083 | 14 | 13.12 | Residential | Behind the Meter | Yes | Net Metered Residential | Define Solar LLC, |  | PSE&G | Accepted | 2024-01-26 | 2024-02-22 | 2025-02-22 | Inverters | Enphase | IQ8PLUS-72-2-US | 290 |  | 3 |  |  | 0.976 |  | Outside | Under each pv panel
NJADRE1555707262 | Administratively Determined Incentive Program | SOMERDALE | 8083 | 14 | 13.12 | Residential | Behind the Meter | Yes | Net Metered Residential | Define Solar LLC, |  | PSE&G | Accepted | 2024-01-26 | 2024-02-22 | 2025-02-22 | Inverters | Enphase | IQ8PLUS-72-2-US | 290 |  | 6 |  |  | 0.976 |  | Outside | Under each pv panel
NJADRE1555707262 | Administratively Determined Incentive Program | SOMERDALE | 8083 | 14 | 13.12 | Residential | Behind the Meter | Yes | Net Metered Residential | Define Solar LLC, |  | PSE&G | Accepted | 2024-01-26 | 2024-02-22 | 2025-02-22 | Inverters | Enphase | IQ8PLUS-72-2-US | 290 |  | 6 |  |  | 0.976 |  | Outside | Under each pv panel
NJADRE1555707262 | Administratively Determined Incentive Program | SOMERDALE | 8083 | 14 | 13.12 | Residential | Behind the Meter | Yes | Net Metered Residential | Define Solar LLC, |  | PSE&G | Accepted | 2024-01-26 | 2024-02-22 | 2025-02-22 | Inverters | Enphase | IQ8PLUS-72-2-US | 290 |  | 6 |  |  | 0.976 |  | Outside | Under each pv panel
NJADRE1555707262 | Administratively Determined Incentive Program | SOMERDALE | 8083 | 14 | 13.12 | Residential | Behind the Meter | Yes | Net Metered Residential | Define Solar LLC, |  | PSE&G | Accepted | 2024-01-26 | 2024-02-22 | 2025-02-22 | Inverters | Enphase | IQ8PLUS-72-2-US | 290 |  | 2 |  |  | 0.976 |  | Outside | Under each pv panel
NJADRE1555707262 | Administratively Determined Incentive Program | SOMERDALE | 8083 | 14 | 13.12 | Residential | Behind the Meter | Yes | Net Metered Residential | Define Solar LLC, |  | PSE&G | Accepted | 2024-01-26 | 2024-02-22 | 2025-02-22 | Solar Panels | Znshine | ZXM7-SH108 410W |  | 0.41 | 5 | 194 | 24 |  | Fixed | Roof
NJADRE1555707262 | Administratively Determined Incentive Program | SOMERDALE | 8083 | 14 | 13.12 | Residential | Behind the Meter | Yes | Net Metered Residential | Define Solar LLC, |  | PSE&G | Accepted | 2024-01-26 | 2024-02-22 | 2025-02-22 | Solar Panels | Znshine | ZXM7-SH108 410W |  | 0.41 | 4 | 194 | 25 |  | Fixed | Roof
NJADRE1555707262 | Administratively Determined Incentive Program | SOMERDALE | 8083 | 14 | 13.12 | Residential | Behind the Meter | Yes | Net Metered Residential | Define Solar LLC, |  | PSE&G | Accepted | 2024-01-26 | 2024-02-22 | 2025-02-22 | Solar Panels | Znshine | ZXM7-SH108 410W |  | 0.41 | 3 | 284 | 24 |  | Fixed | Roof
NJADRE1555707262 | Administratively Determined Incentive Program | SOMERDALE | 8083 | 14 | 13.12 | Residential | Behind the Meter | Yes | Net Metered Residential | Define Solar LLC, |  | PSE&G | Accepted | 2024-01-26 | 2024-02-22 | 2025-02-22 | Solar Panels | Znshine | ZXM7-SH108 410W |  | 0.41 | 6 | 104 | 14 |  | Fixed | Roof
NJADRE1555707262 | Administratively Determined Incentive Program | SOMERDALE | 8083 | 14 | 13.12 | Residential | Behind the Meter | Yes | Net Metered Residential | Define Solar LLC, |  | PSE&G | Accepted | 2024-01-26 | 2024-02-22 | 2025-02-22 | Solar Panels | Znshine | ZXM7-SH108 410W |  | 0.41 | 6 | 104 | 23 |  | Fixed | Roof
NJADRE1555707262 | Administratively Determined Incentive Program | SOMERDALE | 8083 | 14 | 13.12 | Residential | Behind the Meter | Yes | Net Metered Residential | Define Solar LLC, |  | PSE&G | Accepted | 2024-01-26 | 2024-02-22 | 2025-02-22 | Solar Panels | Znshine | ZXM7-SH108 410W |  | 0.41 | 6 | 284 | 23 |  | Fixed | Roof
NJADRE1555707262 | Administratively Determined Incentive Program | SOMERDALE | 8083 | 14 | 13.12 | Residential | Behind the Meter | Yes | Net Metered Residential | Define Solar LLC, |  | PSE&G | Accepted | 2024-01-26 | 2024-02-22 | 2025-02-22 | Solar Panels | Znshine | ZXM7-SH108 410W |  | 0.41 | 2 | 104 | 23 |  | Fixed | Roof
NJADRE1555707262 | Administratively Determined Incentive Program | SOMERDALE | 8083 | 14 | 13.12 | Residential | Behind the Meter | Yes | Net Metered Residential | Define Solar LLC, |  | PSE&G | Accepted | 2024-01-26 | 2024-02-22 | 2025-02-22 | Meters | Enphase | X2-IQ-AM1-240-4 |  |  | 1 |  |  |  | Yes | Outdoor
NJADRE1555707267 | Administratively Determined Incentive Program | NORTHFIELD | 8225 | 19 | 10.53 | Residential | Behind the Meter | Yes | Net Metered Residential | Trinity Solar |  | AC Electric | Accepted | 2024-01-26 | 2024-02-16 | 2025-02-16 | Inverters | Solar Edge | SE10000H-US | 10 |  | 1 |  |  | 0.97 |  | Outside
NJADRE1555707267 | Administratively Determined Incentive Program | NORTHFIELD | 8225 | 19 | 10.53 | Residential | Behind the Meter | Yes | Net Metered Residential | Trinity Solar |  | AC Electric | Accepted | 2024-01-26 | 2024-02-16 | 2025-02-16 | Solar Panels | HANWHA | Q.PEAK DUO BLK ML-G10+405 |  | 0.405 | 23 | 23 | 38 |  | Fixed | Roof
NJADRE1555707267 | Administratively Determined Incentive Program | NORTHFIELD | 8225 | 19 | 10.53 | Residential | Behind the Meter | Yes | Net Metered Residential | Trinity Solar |  | AC Electric | Accepted | 2024-01-26 | 2024-02-16 | 2025-02-16 | Solar Panels | HANWHA | Q.PEAK DUO BLK ML-G10+ 405 |  | 0.405 | 3 | 224 | 30 |  | Fixed | Roof
NJADRE1555707288 | Administratively Determined Incentive Program | CLARKSBORO | 8020 | 15 | 11.17 | Residential | Behind the Meter | Yes | Net Metered Residential | All Season Solar |  | AC Electric | Accepted | 2024-01-26 | 2024-02-16 | 2025-02-16 | Inverters | Enphase | IQ8 Plus | 290 |  | 29 |  |  | 0.97 |  | Outside
NJADRE1555707288 | Administratively Determined Incentive Program | CLARKSBORO | 8020 | 15 | 11.17 | Residential | Behind the Meter | Yes | Net Metered Residential | All Season Solar |  | AC Electric | Accepted | 2024-01-26 | 2024-02-16 | 2025-02-16 | Solar Panels | JA Solar | JAM54S31 |  | 0.385 | 11 | 128 | 43 |  | Fixed | Roof
NJADRE1555707288 | Administratively Determined Incentive Program | CLARKSBORO | 8020 | 15 | 11.17 | Residential | Behind the Meter | Yes | Net Metered Residential | All Season Solar |  | AC Electric | Accepted | 2024-01-26 | 2024-02-16 | 2025-02-16 | Solar Panels | JA Solar | JAM54S31 |  | 0.385 | 2 | 218 | 48 |  | Fixed | Roof
NJADRE1555707288 | Administratively Determined Incentive Program | CLARKSBORO | 8020 | 15 | 11.17 | Residential | Behind the Meter | Yes | Net Metered Residential | All Season Solar |  | AC Electric | Accepted | 2024-01-26 | 2024-02-16 | 2025-02-16 | Solar Panels | JA Solar | JAM54S31 |  | 0.385 | 8 | 218 | 20 |  | Fixed | Roof
NJADRE1555707288 | Administratively Determined Incentive Program | CLARKSBORO | 8020 | 15 | 11.17 | Residential | Behind the Meter | Yes | Net Metered Residential | All Season Solar |  | AC Electric | Accepted | 2024-01-26 | 2024-02-16 | 2025-02-16 | Solar Panels | JA Solar | JAM54S31 |  | 0.385 | 8 | 20 | 38 |  | Fixed | Roof
NJADRE1555707289 | Administratively Determined Incentive Program | Carteret | 7008 | 11 | 9.2 | Residential | Behind the Meter | Yes | Net Metered Residential | Power Energy Solutions |  | PSE&G | Accepted | 2024-01-26 | 2024-02-19 | 2025-02-19 | Inverters | SolarEdge | SE6000H-US | 6 |  | 1 |  |  | 0.97 |  | Outside
NJADRE1555707289 | Administratively Determined Incentive Program | Carteret | 7008 | 11 | 9.2 | Residential | Behind the Meter | Yes | Net Metered Residential | Power Energy Solutions |  | PSE&G | Accepted | 2024-01-26 | 2024-02-19 | 2025-02-19 | Solar Panels | Canadian Solar | CS6R-400MS-HL HIKU6 Black Mono |  | 0.4 | 14 | 182 | 21 |  | Fixed | Roof
NJADRE1555707289 | Administratively Determined Incentive Program | Carteret | 7008 | 11 | 9.2 | Residential | Behind the Meter | Yes | Net Metered Residential | Power Energy Solutions |  | PSE&G | Accepted | 2024-01-26 | 2024-02-19 | 2025-02-19 | Solar Panels | Canadian Solar | CS6R-400MS-HL HIKU6 Black Mono |  | 0.4 | 9 | 92 | 9 |  | Fixed | Roof
NJADRE1555707303 | Administratively Determined Incentive Program | HIGH BRIDGE | 8829 | 4 | 13.37 | Residential | Behind the Meter | No | Net Metered Residential | EMT Renewables |  | JCP&L | Accepted | 2024-01-26 | 2024-02-19 | 2025-02-19 | Inverters | ENPHASE | IQ8+ | 290 |  | 33 |  |  | 0.98 |  | Other | UNDER EACH PANEL
NJADRE1555707303 | Administratively Determined Incentive Program | HIGH BRIDGE | 8829 | 4 | 13.37 | Residential | Behind the Meter | No | Net Metered Residential | EMT Renewables |  | JCP&L | Accepted | 2024-01-26 | 2024-02-19 | 2025-02-19 | Solar Panels | Q CELLS | Q PEAK DUO BLK |  | 0.405 | 33 | 196 | 23 |  | Fixed | Roof
NJADRE1555707313 | Administratively Determined Incentive Program | WESTVILLE | 8093 | 15 | 6.4 | Residential | Behind the Meter | Yes | Net Metered Residential | Power Energy Solutions |  | PSE&G | Accepted | 2024-01-26 | 2024-02-19 | 2025-02-19 | Inverters | SolarEdge | SE5000H-US | 5 |  | 1 |  |  | 0.97 |  | Outside
NJADRE1555707313 | Administratively Determined Incentive Program | WESTVILLE | 8093 | 15 | 6.4 | Residential | Behind the Meter | Yes | Net Metered Residential | Power Energy Solutions |  | PSE&G | Accepted | 2024-01-26 | 2024-02-19 | 2025-02-19 | Solar Panels | Canadian Solar | CS6R-400MS-HL HIKU6 Black Mono |  | 0.4 | 7 | 220 | 41 |  | Fixed | Roof
NJADRE1555707313 | Administratively Determined Incentive Program | WESTVILLE | 8093 | 15 | 6.4 | Residential | Behind the Meter | Yes | Net Metered Residential | Power Energy Solutions |  | PSE&G | Accepted | 2024-01-26 | 2024-02-19 | 2025-02-19 | Solar Panels | Canadian Solar | CS6R-400MS-HL HIKU6 Black Mono |  | 0.4 | 9 | 40 | 41 |  | Fixed | Roof
NJADRE1555707322 | Administratively Determined Incentive Program | SOUTH BRUNSWICK TOWNSHIP | 8852 | 11 | 10.53 | Residential | Behind the Meter | No | Net Metered Residential | Tesla Inc. |  | PSE&G | Accepted | 2024-01-26 | 2024-02-22 | 2025-02-22 | Solar Panels | Hanwha | Q.PEAK DUO BLK ML-G10+/TS 405 |  | 0.405 | 14 | 233 | 30 |  | Fixed | Roof
NJADRE1555707322 | Administratively Determined Incentive Program | SOUTH BRUNSWICK TOWNSHIP | 8852 | 11 | 10.53 | Residential | Behind the Meter | No | Net Metered Residential | Tesla Inc. |  | PSE&G | Accepted | 2024-01-26 | 2024-02-22 | 2025-02-22 | Solar Panels | Hanwha | Q.PEAK DUO BLK ML-G10+/TS 405 |  | 0.405 | 6 | 53 | 30 |  | Fixed | Roof
NJADRE1555707322 | Administratively Determined Incentive Program | SOUTH BRUNSWICK TOWNSHIP | 8852 | 11 | 10.53 | Residential | Behind the Meter | No | Net Metered Residential | Tesla Inc. |  | PSE&G | Accepted | 2024-01-26 | 2024-02-22 | 2025-02-22 | Solar Panels | Hanwha | Q.PEAK DUO BLK ML-G10+/TS 405 |  | 0.405 | 6 | 143 | 30 |  | Fixed | Roof
NJADRE1555707322 | Administratively Determined Incentive Program | SOUTH BRUNSWICK TOWNSHIP | 8852 | 11 | 10.53 | Residential | Behind the Meter | No | Net Metered Residential | Tesla Inc. |  | PSE&G | Accepted | 2024-01-26 | 2024-02-22 | 2025-02-22 | Inverters | Tesla | 1538000-45-A | 7600 |  | 1 |  |  | 0.98 |  | Outdoor
NJADRE1555707327 | Administratively Determined Incentive Program | WOODBURY | 80896 |  | 8 | Residential | Behind the Meter | Yes | Net Metered Residential | PosiGen Developer, LLC |  | PSE&G | Accepted | 2024-01-26 | 2024-02-22 | 2025-02-22 | Inverters | SOLAREDGE | SE6000H-US | 6000 |  | 1 |  |  | 0.99 |  | Outside | within ten feet of meter
NJADRE1555707327 | Administratively Determined Incentive Program | WOODBURY | 80896 |  | 8 | Residential | Behind the Meter | Yes | Net Metered Residential | PosiGen Developer, LLC |  | PSE&G | Accepted | 2024-01-26 | 2024-02-22 | 2025-02-22 | Solar Panels | SILFAB | SIL-400 HC+ |  | 0.4 | 20 | 194 | 37 |  | Fixed | Roof
NJADRE1555707329 | Administratively Determined Incentive Program | NORTH BRUNSWICK TOWNSHIP | 8902 | 11 | 11.55 | Residential | Behind the Meter | Yes | Net Metered Residential | Freedom Forever New Jersey LLC |  | PSE&G | Accepted | 2024-01-26 | 2024-02-20 | 2025-02-20 | Inverters | Solar Edge | SE10000H-USRGM [SI1] | 10000 |  | 1 |  |  | 0.99 |  | Outdoor
NJADRE1555707329 | Administratively Determined Incentive Program | NORTH BRUNSWICK TOWNSHIP | 8902 | 11 | 11.55 | Residential | Behind the Meter | Yes | Net Metered Residential | Freedom Forever New Jersey LLC |  | PSE&G | Accepted | 2024-01-26 | 2024-02-20 | 2025-02-20 | Solar Panels | JINKO SOLAR | JKM385M-6RL3-B |  | 0.385 | 6 | 107 | 12 |  | Fixed | Roof
NJADRE1555707329 | Administratively Determined Incentive Program | NORTH BRUNSWICK TOWNSHIP | 8902 | 11 | 11.55 | Residential | Behind the Meter | Yes | Net Metered Residential | Freedom Forever New Jersey LLC |  | PSE&G | Accepted | 2024-01-26 | 2024-02-20 | 2025-02-20 | Solar Panels | JINKO SOLAR | JKM385M-6RL3-B |  | 0.385 | 10 | 197 | 11 |  | Fixed | Roof
NJADRE1555707329 | Administratively Determined Incentive Program | NORTH BRUNSWICK TOWNSHIP | 8902 | 11 | 11.55 | Residential | Behind the Meter | Yes | Net Metered Residential | Freedom Forever New Jersey LLC |  | PSE&G | Accepted | 2024-01-26 | 2024-02-20 | 2025-02-20 | Solar Panels | JINKO SOLAR | JKM385M-6RL3-B |  | 0.385 | 14 | 17 | 30 |  | Fixed | Roof
NJADRE1555707338 | Administratively Determined Incentive Program | WOODBURY | 8096 | 15 | 4.8 | Residential | Behind the Meter | Yes | Net Metered Residential | Sunrun Installation Services, Inc. |  | PSE&G | Accepted | 2024-01-26 | 2024-03-01 | 2025-03-01 | Inverters | SOLAREDGE TECHNOLOGIES | SE3800H-USMN | 3800 |  | 1 |  |  | 0.99 |  | Outdoor | Next To Meter
NJADRE1555707338 | Administratively Determined Incentive Program | WOODBURY | 8096 | 15 | 4.8 | Residential | Behind the Meter | Yes | Net Metered Residential | Sunrun Installation Services, Inc. |  | PSE&G | Accepted | 2024-01-26 | 2024-03-01 | 2025-03-01 | Solar Panels | HANWHA Q-CELLS | Q.PEAK DUO BLK ML-G10+/T 400 |  | 0.4 | 9 | 112 | 27 |  | Fixed | Roof
NJADRE1555707338 | Administratively Determined Incentive Program | WOODBURY | 8096 | 15 | 4.8 | Residential | Behind the Meter | Yes | Net Metered Residential | Sunrun Installation Services, Inc. |  | PSE&G | Accepted | 2024-01-26 | 2024-03-01 | 2025-03-01 | Solar Panels | HANWHA Q-CELLS | Q.PEAK DUO BLK ML-G10+/T 400 |  | 0.4 | 3 | 292 | 27 |  | Fixed | Roof
NJADRE1555707356 | Administratively Determined Incentive Program | IRVINGTON | 7111 | 9 | 4.8 | Residential | Behind the Meter | Yes | Net Metered Residential | PosiGen Developer, LLC |  | PSE&G | Accepted | 2024-01-26 | 2024-02-20 | 2025-02-20 | Inverters | SOLAREDGE | SE3800H-US | 3800 |  | 1 |  |  | 0.99 |  | Outside | within ten feet of meter
NJADRE1555707356 | Administratively Determined Incentive Program | IRVINGTON | 7111 | 9 | 4.8 | Residential | Behind the Meter | Yes | Net Metered Residential | PosiGen Developer, LLC |  | PSE&G | Accepted | 2024-01-26 | 2024-02-20 | 2025-02-20 | Solar Panels | SILFAB | SIL-400 HC+ |  | 0.4 | 12 | 220 | 34 |  | Fixed | Roof
NJADRE1555707366 | Administratively Determined Incentive Program | SADDLE RIVER | 7458 | 7 | 10.13 | Residential | Behind the Meter | No | Net Metered Residential | Freedom Forever New Jersey LLC |  | Orange Rockland Electric | Accepted | 2024-01-26 | 2024-02-16 | 2025-02-16 | Inverters | Solar Edge | SE7600H-USRGM [SI1 | 7600 |  | 1 |  |  | 0.99 |  | Outdoor
NJADRE1555707366 | Administratively Determined Incentive Program | SADDLE RIVER | 7458 | 7 | 10.13 | Residential | Behind the Meter | No | Net Metered Residential | Freedom Forever New Jersey LLC |  | Orange Rockland Electric | Accepted | 2024-01-26 | 2024-02-16 | 2025-02-16 | Solar Panels | Rec Solar | REC405AA PURE |  | 0.405 | 12 | 269 | 45 |  | Fixed | Roof
NJADRE1555707366 | Administratively Determined Incentive Program | SADDLE RIVER | 7458 | 7 | 10.13 | Residential | Behind the Meter | No | Net Metered Residential | Freedom Forever New Jersey LLC |  | Orange Rockland Electric | Accepted | 2024-01-26 | 2024-02-16 | 2025-02-16 | Solar Panels | Rec Solar | REC405AA PURE |  | 0.405 | 4 | 89 | 45 |  | Fixed | Roof
NJADRE1555707366 | Administratively Determined Incentive Program | SADDLE RIVER | 7458 | 7 | 10.13 | Residential | Behind the Meter | No | Net Metered Residential | Freedom Forever New Jersey LLC |  | Orange Rockland Electric | Accepted | 2024-01-26 | 2024-02-16 | 2025-02-16 | Solar Panels | Rec Solar | REC405AA PURE |  | 0.405 | 2 | 179 | 45 |  | Fixed | Roof
NJADRE1555707366 | Administratively Determined Incentive Program | SADDLE RIVER | 7458 | 7 | 10.13 | Residential | Behind the Meter | No | Net Metered Residential | Freedom Forever New Jersey LLC |  | Orange Rockland Electric | Accepted | 2024-01-26 | 2024-02-16 | 2025-02-16 | Solar Panels | Rec Solar | REC405AA PURE |  | 0.405 | 3 | 179 | 27 |  | Fixed | Roof
NJADRE1555707366 | Administratively Determined Incentive Program | SADDLE RIVER | 7458 | 7 | 10.13 | Residential | Behind the Meter | No | Net Metered Residential | Freedom Forever New Jersey LLC |  | Orange Rockland Electric | Accepted | 2024-01-26 | 2024-02-16 | 2025-02-16 | Solar Panels | Rec Solar | REC405AA PURE |  | 0.405 | 4 | 359 | 27 |  | Fixed | Roof
NJADRE1555707381 | Administratively Determined Incentive Program | NEWARK | 7112 | 9 | 4.8 | Residential | Behind the Meter | Yes | Net Metered Residential | PosiGen Developer, LLC |  | PSE&G | Accepted | 2024-01-26 | 2024-02-22 | 2025-02-22 | Inverters | SOLAREDGE | SE3800H-US | 3800 |  | 1 |  |  | 0.99 |  | Outside | within ten feet of meter
NJADRE1555707381 | Administratively Determined Incentive Program | NEWARK | 7112 | 9 | 4.8 | Residential | Behind the Meter | Yes | Net Metered Residential | PosiGen Developer, LLC |  | PSE&G | Accepted | 2024-01-26 | 2024-02-22 | 2025-02-22 | Solar Panels | SILFAB | SIL-400 HC+ |  | 0.4 | 2 | 216 | 23 |  | Fixed | Roof
NJADRE1555707381 | Administratively Determined Incentive Program | NEWARK | 7112 | 9 | 4.8 | Residential | Behind the Meter | Yes | Net Metered Residential | PosiGen Developer, LLC |  | PSE&G | Accepted | 2024-01-26 | 2024-02-22 | 2025-02-22 | Solar Panels | SILFAB | SIL-400 HC+ |  | 0.4 | 10 | 216 | 18 |  | Fixed | Roof
NJADRE1555707389 | Administratively Determined Incentive Program | MATAWAN | 7747 | 17 | 13.09 | Residential | Behind the Meter | Yes | Net Metered Residential | Freedom Forever New Jersey LLC |  | JCP&L | Accepted | 2024-01-26 | 2024-02-20 | 2025-02-20 | Inverters | Solar Edge | SE11400H-USRGM [SI1 | 11400 |  | 1 |  |  | 0.99 |  | Outside
NJADRE1555707389 | Administratively Determined Incentive Program | MATAWAN | 7747 | 17 | 13.09 | Residential | Behind the Meter | Yes | Net Metered Residential | Freedom Forever New Jersey LLC |  | JCP&L | Accepted | 2024-01-26 | 2024-02-20 | 2025-02-20 | Solar Panels | JINKO SOLAR | JKM385M-6RL3-B |  | 0.385 | 6 | 256 | 31 |  | Fixed | Roof
NJADRE1555707389 | Administratively Determined Incentive Program | MATAWAN | 7747 | 17 | 13.09 | Residential | Behind the Meter | Yes | Net Metered Residential | Freedom Forever New Jersey LLC |  | JCP&L | Accepted | 2024-01-26 | 2024-02-20 | 2025-02-20 | Solar Panels | JINKO SOLAR | JKM385M-6RL3-B |  | 0.385 | 21 | 76 | 31 |  | Fixed | Roof
NJADRE1555707389 | Administratively Determined Incentive Program | MATAWAN | 7747 | 17 | 13.09 | Residential | Behind the Meter | Yes | Net Metered Residential | Freedom Forever New Jersey LLC |  | JCP&L | Accepted | 2024-01-26 | 2024-02-20 | 2025-02-20 | Solar Panels | JINKO SOLAR | JKM385M-6RL3-B |  | 0.385 | 7 | 256 | 37 |  | Fixed | Roof
NJADRE1555707395 | Administratively Determined Incentive Program | Sewell | 8080 | 15 | 6.4 | Residential | Behind the Meter | Yes | Net Metered Residential | PosiGen Developer, LLC |  | AC Electric | Accepted | 2024-01-26 | 2024-02-21 | 2025-02-21 | Inverters | SOLAREDGE | SE6000H-US | 6000 |  | 1 |  |  | 0.99 |  | Outside | within ten feet of meter
NJADRE1555707395 | Administratively Determined Incentive Program | Sewell | 8080 | 15 | 6.4 | Residential | Behind the Meter | Yes | Net Metered Residential | PosiGen Developer, LLC |  | AC Electric | Accepted | 2024-01-26 | 2024-02-21 | 2025-02-21 | Solar Panels | SILFAB SOLAR | SIL-400 HC+ |  | 0.4 | 10 | 165 | 30 |  | Fixed | Roof
NJADRE1555707395 | Administratively Determined Incentive Program | Sewell | 8080 | 15 | 6.4 | Residential | Behind the Meter | Yes | Net Metered Residential | PosiGen Developer, LLC |  | AC Electric | Accepted | 2024-01-26 | 2024-02-21 | 2025-02-21 | Solar Panels | SILFAB SOLAR | SIL-400 HC+ |  | 0.4 | 6 | 165 | 30 |  | Fixed | Roof
NJADRE1555707399 | Administratively Determined Incentive Program | EGG HARBOR TOWNSHIP | 8234 | 19 | 8 | Residential | Behind the Meter | Yes | Net Metered Residential | PosiGen Developer, LLC |  | AC Electric | Accepted | 2024-01-26 | 2024-02-20 | 2025-02-20 | Inverters | S | SE6000H-US | 6000 |  | 1 |  |  | 0.99 |  | Outside | WITHIN TEN FEET OF METER
NJADRE1555707399 | Administratively Determined Incentive Program | EGG HARBOR TOWNSHIP | 8234 | 19 | 8 | Residential | Behind the Meter | Yes | Net Metered Residential | PosiGen Developer, LLC |  | AC Electric | Accepted | 2024-01-26 | 2024-02-20 | 2025-02-20 | Solar Panels | SILFAB | SIL400HC+ |  | 0.4 | 20 | 216 | 18 |  | Fixed | Roof
NJADRE1555707400 | Administratively Determined Incentive Program | LINDENWOLD | 8021 | 14 | 5.74 | Residential | Behind the Meter | Yes | Net Metered Residential | Posigen Developer. LLC |  | AC Electric | Accepted | 2024-01-26 | 2024-02-20 | 2025-02-20 | Inverters | SolarEdge | SE6000H-US | 6000 |  | 1 |  |  | 0.99 |  | Outdoor | within ten feet of meter
NJADRE1555707400 | Administratively Determined Incentive Program | LINDENWOLD | 8021 | 14 | 5.74 | Residential | Behind the Meter | Yes | Net Metered Residential | Posigen Developer. LLC |  | AC Electric | Accepted | 2024-01-26 | 2024-02-20 | 2025-02-20 | Solar Panels | Canadian Solar | CS3N-410MS |  | 0.41 | 14 | 183 | 24 |  | Fixed | Roof
NJADRE1555707401 | Administratively Determined Incentive Program | EVESHAM | 8053 | 13 | 4.62 | Residential | Behind the Meter | Yes | Net Metered Residential | Freedom Forever New Jersey LLC |  | PSE&G | Accepted | 2024-01-26 | 2024-02-20 | 2025-02-20 | Inverters | Solar Edge | SE3800H-USRGM [SI1] | 3800 |  | 1 |  |  | 0.99 |  | Outdoor
NJADRE1555707401 | Administratively Determined Incentive Program | EVESHAM | 8053 | 13 | 4.62 | Residential | Behind the Meter | Yes | Net Metered Residential | Freedom Forever New Jersey LLC |  | PSE&G | Accepted | 2024-01-26 | 2024-02-20 | 2025-02-20 | Solar Panels | JINKO SOLAR | JKM385M-6RL3-B |  | 0.385 | 8 | 198 | 20 |  | Fixed | Roof
NJADRE1555707401 | Administratively Determined Incentive Program | EVESHAM | 8053 | 13 | 4.62 | Residential | Behind the Meter | Yes | Net Metered Residential | Freedom Forever New Jersey LLC |  | PSE&G | Accepted | 2024-01-26 | 2024-02-20 | 2025-02-20 | Solar Panels | JINKO SOLAR | JKM385M-6RL3-B |  | 0.385 | 4 | 18 | 20 |  | Fixed | Roof
NJADRE1555707404 | Administratively Determined Incentive Program | South Orange | 7079 | 9 | 4.4 | Residential | Behind the Meter | Yes | Net Metered Residential | Sunrun Installation Services, Inc. |  | PSE&G | Accepted | 2024-01-26 | 2024-02-16 | 2025-02-16 | Electric Storage Battery | Tesla | Powerwall 2 AC |  |  | 1 |  |  |  | Lithium Ion |  | Inside
NJADRE1555707404 | Administratively Determined Incentive Program | South Orange | 7079 | 9 | 4.4 | Residential | Behind the Meter | Yes | Net Metered Residential | Sunrun Installation Services, Inc. |  | PSE&G | Accepted | 2024-01-26 | 2024-02-16 | 2025-02-16 | Inverters | SolarEdge Technologies | SE3800H-USMN | 3800 |  | 1 |  |  | 0.99 |  | Indoor
NJADRE1555707404 | Administratively Determined Incentive Program | South Orange | 7079 | 9 | 4.4 | Residential | Behind the Meter | Yes | Net Metered Residential | Sunrun Installation Services, Inc. |  | PSE&G | Accepted | 2024-01-26 | 2024-02-16 | 2025-02-16 | Solar Panels | Hanwha Q Cells | Q.PEAK DUO BLK ML-G10+/t 400 |  | 0.4 | 11 | 207 | 26 |  | Fixed | Roof
NJADRE1555707406 | Administratively Determined Incentive Program | GLASSBORO | 8028 | 15 | 10.8 | Residential | Behind the Meter | Yes | Net Metered Residential | Sunrun Installation Services, Inc. |  | AC Electric | Accepted | 2024-01-26 | 2024-02-19 | 2025-02-19 | Inverters | SolarEdge Technologies | SE7600H-USSN | 7600 |  | 1 |  |  | 0.99 |  | Outdoor | Next to meter
NJADRE1555707406 | Administratively Determined Incentive Program | GLASSBORO | 8028 | 15 | 10.8 | Residential | Behind the Meter | Yes | Net Metered Residential | Sunrun Installation Services, Inc. |  | AC Electric | Accepted | 2024-01-26 | 2024-02-19 | 2025-02-19 | Solar Panels | Hanwha Q Cells | Q.PEAK DUO BLK ML-G10+/t 400 |  | 0.4 | 13 | 83 | 27 |  | Fixed | Roof
NJADRE1555707406 | Administratively Determined Incentive Program | GLASSBORO | 8028 | 15 | 10.8 | Residential | Behind the Meter | Yes | Net Metered Residential | Sunrun Installation Services, Inc. |  | AC Electric | Accepted | 2024-01-26 | 2024-02-19 | 2025-02-19 | Solar Panels | Hanwha Q Cells | Q.PEAK DUO BLK ML-G10+/t 400 |  | 0.4 | 14 | 263 | 27 |  | Fixed | Roof
NJADRE1555707414 | Administratively Determined Incentive Program | ELIZABETH | 7202 | 10 | 4.8 | Residential | Behind the Meter | Yes | Net Metered Residential | Sunrun Installation Services, Inc. |  | PSE&G | Accepted | 2024-01-26 | 2024-02-16 | 2025-02-16 | Inverters | SOLAREDGE TECHNOLOGIES | SE3800H-USMN | 3800 |  | 1 |  |  | 0.99 |  | Outdoor | Next To Meter
NJADRE1555707414 | Administratively Determined Incentive Program | ELIZABETH | 7202 | 10 | 4.8 | Residential | Behind the Meter | Yes | Net Metered Residential | Sunrun Installation Services, Inc. |  | PSE&G | Accepted | 2024-01-26 | 2024-02-16 | 2025-02-16 | Solar Panels | HANWHA Q-CELLS | Q.PEAK DUO BLK ML-G10+/T 400 |  | 0.4 | 8 | 238 | 38 |  | Fixed | Roof
NJADRE1555707414 | Administratively Determined Incentive Program | ELIZABETH | 7202 | 10 | 4.8 | Residential | Behind the Meter | Yes | Net Metered Residential | Sunrun Installation Services, Inc. |  | PSE&G | Accepted | 2024-01-26 | 2024-02-16 | 2025-02-16 | Solar Panels | HANWHA Q-CELLS | Q.PEAK DUO BLK ML-G10+/T 400 |  | 0.4 | 4 | 58 | 38 |  | Fixed | Roof
NJADRE1555707418 | Administratively Determined Incentive Program | ELIZABETH | 7208 | 10 | 4 | Residential | Behind the Meter | Yes | Net Metered Residential | Sunrun Installation Services, Inc. |  | PSE&G | Accepted | 2024-01-26 | 2024-02-16 | 2025-02-16 | Inverters | SolarEdge Technologies | SE3800H-USMN | 3800 |  | 1 |  |  | 0.99 |  | Outside
NJADRE1555707418 | Administratively Determined Incentive Program | ELIZABETH | 7208 | 10 | 4 | Residential | Behind the Meter | Yes | Net Metered Residential | Sunrun Installation Services, Inc. |  | PSE&G | Accepted | 2024-01-26 | 2024-02-16 | 2025-02-16 | Solar Panels | Hanwha Q Cells | Q.PEAK DUO BLK ML-G10+/t 400 |  | 0.4 | 2 | 80 | 16 |  | Fixed | Roof
NJADRE1555707418 | Administratively Determined Incentive Program | ELIZABETH | 7208 | 10 | 4 | Residential | Behind the Meter | Yes | Net Metered Residential | Sunrun Installation Services, Inc. |  | PSE&G | Accepted | 2024-01-26 | 2024-02-16 | 2025-02-16 | Solar Panels | Hanwha Q Cells | Q.PEAK DUO BLK ML-G10+/t 400 |  | 0.4 | 2 | 261 | 16 |  | Fixed | Roof
NJADRE1555707418 | Administratively Determined Incentive Program | ELIZABETH | 7208 | 10 | 4 | Residential | Behind the Meter | Yes | Net Metered Residential | Sunrun Installation Services, Inc. |  | PSE&G | Accepted | 2024-01-26 | 2024-02-16 | 2025-02-16 | Solar Panels | Hanwha Q Cells | Q.PEAK DUO BLK ML-G10+/t 400 |  | 0.4 | 6 | 351 | 15 |  | Fixed | Roof
NJADRE1555708957 | Administratively Determined Incentive Program | TEANECK | 7666 | 7 | 9.36 | Residential | Behind the Meter | Yes | Net Metered Residential | Sunrun Installation Services, Inc. |  | PSE&G | Accepted | 2024-01-27 | 2024-02-16 | 2025-02-16 | Inverters | SolarEdge Technologies | SE7600H-USSN | 7600 |  | 1 |  |  | 0.99 |  | Outdoor
NJADRE1555708957 | Administratively Determined Incentive Program | TEANECK | 7666 | 7 | 9.36 | Residential | Behind the Meter | Yes | Net Metered Residential | Sunrun Installation Services, Inc. |  | PSE&G | Accepted | 2024-01-27 | 2024-02-16 | 2025-02-16 | Solar Panels | Trina Solar | TSM-390DE09C.07 |  | 0.39 | 11 | 26 | 36 |  | Fixed | Roof
NJADRE1555708957 | Administratively Determined Incentive Program | TEANECK | 7666 | 7 | 9.36 | Residential | Behind the Meter | Yes | Net Metered Residential | Sunrun Installation Services, Inc. |  | PSE&G | Accepted | 2024-01-27 | 2024-02-16 | 2025-02-16 | Solar Panels | Trina Solar | TSM-390DE09C.07 |  | 0.39 | 7 | 206 | 9 |  | Fixed | Roof
NJADRE1555708957 | Administratively Determined Incentive Program | TEANECK | 7666 | 7 | 9.36 | Residential | Behind the Meter | Yes | Net Metered Residential | Sunrun Installation Services, Inc. |  | PSE&G | Accepted | 2024-01-27 | 2024-02-16 | 2025-02-16 | Solar Panels | Trina Solar | TSM-390DE09C.07 |  | 0.39 | 6 | 206 | 36 |  | Fixed | Roof
NJADRE1555708960 | Administratively Determined Incentive Program | ELIZABETH | 7206 | 10 | 5.27 | Residential | Behind the Meter | Yes | Net Metered Residential | Sunrun Installation Services, Inc. |  | PSE&G | Accepted | 2024-01-27 | 2024-02-23 | 2025-02-23 | Inverters | SolarEdge Technologies | SE3800H-USMN | 3800 |  | 1 |  |  | 0.99 |  | Outdoor
NJADRE1555708960 | Administratively Determined Incentive Program | ELIZABETH | 7206 | 10 | 5.27 | Residential | Behind the Meter | Yes | Net Metered Residential | Sunrun Installation Services, Inc. |  | PSE&G | Accepted | 2024-01-27 | 2024-02-23 | 2025-02-23 | Solar Panels | Hanwha Q Cells | Q.PEAK DUO BLK ML-G10+ 405 |  | 0.405 | 13 | 325 | 25 |  | Fixed | Roof
NJADRE1555709383 | Administratively Determined Incentive Program | CLARK | 7066 | 10 | 7.9 | Residential | Behind the Meter | No | Net Metered Residential | Fusion Solar Energy |  | PSE&G | Accepted | 2024-01-27 | 2024-03-06 | 2025-03-06 | Inverters | ENPHASE | IQ7PLUS-72-2-US | 290 |  | 20 |  |  | 0.94 |  | Outside
NJADRE1555709383 | Administratively Determined Incentive Program | CLARK | 7066 | 10 | 7.9 | Residential | Behind the Meter | No | Net Metered Residential | Fusion Solar Energy |  | PSE&G | Accepted | 2024-01-27 | 2024-03-06 | 2025-03-06 | Solar Panels | CANADIAN SOLAR | CS6R-395MS-HL |  | 0.395 | 5 | 130 | 19 |  | Fixed | Roof
NJADRE1555709383 | Administratively Determined Incentive Program | CLARK | 7066 | 10 | 7.9 | Residential | Behind the Meter | No | Net Metered Residential | Fusion Solar Energy |  | PSE&G | Accepted | 2024-01-27 | 2024-03-06 | 2025-03-06 | Solar Panels | CANADIAN SOLAR | CS6R-395MS-HL |  | 0.395 | 15 | 310 | 21 |  | Fixed | Roof
NJADRE1555709392 | Administratively Determined Incentive Program | WEST MILFORD | 7480 | 6 | 11.85 | Residential | Behind the Meter | No | Net Metered Residential | Fusion Solar Energy |  | Orange Rockland Electric | Accepted | 2024-01-27 | 2024-02-19 | 2025-02-19 | Inverters | ENPHASE | IQ7PLUS-72-2-US | 290 |  | 30 |  |  | 0.94 |  | Outside
NJADRE1555709392 | Administratively Determined Incentive Program | WEST MILFORD | 7480 | 6 | 11.85 | Residential | Behind the Meter | No | Net Metered Residential | Fusion Solar Energy |  | Orange Rockland Electric | Accepted | 2024-01-27 | 2024-02-19 | 2025-02-19 | Solar Panels | CANADIAN SOLAR | CS6R-395MS-HL |  | 0.395 | 7 | 99 | 20 |  | Fixed | Roof
NJADRE1555709392 | Administratively Determined Incentive Program | WEST MILFORD | 7480 | 6 | 11.85 | Residential | Behind the Meter | No | Net Metered Residential | Fusion Solar Energy |  | Orange Rockland Electric | Accepted | 2024-01-27 | 2024-02-19 | 2025-02-19 | Solar Panels | CANADIAN SOLAR | CS6R-395MS-HL |  | 0.395 | 7 | 9 | 33 |  | Fixed | Roof
NJADRE1555709392 | Administratively Determined Incentive Program | WEST MILFORD | 7480 | 6 | 11.85 | Residential | Behind the Meter | No | Net Metered Residential | Fusion Solar Energy |  | Orange Rockland Electric | Accepted | 2024-01-27 | 2024-02-19 | 2025-02-19 | Solar Panels | CANADIAN SOLAR | CS6R-395MS-HL |  | 0.395 | 7 | 277 | 23 |  | Fixed | Roof
NJADRE1555709392 | Administratively Determined Incentive Program | WEST MILFORD | 7480 | 6 | 11.85 | Residential | Behind the Meter | No | Net Metered Residential | Fusion Solar Energy |  | Orange Rockland Electric | Accepted | 2024-01-27 | 2024-02-19 | 2025-02-19 | Solar Panels | CANADIAN SOLAR | CS6R-395MS-HL |  | 0.395 | 9 | 97 | 21 |  | Fixed | Roof
NJADRE1555710517 | Administratively Determined Incentive Program | EAST BRUNSWICK | 8816 | 11 | 8.8 | Residential | Behind the Meter | No | Net Metered Residential | Morgan Associates and Consulting LLC |  | JCP&L | Accepted | 2024-01-28 | 2024-02-27 | 2025-02-27 | Solar Panels | QCELLS | QPEAK DUO 400W |  | 0.4 | 18 | 157 | 25 |  | Fixed | Roof
NJADRE1555710517 | Administratively Determined Incentive Program | EAST BRUNSWICK | 8816 | 11 | 8.8 | Residential | Behind the Meter | No | Net Metered Residential | Morgan Associates and Consulting LLC |  | JCP&L | Accepted | 2024-01-28 | 2024-02-27 | 2025-02-27 | Solar Panels | QCELLS | QPEAK DUO 400W |  | 0.4 | 4 | 247 | 22 |  | Fixed | Roof
NJADRE1555710517 | Administratively Determined Incentive Program | EAST BRUNSWICK | 8816 | 11 | 8.8 | Residential | Behind the Meter | No | Net Metered Residential | Morgan Associates and Consulting LLC |  | JCP&L | Accepted | 2024-01-28 | 2024-02-27 | 2025-02-27 | Inverters | Enphase | IQ8PLUS | 290 |  | 22 |  |  | 0.98 |  | Outdoor
NJADRE1555710525 | Administratively Determined Incentive Program | NEWARK | 7108 | 9 | 7.9 | Residential | Behind the Meter | No | Net Metered Residential | Fusion Solar Energy |  | PSE&G | Accepted | 2024-01-28 | 2024-02-28 | 2025-02-28 | Inverters | ENPHASE | IQ7PLUS-72-2-US | 290 |  | 20 |  |  | 0.94 |  | Outside
NJADRE1555710525 | Administratively Determined Incentive Program | NEWARK | 7108 | 9 | 7.9 | Residential | Behind the Meter | No | Net Metered Residential | Fusion Solar Energy |  | PSE&G | Accepted | 2024-01-28 | 2024-02-28 | 2025-02-28 | Solar Panels | CANADIAN SOLAR | CS6R-395MS-HL |  | 0.395 | 7 | 107 | 45 |  | Fixed | Roof
NJADRE1555710525 | Administratively Determined Incentive Program | NEWARK | 7108 | 9 | 7.9 | Residential | Behind the Meter | No | Net Metered Residential | Fusion Solar Energy |  | PSE&G | Accepted | 2024-01-28 | 2024-02-28 | 2025-02-28 | Solar Panels | CANADIAN SOLAR | CS6R-395MS-HL |  | 0.395 | 4 | 107 | 41 |  | Fixed | Roof
NJADRE1555710525 | Administratively Determined Incentive Program | NEWARK | 7108 | 9 | 7.9 | Residential | Behind the Meter | No | Net Metered Residential | Fusion Solar Energy |  | PSE&G | Accepted | 2024-01-28 | 2024-02-28 | 2025-02-28 | Solar Panels | CANADIAN SOLAR | CS6R-395MS-HL |  | 0.395 | 9 | 287 | 41 |  | Fixed | Roof
NJADRE1555711110 | Administratively Determined Incentive Program | OAKLYN | 8107 | 14 | 14.99 | Residential | Behind the Meter | Yes | Net Metered Residential | Sunny Mac LLC |  | PSE&G | Accepted | 2024-01-29 | 2024-02-19 | 2025-02-19 | Solar Panels | Q.PEAK DUO BLK ML-G10+ 405 | HANWHA |  | 0.405 | 8 | 147 | 45 |  | Fixed | Roof
NJADRE1555711110 | Administratively Determined Incentive Program | OAKLYN | 8107 | 14 | 14.99 | Residential | Behind the Meter | Yes | Net Metered Residential | Sunny Mac LLC |  | PSE&G | Accepted | 2024-01-29 | 2024-02-19 | 2025-02-19 | Solar Panels | Q.PEAK DUO BLK ML-G10+ 405 | HANWHA |  | 0.405 | 11 | 327 | 6 |  | Fixed | Roof
NJADRE1555711110 | Administratively Determined Incentive Program | OAKLYN | 8107 | 14 | 14.99 | Residential | Behind the Meter | Yes | Net Metered Residential | Sunny Mac LLC |  | PSE&G | Accepted | 2024-01-29 | 2024-02-19 | 2025-02-19 | Solar Panels | Q.PEAK DUO BLK ML-G10+ 405 | HANWHA |  | 0.405 | 6 | 147 | 38 |  | Fixed | Roof
NJADRE1555711110 | Administratively Determined Incentive Program | OAKLYN | 8107 | 14 | 14.99 | Residential | Behind the Meter | Yes | Net Metered Residential | Sunny Mac LLC |  | PSE&G | Accepted | 2024-01-29 | 2024-02-19 | 2025-02-19 | Solar Panels | Q.PEAK DUO BLK ML-G10+ 405 | HANWHA |  | 0.405 | 6 | 147 | 20 |  | Fixed | Roof
NJADRE1555711110 | Administratively Determined Incentive Program | OAKLYN | 8107 | 14 | 14.99 | Residential | Behind the Meter | Yes | Net Metered Residential | Sunny Mac LLC |  | PSE&G | Accepted | 2024-01-29 | 2024-02-19 | 2025-02-19 | Solar Panels | Q.PEAK DUO BLK ML-G10+ 405 | HANWHA |  | 0.405 | 3 | 147 | 9 |  | Fixed | Roof
NJADRE1555711110 | Administratively Determined Incentive Program | OAKLYN | 8107 | 14 | 14.99 | Residential | Behind the Meter | Yes | Net Metered Residential | Sunny Mac LLC |  | PSE&G | Accepted | 2024-01-29 | 2024-02-19 | 2025-02-19 | Solar Panels | Q.PEAK DUO BLK ML-G10+ 405 | HANWHA |  | 0.405 | 3 | 147 | 9 |  | Fixed | Roof
NJADRE1555711110 | Administratively Determined Incentive Program | OAKLYN | 8107 | 14 | 14.99 | Residential | Behind the Meter | Yes | Net Metered Residential | Sunny Mac LLC |  | PSE&G | Accepted | 2024-01-29 | 2024-02-19 | 2025-02-19 | Inverters | SE7600H-US | Solaredge | 7600 |  | 1 |  |  | 0.1 |  | Outdoor | next to meter
NJADRE1555711110 | Administratively Determined Incentive Program | OAKLYN | 8107 | 14 | 14.99 | Residential | Behind the Meter | Yes | Net Metered Residential | Sunny Mac LLC |  | PSE&G | Accepted | 2024-01-29 | 2024-02-19 | 2025-02-19 | Inverters | SE3800H-US | Solaredge | 3800 |  | 1 |  |  | 0.1 |  | Outdoor | next to meter
NJADRE1555711113 | Administratively Determined Incentive Program | Guttenberg | 7093 | 8 | 8.91 | Residential | Behind the Meter | Yes | Net Metered Residential | SunnyMac LLC |  | PSE&G | Accepted | 2024-01-29 | 2024-02-20 | 2025-02-20 | Solar Panels | Q.PEAK DUO BLK ML-G10+ 405 | HANWHA |  | 0.405 | 22 | 121 | 4 |  | Fixed | Roof
NJADRE1555711113 | Administratively Determined Incentive Program | Guttenberg | 7093 | 8 | 8.91 | Residential | Behind the Meter | Yes | Net Metered Residential | SunnyMac LLC |  | PSE&G | Accepted | 2024-01-29 | 2024-02-20 | 2025-02-20 | Inverters | SE7600H-US | Solaredge | 7600 |  | 1 |  |  | 0.1 |  | Outdoor | next to meter
NJADRE1555711117 | Administratively Determined Incentive Program | MOUNT HOLLY | 8060 | 13 | 8.1 | Residential | Behind the Meter | Yes | Net Metered Residential | SunnyMac LLC |  | JCP&L | Accepted | 2024-01-29 | 2024-02-28 | 2025-02-28 | Solar Panels | Q.PEAK DUO BLK ML-G10+ 405 | HANWHA |  | 0.405 | 20 | 105 | 30 |  | Fixed | Roof
NJADRE1555711117 | Administratively Determined Incentive Program | MOUNT HOLLY | 8060 | 13 | 8.1 | Residential | Behind the Meter | Yes | Net Metered Residential | SunnyMac LLC |  | JCP&L | Accepted | 2024-01-29 | 2024-02-28 | 2025-02-28 | Inverters | SE7600H-US | Solaredge | 7600 |  | 1 |  |  | 0.1 |  | Outdoor | next to meter
NJADRE1555711122 | Administratively Determined Incentive Program | PISCATAWAY | 8854 | 11 | 7.7 | Residential | Behind the Meter | Yes | Net Metered Residential | Sunny Mac LLC |  | PSE&G | Accepted | 2024-01-29 | 2024-02-22 | 2025-02-22 | Solar Panels | Q.PEAK DUO BLK ML-G10+ 405 | HANWHA |  | 0.405 | 16 | 82 | 32 |  | Fixed | Roof
NJADRE1555711122 | Administratively Determined Incentive Program | PISCATAWAY | 8854 | 11 | 7.7 | Residential | Behind the Meter | Yes | Net Metered Residential | Sunny Mac LLC |  | PSE&G | Accepted | 2024-01-29 | 2024-02-22 | 2025-02-22 | Solar Panels | Q.PEAK DUO BLK ML-G10+ 405 | HANWHA |  | 0.405 | 3 | 82 | 22 |  | Fixed | Roof
NJADRE1555711122 | Administratively Determined Incentive Program | PISCATAWAY | 8854 | 11 | 7.7 | Residential | Behind the Meter | Yes | Net Metered Residential | Sunny Mac LLC |  | PSE&G | Accepted | 2024-01-29 | 2024-02-22 | 2025-02-22 | Inverters | SE6000H-US | Solaredge | 6000 |  | 1 |  |  | 0.1 |  | Outdoor | next to meter
NJADRE1555711127 | Administratively Determined Incentive Program | PLAINFIELD CITY | 7060 | 10 | 4 | Residential | Behind the Meter | Yes | Net Metered Residential | Sunrun Installation Services, Inc. |  | PSE&G | Accepted | 2024-01-29 | 2024-02-19 | 2025-02-19 | Inverters | SOLAREDGE TECHNOLOGIES | SE3800H-USMN | 3800 |  | 1 |  |  | 0.99 |  | Outside | Next to Meter
NJADRE1555711127 | Administratively Determined Incentive Program | PLAINFIELD CITY | 7060 | 10 | 4 | Residential | Behind the Meter | Yes | Net Metered Residential | Sunrun Installation Services, Inc. |  | PSE&G | Accepted | 2024-01-29 | 2024-02-19 | 2025-02-19 | Solar Panels | HANWHA Q-CELLS | Q.PEAK DUO BLK ML-G10+/T 400 |  | 0.4 | 6 | 263 | 33 |  | Fixed | Roof
NJADRE1555711127 | Administratively Determined Incentive Program | PLAINFIELD CITY | 7060 | 10 | 4 | Residential | Behind the Meter | Yes | Net Metered Residential | Sunrun Installation Services, Inc. |  | PSE&G | Accepted | 2024-01-29 | 2024-02-19 | 2025-02-19 | Solar Panels | HANWHA Q-CELLS | Q.PEAK DUO BLK ML-G10+/T 400 |  | 0.4 | 4 | 83 | 33 |  | Fixed | Roof
NJADRE1555711128 | Administratively Determined Incentive Program | Manchester Township | 8759 | 18 | 6.48 | Residential | Behind the Meter | Yes | Net Metered Residential | Sunny Mac LLC |  | JCP&L | Accepted | 2024-01-29 | 2024-02-20 | 2025-02-20 | Solar Panels | Q.PEAK DUO BLK ML-G10+ 405 | HANWHA |  | 0.405 | 8 | 168 | 15 |  | Fixed | Roof
NJADRE1555711128 | Administratively Determined Incentive Program | Manchester Township | 8759 | 18 | 6.48 | Residential | Behind the Meter | Yes | Net Metered Residential | Sunny Mac LLC |  | JCP&L | Accepted | 2024-01-29 | 2024-02-20 | 2025-02-20 | Solar Panels | Q.PEAK DUO BLK ML-G10+ 405 | HANWHA |  | 0.405 | 8 | 168 | 15 |  | Fixed | Roof
NJADRE1555711128 | Administratively Determined Incentive Program | Manchester Township | 8759 | 18 | 6.48 | Residential | Behind the Meter | Yes | Net Metered Residential | Sunny Mac LLC |  | JCP&L | Accepted | 2024-01-29 | 2024-02-20 | 2025-02-20 | Inverters | SE6000H-US | Solaredge | 6000 |  | 1 |  |  | 0.1 |  | Outdoor | next to meter
NJADRE1555711142 | Administratively Determined Incentive Program | SWEDESBORO | 8085 | 15 | 14.18 | Residential | Behind the Meter | No | Net Metered Residential | Sunwise Energy LLC |  | AC Electric | Accepted | 2024-01-29 | 2024-02-19 | 2025-02-19 | Solar Panels | REC ALPHA | REC405AA |  | 0.405 | 10 | 232 | 30 |  | Fixed | Roof
NJADRE1555711142 | Administratively Determined Incentive Program | SWEDESBORO | 8085 | 15 | 14.18 | Residential | Behind the Meter | No | Net Metered Residential | Sunwise Energy LLC |  | AC Electric | Accepted | 2024-01-29 | 2024-02-19 | 2025-02-19 | Solar Panels | REC ALPHA | REC405AA |  | 0.405 | 6 | 141 | 30 |  | Fixed | Roof
NJADRE1555711142 | Administratively Determined Incentive Program | SWEDESBORO | 8085 | 15 | 14.18 | Residential | Behind the Meter | No | Net Metered Residential | Sunwise Energy LLC |  | AC Electric | Accepted | 2024-01-29 | 2024-02-19 | 2025-02-19 | Solar Panels | REC ALPHA | REC405AA |  | 0.405 | 9 | 143 | 43 |  | Fixed | Roof
NJADRE1555711142 | Administratively Determined Incentive Program | SWEDESBORO | 8085 | 15 | 14.18 | Residential | Behind the Meter | No | Net Metered Residential | Sunwise Energy LLC |  | AC Electric | Accepted | 2024-01-29 | 2024-02-19 | 2025-02-19 | Solar Panels | REC ALPHA | REC405AA |  | 0.405 | 10 | 232 | 43 |  | Fixed | Roof
NJADRE1555711142 | Administratively Determined Incentive Program | SWEDESBORO | 8085 | 15 | 14.18 | Residential | Behind the Meter | No | Net Metered Residential | Sunwise Energy LLC |  | AC Electric | Accepted | 2024-01-29 | 2024-02-19 | 2025-02-19 | Inverters | Enphase Energy | IQ8A-72-2-US | 366 |  | 35 |  |  | 0.977 |  | Outside
NJADRE1555711154 | Administratively Determined Incentive Program | Toms River | 8753 | 18 | 22 | Residential | Behind the Meter | Yes | Net Metered Residential | Kamtech Solar |  | JCP&L | Accepted | 2024-01-29 | 2024-02-19 | 2025-02-19 | Inverters | ENPHASE | IQ7HS-66-M-US | 384 |  | 55 |  |  | 0.97 |  | Outdoor | ROOFTOP
NJADRE1555711154 | Administratively Determined Incentive Program | Toms River | 8753 | 18 | 22 | Residential | Behind the Meter | Yes | Net Metered Residential | Kamtech Solar |  | JCP&L | Accepted | 2024-01-29 | 2024-02-19 | 2025-02-19 | Solar Panels | WAAREE ARKA | WSMDI-400 |  | 0.4 | 27 | 256 | 20 |  | Fixed | Roof
NJADRE1555711154 | Administratively Determined Incentive Program | Toms River | 8753 | 18 | 22 | Residential | Behind the Meter | Yes | Net Metered Residential | Kamtech Solar |  | JCP&L | Accepted | 2024-01-29 | 2024-02-19 | 2025-02-19 | Solar Panels | WAAREE ARKA | WSMDI-400 |  | 0.4 | 28 | 76 | 20 |  | Fixed | Roof | ROOFTOP
NJADRE1555711164 | Administratively Determined Incentive Program | TOMS RIVER | 8755 | 18 | 18.4 | Residential | Behind the Meter | Yes | Net Metered Residential | Kamtech Solar Solution |  | JCP&L | Accepted | 2024-01-29 | 2024-02-19 | 2025-02-19 | Inverters | ENPHASE | IQ7HS-66-M-US | 384 |  | 46 |  |  | 0 |  | Outdoor | ROOFTOP
NJADRE1555711164 | Administratively Determined Incentive Program | TOMS RIVER | 8755 | 18 | 18.4 | Residential | Behind the Meter | Yes | Net Metered Residential | Kamtech Solar Solution |  | JCP&L | Accepted | 2024-01-29 | 2024-02-19 | 2025-02-19 | Solar Panels | WAAREE ARKA | WSMDI-400 |  | 0.4 | 21 | 301 | 35 |  | Fixed | Roof
NJADRE1555711164 | Administratively Determined Incentive Program | TOMS RIVER | 8755 | 18 | 18.4 | Residential | Behind the Meter | Yes | Net Metered Residential | Kamtech Solar Solution |  | JCP&L | Accepted | 2024-01-29 | 2024-02-19 | 2025-02-19 | Solar Panels | WAAREE ARKA | WSMDI-400 |  | 0.4 | 8 | 211 | 35 |  | Fixed | Roof
NJADRE1555711164 | Administratively Determined Incentive Program | TOMS RIVER | 8755 | 18 | 18.4 | Residential | Behind the Meter | Yes | Net Metered Residential | Kamtech Solar Solution |  | JCP&L | Accepted | 2024-01-29 | 2024-02-19 | 2025-02-19 | Solar Panels | WAAREE ARKA | WSMDI-400 |  | 0.4 | 4 | 122 | 35 |  | Fixed | Roof
NJADRE1555711164 | Administratively Determined Incentive Program | TOMS RIVER | 8755 | 18 | 18.4 | Residential | Behind the Meter | Yes | Net Metered Residential | Kamtech Solar Solution |  | JCP&L | Accepted | 2024-01-29 | 2024-02-19 | 2025-02-19 | Solar Panels | WAAREE ARKA | WSMDI-400 |  | 0.4 | 7 | 122 | 35 |  | Fixed | Roof
NJADRE1555711164 | Administratively Determined Incentive Program | TOMS RIVER | 8755 | 18 | 18.4 | Residential | Behind the Meter | Yes | Net Metered Residential | Kamtech Solar Solution |  | JCP&L | Accepted | 2024-01-29 | 2024-02-19 | 2025-02-19 | Solar Panels | WAAREE ARKA | WSMDI-400 |  | 0.4 | 6 | 122 | 35 |  | Fixed | Roof
NJADRE1555711178 | Administratively Determined Incentive Program | Riverside | 8075 | 13 | 11.06 | Residential | Behind the Meter | Yes | Net Metered Residential | Big Wave Roofing and Solar LLC |  | PSE&G | Accepted | 2024-01-29 | 2024-02-20 | 2025-02-20 | Inverters | Enphase Energy Inc | IQ7PLUS-72-2-US | 290 |  | 28 |  |  | 0.98 |  | Outside
NJADRE1555711178 | Administratively Determined Incentive Program | Riverside | 8075 | 13 | 11.06 | Residential | Behind the Meter | Yes | Net Metered Residential | Big Wave Roofing and Solar LLC |  | PSE&G | Accepted | 2024-01-29 | 2024-02-20 | 2025-02-20 | Solar Panels | Canadian Solar | CS6R-395MS-HL |  | 0.395 | 18 | 307 | 8 |  | Fixed | Roof
NJADRE1555711178 | Administratively Determined Incentive Program | Riverside | 8075 | 13 | 11.06 | Residential | Behind the Meter | Yes | Net Metered Residential | Big Wave Roofing and Solar LLC |  | PSE&G | Accepted | 2024-01-29 | 2024-02-20 | 2025-02-20 | Solar Panels | Canadian Solar | CS6R-395MS-HL |  | 0.395 | 10 | 127 | 8 |  | Fixed | Roof
NJADRE1555711190 | Administratively Determined Incentive Program | JACKSON | 8527 | 18 | 12 | Residential | Behind the Meter | Yes | Net Metered Residential | Kamtech Solar |  | JCP&L | Accepted | 2024-01-29 | 2024-02-19 | 2025-02-19 | Inverters | ENPHASE | IQ7HS-66-M-US | 384 |  | 30 |  |  | 0.97 |  | Outdoor | ROOFTOP
NJADRE1555711190 | Administratively Determined Incentive Program | JACKSON | 8527 | 18 | 12 | Residential | Behind the Meter | Yes | Net Metered Residential | Kamtech Solar |  | JCP&L | Accepted | 2024-01-29 | 2024-02-19 | 2025-02-19 | Solar Panels | WAAREE ARKA | WSMDI-400 |  | 0.4 | 9 | 87 | 30 |  | Fixed | Roof
NJADRE1555711190 | Administratively Determined Incentive Program | JACKSON | 8527 | 18 | 12 | Residential | Behind the Meter | Yes | Net Metered Residential | Kamtech Solar |  | JCP&L | Accepted | 2024-01-29 | 2024-02-19 | 2025-02-19 | Solar Panels | WAAREE ARKA | WSMDI-400 |  | 0.4 | 15 | 267 | 29 |  | Fixed | Roof
NJADRE1555711190 | Administratively Determined Incentive Program | JACKSON | 8527 | 18 | 12 | Residential | Behind the Meter | Yes | Net Metered Residential | Kamtech Solar |  | JCP&L | Accepted | 2024-01-29 | 2024-02-19 | 2025-02-19 | Solar Panels | WAAREE ARKA | WSMDI-400 |  | 0.4 | 6 | 267 | 29 |  | Fixed | Roof
NJADRE1555711191 | Administratively Determined Incentive Program | NETCONG | 7857 | 3 | 4.8 | Residential | Behind the Meter | Yes | Net Metered Residential | PosiGen Developer, LLC |  | JCP&L | Accepted | 2024-01-29 | 2024-02-21 | 2025-02-21 | Inverters | SOLAREDGE | SE3800H-US | 3800 |  | 1 |  |  | 0.99 |  | Outside | within ten feet of meter
NJADRE1555711191 | Administratively Determined Incentive Program | NETCONG | 7857 | 3 | 4.8 | Residential | Behind the Meter | Yes | Net Metered Residential | PosiGen Developer, LLC |  | JCP&L | Accepted | 2024-01-29 | 2024-02-21 | 2025-02-21 | Solar Panels | SILFAB SOLAR | SIL-400 HC+ |  | 0.4 | 4 | 70 | 45 |  | Fixed | Roof
NJADRE1555711191 | Administratively Determined Incentive Program | NETCONG | 7857 | 3 | 4.8 | Residential | Behind the Meter | Yes | Net Metered Residential | PosiGen Developer, LLC |  | JCP&L | Accepted | 2024-01-29 | 2024-02-21 | 2025-02-21 | Solar Panels | SILFAB SOLAR | SIL-400 HC+ |  | 0.4 | 8 | 250 | 45 |  | Fixed | Roof
NJADRE1555711192 | Administratively Determined Incentive Program | Pennsauken Twp | 8109 | 14 | 7.7 | Residential | Behind the Meter | Yes | Net Metered Residential | Sunrun Installation Services, Inc. |  | PSE&G | Accepted | 2024-01-29 | 2024-02-16 | 2025-02-16 | Inverters | SolarEdge Technologies | SE6000H-USSN | 6000 |  | 1 |  |  | 0.99 |  | Outdoor | Next to meter
NJADRE1555711192 | Administratively Determined Incentive Program | Pennsauken Twp | 8109 | 14 | 7.7 | Residential | Behind the Meter | Yes | Net Metered Residential | Sunrun Installation Services, Inc. |  | PSE&G | Accepted | 2024-01-29 | 2024-02-16 | 2025-02-16 | Solar Panels | Hanwha Q Cells | Q.PEAK DUO BLK ML-G10+ 405 |  | 0.405 | 19 | 214 | 23 |  | Fixed | Roof
NJADRE1555711196 | Administratively Determined Incentive Program | ANDOVER | 7821 | 1 | 10.94 | Residential | Behind the Meter | Yes | Net Metered Residential | Trinity Solar |  | JCP&L | Accepted | 2024-01-29 | 2024-02-19 | 2025-02-19 | Inverters | Solar Edge | SE10000H-US | 10 |  | 1 |  |  | 0.97 |  | Outdoor
NJADRE1555711196 | Administratively Determined Incentive Program | ANDOVER | 7821 | 1 | 10.94 | Residential | Behind the Meter | Yes | Net Metered Residential | Trinity Solar |  | JCP&L | Accepted | 2024-01-29 | 2024-02-19 | 2025-02-19 | Solar Panels | HANWHA | HANWHA 405 (Q.PEAK DUO BLK ML-G10+ 405) |  | 0.405 | 27 | 188 | 27 |  | Fixed | Roof
NJADRE1555711204 | Administratively Determined Incentive Program | MOUNT EPHRAIM | 8059 | 14 | 7.29 | Residential | Behind the Meter | Yes | Net Metered Residential | SunnyMac LLC |  | PSE&G | Accepted | 2024-01-29 | 2024-02-19 | 2025-02-19 | Solar Panels | Q.PEAK DUO BLK ML-G10+ 405 | HANWHA |  | 0.405 | 16 | 78 | 11 |  | Fixed | Roof
NJADRE1555711204 | Administratively Determined Incentive Program | MOUNT EPHRAIM | 8059 | 14 | 7.29 | Residential | Behind the Meter | Yes | Net Metered Residential | SunnyMac LLC |  | PSE&G | Accepted | 2024-01-29 | 2024-02-19 | 2025-02-19 | Solar Panels | Q.PEAK DUO BLK ML-G10+ 405 | HANWHA |  | 0.405 | 2 | 348 | 24 |  | Fixed | Roof
NJADRE1555711204 | Administratively Determined Incentive Program | MOUNT EPHRAIM | 8059 | 14 | 7.29 | Residential | Behind the Meter | Yes | Net Metered Residential | SunnyMac LLC |  | PSE&G | Accepted | 2024-01-29 | 2024-02-19 | 2025-02-19 | Inverters | SE6000H-US | Solaredge | 6000 |  | 1 |  |  | 0.1 |  | Outdoor | next to meter
NJADRE1555711236 | Administratively Determined Incentive Program | FLEMINGTON | 8822 | 4 | 7.2 | Residential | Behind the Meter | Yes | Net Metered Residential | Sunrun Installation Services, Inc. |  | JCP&L | Accepted | 2024-01-29 | 2024-02-19 | 2025-02-19 | Inverters | SolarEdge Technologies | SE6000H-USSN | 6000 |  | 1 |  |  | 0.99 |  | Outdoor | Next to meter
NJADRE1555711236 | Administratively Determined Incentive Program | FLEMINGTON | 8822 | 4 | 7.2 | Residential | Behind the Meter | Yes | Net Metered Residential | Sunrun Installation Services, Inc. |  | JCP&L | Accepted | 2024-01-29 | 2024-02-19 | 2025-02-19 | Solar Panels | Hanwha Q Cells | Q.PEAK DUO BLK ML-G10+/T 400 |  | 0.4 | 6 | 85 | 30 |  | Fixed | Roof
NJADRE1555711236 | Administratively Determined Incentive Program | FLEMINGTON | 8822 | 4 | 7.2 | Residential | Behind the Meter | Yes | Net Metered Residential | Sunrun Installation Services, Inc. |  | JCP&L | Accepted | 2024-01-29 | 2024-02-19 | 2025-02-19 | Solar Panels | Hanwha Q Cells | Q.PEAK DUO BLK ML-G10+/T 400 |  | 0.4 | 12 | 175 | 33 |  | Fixed | Roof
NJADRE1555711264 | Administratively Determined Incentive Program | CLIFTON | 7013 | 6 | 7.2 | Residential | Behind the Meter | No | Net Metered Residential | Powur, PBC |  | PSE&G | Accepted | 2024-01-29 | 2024-02-19 | 2025-02-19 | Solar Panels | Rec Solar | REC400AA Pure |  | 0.4 | 18 | 290 | 18 |  | Fixed | Roof
NJADRE1555711264 | Administratively Determined Incentive Program | CLIFTON | 7013 | 6 | 7.2 | Residential | Behind the Meter | No | Net Metered Residential | Powur, PBC |  | PSE&G | Accepted | 2024-01-29 | 2024-02-19 | 2025-02-19 | Inverters | Enphase | IQ7PLUS-72-2-US | 290 |  | 18 |  |  | 0.99 |  | Outside
NJADRE1555711264 | Administratively Determined Incentive Program | CLIFTON | 7013 | 6 | 7.2 | Residential | Behind the Meter | No | Net Metered Residential | Powur, PBC |  | PSE&G | Accepted | 2024-01-29 | 2024-02-19 | 2025-02-19 | Meters | "Enphase Integrated Production Meter Single-Phase (L-L) | X-IQ-AM1-240-4 |  |  | 1 |  |  |  | Yes | Outdoor
NJADRE1555711268 | Administratively Determined Incentive Program | Newark | 7106 | 9 | 2.03 | Residential | Behind the Meter | Yes | Net Metered Residential | Trinity Solar Inc. |  | PSE&G | Accepted | 2024-01-29 | 2024-02-21 | 2025-02-21 | Solar Panels | HANWHA | (Q.PEAK DUO BLK ML-G10+ 405) |  | 0.405 | 5 | 204 | 27 |  | Fixed | Roof
NJADRE1555711268 | Administratively Determined Incentive Program | Newark | 7106 | 9 | 2.03 | Residential | Behind the Meter | Yes | Net Metered Residential | Trinity Solar Inc. |  | PSE&G | Accepted | 2024-01-29 | 2024-02-21 | 2025-02-21 | Inverters | Enphase | (IQ8PLUS-72-2-US) | 290 |  | 5 |  |  | 0.97 |  | Outside
NJADRE1555711287 | Administratively Determined Incentive Program | Clifton | 7013 | 6 | 12 | Residential | Behind the Meter | No | Net Metered Residential | Powur, PBC |  | PSE&G | Accepted | 2024-01-29 | 2024-02-21 | 2025-02-21 | Solar Panels | Rec Solar | REC400AA Pure |  | 0.4 | 30 | 110 | 18 |  | Fixed | Roof
NJADRE1555711287 | Administratively Determined Incentive Program | Clifton | 7013 | 6 | 12 | Residential | Behind the Meter | No | Net Metered Residential | Powur, PBC |  | PSE&G | Accepted | 2024-01-29 | 2024-02-21 | 2025-02-21 | Inverters | Enphase | IQ7PLUS-72-2-US | 290 |  | 30 |  |  | 0.99 |  | Outside
NJADRE1555711287 | Administratively Determined Incentive Program | Clifton | 7013 | 6 | 12 | Residential | Behind the Meter | No | Net Metered Residential | Powur, PBC |  | PSE&G | Accepted | 2024-01-29 | 2024-02-21 | 2025-02-21 | Meters | "Enphase Integrated Production Meter Single-Phase (L-L) | "X-IQ-AM1-240-4 " |  |  | 1 |  |  |  | Yes | Outdoor
NJADRE1555711306 | Administratively Determined Incentive Program | East Brunswick | 8816 | 11 | 13.04 | Residential | Behind the Meter | Yes | Net Metered Residential | Seapoint Solar Energy LLC |  | PSE&G | Accepted | 2024-01-29 | 2024-02-21 | 2025-02-21 | Solar Panels | Canadian Solar | CS6R-395MS-HL |  | 0.395 | 11 | 305 | 25 |  | Fixed | Roof
NJADRE1555711306 | Administratively Determined Incentive Program | East Brunswick | 8816 | 11 | 13.04 | Residential | Behind the Meter | Yes | Net Metered Residential | Seapoint Solar Energy LLC |  | PSE&G | Accepted | 2024-01-29 | 2024-02-21 | 2025-02-21 | Solar Panels | Canadian Solar | CS6R-395MS-HL |  | 0.395 | 16 | 125 | 25 |  | Fixed | Roof
NJADRE1555711306 | Administratively Determined Incentive Program | East Brunswick | 8816 | 11 | 13.04 | Residential | Behind the Meter | Yes | Net Metered Residential | Seapoint Solar Energy LLC |  | PSE&G | Accepted | 2024-01-29 | 2024-02-21 | 2025-02-21 | Solar Panels | Canadian Solar | CS6R-395MS-HL |  | 0.395 | 6 | 125 | 25 |  | Fixed | Roof
NJADRE1555711306 | Administratively Determined Incentive Program | East Brunswick | 8816 | 11 | 13.04 | Residential | Behind the Meter | Yes | Net Metered Residential | Seapoint Solar Energy LLC |  | PSE&G | Accepted | 2024-01-29 | 2024-02-21 | 2025-02-21 | Inverters | Enphase | IQ8PLUS-72-2-US | 290 |  | 33 |  |  | 0.97 |  | Outdoor
NJADRE1555711309 | Administratively Determined Incentive Program | Bridgeton | 8302 | 20 | 5.67 | Residential | Behind the Meter | Yes | Net Metered Residential | Trinity Solar LLC |  | AC Electric | Accepted | 2024-01-29 | 2024-02-19 | 2025-02-19 | Inverters | Solar Edge | SE5000H-US | 5000 |  | 1 |  |  | 0.97 |  | Outdoor
NJADRE1555711309 | Administratively Determined Incentive Program | Bridgeton | 8302 | 20 | 5.67 | Residential | Behind the Meter | Yes | Net Metered Residential | Trinity Solar LLC |  | AC Electric | Accepted | 2024-01-29 | 2024-02-19 | 2025-02-19 | Solar Panels | HANWHA | (Q.PEAK DUO BLK ML-G10+ 405) |  | 0.405 | 14 | 181 | 27 |  | Fixed | Roof
NJADRE1555711312 | Administratively Determined Incentive Program | MARLBORO | 7746 | 17 | 10.13 | Residential | Behind the Meter | Yes | Net Metered Residential | Trinity Solar |  | JCP&L | Accepted | 2024-01-29 | 2024-02-19 | 2025-02-19 | Solar Panels | Hanwha | Q.PEAK DUO BLK ML-G10+ 405 |  | 0.405 | 16 | 259 | 18 |  | Fixed | Roof
NJADRE1555711312 | Administratively Determined Incentive Program | MARLBORO | 7746 | 17 | 10.13 | Residential | Behind the Meter | Yes | Net Metered Residential | Trinity Solar |  | JCP&L | Accepted | 2024-01-29 | 2024-02-19 | 2025-02-19 | Solar Panels | Hanwha | Q.PEAK DUO BLK ML-G10+ 405 |  | 0.405 | 6 | 259 | 18 |  | Fixed | Roof
NJADRE1555711312 | Administratively Determined Incentive Program | MARLBORO | 7746 | 17 | 10.13 | Residential | Behind the Meter | Yes | Net Metered Residential | Trinity Solar |  | JCP&L | Accepted | 2024-01-29 | 2024-02-19 | 2025-02-19 | Solar Panels | Hanwha | Q.PEAK DUO BLK ML-G10+ 405 |  | 0.405 | 3 | 259 | 18 |  | Fixed | Roof
NJADRE1555711312 | Administratively Determined Incentive Program | MARLBORO | 7746 | 17 | 10.13 | Residential | Behind the Meter | Yes | Net Metered Residential | Trinity Solar |  | JCP&L | Accepted | 2024-01-29 | 2024-02-19 | 2025-02-19 | Inverters | Solar Edge | SE7600H-US | 7600 |  | 1 |  |  | 0.97 |  | Outside
NJADRE1555711318 | Administratively Determined Incentive Program | PATERSON | 7502 | 6 | 4.46 | Residential | Behind the Meter | Yes | Net Metered Residential | Trinity Solar |  | PSE&G | Accepted | 2024-01-29 | 2024-02-19 | 2025-02-19 | Inverters | Solar Edge | SE3800H-US | 3800 |  | 1 |  |  | 0.97 |  | Outdoor
NJADRE1555711318 | Administratively Determined Incentive Program | PATERSON | 7502 | 6 | 4.46 | Residential | Behind the Meter | Yes | Net Metered Residential | Trinity Solar |  | PSE&G | Accepted | 2024-01-29 | 2024-02-19 | 2025-02-19 | Solar Panels | HANWHA | HANWHA 405 (Q.PEAK DUO BLK ML-G10+ 405) |  | 0.405 | 11 | 319 | 45 |  | Fixed | Roof
NJADRE1555711325 | Administratively Determined Incentive Program | Freehold | 7728 | 17 | 9.6 | Residential | Behind the Meter | Yes | Net Metered Residential | Sunrun Installation Services, Inc. |  | JCP&L | Accepted | 2024-01-29 | 2024-02-19 | 2025-02-19 | Inverters | SolarEdge Technologies | SE7600H-USSN | 7600 |  | 1 |  |  | 0.99 |  | Outdoor | Next to meter
NJADRE1555711325 | Administratively Determined Incentive Program | Freehold | 7728 | 17 | 9.6 | Residential | Behind the Meter | Yes | Net Metered Residential | Sunrun Installation Services, Inc. |  | JCP&L | Accepted | 2024-01-29 | 2024-02-19 | 2025-02-19 | Solar Panels | Hanwha Q Cells | Q.PEAK DUO BLK ML-G10+/T 400 |  | 0.4 | 24 | 97 | 23 |  | Fixed | Roof
NJADRE1555711331 | Administratively Determined Incentive Program | HOWELL | 7731 | 17 | 9.09 | Residential | Behind the Meter | Yes | Net Metered Residential | Powerlutions |  | JCP&L | Accepted | 2024-01-29 | 2024-02-19 | 2025-02-19 | Solar Panels | Trina | TSM-DE09C.07 |  | 0.395 | 12 | 118 | 19 |  | Fixed | Roof
NJADRE1555711331 | Administratively Determined Incentive Program | HOWELL | 7731 | 17 | 9.09 | Residential | Behind the Meter | Yes | Net Metered Residential | Powerlutions |  | JCP&L | Accepted | 2024-01-29 | 2024-02-19 | 2025-02-19 | Solar Panels | Trina | TSM-DE09C.07 |  | 0.395 | 11 | 208 | 22 |  | Fixed | Roof
NJADRE1555711331 | Administratively Determined Incentive Program | HOWELL | 7731 | 17 | 9.09 | Residential | Behind the Meter | Yes | Net Metered Residential | Powerlutions |  | JCP&L | Accepted | 2024-01-29 | 2024-02-19 | 2025-02-19 | Inverters | Enphase | IQ7PLUS-72-2-US | 290 |  | 23 |  |  | 0.98 |  | Outdoor
NJADRE1555711336 | Administratively Determined Incentive Program | LAKE HOPATCONG | 7849 | 3 | 8.1 | Residential | Behind the Meter | Yes | Net Metered Residential | Sunrun Installation Services, Inc. |  | JCP&L | Accepted | 2024-01-29 | 2024-02-19 | 2025-02-19 | Inverters | SolarEdge Technologies | SE6000H-USSN | 6000 |  | 1 |  |  | 0.99 |  | Outside | Next to Meter
NJADRE1555711336 | Administratively Determined Incentive Program | LAKE HOPATCONG | 7849 | 3 | 8.1 | Residential | Behind the Meter | Yes | Net Metered Residential | Sunrun Installation Services, Inc. |  | JCP&L | Accepted | 2024-01-29 | 2024-02-19 | 2025-02-19 | Solar Panels | Hanwha Q Cells | Q.PEAK DUO BLK ML-G10+ 405 |  | 0.405 | 20 | 304 | 26 |  | Fixed | Roof
NJADRE1555711338 | Administratively Determined Incentive Program | BLACKWOOD | 8012 | 14 | 9.2 | Residential | Behind the Meter | Yes | Net Metered Residential | Power Energy Solutions |  | AC Electric | Accepted | 2024-01-29 | 2024-02-20 | 2025-02-20 | Inverters | SolarEdge | SE6000H-US | 6 |  | 1 |  |  | 0.97 |  | Outside
NJADRE1555711338 | Administratively Determined Incentive Program | BLACKWOOD | 8012 | 14 | 9.2 | Residential | Behind the Meter | Yes | Net Metered Residential | Power Energy Solutions |  | AC Electric | Accepted | 2024-01-29 | 2024-02-20 | 2025-02-20 | Solar Panels | Canadian Solar | CS6R-400MS-HL HIKU6 Black Mono |  | 0.4 | 23 | 180 | 30 |  | Fixed | Roof
NJADRE1555711339 | Administratively Determined Incentive Program | CARTERET | 7008 | 11 | 8 | Residential | Behind the Meter | Yes | Net Metered Residential | PosiGen Developer LLC |  | PSE&G | Accepted | 2024-01-29 | 2024-02-21 | 2025-02-21 | Inverters | SOLAREDGE | SE6000H-US | 6000 |  | 1 |  |  | 0.99 |  | Outside | Within ten feet of meter
NJADRE1555711339 | Administratively Determined Incentive Program | CARTERET | 7008 | 11 | 8 | Residential | Behind the Meter | Yes | Net Metered Residential | PosiGen Developer LLC |  | PSE&G | Accepted | 2024-01-29 | 2024-02-21 | 2025-02-21 | Solar Panels | SILFAB | SIL-400 HC+ |  | 0.4 | 8 | 205 | 23 |  | Fixed | Roof
NJADRE1555711339 | Administratively Determined Incentive Program | CARTERET | 7008 | 11 | 8 | Residential | Behind the Meter | Yes | Net Metered Residential | PosiGen Developer LLC |  | PSE&G | Accepted | 2024-01-29 | 2024-02-21 | 2025-02-21 | Solar Panels | SILFAB | SIL-400 HC+ |  | 0.4 | 6 | 115 | 23 |  | Fixed | Roof
NJADRE1555711339 | Administratively Determined Incentive Program | CARTERET | 7008 | 11 | 8 | Residential | Behind the Meter | Yes | Net Metered Residential | PosiGen Developer LLC |  | PSE&G | Accepted | 2024-01-29 | 2024-02-21 | 2025-02-21 | Solar Panels | SILFAB | SIL-400 HC+ |  | 0.4 | 3 | 295 | 23 |  | Fixed | Roof
NJADRE1555711339 | Administratively Determined Incentive Program | CARTERET | 7008 | 11 | 8 | Residential | Behind the Meter | Yes | Net Metered Residential | PosiGen Developer LLC |  | PSE&G | Accepted | 2024-01-29 | 2024-02-21 | 2025-02-21 | Solar Panels | SILFAB | SIL-400 HC+ |  | 0.4 | 3 | 25 | 23 |  | Fixed | Roof
NJADRE1555711376 | Administratively Determined Incentive Program | Salem | 8079 | 16 | 8.4 | Residential | Behind the Meter | Yes | Net Metered Residential | Power Energy Solutions |  | AC Electric | Accepted | 2024-01-29 | 2024-02-22 | 2025-02-22 | Inverters | SolarEdge | SE6000H-US | 6 |  | 1 |  |  | 0.97 |  | Outside
NJADRE1555711376 | Administratively Determined Incentive Program | Salem | 8079 | 16 | 8.4 | Residential | Behind the Meter | Yes | Net Metered Residential | Power Energy Solutions |  | AC Electric | Accepted | 2024-01-29 | 2024-02-22 | 2025-02-22 | Solar Panels | Canadian Solar | CS6R-400MS-HL HIKU6 Black Mono |  | 0.4 | 14 | 246 | 23 |  | Fixed | Roof
NJADRE1555711376 | Administratively Determined Incentive Program | Salem | 8079 | 16 | 8.4 | Residential | Behind the Meter | Yes | Net Metered Residential | Power Energy Solutions |  | AC Electric | Accepted | 2024-01-29 | 2024-02-22 | 2025-02-22 | Solar Panels | Canadian Solar | CS6R-400MS-HL HIKU6 Black Mono |  | 0.4 | 7 | 23 | 66 |  | Fixed | Roof
NJADRE1555711634 | Administratively Determined Incentive Program | UNION | 7083 | 10 | 6.8 | Residential | Behind the Meter | Yes | Net Metered Residential | Pro Custom Solar dba Momentum Solar |  | PSE&G | Accepted | 2024-01-29 | 2024-02-19 | 2025-02-19 | Solar Panels | Q. PEAK DUO BLK ML-G10+400 | HANWHA |  | 0.4 | 8 | 129 | 31 |  | Single Axis | Roof
NJADRE1555711634 | Administratively Determined Incentive Program | UNION | 7083 | 10 | 6.8 | Residential | Behind the Meter | Yes | Net Metered Residential | Pro Custom Solar dba Momentum Solar |  | PSE&G | Accepted | 2024-01-29 | 2024-02-19 | 2025-02-19 | Solar Panels | Q. PEAK DUO BLK ML-G10+400 | HANWHA |  | 0.4 | 9 | 309 | 32 |  | Fixed | Roof
NJADRE1555711634 | Administratively Determined Incentive Program | UNION | 7083 | 10 | 6.8 | Residential | Behind the Meter | Yes | Net Metered Residential | Pro Custom Solar dba Momentum Solar |  | PSE&G | Accepted | 2024-01-29 | 2024-02-19 | 2025-02-19 | Inverters | IQ8PLUS-72-2-US | ENPHASE | 290 |  | 17 |  |  | 0.97 |  | Outdoor
NJADRE1555711637 | Administratively Determined Incentive Program | LINWOOD | 8221 | 19 | 8 | Residential | Behind the Meter | No | Net Metered Residential | All Season Solar |  | AC Electric | Accepted | 2024-01-29 | 2024-02-20 | 2025-02-20 | Inverters | Enphase | IQ8 Plus | 290 |  | 20 |  |  | 0.97 |  | Outside
NJADRE1555711637 | Administratively Determined Incentive Program | LINWOOD | 8221 | 19 | 8 | Residential | Behind the Meter | No | Net Metered Residential | All Season Solar |  | AC Electric | Accepted | 2024-01-29 | 2024-02-20 | 2025-02-20 | Solar Panels | Certainteed | CT400HC11-06 |  | 0.4 | 15 | 296 | 23 |  | Fixed | Roof
NJADRE1555711637 | Administratively Determined Incentive Program | LINWOOD | 8221 | 19 | 8 | Residential | Behind the Meter | No | Net Metered Residential | All Season Solar |  | AC Electric | Accepted | 2024-01-29 | 2024-02-20 | 2025-02-20 | Solar Panels | Certainteed | CT400HC11-06 |  | 0.4 | 5 | 206 | 26 |  | Fixed | Roof
NJADRE1555711638 | Administratively Determined Incentive Program | GARFIELD | 7026 | 7 | 5.14 | Residential | Behind the Meter | No | Net Metered Residential | Big Wave Roofing and Solar LLC |  | PSE&G | Accepted | 2024-01-29 | 2024-02-20 | 2025-02-20 | Inverters | Enphase Energy Inc | IQ7PLUS-72-2-US | 290 |  | 13 |  |  | 0.98 |  | Outside
NJADRE1555711638 | Administratively Determined Incentive Program | GARFIELD | 7026 | 7 | 5.14 | Residential | Behind the Meter | No | Net Metered Residential | Big Wave Roofing and Solar LLC |  | PSE&G | Accepted | 2024-01-29 | 2024-02-20 | 2025-02-20 | Solar Panels | Canadian Solar | CS6R-395MS-HL |  | 0.395 | 10 | 72 | 44 |  | Fixed | Roof
NJADRE1555711638 | Administratively Determined Incentive Program | GARFIELD | 7026 | 7 | 5.14 | Residential | Behind the Meter | No | Net Metered Residential | Big Wave Roofing and Solar LLC |  | PSE&G | Accepted | 2024-01-29 | 2024-02-20 | 2025-02-20 | Solar Panels | Canadian Solar | CS6R-395MS-HL |  | 0.395 | 3 | 252 | 44 |  | Fixed | Roof
NJADRE1555711644 | Administratively Determined Incentive Program | Morris Plains | 7950 | 3 | 4.92 | Residential | Behind the Meter | No | Net Metered Residential | Infinity Solar Systems |  | JCP&L | Accepted | 2024-01-29 | 2024-02-19 | 2025-02-19 | Inverters | Enphase | IQ8PLUS-72-2-US | 290 |  | 12 |  |  | 0.97 |  | Outdoor
NJADRE1555711644 | Administratively Determined Incentive Program | Morris Plains | 7950 | 3 | 4.92 | Residential | Behind the Meter | No | Net Metered Residential | Infinity Solar Systems |  | JCP&L | Accepted | 2024-01-29 | 2024-02-19 | 2025-02-19 | Solar Panels | SEG Solar | SEG-410-BMD-HV |  | 0.41 | 12 | 208 | 27 |  | Fixed | Roof
NJADRE1555711646 | Administratively Determined Incentive Program | CHERRY HILL | 8002 | 14 | 4.8 | Residential | Behind the Meter | Yes | Net Metered Residential | Pro Custom Solar dba Momentum Solar |  | PSE&G | Accepted | 2024-01-29 | 2024-02-19 | 2025-02-19 | Solar Panels | Q. PEAK DUO BLK ML-G10+400 | HANWHA |  | 0.4 | 12 | 204 | 30 |  | Fixed | Roof
NJADRE1555711646 | Administratively Determined Incentive Program | CHERRY HILL | 8002 | 14 | 4.8 | Residential | Behind the Meter | Yes | Net Metered Residential | Pro Custom Solar dba Momentum Solar |  | PSE&G | Accepted | 2024-01-29 | 2024-02-19 | 2025-02-19 | Inverters | IQ8PLUS-72-2-US | ENPHASE | 290 |  | 12 |  |  | 0.97 |  | Outdoor
NJADRE1555711651 | Administratively Determined Incentive Program | Parlin | 8859 | 11 | 6.4 | Residential | Behind the Meter | Yes | Net Metered Residential | PosiGen Developer LLC |  | JCP&L | Accepted | 2024-01-29 | 2024-02-23 | 2025-02-23 | Inverters | SOLAREDGE | SE6000H-US | 6000 |  | 1 |  |  | 0.99 |  | Outside | Within ten feet of meter
NJADRE1555711651 | Administratively Determined Incentive Program | Parlin | 8859 | 11 | 6.4 | Residential | Behind the Meter | Yes | Net Metered Residential | PosiGen Developer LLC |  | JCP&L | Accepted | 2024-01-29 | 2024-02-23 | 2025-02-23 | Solar Panels | SILFAB | SIL-400 HC+ |  | 0.4 | 14 | 136 | 27 |  | Fixed | Roof
NJADRE1555711651 | Administratively Determined Incentive Program | Parlin | 8859 | 11 | 6.4 | Residential | Behind the Meter | Yes | Net Metered Residential | PosiGen Developer LLC |  | JCP&L | Accepted | 2024-01-29 | 2024-02-23 | 2025-02-23 | Solar Panels | SILFAB | SIL-400 HC+ |  | 0.4 | 2 | 136 | 27 |  | Fixed | Roof
NJADRE1555711655 | Administratively Determined Incentive Program | NEWARK | 7607 | 9 | 5.2 | Residential | Behind the Meter | Yes | Net Metered Residential | Pro Custom Solar dba Momentum Solar |  | PSE&G | Accepted | 2024-01-29 | 2024-02-19 | 2025-02-19 | Inverters | IQ8PLUS-72-2-US | ENPHASE | 290 |  | 13 |  |  | 0.97 |  | Outdoor
NJADRE1555711655 | Administratively Determined Incentive Program | NEWARK | 7607 | 9 | 5.2 | Residential | Behind the Meter | Yes | Net Metered Residential | Pro Custom Solar dba Momentum Solar |  | PSE&G | Accepted | 2024-01-29 | 2024-02-19 | 2025-02-19 | Solar Panels | Q. PEAK DUO BLK ML-G10+400 | HANWHA |  | 0.4 | 3 | 201 | 45 |  | Fixed | Roof
NJADRE1555711655 | Administratively Determined Incentive Program | NEWARK | 7607 | 9 | 5.2 | Residential | Behind the Meter | Yes | Net Metered Residential | Pro Custom Solar dba Momentum Solar |  | PSE&G | Accepted | 2024-01-29 | 2024-02-19 | 2025-02-19 | Solar Panels | Q. PEAK DUO BLK ML-G10+400 | HANWHA |  | 0.4 | 10 | 21 | 45 |  | Fixed | Roof
NJADRE1555711666 | Administratively Determined Incentive Program | NEWARK | 7106 | 9 | 2.43 | Residential | Behind the Meter | Yes | Net Metered Residential | Trinity Solar Inc. |  | PSE&G | Accepted | 2024-01-29 | 2024-02-22 | 2025-02-22 | Solar Panels | HANWHA | (Q.PEAK DUO BLK ML-G10+ 405) |  | 0.405 | 6 | 24 | 27 |  | Fixed | Roof
NJADRE1555711666 | Administratively Determined Incentive Program | NEWARK | 7106 | 9 | 2.43 | Residential | Behind the Meter | Yes | Net Metered Residential | Trinity Solar Inc. |  | PSE&G | Accepted | 2024-01-29 | 2024-02-22 | 2025-02-22 | Inverters | Enphase | (IQ8PLUS-72-2-US) | 290 |  | 6 |  |  | 0.97 |  | Outside
NJADRE1555711669 | Administratively Determined Incentive Program | PARSIPPANY | 7054 | 3 | 4.8 | Residential | Behind the Meter | Yes | Net Metered Residential | PosiGen Developer, LLC |  | JCP&L | Accepted | 2024-01-29 | 2024-02-21 | 2025-02-21 | Inverters | SOLAREDGE | SE3800H-US | 3800 |  | 1 |  |  | 0.99 |  | Outside | Within ten feet of meter
NJADRE1555711669 | Administratively Determined Incentive Program | PARSIPPANY | 7054 | 3 | 4.8 | Residential | Behind the Meter | Yes | Net Metered Residential | PosiGen Developer, LLC |  | JCP&L | Accepted | 2024-01-29 | 2024-02-21 | 2025-02-21 | Solar Panels | SILFAB | SIL-400 HC+ |  | 0.4 | 12 | 262 | 21 |  | Fixed | Roof
NJADRE1555711673 | Administratively Determined Incentive Program | Vernon | 7462 | 1 | 13.6 | Residential | Behind the Meter | Yes | Net Metered Residential | PosiGen Developer, LLC |  | Orange Rockland Electric | Accepted | 2024-01-29 | 2024-02-23 | 2025-02-23 | Inverters | SOLAREDGE | SE10000H-US | 10000 |  | 1 |  |  | 0.99 |  | Outside | WITHIN TEN FEET OF METER
NJADRE1555711673 | Administratively Determined Incentive Program | Vernon | 7462 | 1 | 13.6 | Residential | Behind the Meter | Yes | Net Metered Residential | PosiGen Developer, LLC |  | Orange Rockland Electric | Accepted | 2024-01-29 | 2024-02-23 | 2025-02-23 | Solar Panels | SILFAB | SIL400HC+ |  | 0.4 | 19 | 132 | 42 |  | Fixed | Roof
NJADRE1555711673 | Administratively Determined Incentive Program | Vernon | 7462 | 1 | 13.6 | Residential | Behind the Meter | Yes | Net Metered Residential | PosiGen Developer, LLC |  | Orange Rockland Electric | Accepted | 2024-01-29 | 2024-02-23 | 2025-02-23 | Solar Panels | SILFAB | SIL400HC+ |  | 0.4 | 15 | 312 | 42 |  | Fixed | Roof
NJADRE1555711677 | Administratively Determined Incentive Program | CEDAR GROVE | 7009 | 9 | 17.82 | Residential | Behind the Meter | No | Net Metered Residential | Trinity Solar |  | PSE&G | Accepted | 2024-01-29 | 2024-02-19 | 2025-02-19 | Inverters | Solar Edge | SE7600H-US | 7600 |  | 1 |  |  | 0.97 |  | Outdoor
NJADRE1555711677 | Administratively Determined Incentive Program | CEDAR GROVE | 7009 | 9 | 17.82 | Residential | Behind the Meter | No | Net Metered Residential | Trinity Solar |  | PSE&G | Accepted | 2024-01-29 | 2024-02-19 | 2025-02-19 | Inverters | Solar Edge | SE6000H-US | 6000 |  | 1 |  |  | 0.97 |  | Outdoor
NJADRE1555711677 | Administratively Determined Incentive Program | CEDAR GROVE | 7009 | 9 | 17.82 | Residential | Behind the Meter | No | Net Metered Residential | Trinity Solar |  | PSE&G | Accepted | 2024-01-29 | 2024-02-19 | 2025-02-19 | Solar Panels | HANWHA | (Q.PEAK DUO BLK ML-G10+ 405) |  | 0.405 | 21 | 278 | 5 |  | Fixed | Roof
NJADRE1555711677 | Administratively Determined Incentive Program | CEDAR GROVE | 7009 | 9 | 17.82 | Residential | Behind the Meter | No | Net Metered Residential | Trinity Solar |  | PSE&G | Accepted | 2024-01-29 | 2024-02-19 | 2025-02-19 | Solar Panels | HANWHA | (Q.PEAK DUO BLK ML-G10+ 405) |  | 0.405 | 14 | 98 | 5 |  | Fixed | Roof
NJADRE1555711677 | Administratively Determined Incentive Program | CEDAR GROVE | 7009 | 9 | 17.82 | Residential | Behind the Meter | No | Net Metered Residential | Trinity Solar |  | PSE&G | Accepted | 2024-01-29 | 2024-02-19 | 2025-02-19 | Solar Panels | HANWHA | (Q.PEAK DUO BLK ML-G10+ 405) |  | 0.405 | 9 | 38 | 8 |  | Fixed | Roof
NJADRE1555711680 | Administratively Determined Incentive Program | MONROEVILLE | 8343 | 16 | 8.51 | Residential | Behind the Meter | Yes | Net Metered Residential | Trinity Solar |  | AC Electric | Accepted | 2024-01-29 | 2024-02-19 | 2025-02-19 | Inverters | Solar Edge | SE7600H-US | 7600 |  | 1 |  |  | 0.97 |  | Outside
NJADRE1555711680 | Administratively Determined Incentive Program | MONROEVILLE | 8343 | 16 | 8.51 | Residential | Behind the Meter | Yes | Net Metered Residential | Trinity Solar |  | AC Electric | Accepted | 2024-01-29 | 2024-02-19 | 2025-02-19 | Solar Panels | HANWHA | Q.PEAK DUO BLK ML-G10+ 405 |  | 0.405 | 21 | 160 | 26 |  | Fixed | Roof
NJADRE1555711696 | Administratively Determined Incentive Program | LAURENCE HARBOR | 8879 | 11 | 13.37 | Residential | Behind the Meter | No | Net Metered Residential | Green Power Energy |  | JCP&L | Accepted | 2024-01-29 | 2024-02-19 | 2025-02-19 | Inverters | Enphase Energy | IQ8PLUS-72-2-US [240V] | 290 |  | 33 |  |  | 0.975 |  | Outdoor | Roof
NJADRE1555711696 | Administratively Determined Incentive Program | LAURENCE HARBOR | 8879 | 11 | 13.37 | Residential | Behind the Meter | No | Net Metered Residential | Green Power Energy |  | JCP&L | Accepted | 2024-01-29 | 2024-02-19 | 2025-02-19 | Solar Panels | Hanwha Q-Cells | Q.PEAK DUO BLK ML-G10+ 405 |  | 0.405 | 6 | 137 | 21 |  | Fixed | Roof
NJADRE1555711696 | Administratively Determined Incentive Program | LAURENCE HARBOR | 8879 | 11 | 13.37 | Residential | Behind the Meter | No | Net Metered Residential | Green Power Energy |  | JCP&L | Accepted | 2024-01-29 | 2024-02-19 | 2025-02-19 | Solar Panels | Hanwha Q-Cells | Q.PEAK DUO BLK ML-G10+ 405 |  | 0.405 | 6 | 137 | 21 |  | Fixed | Roof
NJADRE1555711696 | Administratively Determined Incentive Program | LAURENCE HARBOR | 8879 | 11 | 13.37 | Residential | Behind the Meter | No | Net Metered Residential | Green Power Energy |  | JCP&L | Accepted | 2024-01-29 | 2024-02-19 | 2025-02-19 | Solar Panels | Hanwha Q-Cells | Q.PEAK DUO BLK ML-G10+ 405 |  | 0.405 | 7 | 137 | 14 |  | Fixed | Roof
NJADRE1555711696 | Administratively Determined Incentive Program | LAURENCE HARBOR | 8879 | 11 | 13.37 | Residential | Behind the Meter | No | Net Metered Residential | Green Power Energy |  | JCP&L | Accepted | 2024-01-29 | 2024-02-19 | 2025-02-19 | Solar Panels | Hanwha Q-Cells | Q.PEAK DUO BLK ML-G10+ 405 |  | 0.405 | 14 | 227 | 21 |  | Fixed | Roof
NJADRE1555711697 | Administratively Determined Incentive Program | PATERSON | 7514 | 6 | 12.8 | Residential | Behind the Meter | Yes | Net Metered Residential | Pro Custom Solar dba Momentum Solar |  | PSE&G | Accepted | 2024-01-29 | 2024-02-19 | 2025-02-19 | Solar Panels | Q. PEAK DUO BLK ML-G10+400 | HANWHA |  | 0.4 | 26 | 99 | 0 |  | Fixed | Roof
NJADRE1555711697 | Administratively Determined Incentive Program | PATERSON | 7514 | 6 | 12.8 | Residential | Behind the Meter | Yes | Net Metered Residential | Pro Custom Solar dba Momentum Solar |  | PSE&G | Accepted | 2024-01-29 | 2024-02-19 | 2025-02-19 | Solar Panels | Q. PEAK DUO BLK ML-G10+400 | HANWHA |  | 0.4 | 6 | 279 | 44 |  | Fixed | Roof
NJADRE1555711697 | Administratively Determined Incentive Program | PATERSON | 7514 | 6 | 12.8 | Residential | Behind the Meter | Yes | Net Metered Residential | Pro Custom Solar dba Momentum Solar |  | PSE&G | Accepted | 2024-01-29 | 2024-02-19 | 2025-02-19 | Inverters | IQ8PLUS-72-2-US | ENPHASE | 290 |  | 32 |  |  | 0.97 |  | Outdoor
NJADRE1555711703 | Administratively Determined Incentive Program | TOTOWA | 7512 | 6 | 4 | Residential | Behind the Meter | No | Net Metered Residential | SunPower Corporation, Systems |  | PSE&G | Accepted | 2024-01-31 | 2024-02-20 | 2025-02-20 | Solar Panels | WAAREE ENERGIES LIMITED | WSMDI-400 |  | 0.4 | 2 | 213 | 24 |  | Fixed | Roof
NJADRE1555711703 | Administratively Determined Incentive Program | TOTOWA | 7512 | 6 | 4 | Residential | Behind the Meter | No | Net Metered Residential | SunPower Corporation, Systems |  | PSE&G | Accepted | 2024-01-31 | 2024-02-20 | 2025-02-20 | Solar Panels | WAAREE ENERGIES LIMITED | WSMDI-400 |  | 0.4 | 1 | 123 | 24 |  | Fixed | Roof
NJADRE1555711703 | Administratively Determined Incentive Program | TOTOWA | 7512 | 6 | 4 | Residential | Behind the Meter | No | Net Metered Residential | SunPower Corporation, Systems |  | PSE&G | Accepted | 2024-01-31 | 2024-02-20 | 2025-02-20 | Solar Panels | WAAREE ENERGIES LIMITED | WSMDI-400 |  | 0.4 | 7 | 33 | 24 |  | Fixed | Roof
NJADRE1555711703 | Administratively Determined Incentive Program | TOTOWA | 7512 | 6 | 4 | Residential | Behind the Meter | No | Net Metered Residential | SunPower Corporation, Systems |  | PSE&G | Accepted | 2024-01-31 | 2024-02-20 | 2025-02-20 | Inverters | Enphase | IQ7HS-66-M-US | 384 |  | 10 |  |  | 0.97 |  | Outdoor | Under Each Panel
NJADRE1555711724 | Administratively Determined Incentive Program | WEST NEW YORK | 7093 | 8 | 4.8 | Residential | Behind the Meter | Yes | Net Metered Residential | PosiGen Developer, LLC |  | PSE&G | Accepted | 2024-01-29 | 2024-02-20 | 2025-02-20 | Inverters | SOLAREDGE | SE3800H-US | 3800 |  | 1 |  |  | 0.99 |  | Outside | WITHIN TEN FEET OF METER
NJADRE1555711724 | Administratively Determined Incentive Program | WEST NEW YORK | 7093 | 8 | 4.8 | Residential | Behind the Meter | Yes | Net Metered Residential | PosiGen Developer, LLC |  | PSE&G | Accepted | 2024-01-29 | 2024-02-20 | 2025-02-20 | Solar Panels | SILFAB | SIL400HC+ |  | 0.4 | 12 | 121 | 0 |  | Fixed | Roof
NJADRE1555711750 | Administratively Determined Incentive Program | Hamilton | 8330 | 19 | 10.4 | Residential | Behind the Meter | No | Net Metered Residential | Freedom Forever New Jersey LLC |  | AC Electric | Accepted | 2024-01-29 | 2024-02-19 | 2025-02-19 | Inverters | JINKO SOLAR | SE7600H-USRGM [SI1] | 7600 |  | 1 |  |  | 0.99 |  | Outside
NJADRE1555711750 | Administratively Determined Incentive Program | Hamilton | 8330 | 19 | 10.4 | Residential | Behind the Meter | No | Net Metered Residential | Freedom Forever New Jersey LLC |  | AC Electric | Accepted | 2024-01-29 | 2024-02-19 | 2025-02-19 | Solar Panels | JINKO SOLAR | JKM385M-6RL3-B |  | 0.385 | 6 | 335 | 34 |  | Fixed | Roof
NJADRE1555711750 | Administratively Determined Incentive Program | Hamilton | 8330 | 19 | 10.4 | Residential | Behind the Meter | No | Net Metered Residential | Freedom Forever New Jersey LLC |  | AC Electric | Accepted | 2024-01-29 | 2024-02-19 | 2025-02-19 | Solar Panels | JINKO SOLAR | JKM385M-6RL3-B |  | 0.385 | 11 | 155 | 34 |  | Fixed | Roof
NJADRE1555711750 | Administratively Determined Incentive Program | Hamilton | 8330 | 19 | 10.4 | Residential | Behind the Meter | No | Net Metered Residential | Freedom Forever New Jersey LLC |  | AC Electric | Accepted | 2024-01-29 | 2024-02-19 | 2025-02-19 | Solar Panels | JINKO SOLAR | JKM385M-6RL3-B |  | 0.385 | 1 | 245 | 34 |  | Fixed | Roof
NJADRE1555711750 | Administratively Determined Incentive Program | Hamilton | 8330 | 19 | 10.4 | Residential | Behind the Meter | No | Net Metered Residential | Freedom Forever New Jersey LLC |  | AC Electric | Accepted | 2024-01-29 | 2024-02-19 | 2025-02-19 | Solar Panels | JINKO SOLAR | JKM385M-6RL3-B |  | 0.385 | 5 | 155 | 34 |  | Fixed | Roof
NJADRE1555711750 | Administratively Determined Incentive Program | Hamilton | 8330 | 19 | 10.4 | Residential | Behind the Meter | No | Net Metered Residential | Freedom Forever New Jersey LLC |  | AC Electric | Accepted | 2024-01-29 | 2024-02-19 | 2025-02-19 | Solar Panels | JINKO SOLAR | JKM385M-6RL3-B |  | 0.385 | 4 | 245 | 48 |  | Fixed | Roof
NJADRE1555711760 | Administratively Determined Incentive Program | NEWARK | 7112 | 9 | 6.56 | Residential | Behind the Meter | Yes | Net Metered Residential | Rhythm Solar, LLC |  | PSE&G | Accepted | 2024-01-29 | 2024-02-19 | 2025-02-19 | Inverters | Enphase | IQ8PLUS-72-2-US | 290 |  | 12 |  |  | 0.976 |  | Outside | Under each pv panel
NJADRE1555711760 | Administratively Determined Incentive Program | NEWARK | 7112 | 9 | 6.56 | Residential | Behind the Meter | Yes | Net Metered Residential | Rhythm Solar, LLC |  | PSE&G | Accepted | 2024-01-29 | 2024-02-19 | 2025-02-19 | Inverters | Enphase | IQ8PLUS-72-2-US | 290 |  | 2 |  |  | 0.976 |  | Outside | Under each pv panel
NJADRE1555711760 | Administratively Determined Incentive Program | NEWARK | 7112 | 9 | 6.56 | Residential | Behind the Meter | Yes | Net Metered Residential | Rhythm Solar, LLC |  | PSE&G | Accepted | 2024-01-29 | 2024-02-19 | 2025-02-19 | Inverters | Enphase | IQ8PLUS-72-2-US | 290 |  | 2 |  |  | 0.976 |  | Outside | Under each pv panel
NJADRE1555711760 | Administratively Determined Incentive Program | NEWARK | 7112 | 9 | 6.56 | Residential | Behind the Meter | Yes | Net Metered Residential | Rhythm Solar, LLC |  | PSE&G | Accepted | 2024-01-29 | 2024-02-19 | 2025-02-19 | Solar Panels | Znshine | ZXM7-SH108 410W |  | 0.41 | 12 | 127 | 20 |  | Fixed | Roof
NJADRE1555711760 | Administratively Determined Incentive Program | NEWARK | 7112 | 9 | 6.56 | Residential | Behind the Meter | Yes | Net Metered Residential | Rhythm Solar, LLC |  | PSE&G | Accepted | 2024-01-29 | 2024-02-19 | 2025-02-19 | Solar Panels | Znshine | ZXM7-SH108 410W |  | 0.41 | 2 | 37 | 12 |  | Fixed | Roof
NJADRE1555711760 | Administratively Determined Incentive Program | NEWARK | 7112 | 9 | 6.56 | Residential | Behind the Meter | Yes | Net Metered Residential | Rhythm Solar, LLC |  | PSE&G | Accepted | 2024-01-29 | 2024-02-19 | 2025-02-19 | Solar Panels | Znshine | ZXM7-SH108 410W |  | 0.41 | 2 | 217 | 12 |  | Fixed | Roof
NJADRE1555711772 | Administratively Determined Incentive Program | SOMERVILLE | 8876 | 5 | 5.67 | Residential | Behind the Meter | Yes | Net Metered Residential | Trinity Solar LLC |  | PSE&G | Accepted | 2024-01-29 | 2024-02-19 | 2025-02-19 | Inverters | Solar Edge | SE5000H-US | 5000 |  | 1 |  |  | 0.97 |  | Outdoor
NJADRE1555711772 | Administratively Determined Incentive Program | SOMERVILLE | 8876 | 5 | 5.67 | Residential | Behind the Meter | Yes | Net Metered Residential | Trinity Solar LLC |  | PSE&G | Accepted | 2024-01-29 | 2024-02-19 | 2025-02-19 | Solar Panels | HANWHA | (Q.PEAK DUO BLK ML-G10+ 405) |  | 0.405 | 14 | 194 | 37 |  | Fixed | Roof
NJADRE1555711778 | Administratively Determined Incentive Program | NEPTUNE | 7753 | 17 | 6.4 | Residential | Behind the Meter | Yes | Net Metered Residential | Power Energy Solutions |  | JCP&L | Accepted | 2024-01-29 | 2024-02-19 | 2025-02-19 | Inverters | SolarEdge | SE6000H-US | 6 |  | 1 |  |  | 0.97 |  | Outside
NJADRE1555711778 | Administratively Determined Incentive Program | NEPTUNE | 7753 | 17 | 6.4 | Residential | Behind the Meter | Yes | Net Metered Residential | Power Energy Solutions |  | JCP&L | Accepted | 2024-01-29 | 2024-02-19 | 2025-02-19 | Solar Panels | Canadian Solar | CS6R-400MS-HL HIKU6 Black Mono |  | 0.4 | 11 | 151 | 23 |  | Fixed | Roof
NJADRE1555711778 | Administratively Determined Incentive Program | NEPTUNE | 7753 | 17 | 6.4 | Residential | Behind the Meter | Yes | Net Metered Residential | Power Energy Solutions |  | JCP&L | Accepted | 2024-01-29 | 2024-02-19 | 2025-02-19 | Solar Panels | Canadian Solar | CS6R-400MS-HL HIKU6 Black Mono |  | 0.4 | 5 | 151 | 23 |  | Fixed | Roof
NJADRE1555711779 | Administratively Determined Incentive Program | DELRAN | 8075 | 13 | 18 | Residential | Behind the Meter | Yes | Net Metered Residential | Pro Custom Solar dba Momentum Solar |  | PSE&G | Accepted | 2024-01-29 | 2024-02-19 | 2025-02-19 | Solar Panels | Q. PEAK DUO BLK ML-G10+400 | HANWHA |  | 0.4 | 10 | 140 | 34 |  | Fixed | Roof
NJADRE1555711779 | Administratively Determined Incentive Program | DELRAN | 8075 | 13 | 18 | Residential | Behind the Meter | Yes | Net Metered Residential | Pro Custom Solar dba Momentum Solar |  | PSE&G | Accepted | 2024-01-29 | 2024-02-19 | 2025-02-19 | Solar Panels | Q. PEAK DUO BLK ML-G10+400 | HANWHA |  | 0.4 | 10 | 142 | 35 |  | Fixed | Roof
NJADRE1555711779 | Administratively Determined Incentive Program | DELRAN | 8075 | 13 | 18 | Residential | Behind the Meter | Yes | Net Metered Residential | Pro Custom Solar dba Momentum Solar |  | PSE&G | Accepted | 2024-01-29 | 2024-02-19 | 2025-02-19 | Solar Panels | Q. PEAK DUO BLK ML-G10+400 | HANWHA |  | 0.4 | 11 | 321 | 34 |  | Double Axis | Roof
NJADRE1555711779 | Administratively Determined Incentive Program | DELRAN | 8075 | 13 | 18 | Residential | Behind the Meter | Yes | Net Metered Residential | Pro Custom Solar dba Momentum Solar |  | PSE&G | Accepted | 2024-01-29 | 2024-02-19 | 2025-02-19 | Solar Panels | Q. PEAK DUO BLK ML-G10+400 | HANWHA |  | 0.4 | 14 | 320 | 34 |  | Fixed | Roof
NJADRE1555711779 | Administratively Determined Incentive Program | DELRAN | 8075 | 13 | 18 | Residential | Behind the Meter | Yes | Net Metered Residential | Pro Custom Solar dba Momentum Solar |  | PSE&G | Accepted | 2024-01-29 | 2024-02-19 | 2025-02-19 | Inverters | IQ8PLUS-72-2-US | ENPHASE | 290 |  | 45 |  |  | 0.97 |  | Outdoor
NJADRE1555711796 | Administratively Determined Incentive Program | MAPLE SHADE | 8052 | 13 | 6.48 | Residential | Behind the Meter | No | Net Metered Residential | Trinity Solar Inc. |  | PSE&G | Accepted | 2024-01-29 | 2024-02-19 | 2025-02-19 | Solar Panels | HANWHA | (Q.PEAK DUO BLK ML-G10+ 405) |  | 0.405 | 2 | 101 | 27 |  | Fixed | Roof
NJADRE1555711796 | Administratively Determined Incentive Program | MAPLE SHADE | 8052 | 13 | 6.48 | Residential | Behind the Meter | No | Net Metered Residential | Trinity Solar Inc. |  | PSE&G | Accepted | 2024-01-29 | 2024-02-19 | 2025-02-19 | Solar Panels | HANWHA | (Q.PEAK DUO BLK ML-G10+ 405) |  | 0.405 | 7 | 101 | 23 |  | Fixed | Roof
NJADRE1555711796 | Administratively Determined Incentive Program | MAPLE SHADE | 8052 | 13 | 6.48 | Residential | Behind the Meter | No | Net Metered Residential | Trinity Solar Inc. |  | PSE&G | Accepted | 2024-01-29 | 2024-02-19 | 2025-02-19 | Solar Panels | HANWHA | (Q.PEAK DUO BLK ML-G10+ 405) |  | 0.405 | 7 | 101 | 27 |  | Fixed | Roof
NJADRE1555711796 | Administratively Determined Incentive Program | MAPLE SHADE | 8052 | 13 | 6.48 | Residential | Behind the Meter | No | Net Metered Residential | Trinity Solar Inc. |  | PSE&G | Accepted | 2024-01-29 | 2024-02-19 | 2025-02-19 | Inverters | Solar Edge | SE5000H-US | 5000 |  | 1 |  |  | 0.97 |  | Outdoor
NJADRE1555711797 | Administratively Determined Incentive Program | WILLINGBORO | 8046 | 13 | 8.4 | Residential | Behind the Meter | Yes | Net Metered Residential | Power Energy Solutions |  | PSE&G | Accepted | 2024-01-29 | 2024-02-20 | 2025-02-20 | Inverters | SolarEdge | SE6000H-US | 6 |  | 1 |  |  | 0.97 |  | Outside
NJADRE1555711797 | Administratively Determined Incentive Program | WILLINGBORO | 8046 | 13 | 8.4 | Residential | Behind the Meter | Yes | Net Metered Residential | Power Energy Solutions |  | PSE&G | Accepted | 2024-01-29 | 2024-02-20 | 2025-02-20 | Solar Panels | Canadian Solar | CS6R-400MS-HL HIKU6 Black Mono |  | 0.4 | 9 | 254 | 20 |  | Fixed | Roof
NJADRE1555711797 | Administratively Determined Incentive Program | WILLINGBORO | 8046 | 13 | 8.4 | Residential | Behind the Meter | Yes | Net Metered Residential | Power Energy Solutions |  | PSE&G | Accepted | 2024-01-29 | 2024-02-20 | 2025-02-20 | Solar Panels | Canadian Solar | CS6R-400MS-HL HIKU6 Black Mono |  | 0.4 | 12 | 74 | 9 |  | Fixed | Roof
NJADRE1555712863 | Administratively Determined Incentive Program | COLLINGSWOOD BORO | 8108 | 14 | 3.6 | Residential | Behind the Meter | Yes | Net Metered Residential | Sunrun Installation Services, Inc. |  | PSE&G | Accepted | 2024-01-29 | 2024-02-20 | 2025-02-20 | Inverters | DELTA ELECTRONICS | E4-TL-US | 4000 |  | 1 |  |  | 0.975 |  | Outdoor | Next to meter
NJADRE1555712863 | Administratively Determined Incentive Program | COLLINGSWOOD BORO | 8108 | 14 | 3.6 | Residential | Behind the Meter | Yes | Net Metered Residential | Sunrun Installation Services, Inc. |  | PSE&G | Accepted | 2024-01-29 | 2024-02-20 | 2025-02-20 | Solar Panels | Hanwha Q Cells | Q.PEAK DUO BLK ML-G10+/T 400 |  | 0.4 | 9 | 206 | 25 |  | Fixed | Roof
NJADRE1555713242 | Administratively Determined Incentive Program | EAST ORANGE | 7017 | 9 | 16.8 | Residential | Behind the Meter | Yes | Net Metered Residential | Power Energy Solutions |  | PSE&G | Accepted | 2024-01-29 | 2024-02-20 | 2025-02-20 | Inverters | SolarEdge | SE11400H-US | 11 |  | 1 |  |  | 0.97 |  | Outside
NJADRE1555713242 | Administratively Determined Incentive Program | EAST ORANGE | 7017 | 9 | 16.8 | Residential | Behind the Meter | Yes | Net Metered Residential | Power Energy Solutions |  | PSE&G | Accepted | 2024-01-29 | 2024-02-20 | 2025-02-20 | Solar Panels | Canadian Solar | CS6R-400MS-HL HIKU6 Black Mono |  | 0.4 | 22 | 112 | 40 |  | Fixed | Roof
NJADRE1555713242 | Administratively Determined Incentive Program | EAST ORANGE | 7017 | 9 | 16.8 | Residential | Behind the Meter | Yes | Net Metered Residential | Power Energy Solutions |  | PSE&G | Accepted | 2024-01-29 | 2024-02-20 | 2025-02-20 | Solar Panels | Canadian Solar | CS6R-400MS-HL HIKU6 Black Mono |  | 0.4 | 20 | 292 | 40 |  | Fixed | Roof
NJADRE1555713283 | Administratively Determined Incentive Program | BARRINGTON BORO | 8007 | 14 | 6.48 | Residential | Behind the Meter | Yes | Net Metered Residential | Sunrun Installation Services, Inc. |  | PSE&G | Accepted | 2024-01-29 | 2024-02-20 | 2025-02-20 | Inverters | SolarEdge Technologies | SE6000H-USSN | 6000 |  | 1 |  |  | 0.99 |  | Outdoor | Next to meter
NJADRE1555713283 | Administratively Determined Incentive Program | BARRINGTON BORO | 8007 | 14 | 6.48 | Residential | Behind the Meter | Yes | Net Metered Residential | Sunrun Installation Services, Inc. |  | PSE&G | Accepted | 2024-01-29 | 2024-02-20 | 2025-02-20 | Solar Panels | Hanwha Q Cells | Q.PEAK DUO BLK ML-G10+ 405 |  | 0.405 | 16 | 237 | 34 |  | Fixed | Roof
NJADRE1555713305 | Administratively Determined Incentive Program | LIVINGSTON | 7039 | 9 | 5.2 | Residential | Behind the Meter | Yes | Net Metered Residential | Pro Custom Solar dba Momentum Solar |  | PSE&G | Accepted | 2024-01-29 | 2024-02-19 | 2025-02-19 | Solar Panels | Q. PEAK DUO BLK ML-G10+400 | HANWHA |  | 0.4 | 4 | 193 | 20 |  | Fixed | Roof
NJADRE1555713305 | Administratively Determined Incentive Program | LIVINGSTON | 7039 | 9 | 5.2 | Residential | Behind the Meter | Yes | Net Metered Residential | Pro Custom Solar dba Momentum Solar |  | PSE&G | Accepted | 2024-01-29 | 2024-02-19 | 2025-02-19 | Solar Panels | Q. PEAK DUO BLK ML-G10+400 | HANWHA |  | 0.4 | 3 | 193 | 31 |  | Fixed | Roof
NJADRE1555713305 | Administratively Determined Incentive Program | LIVINGSTON | 7039 | 9 | 5.2 | Residential | Behind the Meter | Yes | Net Metered Residential | Pro Custom Solar dba Momentum Solar |  | PSE&G | Accepted | 2024-01-29 | 2024-02-19 | 2025-02-19 | Solar Panels | Q. PEAK DUO BLK ML-G10+400 | HANWHA |  | 0.4 | 6 | 13 | 31 |  | Fixed | Roof
NJADRE1555713305 | Administratively Determined Incentive Program | LIVINGSTON | 7039 | 9 | 5.2 | Residential | Behind the Meter | Yes | Net Metered Residential | Pro Custom Solar dba Momentum Solar |  | PSE&G | Accepted | 2024-01-29 | 2024-02-19 | 2025-02-19 | Inverters | IQ8PLUS-72-2-US | ENPHASE | 290 |  | 13 |  |  | 0.97 |  | Outdoor
NJADRE1555713353 | Administratively Determined Incentive Program | EWING | 8628 | 12 | 7.6 | Residential | Behind the Meter | Yes | Net Metered Residential | Pro Custom Solar dba Momentum Solar |  | PSE&G | Accepted | 2024-01-29 | 2024-02-19 | 2025-02-19 | Inverters | IQ8PLUS-72-2-US | ENPHASE | 290 |  | 19 |  |  | 0.97 |  | Outdoor
NJADRE1555713353 | Administratively Determined Incentive Program | EWING | 8628 | 12 | 7.6 | Residential | Behind the Meter | Yes | Net Metered Residential | Pro Custom Solar dba Momentum Solar |  | PSE&G | Accepted | 2024-01-29 | 2024-02-19 | 2025-02-19 | Solar Panels | Q. PEAK DUO BLK ML-G10+400 | HANWHA |  | 0.4 | 19 | 67 | 22 |  | Fixed | Roof
NJADRE1555713372 | Administratively Determined Incentive Program | PATERSON | 7503 | 6 | 5.78 | Residential | Behind the Meter | Yes | Net Metered Residential | Freedom Forever New Jersey LLC |  | PSE&G | Accepted | 2024-01-29 | 2024-02-20 | 2025-02-20 | Inverters | Solar Edge | SE5000H-USRGM [SI1] | 5000 |  | 1 |  |  | 0.99 |  | Outdoor
NJADRE1555713372 | Administratively Determined Incentive Program | PATERSON | 7503 | 6 | 5.78 | Residential | Behind the Meter | Yes | Net Metered Residential | Freedom Forever New Jersey LLC |  | PSE&G | Accepted | 2024-01-29 | 2024-02-20 | 2025-02-20 | Solar Panels | JINKO SOLAR | JKM385M-6RL3-B |  | 0.385 | 15 | 145 | 4 |  | Fixed | Roof
NJADRE1555713415 | Administratively Determined Incentive Program | Bridgeton | 8302 | 20 | 9.2 | Residential | Behind the Meter | Yes | Net Metered Residential | Sunrun Installation Services, Inc |  | AC Electric | Accepted | 2024-01-29 | 2024-02-19 | 2025-02-19 | Inverters | SOLAREDGE TECHNOLOGIES | SE7600H-USSN | 7600 |  | 1 |  |  | 0.99 |  | Outside | Next To Meter
NJADRE1555713415 | Administratively Determined Incentive Program | Bridgeton | 8302 | 20 | 9.2 | Residential | Behind the Meter | Yes | Net Metered Residential | Sunrun Installation Services, Inc |  | AC Electric | Accepted | 2024-01-29 | 2024-02-19 | 2025-02-19 | Solar Panels | HANWHA Q-CELLS | Q.PEAK DUO BLK ML-G10+/T 400 |  | 0.4 | 14 | 187 | 27 |  | Fixed | Roof
NJADRE1555713415 | Administratively Determined Incentive Program | Bridgeton | 8302 | 20 | 9.2 | Residential | Behind the Meter | Yes | Net Metered Residential | Sunrun Installation Services, Inc |  | AC Electric | Accepted | 2024-01-29 | 2024-02-19 | 2025-02-19 | Solar Panels | HANWHA Q-CELLS | Q.PEAK DUO BLK ML-G10+/T 400 |  | 0.4 | 9 | 7 | 27 |  | Fixed | Roof
NJADRE1555713425 | Administratively Determined Incentive Program | Matawan | 7747 | 17 | 16 | Residential | Behind the Meter | Yes | Net Metered Residential | Pro Custom Solar dba Momentum Solar |  | JCP&L | Accepted | 2024-01-29 | 2024-02-19 | 2025-02-19 | Solar Panels | Q. PEAK DUO BLK ML-G10+400 | HANWHA |  | 0.4 | 22 | 84 | 20 |  | Fixed | Roof
NJADRE1555713425 | Administratively Determined Incentive Program | Matawan | 7747 | 17 | 16 | Residential | Behind the Meter | Yes | Net Metered Residential | Pro Custom Solar dba Momentum Solar |  | JCP&L | Accepted | 2024-01-29 | 2024-02-19 | 2025-02-19 | Solar Panels | Q. PEAK DUO BLK ML-G10+400 | HANWHA |  | 0.4 | 18 | 264 | 19 |  | Fixed | Roof
NJADRE1555713425 | Administratively Determined Incentive Program | Matawan | 7747 | 17 | 16 | Residential | Behind the Meter | Yes | Net Metered Residential | Pro Custom Solar dba Momentum Solar |  | JCP&L | Accepted | 2024-01-29 | 2024-02-19 | 2025-02-19 | Inverters | IQ8PLUS-72-2-US | ENPHASE | 290 |  | 40 |  |  | 0.97 |  | Outdoor
NJADRE1555713450 | Administratively Determined Incentive Program | VIllas | 8251 | 21 | 6.4 | Residential | Behind the Meter | Yes | Net Metered Residential | PosiGen Developer, LLC |  | AC Electric | Accepted | 2024-01-29 | 2024-02-21 | 2025-02-21 | Solar Panels | SOLAREDGE | SIL400HC+ |  | 0.4 | 4 | 113 | 25 |  | Fixed | Roof
NJADRE1555713450 | Administratively Determined Incentive Program | VIllas | 8251 | 21 | 6.4 | Residential | Behind the Meter | Yes | Net Metered Residential | PosiGen Developer, LLC |  | AC Electric | Accepted | 2024-01-29 | 2024-02-21 | 2025-02-21 | Solar Panels | SOLAREDGE | SIL400HC+ |  | 0.4 | 6 | 113 | 25 |  | Fixed | Roof
NJADRE1555713450 | Administratively Determined Incentive Program | VIllas | 8251 | 21 | 6.4 | Residential | Behind the Meter | Yes | Net Metered Residential | PosiGen Developer, LLC |  | AC Electric | Accepted | 2024-01-29 | 2024-02-21 | 2025-02-21 | Solar Panels | SOLAREDGE | SIL400HC+ |  | 0.4 | 6 | 293 | 25 |  | Fixed | Roof
NJADRE1555713450 | Administratively Determined Incentive Program | VIllas | 8251 | 21 | 6.4 | Residential | Behind the Meter | Yes | Net Metered Residential | PosiGen Developer, LLC |  | AC Electric | Accepted | 2024-01-29 | 2024-02-21 | 2025-02-21 | Inverters | SOLAREDGE | SE6000H-US | 6000 |  | 1 |  |  | 0.99 |  | Outside | WITHIN TEN FEET OF METER
NJADRE1555713472 | Administratively Determined Incentive Program | BRIDGETON | 8302 | 20 | 13.6 | Residential | Behind the Meter | Yes | Net Metered Residential | PosiGen Developer, LLC |  | AC Electric | Accepted | 2024-01-29 | 2024-02-20 | 2025-02-20 | Solar Panels | SILFAB | SIL400HC+ |  | 0.4 | 22 | 252 | 27 |  | Fixed | Roof
NJADRE1555713472 | Administratively Determined Incentive Program | BRIDGETON | 8302 | 20 | 13.6 | Residential | Behind the Meter | Yes | Net Metered Residential | PosiGen Developer, LLC |  | AC Electric | Accepted | 2024-01-29 | 2024-02-20 | 2025-02-20 | Solar Panels | SILFAB | SIL400HC+ |  | 0.4 | 12 | 72 | 27 |  | Fixed | Roof
NJADRE1555713472 | Administratively Determined Incentive Program | BRIDGETON | 8302 | 20 | 13.6 | Residential | Behind the Meter | Yes | Net Metered Residential | PosiGen Developer, LLC |  | AC Electric | Accepted | 2024-01-29 | 2024-02-20 | 2025-02-20 | Inverters | SOLAREDGE | SE10000H-US | 10000 |  | 1 |  |  | 0.99 |  | Outside | WITHIN TEN FEET OF METER
NJADRE1555713872 | Administratively Determined Incentive Program | CLAYTON | 8312 | 15 | 10.4 | Residential | Behind the Meter | Yes | Net Metered Residential | Big Solar Energy, LLC |  | AC Electric | Accepted | 2024-01-29 | 2024-03-01 | 2025-03-01 | Inverters | SOLAREDGE | SE7600H-US (240V) | 32 |  | 1 |  |  | 0.992 |  | Outside
NJADRE1555713872 | Administratively Determined Incentive Program | CLAYTON | 8312 | 15 | 10.4 | Residential | Behind the Meter | Yes | Net Metered Residential | Big Solar Energy, LLC |  | AC Electric | Accepted | 2024-01-29 | 2024-03-01 | 2025-03-01 | Solar Panels | CANADIAN SOLAR | CS6R-400MS-HL |  | 0.4 | 9 | 77 | 50 |  | Fixed | Roof
NJADRE1555713872 | Administratively Determined Incentive Program | CLAYTON | 8312 | 15 | 10.4 | Residential | Behind the Meter | Yes | Net Metered Residential | Big Solar Energy, LLC |  | AC Electric | Accepted | 2024-01-29 | 2024-03-01 | 2025-03-01 | Solar Panels | CANADIAN SOLAR | CS6R-400MS-HL |  | 0.4 | 2 | 347 | 50 |  | Fixed | Roof
NJADRE1555713872 | Administratively Determined Incentive Program | CLAYTON | 8312 | 15 | 10.4 | Residential | Behind the Meter | Yes | Net Metered Residential | Big Solar Energy, LLC |  | AC Electric | Accepted | 2024-01-29 | 2024-03-01 | 2025-03-01 | Solar Panels | CANADIAN SOLAR | CS6R-400MS-HL |  | 0.4 | 6 | 168 | 10 |  | Fixed | Roof
NJADRE1555713872 | Administratively Determined Incentive Program | CLAYTON | 8312 | 15 | 10.4 | Residential | Behind the Meter | Yes | Net Metered Residential | Big Solar Energy, LLC |  | AC Electric | Accepted | 2024-01-29 | 2024-03-01 | 2025-03-01 | Solar Panels | CANADIAN SOLAR | CS6R-400MS-HL |  | 0.4 | 2 | 257 | 50 |  | Fixed | Roof
NJADRE1555713872 | Administratively Determined Incentive Program | CLAYTON | 8312 | 15 | 10.4 | Residential | Behind the Meter | Yes | Net Metered Residential | Big Solar Energy, LLC |  | AC Electric | Accepted | 2024-01-29 | 2024-03-01 | 2025-03-01 | Solar Panels | CANADIAN SOLAR | CS6R-400MS-HL |  | 0.4 | 2 | 167 | 50 |  | Fixed | Roof
NJADRE1555713872 | Administratively Determined Incentive Program | CLAYTON | 8312 | 15 | 10.4 | Residential | Behind the Meter | Yes | Net Metered Residential | Big Solar Energy, LLC |  | AC Electric | Accepted | 2024-01-29 | 2024-03-01 | 2025-03-01 | Solar Panels | CANADIAN SOLAR | CS6R-400MS-HL |  | 0.4 | 5 | 347 | 10 |  | Fixed | Roof
NJADRE1555713873 | Administratively Determined Incentive Program | LITTLE EGG HARBOR TWP | 8087 | 18 | 5.93 | Residential | Behind the Meter | Yes | Net Metered Residential | Bright Planet Solar |  | AC Electric | Accepted | 2024-01-29 | 2024-02-19 | 2025-02-19 | Inverters | Solar Edge | SE5000H-USRGM | 5000 |  | 1 |  |  | 0.98 |  | Outdoor | OUTSIDE
NJADRE1555713873 | Administratively Determined Incentive Program | LITTLE EGG HARBOR TWP | 8087 | 18 | 5.93 | Residential | Behind the Meter | Yes | Net Metered Residential | Bright Planet Solar |  | AC Electric | Accepted | 2024-01-29 | 2024-02-19 | 2025-02-19 | Solar Panels | Canadian Solar | CS3N-395MS |  | 0.395 | 9 | 222 | 34 |  | Fixed | Roof
NJADRE1555713873 | Administratively Determined Incentive Program | LITTLE EGG HARBOR TWP | 8087 | 18 | 5.93 | Residential | Behind the Meter | Yes | Net Metered Residential | Bright Planet Solar |  | AC Electric | Accepted | 2024-01-29 | 2024-02-19 | 2025-02-19 | Solar Panels | Canadian Solar | CS3N-395MS |  | 0.395 | 6 | 222 | 34 |  | Fixed | Roof
NJADRE1555713979 | Administratively Determined Incentive Program | MONROE TOWNSHIP | 8831 | 11 | 13.6 | Residential | Behind the Meter | Yes | Net Metered Residential | PosiGen Developer, LLC |  | JCP&L | Accepted | 2024-01-30 | 2024-02-23 | 2025-02-23 | Inverters | SILFAB SOLAR | SIL-400 HC+ | 10000 |  | 1 |  |  | 0.99 |  | Outside | within ten feet of meter
NJADRE1555713979 | Administratively Determined Incentive Program | MONROE TOWNSHIP | 8831 | 11 | 13.6 | Residential | Behind the Meter | Yes | Net Metered Residential | PosiGen Developer, LLC |  | JCP&L | Accepted | 2024-01-30 | 2024-02-23 | 2025-02-23 | Solar Panels | SILFAB SOLAR | SIL-400 HC+ |  | 0.4 | 13 | 229 | 40 |  | Fixed | Roof
NJADRE1555713979 | Administratively Determined Incentive Program | MONROE TOWNSHIP | 8831 | 11 | 13.6 | Residential | Behind the Meter | Yes | Net Metered Residential | PosiGen Developer, LLC |  | JCP&L | Accepted | 2024-01-30 | 2024-02-23 | 2025-02-23 | Solar Panels | SILFAB SOLAR | SIL-400 HC+ |  | 0.4 | 16 | 139 | 40 |  | Fixed | Roof
NJADRE1555713979 | Administratively Determined Incentive Program | MONROE TOWNSHIP | 8831 | 11 | 13.6 | Residential | Behind the Meter | Yes | Net Metered Residential | PosiGen Developer, LLC |  | JCP&L | Accepted | 2024-01-30 | 2024-02-23 | 2025-02-23 | Solar Panels | SILFAB SOLAR | SIL-400 HC+ |  | 0.4 | 5 | 319 | 38 |  | Fixed | Roof
NJADRE1555716042 | Administratively Determined Incentive Program | FORT LEE | 7024 | 7 | 8 | Residential | Behind the Meter | Yes | Net Metered Residential | Sunrun Installation Services, Inc. |  | PSE&G | Accepted | 2024-01-30 | 2024-02-19 | 2025-02-19 | Inverters | SolarEdge Technologies | SE6000H-USSN | 6000 |  | 1 |  |  | 0.99 |  | Outdoor
NJADRE1555716042 | Administratively Determined Incentive Program | FORT LEE | 7024 | 7 | 8 | Residential | Behind the Meter | Yes | Net Metered Residential | Sunrun Installation Services, Inc. |  | PSE&G | Accepted | 2024-01-30 | 2024-02-19 | 2025-02-19 | Solar Panels | Hanwha Q Cells | Q.PEAK DUO BLK ML-G10+/T 400 |  | 0.4 | 9 | 129 | 8 |  | Fixed | Roof
NJADRE1555716042 | Administratively Determined Incentive Program | FORT LEE | 7024 | 7 | 8 | Residential | Behind the Meter | Yes | Net Metered Residential | Sunrun Installation Services, Inc. |  | PSE&G | Accepted | 2024-01-30 | 2024-02-19 | 2025-02-19 | Solar Panels | Hanwha Q Cells | Q.PEAK DUO BLK ML-G10+/T 400 |  | 0.4 | 11 | 309 | 8 |  | Fixed | Roof
NJADRE1555716043 | Administratively Determined Incentive Program | TEANECK | 7666 | 7 | 8 | Residential | Behind the Meter | Yes | Net Metered Residential | Sunrun Installation Services, Inc. |  | PSE&G | Accepted | 2024-01-30 | 2024-02-19 | 2025-02-19 | Inverters | SolarEdge Technologies | SE6000H-USSN | 6000 |  | 1 |  |  | 0.99 |  | Outdoor
NJADRE1555716043 | Administratively Determined Incentive Program | TEANECK | 7666 | 7 | 8 | Residential | Behind the Meter | Yes | Net Metered Residential | Sunrun Installation Services, Inc. |  | PSE&G | Accepted | 2024-01-30 | 2024-02-19 | 2025-02-19 | Solar Panels | Hanwha Q Cells | Q.PEAK DUO BLK ML-G10+/T 400 |  | 0.4 | 8 | 104 | 26 |  | Single Axis | Roof
NJADRE1555716043 | Administratively Determined Incentive Program | TEANECK | 7666 | 7 | 8 | Residential | Behind the Meter | Yes | Net Metered Residential | Sunrun Installation Services, Inc. |  | PSE&G | Accepted | 2024-01-30 | 2024-02-19 | 2025-02-19 | Solar Panels | Hanwha Q Cells | Q.PEAK DUO BLK ML-G10+/T 400 |  | 0.4 | 12 | 284 | 27 |  | Fixed | Roof
NJADRE1555716044 | Administratively Determined Incentive Program | Carlstadt | 7072 | 7 | 6.4 | Residential | Behind the Meter | Yes | Net Metered Residential | Sunrun Installation Services |  | PSE&G | Accepted | 2024-01-30 | 2024-02-19 | 2025-02-19 | Inverters | SolarEdge Technologies | SE6000H-USSN | 6000 |  | 1 |  |  | 0.99 |  | Outdoor
NJADRE1555716044 | Administratively Determined Incentive Program | Carlstadt | 7072 | 7 | 6.4 | Residential | Behind the Meter | Yes | Net Metered Residential | Sunrun Installation Services |  | PSE&G | Accepted | 2024-01-30 | 2024-02-19 | 2025-02-19 | Solar Panels | Hanwha Q Cells | Q.PEAK DUO BLK ML-G10+/T 400 |  | 0.4 | 7 | 128 | 36 |  | Fixed | Roof
NJADRE1555716044 | Administratively Determined Incentive Program | Carlstadt | 7072 | 7 | 6.4 | Residential | Behind the Meter | Yes | Net Metered Residential | Sunrun Installation Services |  | PSE&G | Accepted | 2024-01-30 | 2024-02-19 | 2025-02-19 | Solar Panels | Hanwha Q Cells | Q.PEAK DUO BLK ML-G10+/T 400 |  | 0.4 | 9 | 308 | 15 |  | Fixed | Roof
NJADRE1555716047 | Administratively Determined Incentive Program | HAINESPORT | 8036 | 13 | 4.8 | Residential | Behind the Meter | Yes | Net Metered Residential | Sunrun Installation Services, Inc. |  | PSE&G | Accepted | 2024-01-30 | 2024-02-19 | 2025-02-19 | Inverters | SolarEdge Technologies | SE3800H-USMN | 3800 |  | 1 |  |  | 0.99 |  | Outdoor
NJADRE1555716047 | Administratively Determined Incentive Program | HAINESPORT | 8036 | 13 | 4.8 | Residential | Behind the Meter | Yes | Net Metered Residential | Sunrun Installation Services, Inc. |  | PSE&G | Accepted | 2024-01-30 | 2024-02-19 | 2025-02-19 | Solar Panels | Hanwha Q Cells | Q.PEAK DUO BLK ML-G10+/T 400 |  | 0.4 | 12 | 146 | 14 |  | Fixed | Roof
NJADRE1555716049 | Administratively Determined Incentive Program | BLOOMFIELD | 7003 | 9 | 5.6 | Residential | Behind the Meter | Yes | Net Metered Residential | Sunrun Installation Services |  | PSE&G | Accepted | 2024-01-30 | 2024-02-19 | 2025-02-19 | Inverters | SolarEdge Technologies | SE3800H-USMN | 3800 |  | 1 |  |  | 0.99 |  | Outdoor
NJADRE1555716049 | Administratively Determined Incentive Program | BLOOMFIELD | 7003 | 9 | 5.6 | Residential | Behind the Meter | Yes | Net Metered Residential | Sunrun Installation Services |  | PSE&G | Accepted | 2024-01-30 | 2024-02-19 | 2025-02-19 | Solar Panels | Hanwha Q Cells | Q.PEAK DUO BLK ML-G10+/T 400 |  | 0.4 | 4 | 23 | 29 |  | Fixed | Roof
NJADRE1555716049 | Administratively Determined Incentive Program | BLOOMFIELD | 7003 | 9 | 5.6 | Residential | Behind the Meter | Yes | Net Metered Residential | Sunrun Installation Services |  | PSE&G | Accepted | 2024-01-30 | 2024-02-19 | 2025-02-19 | Solar Panels | Hanwha Q Cells | Q.PEAK DUO BLK ML-G10+/T 400 |  | 0.4 | 10 | 203 | 22 |  | Fixed | Roof
NJADRE1555716060 | Administratively Determined Incentive Program | BRIDGETON | 8302 | 20 | 14.8 | Residential | Behind the Meter | Yes | Net Metered Residential | Power Energy Solutions |  | AC Electric | Accepted | 2024-01-30 | 2024-02-20 | 2025-02-20 | Inverters | SolarEdge | SE10000H-US | 10 |  | 1 |  |  | 0.97 |  | Outside
NJADRE1555716060 | Administratively Determined Incentive Program | BRIDGETON | 8302 | 20 | 14.8 | Residential | Behind the Meter | Yes | Net Metered Residential | Power Energy Solutions |  | AC Electric | Accepted | 2024-01-30 | 2024-02-20 | 2025-02-20 | Solar Panels | Canadian Solar | CS6R-400MS-HL HIKU6 Black Mono |  | 0.4 | 15 | 187 | 35 |  | Fixed | Roof
NJADRE1555716060 | Administratively Determined Incentive Program | BRIDGETON | 8302 | 20 | 14.8 | Residential | Behind the Meter | Yes | Net Metered Residential | Power Energy Solutions |  | AC Electric | Accepted | 2024-01-30 | 2024-02-20 | 2025-02-20 | Solar Panels | Canadian Solar | CS6R-400MS-HL HIKU6 Black Mono |  | 0.4 | 1 | 97 | 30 |  | Fixed | Roof
NJADRE1555716060 | Administratively Determined Incentive Program | BRIDGETON | 8302 | 20 | 14.8 | Residential | Behind the Meter | Yes | Net Metered Residential | Power Energy Solutions |  | AC Electric | Accepted | 2024-01-30 | 2024-02-20 | 2025-02-20 | Solar Panels | Canadian Solar | CS6R-400MS-HL HIKU6 Black Mono |  | 0.4 | 1 | 277 | 30 |  | Fixed | Roof
NJADRE1555716060 | Administratively Determined Incentive Program | BRIDGETON | 8302 | 20 | 14.8 | Residential | Behind the Meter | Yes | Net Metered Residential | Power Energy Solutions |  | AC Electric | Accepted | 2024-01-30 | 2024-02-20 | 2025-02-20 | Solar Panels | Canadian Solar | CS6R-400MS-HL HIKU6 Black Mono |  | 0.4 | 20 | 7 | 35 |  | Fixed | Roof
NJADRE1555716069 | Administratively Determined Incentive Program | EGG HARBOR TOWNSHIP | 8234 | 19 | 4.8 | Residential | Behind the Meter | Yes | Net Metered Residential | Power Energy Solutions |  | AC Electric | Accepted | 2024-01-30 | 2024-02-19 | 2025-02-19 | Inverters | SolarEdge | SE3800H-US | 3800 |  | 1 |  |  | 0.97 |  | Outside
NJADRE1555716069 | Administratively Determined Incentive Program | EGG HARBOR TOWNSHIP | 8234 | 19 | 4.8 | Residential | Behind the Meter | Yes | Net Metered Residential | Power Energy Solutions |  | AC Electric | Accepted | 2024-01-30 | 2024-02-19 | 2025-02-19 | Solar Panels | Canadian Solar | CS6R-400MS-HL HIKU6 Black Mono |  | 0.4 | 3 | 111 | 27 |  | Fixed | Roof
NJADRE1555716069 | Administratively Determined Incentive Program | EGG HARBOR TOWNSHIP | 8234 | 19 | 4.8 | Residential | Behind the Meter | Yes | Net Metered Residential | Power Energy Solutions |  | AC Electric | Accepted | 2024-01-30 | 2024-02-19 | 2025-02-19 | Solar Panels | Canadian Solar | CS6R-400MS-HL HIKU6 Black Mono |  | 0.4 | 9 | 111 | 34 |  | Fixed | Roof
NJADRE1555716072 | Administratively Determined Incentive Program | Haledon Boro | 7508 | 6 | 3.6 | Residential | Behind the Meter | Yes | Net Metered Residential | Sunrun Installation Services, Inc. |  | PSE&G | Accepted | 2024-01-30 | 2024-02-19 | 2025-02-19 | Inverters | SOLAREDGE TECHNOLOGIES | SE3800H-USMN | 3800 |  | 1 |  |  | 0.99 |  | Outside | Next to Meter
NJADRE1555716072 | Administratively Determined Incentive Program | Haledon Boro | 7508 | 6 | 3.6 | Residential | Behind the Meter | Yes | Net Metered Residential | Sunrun Installation Services, Inc. |  | PSE&G | Accepted | 2024-01-30 | 2024-02-19 | 2025-02-19 | Solar Panels | HANWHA Q-CELLS | Q.PEAK DUO BLK ML-G10+/T 400 |  | 0.4 | 3 | 6 | 16 |  | Fixed | Roof
NJADRE1555716072 | Administratively Determined Incentive Program | Haledon Boro | 7508 | 6 | 3.6 | Residential | Behind the Meter | Yes | Net Metered Residential | Sunrun Installation Services, Inc. |  | PSE&G | Accepted | 2024-01-30 | 2024-02-19 | 2025-02-19 | Solar Panels | HANWHA Q-CELLS | Q.PEAK DUO BLK ML-G10+/T 400 |  | 0.4 | 6 | 186 | 8 |  | Fixed | Roof
NJADRE1555716074 | Administratively Determined Incentive Program | Egg Harbor Township | 8234 | 19 | 15.6 | Residential | Behind the Meter | Yes | Net Metered Residential | Power Energy Solutions |  | AC Electric | Accepted | 2024-01-30 | 2024-02-22 | 2025-02-22 | Inverters | SolarEdge | SE11400H-US | 11 |  | 1 |  |  | 0.97 |  | Outside
NJADRE1555716074 | Administratively Determined Incentive Program | Egg Harbor Township | 8234 | 19 | 15.6 | Residential | Behind the Meter | Yes | Net Metered Residential | Power Energy Solutions |  | AC Electric | Accepted | 2024-01-30 | 2024-02-22 | 2025-02-22 | Solar Panels | Silfab Solar | SIL-400 HC+ |  | 0.4 | 10 | 127 | 23 |  | Fixed | Roof
NJADRE1555716074 | Administratively Determined Incentive Program | Egg Harbor Township | 8234 | 19 | 15.6 | Residential | Behind the Meter | Yes | Net Metered Residential | Power Energy Solutions |  | AC Electric | Accepted | 2024-01-30 | 2024-02-22 | 2025-02-22 | Solar Panels | Silfab Solar | SIL-400 HC+ |  | 0.4 | 7 | 127 | 9 |  | Fixed | Roof
NJADRE1555716074 | Administratively Determined Incentive Program | Egg Harbor Township | 8234 | 19 | 15.6 | Residential | Behind the Meter | Yes | Net Metered Residential | Power Energy Solutions |  | AC Electric | Accepted | 2024-01-30 | 2024-02-22 | 2025-02-22 | Solar Panels | Silfab Solar | SIL-400 HC+ |  | 0.4 | 5 | 217 | 17 |  | Fixed | Roof
NJADRE1555716074 | Administratively Determined Incentive Program | Egg Harbor Township | 8234 | 19 | 15.6 | Residential | Behind the Meter | Yes | Net Metered Residential | Power Energy Solutions |  | AC Electric | Accepted | 2024-01-30 | 2024-02-22 | 2025-02-22 | Solar Panels | Silfab Solar | SIL-400 HC+ |  | 0.4 | 5 | 37 | 17 |  | Fixed | Roof
NJADRE1555716074 | Administratively Determined Incentive Program | Egg Harbor Township | 8234 | 19 | 15.6 | Residential | Behind the Meter | Yes | Net Metered Residential | Power Energy Solutions |  | AC Electric | Accepted | 2024-01-30 | 2024-02-22 | 2025-02-22 | Solar Panels | Silfab Solar | SIL-400 HC+ |  | 0.4 | 6 | 307 | 19 |  | Fixed | Roof
NJADRE1555716074 | Administratively Determined Incentive Program | Egg Harbor Township | 8234 | 19 | 15.6 | Residential | Behind the Meter | Yes | Net Metered Residential | Power Energy Solutions |  | AC Electric | Accepted | 2024-01-30 | 2024-02-22 | 2025-02-22 | Solar Panels | Silfab Solar | SIL-400 HC+ |  | 0.4 | 6 | 307 | 17 |  | Fixed | Roof
NJADRE1555716076 | Administratively Determined Incentive Program | Little Egg Harbor Twp | 8087 | 18 | 4.05 | Residential | Behind the Meter | Yes | Net Metered Residential | Trinity Solar LLC |  | AC Electric | Accepted | 2024-01-30 | 2024-02-19 | 2025-02-19 | Inverters | Solar Edge | SE3000H-US | 3000 |  | 1 |  |  | 0.97 |  | Outdoor
NJADRE1555716076 | Administratively Determined Incentive Program | Little Egg Harbor Twp | 8087 | 18 | 4.05 | Residential | Behind the Meter | Yes | Net Metered Residential | Trinity Solar LLC |  | AC Electric | Accepted | 2024-01-30 | 2024-02-19 | 2025-02-19 | Solar Panels | HANWHA | (Q.PEAK DUO BLK ML-G10+ 405) |  | 0.405 | 5 | 238 | 30 |  | Fixed | Roof
NJADRE1555716076 | Administratively Determined Incentive Program | Little Egg Harbor Twp | 8087 | 18 | 4.05 | Residential | Behind the Meter | Yes | Net Metered Residential | Trinity Solar LLC |  | AC Electric | Accepted | 2024-01-30 | 2024-02-19 | 2025-02-19 | Solar Panels | HANWHA | (Q.PEAK DUO BLK ML-G10+ 405) |  | 0.405 | 5 | 148 | 37 |  | Fixed | Roof
NJADRE1555716082 | Administratively Determined Incentive Program | CEDAR GROVE | 7009 | 9 | 15.8 | Residential | Behind the Meter | No | Net Metered Residential | PlugPV, LLC |  | PSE&G | Accepted | 2024-01-30 | 2024-02-20 | 2025-02-20 | Inverters | Solaredge | SE7600H-US | 7600 |  | 1 |  |  | 0.98 |  | Outside
NJADRE1555716082 | Administratively Determined Incentive Program | CEDAR GROVE | 7009 | 9 | 15.8 | Residential | Behind the Meter | No | Net Metered Residential | PlugPV, LLC |  | PSE&G | Accepted | 2024-01-30 | 2024-02-20 | 2025-02-20 | Inverters | Solaredge | SE6000H-US | 6000 |  | 1 |  |  | 0.98 |  | Outside
NJADRE1555716082 | Administratively Determined Incentive Program | CEDAR GROVE | 7009 | 9 | 15.8 | Residential | Behind the Meter | No | Net Metered Residential | PlugPV, LLC |  | PSE&G | Accepted | 2024-01-30 | 2024-02-20 | 2025-02-20 | Solar Panels | REC | REC405AA PURE |  | 0.405 | 7 | 195 | 20 |  | Fixed | Roof
NJADRE1555716082 | Administratively Determined Incentive Program | CEDAR GROVE | 7009 | 9 | 15.8 | Residential | Behind the Meter | No | Net Metered Residential | PlugPV, LLC |  | PSE&G | Accepted | 2024-01-30 | 2024-02-20 | 2025-02-20 | Solar Panels | REC | REC405AA PURE |  | 0.405 | 10 | 105 | 20 |  | Fixed | Roof
NJADRE1555716082 | Administratively Determined Incentive Program | CEDAR GROVE | 7009 | 9 | 15.8 | Residential | Behind the Meter | No | Net Metered Residential | PlugPV, LLC |  | PSE&G | Accepted | 2024-01-30 | 2024-02-20 | 2025-02-20 | Solar Panels | REC | REC405AA PURE |  | 0.405 | 12 | 285 | 20 |  | Fixed | Roof
NJADRE1555716082 | Administratively Determined Incentive Program | CEDAR GROVE | 7009 | 9 | 15.8 | Residential | Behind the Meter | No | Net Metered Residential | PlugPV, LLC |  | PSE&G | Accepted | 2024-01-30 | 2024-02-20 | 2025-02-20 | Solar Panels | REC | REC405AA PURE |  | 0.405 | 10 | 105 | 20 |  | Fixed | Roof
NJADRE1555716092 | Administratively Determined Incentive Program | New Lisbon | 8064 | 13 | 10 | Residential | Behind the Meter | Yes | Net Metered Residential | Power Energy Solutions |  | JCP&L | Accepted | 2024-01-30 | 2024-02-19 | 2025-02-19 | Inverters | SolarEdge | SE7600H-US | 7600 |  | 1 |  |  | 0.97 |  | Outside
NJADRE1555716092 | Administratively Determined Incentive Program | New Lisbon | 8064 | 13 | 10 | Residential | Behind the Meter | Yes | Net Metered Residential | Power Energy Solutions |  | JCP&L | Accepted | 2024-01-30 | 2024-02-19 | 2025-02-19 | Solar Panels | Canadian Solar | CS6R-400MS-HL HIKU6 Black Mono |  | 0.4 | 11 | 264 | 29 |  | Fixed | Roof
NJADRE1555716092 | Administratively Determined Incentive Program | New Lisbon | 8064 | 13 | 10 | Residential | Behind the Meter | Yes | Net Metered Residential | Power Energy Solutions |  | JCP&L | Accepted | 2024-01-30 | 2024-02-19 | 2025-02-19 | Solar Panels | Canadian Solar | CS6R-400MS-HL HIKU6 Black Mono |  | 0.4 | 14 | 84 | 29 |  | Fixed | Roof
NJADRE1555716105 | Administratively Determined Incentive Program | LAKEWOOD | 8701 | 18 | 13.2 | Residential | Behind the Meter | Yes | Net Metered Residential | Kamtech Solar |  | JCP&L | Accepted | 2024-01-30 | 2024-02-19 | 2025-02-19 | Inverters | ENPHASE | IQ7HS-66-M-US | 384 |  | 30 |  |  | 0.97 |  | Outdoor | ROOFTOP
NJADRE1555716105 | Administratively Determined Incentive Program | LAKEWOOD | 8701 | 18 | 13.2 | Residential | Behind the Meter | Yes | Net Metered Residential | Kamtech Solar |  | JCP&L | Accepted | 2024-01-30 | 2024-02-19 | 2025-02-19 | Solar Panels | SUNPOWER | SPR-M440-H-AC |  | 0.44 | 28 | 187 | 45 |  | Fixed | Roof
NJADRE1555716105 | Administratively Determined Incentive Program | LAKEWOOD | 8701 | 18 | 13.2 | Residential | Behind the Meter | Yes | Net Metered Residential | Kamtech Solar |  | JCP&L | Accepted | 2024-01-30 | 2024-02-19 | 2025-02-19 | Solar Panels | SUNPOWER | SPR-M440-H-AC |  | 0.44 | 2 | 97 | 45 |  | Fixed | Roof
NJADRE1555716107 | Administratively Determined Incentive Program | PERTH AMBOY | 8861 | 11 | 12.8 | Residential | Behind the Meter | Yes | Net Metered Residential | Sunrun Installation Services, Inc. |  | PSE&G | Accepted | 2024-01-30 | 2024-02-19 | 2025-02-19 | Inverters | SOLAREDGE TECHNOLOGIES | SE10000H-USSN | 10000 |  | 1 |  |  | 0.99 |  | Outside | Next to Meter
NJADRE1555716107 | Administratively Determined Incentive Program | PERTH AMBOY | 8861 | 11 | 12.8 | Residential | Behind the Meter | Yes | Net Metered Residential | Sunrun Installation Services, Inc. |  | PSE&G | Accepted | 2024-01-30 | 2024-02-19 | 2025-02-19 | Solar Panels | HANWHA Q-CELLS | Q.PEAK DUO BLK ML-G10+/T 400 |  | 0.4 | 8 | 18 | 42 |  | Fixed | Roof
NJADRE1555716107 | Administratively Determined Incentive Program | PERTH AMBOY | 8861 | 11 | 12.8 | Residential | Behind the Meter | Yes | Net Metered Residential | Sunrun Installation Services, Inc. |  | PSE&G | Accepted | 2024-01-30 | 2024-02-19 | 2025-02-19 | Solar Panels | HANWHA Q-CELLS | Q.PEAK DUO BLK ML-G10+/T 400 |  | 0.4 | 2 | 198 | 42 |  | Fixed | Roof
NJADRE1555716107 | Administratively Determined Incentive Program | PERTH AMBOY | 8861 | 11 | 12.8 | Residential | Behind the Meter | Yes | Net Metered Residential | Sunrun Installation Services, Inc. |  | PSE&G | Accepted | 2024-01-30 | 2024-02-19 | 2025-02-19 | Solar Panels | HANWHA Q-CELLS | Q.PEAK DUO BLK ML-G10+/T 400 |  | 0.4 | 6 | 288 | 39 |  | Fixed | Roof
NJADRE1555716107 | Administratively Determined Incentive Program | PERTH AMBOY | 8861 | 11 | 12.8 | Residential | Behind the Meter | Yes | Net Metered Residential | Sunrun Installation Services, Inc. |  | PSE&G | Accepted | 2024-01-30 | 2024-02-19 | 2025-02-19 | Solar Panels | HANWHA Q-CELLS | Q.PEAK DUO BLK ML-G10+/T 400 |  | 0.4 | 12 | 107 | 39 |  | Fixed | Roof
NJADRE1555716107 | Administratively Determined Incentive Program | PERTH AMBOY | 8861 | 11 | 12.8 | Residential | Behind the Meter | Yes | Net Metered Residential | Sunrun Installation Services, Inc. |  | PSE&G | Accepted | 2024-01-30 | 2024-02-19 | 2025-02-19 | Solar Panels | HANWHA Q-CELLS | Q.PEAK DUO BLK ML-G10+/T 400 |  | 0.4 | 2 | 107 | 40 |  | Fixed | Roof
NJADRE1555716107 | Administratively Determined Incentive Program | PERTH AMBOY | 8861 | 11 | 12.8 | Residential | Behind the Meter | Yes | Net Metered Residential | Sunrun Installation Services, Inc. |  | PSE&G | Accepted | 2024-01-30 | 2024-02-19 | 2025-02-19 | Solar Panels | HANWHA Q-CELLS | Q.PEAK DUO BLK ML-G10+/T 400 |  | 0.4 | 2 | 107 | 19 |  | Fixed | Roof
NJADRE1555716113 | Administratively Determined Incentive Program | LITTLE EGG HARBOR TWP | 8087 | 18 | 6.48 | Residential | Behind the Meter | Yes | Net Metered Residential | Trinity Solar |  | AC Electric | Accepted | 2024-01-30 | 2024-02-19 | 2025-02-19 | Inverters | Solar Edge | SE5000H-US | 50000 |  | 1 |  |  | 0.97 |  | Outdoor
NJADRE1555716113 | Administratively Determined Incentive Program | LITTLE EGG HARBOR TWP | 8087 | 18 | 6.48 | Residential | Behind the Meter | Yes | Net Metered Residential | Trinity Solar |  | AC Electric | Accepted | 2024-01-30 | 2024-02-19 | 2025-02-19 | Solar Panels | HANWHA | HANWHA 405 (Q.PEAK DUO BLK ML-G10+ 405) |  | 0.405 | 16 | 157 | 23 |  | Fixed | Roof
NJADRE1555716123 | Administratively Determined Incentive Program | PLEASANTVILLE | 8232 | 19 | 7.11 | Residential | Behind the Meter | Yes | Net Metered Residential | Big Wave Roofing and Solar LLC |  | AC Electric | Accepted | 2024-01-30 | 2024-02-19 | 2025-02-19 | Inverters | Enphase Energy Inc | IQ7PLUS-72-2-US | 290 |  | 18 |  |  | 0.98 |  | Outside
NJADRE1555716123 | Administratively Determined Incentive Program | PLEASANTVILLE | 8232 | 19 | 7.11 | Residential | Behind the Meter | Yes | Net Metered Residential | Big Wave Roofing and Solar LLC |  | AC Electric | Accepted | 2024-01-30 | 2024-02-19 | 2025-02-19 | Solar Panels | Canadian Solar | CS6R-395MS-HL |  | 0.395 | 8 | 224 | 26 |  | Fixed | Roof
NJADRE1555716123 | Administratively Determined Incentive Program | PLEASANTVILLE | 8232 | 19 | 7.11 | Residential | Behind the Meter | Yes | Net Metered Residential | Big Wave Roofing and Solar LLC |  | AC Electric | Accepted | 2024-01-30 | 2024-02-19 | 2025-02-19 | Solar Panels | Canadian Solar | CS6R-395MS-HL |  | 0.395 | 3 | 224 | 17 |  | Fixed | Roof
NJADRE1555716123 | Administratively Determined Incentive Program | PLEASANTVILLE | 8232 | 19 | 7.11 | Residential | Behind the Meter | Yes | Net Metered Residential | Big Wave Roofing and Solar LLC |  | AC Electric | Accepted | 2024-01-30 | 2024-02-19 | 2025-02-19 | Solar Panels | Canadian Solar | CS6R-395MS-HL |  | 0.395 | 3 | 44 | 17 |  | Fixed | Roof
NJADRE1555716123 | Administratively Determined Incentive Program | PLEASANTVILLE | 8232 | 19 | 7.11 | Residential | Behind the Meter | Yes | Net Metered Residential | Big Wave Roofing and Solar LLC |  | AC Electric | Accepted | 2024-01-30 | 2024-02-19 | 2025-02-19 | Solar Panels | Canadian Solar | CS6R-395MS-HL |  | 0.395 | 4 | 44 | 41 |  | Fixed | Roof
NJADRE1555716145 | Administratively Determined Incentive Program | Lakewood | 8701 | 18 | 20 | Residential | Behind the Meter | Yes | Net Metered Residential | Kamtech Solar |  | JCP&L | Accepted | 2024-01-30 | 2024-02-19 | 2025-02-19 | Inverters | ENPHASE | IQ7HS-66-M-US | 384 |  | 50 |  |  | 0.97 |  | Outdoor | ROOFTOP
NJADRE1555716145 | Administratively Determined Incentive Program | Lakewood | 8701 | 18 | 20 | Residential | Behind the Meter | Yes | Net Metered Residential | Kamtech Solar |  | JCP&L | Accepted | 2024-01-30 | 2024-02-19 | 2025-02-19 | Solar Panels | WAAREE ARKA | WSMDI-400 |  | 0.4 | 2 | 277 | 45 |  | Fixed | Roof
NJADRE1555716145 | Administratively Determined Incentive Program | Lakewood | 8701 | 18 | 20 | Residential | Behind the Meter | Yes | Net Metered Residential | Kamtech Solar |  | JCP&L | Accepted | 2024-01-30 | 2024-02-19 | 2025-02-19 | Solar Panels | WAAREE ARKA | WSMDI-400 |  | 0.4 | 7 | 7 | 45 |  | Fixed | Roof
NJADRE1555716145 | Administratively Determined Incentive Program | Lakewood | 8701 | 18 | 20 | Residential | Behind the Meter | Yes | Net Metered Residential | Kamtech Solar |  | JCP&L | Accepted | 2024-01-30 | 2024-02-19 | 2025-02-19 | Solar Panels | WAAREE ARKA | WSMDI-400 |  | 0.4 | 2 | 97 | 45 |  | Fixed | Roof
NJADRE1555716145 | Administratively Determined Incentive Program | Lakewood | 8701 | 18 | 20 | Residential | Behind the Meter | Yes | Net Metered Residential | Kamtech Solar |  | JCP&L | Accepted | 2024-01-30 | 2024-02-19 | 2025-02-19 | Solar Panels | WAAREE ARKA | WSMDI-400 |  | 0.4 | 26 | 187 | 45 |  | Fixed | Roof
NJADRE1555716145 | Administratively Determined Incentive Program | Lakewood | 8701 | 18 | 20 | Residential | Behind the Meter | Yes | Net Metered Residential | Kamtech Solar |  | JCP&L | Accepted | 2024-01-30 | 2024-02-19 | 2025-02-19 | Solar Panels | WAAREE ARKA | WSMDI-400 |  | 0.4 | 2 | 277 | 45 |  | Fixed | Roof
NJADRE1555716145 | Administratively Determined Incentive Program | Lakewood | 8701 | 18 | 20 | Residential | Behind the Meter | Yes | Net Metered Residential | Kamtech Solar |  | JCP&L | Accepted | 2024-01-30 | 2024-02-19 | 2025-02-19 | Solar Panels | WAAREE ARKA | WSMDI-400 |  | 0.4 | 2 | 277 | 24 |  | Fixed | Roof
NJADRE1555716145 | Administratively Determined Incentive Program | Lakewood | 8701 | 18 | 20 | Residential | Behind the Meter | Yes | Net Metered Residential | Kamtech Solar |  | JCP&L | Accepted | 2024-01-30 | 2024-02-19 | 2025-02-19 | Solar Panels | WAAREE ARKA | WSMDI-400 |  | 0.4 | 2 | 97 | 25 |  | Fixed | Roof
NJADRE1555716145 | Administratively Determined Incentive Program | Lakewood | 8701 | 18 | 20 | Residential | Behind the Meter | Yes | Net Metered Residential | Kamtech Solar |  | JCP&L | Accepted | 2024-01-30 | 2024-02-19 | 2025-02-19 | Solar Panels | WAAREE ARKA | WSMDI-400 |  | 0.4 | 7 | 187 | 25 |  | Fixed | Roof
NJADRE1555716166 | Administratively Determined Incentive Program | Margate City | 8402 | 19 | 7.7 | Residential | Behind the Meter | Yes | Net Metered Residential | Trinity Solar Inc. |  | AC Electric | Accepted | 2024-01-30 | 2024-02-19 | 2025-02-19 | Inverters | Solar Edge | SE6000H-US | 6000 |  | 1 |  |  | 0.97 |  | Outdoor
NJADRE1555716166 | Administratively Determined Incentive Program | Margate City | 8402 | 19 | 7.7 | Residential | Behind the Meter | Yes | Net Metered Residential | Trinity Solar Inc. |  | AC Electric | Accepted | 2024-01-30 | 2024-02-19 | 2025-02-19 | Solar Panels | HANWHA | (Q.PEAK DUO BLK ML-G10+ 405) |  | 0.405 | 8 | 328 | 30 |  | Fixed | Roof
NJADRE1555716166 | Administratively Determined Incentive Program | Margate City | 8402 | 19 | 7.7 | Residential | Behind the Meter | Yes | Net Metered Residential | Trinity Solar Inc. |  | AC Electric | Accepted | 2024-01-30 | 2024-02-19 | 2025-02-19 | Solar Panels | HANWHA | (Q.PEAK DUO BLK ML-G10+ 405) |  | 0.405 | 11 | 148 | 30 |  | Fixed | Roof
NJADRE1555716169 | Administratively Determined Incentive Program | Allentown | 8501 | 17 | 14 | Residential | Behind the Meter | Yes | Net Metered Residential | Power Energy Solutions |  | PSE&G | Accepted | 2024-01-30 | 2024-02-21 | 2025-02-21 | Inverters | SolarEdge | SE10000H-US | 10 |  | 1 |  |  | 0.97 |  | Outside
NJADRE1555716169 | Administratively Determined Incentive Program | Allentown | 8501 | 17 | 14 | Residential | Behind the Meter | Yes | Net Metered Residential | Power Energy Solutions |  | PSE&G | Accepted | 2024-01-30 | 2024-02-21 | 2025-02-21 | Solar Panels | Canadian Solar | CS6R-400MS-HL HIKU6 Black Mono |  | 0.4 | 17 | 180 | 18 |  | Fixed | Roof
NJADRE1555716169 | Administratively Determined Incentive Program | Allentown | 8501 | 17 | 14 | Residential | Behind the Meter | Yes | Net Metered Residential | Power Energy Solutions |  | PSE&G | Accepted | 2024-01-30 | 2024-02-21 | 2025-02-21 | Solar Panels | Canadian Solar | CS6R-400MS-HL HIKU6 Black Mono |  | 0.4 | 18 | 360 | 18 |  | Fixed | Roof
NJADRE1555716181 | Administratively Determined Incentive Program | Hammonton | 8037 | 19 | 5.67 | Residential | Behind the Meter | Yes | Net Metered Residential | Trinity Solar Inc. |  | AC Electric | Accepted | 2024-01-30 | 2024-02-19 | 2025-02-19 | Solar Panels | HANWHA | (Q.PEAK DUO BLK ML-G10+ 405) |  | 0.405 | 12 | 216 | 27 |  | Fixed | Roof
NJADRE1555716181 | Administratively Determined Incentive Program | Hammonton | 8037 | 19 | 5.67 | Residential | Behind the Meter | Yes | Net Metered Residential | Trinity Solar Inc. |  | AC Electric | Accepted | 2024-01-30 | 2024-02-19 | 2025-02-19 | Solar Panels | HANWHA | (Q.PEAK DUO BLK ML-G10+ 405) |  | 0.405 | 2 | 126 | 27 |  | Fixed | Roof
NJADRE1555716181 | Administratively Determined Incentive Program | Hammonton | 8037 | 19 | 5.67 | Residential | Behind the Meter | Yes | Net Metered Residential | Trinity Solar Inc. |  | AC Electric | Accepted | 2024-01-30 | 2024-02-19 | 2025-02-19 | Inverters | Solar Edge | SE5000H-US | 5000 |  | 1 |  |  | 0.97 |  | Outside
NJADRE1555716184 | Administratively Determined Incentive Program | ERIAL | 8081 | 14 | 3.65 | Residential | Behind the Meter | Yes | Net Metered Residential | Sunrun Installation Services, Inc. |  | AC Electric | Accepted | 2024-01-30 | 2024-02-19 | 2025-02-19 | Inverters | SolarEdge Technologies | SE3000H-USRGM | 3000 |  | 1 |  |  | 0.99 |  | Outdoor | Next to meter
NJADRE1555716184 | Administratively Determined Incentive Program | ERIAL | 8081 | 14 | 3.65 | Residential | Behind the Meter | Yes | Net Metered Residential | Sunrun Installation Services, Inc. |  | AC Electric | Accepted | 2024-01-30 | 2024-02-19 | 2025-02-19 | Solar Panels | Hanwha Q Cells | Q.PEAK DUO BLK ML-G10+ 405 |  | 0.405 | 2 | 75 | 26 |  | Fixed | Roof
NJADRE1555716184 | Administratively Determined Incentive Program | ERIAL | 8081 | 14 | 3.65 | Residential | Behind the Meter | Yes | Net Metered Residential | Sunrun Installation Services, Inc. |  | AC Electric | Accepted | 2024-01-30 | 2024-02-19 | 2025-02-19 | Solar Panels | Hanwha Q Cells | Q.PEAK DUO BLK ML-G10+ 405 |  | 0.405 | 7 | 255 | 26 |  | Fixed | Roof
NJADRE1555716205 | Administratively Determined Incentive Program | EDISON | 8820 | 11 | 12.18 | Residential | Behind the Meter | No | Net Metered Residential | Infinity Solar Systems |  | PSE&G | Accepted | 2024-01-30 | 2024-02-19 | 2025-02-19 | Inverters | Enphase | IQ7X-96-2-US | 315 |  | 29 |  |  | 0.97 |  | Outdoor
NJADRE1555716205 | Administratively Determined Incentive Program | EDISON | 8820 | 11 | 12.18 | Residential | Behind the Meter | No | Net Metered Residential | Infinity Solar Systems |  | PSE&G | Accepted | 2024-01-30 | 2024-02-19 | 2025-02-19 | Solar Panels | REC Solar | REC420AA Pure-R |  | 0.42 | 8 | 174 | 16 |  | Fixed | Roof
NJADRE1555716205 | Administratively Determined Incentive Program | EDISON | 8820 | 11 | 12.18 | Residential | Behind the Meter | No | Net Metered Residential | Infinity Solar Systems |  | PSE&G | Accepted | 2024-01-30 | 2024-02-19 | 2025-02-19 | Solar Panels | REC Solar | REC420AA Pure-R |  | 0.42 | 13 | 174 | 19 |  | Fixed | Roof
NJADRE1555716205 | Administratively Determined Incentive Program | EDISON | 8820 | 11 | 12.18 | Residential | Behind the Meter | No | Net Metered Residential | Infinity Solar Systems |  | PSE&G | Accepted | 2024-01-30 | 2024-02-19 | 2025-02-19 | Solar Panels | REC Solar | REC420AA Pure-R |  | 0.42 | 6 | 84 | 20 |  | Fixed | Roof
NJADRE1555716205 | Administratively Determined Incentive Program | EDISON | 8820 | 11 | 12.18 | Residential | Behind the Meter | No | Net Metered Residential | Infinity Solar Systems |  | PSE&G | Accepted | 2024-01-30 | 2024-02-19 | 2025-02-19 | Solar Panels | REC Solar | REC420AA Pure-R |  | 0.42 | 2 | 264 | 20 |  | Fixed | Roof
NJADRE1555716240 | Administratively Determined Incentive Program | HAINESPRT TWP | 8036 | 13 | 11.75 | Residential | Behind the Meter | Yes | Net Metered Residential | SunnyMac LLC |  | PSE&G | Accepted | 2024-01-30 | 2024-02-21 | 2025-02-21 | Solar Panels | Q.PEAK DUO BLK ML-G10+ 405 | HANWHA |  | 0.405 | 10 | 182 | 31 |  | Fixed | Roof
NJADRE1555716240 | Administratively Determined Incentive Program | HAINESPRT TWP | 8036 | 13 | 11.75 | Residential | Behind the Meter | Yes | Net Metered Residential | SunnyMac LLC |  | PSE&G | Accepted | 2024-01-30 | 2024-02-21 | 2025-02-21 | Solar Panels | Q.PEAK DUO BLK ML-G10+ 405 | HANWHA |  | 0.405 | 19 | 2 | 31 |  | Fixed | Roof
NJADRE1555716240 | Administratively Determined Incentive Program | HAINESPRT TWP | 8036 | 13 | 11.75 | Residential | Behind the Meter | Yes | Net Metered Residential | SunnyMac LLC |  | PSE&G | Accepted | 2024-01-30 | 2024-02-21 | 2025-02-21 | Inverters | SE10000H-US | Solaredge | 10000 |  | 1 |  |  | 0.1 |  | Outdoor | next to meter
NJADRE1555716243 | Administratively Determined Incentive Program | Brigantine | 8203 | 19 | 2.84 | Residential | Behind the Meter | No | Net Metered Residential | Impact Solar, LLC |  | AC Electric | Accepted | 2024-01-30 | 2024-02-20 | 2025-02-20 | Meters | Enphase | Envoy |  |  | 1 |  |  |  | Yes
NJADRE1555716243 | Administratively Determined Incentive Program | Brigantine | 8203 | 19 | 2.84 | Residential | Behind the Meter | No | Net Metered Residential | Impact Solar, LLC |  | AC Electric | Accepted | 2024-01-30 | 2024-02-20 | 2025-02-20 | Inverters | Enphase | IQ8PLUS-72-2-US | 290 |  | 7 |  |  | 0.97 |  | Outdoor | under panels
NJADRE1555716243 | Administratively Determined Incentive Program | Brigantine | 8203 | 19 | 2.84 | Residential | Behind the Meter | No | Net Metered Residential | Impact Solar, LLC |  | AC Electric | Accepted | 2024-01-30 | 2024-02-20 | 2025-02-20 | Solar Panels | Hanwha | Q.PEAK DUO BLK ML G10+ 405 |  | 0.405 | 7 | 243 | 23 |  | Fixed | Roof
NJADRE1555716257 | Administratively Determined Incentive Program | BLACKWOOD | 8012 | 14 | 11.46 | Residential | Behind the Meter | Yes | Net Metered Residential | Big Wave Roofing and Solar LLC |  | AC Electric | Accepted | 2024-01-30 | 2024-02-21 | 2025-02-21 | Inverters | Enphase Energy Inc | IQ7PLUS-72-2-US | 290 |  | 29 |  |  | 0.98 |  | Outside
NJADRE1555716257 | Administratively Determined Incentive Program | BLACKWOOD | 8012 | 14 | 11.46 | Residential | Behind the Meter | Yes | Net Metered Residential | Big Wave Roofing and Solar LLC |  | AC Electric | Accepted | 2024-01-30 | 2024-02-21 | 2025-02-21 | Solar Panels | Canadian Solar | CS6R-395MS-HL |  | 0.395 | 18 | 162 | 19 |  | Fixed | Roof
NJADRE1555716257 | Administratively Determined Incentive Program | BLACKWOOD | 8012 | 14 | 11.46 | Residential | Behind the Meter | Yes | Net Metered Residential | Big Wave Roofing and Solar LLC |  | AC Electric | Accepted | 2024-01-30 | 2024-02-21 | 2025-02-21 | Solar Panels | Canadian Solar | CS6R-395MS-HL |  | 0.395 | 5 | 342 | 19 |  | Fixed | Roof
NJADRE1555716257 | Administratively Determined Incentive Program | BLACKWOOD | 8012 | 14 | 11.46 | Residential | Behind the Meter | Yes | Net Metered Residential | Big Wave Roofing and Solar LLC |  | AC Electric | Accepted | 2024-01-30 | 2024-02-21 | 2025-02-21 | Solar Panels | Canadian Solar | CS6R-395MS-HL |  | 0.395 | 3 | 252 | 19 |  | Fixed | Roof
NJADRE1555716257 | Administratively Determined Incentive Program | BLACKWOOD | 8012 | 14 | 11.46 | Residential | Behind the Meter | Yes | Net Metered Residential | Big Wave Roofing and Solar LLC |  | AC Electric | Accepted | 2024-01-30 | 2024-02-21 | 2025-02-21 | Solar Panels | Canadian Solar | CS6R-395MS-HL |  | 0.395 | 3 | 72 | 19 |  | Fixed | Roof
NJADRE1555716258 | Administratively Determined Incentive Program | PATERSON | 7513 | 6 | 9.32 | Residential | Behind the Meter | Yes | Net Metered Residential | SunnyMac LLC |  | PSE&G | Accepted | 2024-01-30 | 2024-02-19 | 2025-02-19 | Solar Panels | Q.PEAK DUO BLK ML-G10+ 405 | HANWHA |  | 0.405 | 12 | 99 | 9 |  | Fixed | Roof
NJADRE1555716258 | Administratively Determined Incentive Program | PATERSON | 7513 | 6 | 9.32 | Residential | Behind the Meter | Yes | Net Metered Residential | SunnyMac LLC |  | PSE&G | Accepted | 2024-01-30 | 2024-02-19 | 2025-02-19 | Solar Panels | Q.PEAK DUO BLK ML-G10+ 405 | HANWHA |  | 0.405 | 9 | 279 | 9 |  | Fixed | Roof | next to meter
NJADRE1555716258 | Administratively Determined Incentive Program | PATERSON | 7513 | 6 | 9.32 | Residential | Behind the Meter | Yes | Net Metered Residential | SunnyMac LLC |  | PSE&G | Accepted | 2024-01-30 | 2024-02-19 | 2025-02-19 | Solar Panels | Q.PEAK DUO BLK ML-G10+ 405 | HANWHA |  | 0.405 | 2 | 99 | 22 |  | Fixed | Roof
NJADRE1555716258 | Administratively Determined Incentive Program | PATERSON | 7513 | 6 | 9.32 | Residential | Behind the Meter | Yes | Net Metered Residential | SunnyMac LLC |  | PSE&G | Accepted | 2024-01-30 | 2024-02-19 | 2025-02-19 | Inverters | IQ8PLUS-72-2-US | ENPHASE | 290 |  | 23 |  |  | 0.1 |  | Outdoor | next to meter
NJADRE1555716262 | Administratively Determined Incentive Program | Brigantine | 8203 | 19 | 4.05 | Residential | Behind the Meter | No | Net Metered Residential | Impact Solar, LLC |  | AC Electric | Accepted | 2024-01-30 | 2024-02-20 | 2025-02-20 | Solar Panels | Hanwha | Q.PEAK DUO BLK ML G10+ 405 |  | 0.405 | 10 | 243 | 23 |  | Fixed | Roof
NJADRE1555716262 | Administratively Determined Incentive Program | Brigantine | 8203 | 19 | 4.05 | Residential | Behind the Meter | No | Net Metered Residential | Impact Solar, LLC |  | AC Electric | Accepted | 2024-01-30 | 2024-02-20 | 2025-02-20 | Meters | Enphase | Envoy |  |  | 1 |  |  |  | Yes
NJADRE1555716262 | Administratively Determined Incentive Program | Brigantine | 8203 | 19 | 4.05 | Residential | Behind the Meter | No | Net Metered Residential | Impact Solar, LLC |  | AC Electric | Accepted | 2024-01-30 | 2024-02-20 | 2025-02-20 | Inverters | Enphase | IQ8PLUS-72-2-US | 290 |  | 10 |  |  | 0.97 |  | Outside | under panels
NJADRE1555716268 | Administratively Determined Incentive Program | IRVINGTON | 7111 | 9 | 6 | Residential | Behind the Meter | Yes | Net Metered Residential | Power Energy Solutions |  | PSE&G | Accepted | 2024-01-30 | 2024-02-20 | 2025-02-20 | Inverters | SolarEdge | SE5000H-US | 5 |  | 1 |  |  | 0.97 |  | Outside
NJADRE1555716268 | Administratively Determined Incentive Program | IRVINGTON | 7111 | 9 | 6 | Residential | Behind the Meter | Yes | Net Metered Residential | Power Energy Solutions |  | PSE&G | Accepted | 2024-01-30 | 2024-02-20 | 2025-02-20 | Solar Panels | Canadian Solar | CS6R-400MS-HL HIKU6 Black Mono |  | 0.4 | 9 | 127 | 20 |  | Fixed | Roof
NJADRE1555716268 | Administratively Determined Incentive Program | IRVINGTON | 7111 | 9 | 6 | Residential | Behind the Meter | Yes | Net Metered Residential | Power Energy Solutions |  | PSE&G | Accepted | 2024-01-30 | 2024-02-20 | 2025-02-20 | Solar Panels | Canadian Solar | CS6R-400MS-HL HIKU6 Black Mono |  | 0.4 | 6 | 307 | 20 |  | Fixed | Roof
NJADRE1555716279 | Administratively Determined Incentive Program | WOODBRIDGE TOWNSHIP | 8832 | 11 | 4.86 | Residential | Behind the Meter | Yes | Net Metered Residential | Sunny Mac LLC |  | PSE&G | Accepted | 2024-01-30 | 2024-02-21 | 2025-02-21 | Solar Panels | Q.PEAK DUO BLK ML-G10+ 405 | HANWHA |  | 0.405 | 12 | 187 | 23 |  | Fixed | Roof
NJADRE1555716279 | Administratively Determined Incentive Program | WOODBRIDGE TOWNSHIP | 8832 | 11 | 4.86 | Residential | Behind the Meter | Yes | Net Metered Residential | Sunny Mac LLC |  | PSE&G | Accepted | 2024-01-30 | 2024-02-21 | 2025-02-21 | Inverters | SE3000H-US | Solaredge | 3000 |  | 1 |  |  | 0.1 |  | Outdoor | next to meter
NJADRE1555716282 | Administratively Determined Incentive Program | HIGHTSTOWN | 8520 | 12 | 12.4 | Residential | Behind the Meter | Yes | Net Metered Residential | SunPower Corporation |  | JCP&L | Accepted | 2024-01-30 | 2024-02-20 | 2025-02-20 | Solar Panels | WAAREE ENERGIES LIMITED | WSMDI-400 |  | 0.4 | 16 | 209 | 30 |  | Fixed | Roof
NJADRE1555716282 | Administratively Determined Incentive Program | HIGHTSTOWN | 8520 | 12 | 12.4 | Residential | Behind the Meter | Yes | Net Metered Residential | SunPower Corporation |  | JCP&L | Accepted | 2024-01-30 | 2024-02-20 | 2025-02-20 | Solar Panels | WAAREE ENERGIES LIMITED | WSMDI-400 |  | 0.4 | 15 | 29 | 30 |  | Fixed | Roof
NJADRE1555716282 | Administratively Determined Incentive Program | HIGHTSTOWN | 8520 | 12 | 12.4 | Residential | Behind the Meter | Yes | Net Metered Residential | SunPower Corporation |  | JCP&L | Accepted | 2024-01-30 | 2024-02-20 | 2025-02-20 | Inverters | Enphase | IQ7HS-66-M-US | 384 |  | 31 |  |  | 0.97 |  | Other | Under Each Panel
NJADRE1555716294 | Administratively Determined Incentive Program | EMERSON | 7630 | 7 | 5.67 | Residential | Behind the Meter | Yes | Net Metered Residential | Trinity Solar |  | PSE&G | Accepted | 2024-01-30 | 2024-02-19 | 2025-02-19 | Inverters | Solar Edge | SE5000H-US | 5000 |  | 1 |  |  | 0.97 |  | Outdoor
NJADRE1555716294 | Administratively Determined Incentive Program | EMERSON | 7630 | 7 | 5.67 | Residential | Behind the Meter | Yes | Net Metered Residential | Trinity Solar |  | PSE&G | Accepted | 2024-01-30 | 2024-02-19 | 2025-02-19 | Solar Panels | HANWHA | HANWHA 405 (Q.PEAK DUO BLK ML-G10+ 405) |  | 0.405 | 14 | 193 | 23 |  | Fixed | Roof
NJADRE1555716312 | Administratively Determined Incentive Program | WESTVILLE | 8093 | 15 | 4.8 | Residential | Behind the Meter | No | Net Metered Residential | Sunny Mac LLC |  | PSE&G | Accepted | 2024-01-30 | 2024-02-21 | 2025-02-21 | Solar Panels | 400 N-PEAK 3 BLACK SERIES MODULES | REC |  | 0.4 | 12 | 220 | 23 |  | Fixed | Roof
NJADRE1555716312 | Administratively Determined Incentive Program | WESTVILLE | 8093 | 15 | 4.8 | Residential | Behind the Meter | No | Net Metered Residential | Sunny Mac LLC |  | PSE&G | Accepted | 2024-01-30 | 2024-02-21 | 2025-02-21 | Inverters | SE3800H-US | Solaredge | 3800 |  | 1 |  |  | 0.99 |  | Outdoor | next to meter
NJADRE1555716318 | Administratively Determined Incentive Program | WALLINGTON | 7057 | 7 | 4.74 | Residential | Behind the Meter | No | Net Metered Residential | Big Wave Roofing and Solar LLC |  | PSE&G | Accepted | 2024-01-30 | 2024-02-22 | 2025-02-22 | Inverters | Enphase Energy Inc | IQ7PLUS-72-2-US | 290 |  | 12 |  |  | 0.98 |  | Outside
NJADRE1555716318 | Administratively Determined Incentive Program | WALLINGTON | 7057 | 7 | 4.74 | Residential | Behind the Meter | No | Net Metered Residential | Big Wave Roofing and Solar LLC |  | PSE&G | Accepted | 2024-01-30 | 2024-02-22 | 2025-02-22 | Solar Panels | Canadian Solar | CS6R-395MS-HL |  | 0.395 | 10 | 142 | 40 |  | Fixed | Roof
NJADRE1555716318 | Administratively Determined Incentive Program | WALLINGTON | 7057 | 7 | 4.74 | Residential | Behind the Meter | No | Net Metered Residential | Big Wave Roofing and Solar LLC |  | PSE&G | Accepted | 2024-01-30 | 2024-02-22 | 2025-02-22 | Solar Panels | Canadian Solar | CS6R-395MS-HL |  | 0.395 | 2 | 322 | 40 |  | Fixed | Roof
NJADRE1555716328 | Administratively Determined Incentive Program | SOUTH ORANGE VILLAGE TOWNSHIP | 7079 | 9 | 10.94 | Residential | Behind the Meter | No | Net Metered Residential | Green Power Energy, Llc. |  | PSE&G | Accepted | 2024-01-30 | 2024-02-20 | 2025-02-20 | Inverters | Enphase Energy | IQ8PLUS-72-2-US [240V] | 290 |  | 27 |  |  | 0.975 |  | Outdoor | Roof
NJADRE1555716328 | Administratively Determined Incentive Program | SOUTH ORANGE VILLAGE TOWNSHIP | 7079 | 9 | 10.94 | Residential | Behind the Meter | No | Net Metered Residential | Green Power Energy, Llc. |  | PSE&G | Accepted | 2024-01-30 | 2024-02-20 | 2025-02-20 | Solar Panels | Hanwha Q-Cells | Q.PEAK DUO BLK ML-G10+ 405 |  | 0.405 | 3 | 301 | 23 |  | Fixed | Roof
NJADRE1555716328 | Administratively Determined Incentive Program | SOUTH ORANGE VILLAGE TOWNSHIP | 7079 | 9 | 10.94 | Residential | Behind the Meter | No | Net Metered Residential | Green Power Energy, Llc. |  | PSE&G | Accepted | 2024-01-30 | 2024-02-20 | 2025-02-20 | Solar Panels | Hanwha Q-Cells | Q.PEAK DUO BLK ML-G10+ 405 |  | 0.405 | 6 | 121 | 23 |  | Fixed | Roof
NJADRE1555716328 | Administratively Determined Incentive Program | SOUTH ORANGE VILLAGE TOWNSHIP | 7079 | 9 | 10.94 | Residential | Behind the Meter | No | Net Metered Residential | Green Power Energy, Llc. |  | PSE&G | Accepted | 2024-01-30 | 2024-02-20 | 2025-02-20 | Solar Panels | Hanwha Q-Cells | Q.PEAK DUO BLK ML-G10+ 405 |  | 0.405 | 8 | 301 | 23 |  | Fixed | Roof
NJADRE1555716328 | Administratively Determined Incentive Program | SOUTH ORANGE VILLAGE TOWNSHIP | 7079 | 9 | 10.94 | Residential | Behind the Meter | No | Net Metered Residential | Green Power Energy, Llc. |  | PSE&G | Accepted | 2024-01-30 | 2024-02-20 | 2025-02-20 | Solar Panels | Hanwha Q-Cells | Q.PEAK DUO BLK ML-G10+ 405 |  | 0.405 | 10 | 121 | 23 |  | Fixed | Roof
NJADRE1555716333 | Administratively Determined Incentive Program | NEW BRUNSWICK CITY | 8901 | 11 | 4.88 | Residential | Behind the Meter | Yes | Net Metered Residential | Sunrun Installation Services, Inc. |  | PSE&G | Accepted | 2024-01-30 | 2024-02-20 | 2025-02-20 | Inverters | Delta Electronics | E4-TL-US | 4000 |  | 1 |  |  | 0.975 |  | Outdoor | next to meter
NJADRE1555716333 | Administratively Determined Incentive Program | NEW BRUNSWICK CITY | 8901 | 11 | 4.88 | Residential | Behind the Meter | Yes | Net Metered Residential | Sunrun Installation Services, Inc. |  | PSE&G | Accepted | 2024-01-30 | 2024-02-20 | 2025-02-20 | Solar Panels | Vikram Solar | VSMDHT.60.375.05 |  | 0.375 | 13 | 219 | 27 |  | Fixed | Roof
NJADRE1555716336 | Administratively Determined Incentive Program | BASKING RIDGE | 7920 | 5 | 4.8 | Residential | Behind the Meter | Yes | Net Metered Residential | PosiGen Developer, LLC |  | JCP&L | Accepted | 2024-01-30 | 2024-02-23 | 2025-02-23 | Inverters | SOLAREDGE | SE3800H-US | 3800 |  | 1 |  |  | 0.99 |  | Outside | within ten feet of meter
NJADRE1555716336 | Administratively Determined Incentive Program | BASKING RIDGE | 7920 | 5 | 4.8 | Residential | Behind the Meter | Yes | Net Metered Residential | PosiGen Developer, LLC |  | JCP&L | Accepted | 2024-01-30 | 2024-02-23 | 2025-02-23 | Solar Panels | SILFAB SOLAR | SIL-400 HC+ |  | 0.4 | 3 | 168 | 21 |  | Fixed | Roof
NJADRE1555716336 | Administratively Determined Incentive Program | BASKING RIDGE | 7920 | 5 | 4.8 | Residential | Behind the Meter | Yes | Net Metered Residential | PosiGen Developer, LLC |  | JCP&L | Accepted | 2024-01-30 | 2024-02-23 | 2025-02-23 | Solar Panels | SILFAB SOLAR | SIL-400 HC+ |  | 0.4 | 9 | 348 | 21 |  | Fixed | Roof
NJADRE1555716399 | Administratively Determined Incentive Program | NEPTUNE | 7753 | 17 | 7.7 | Residential | Behind the Meter | No | Net Metered Residential | Powur, PBC |  | JCP&L | Accepted | 2024-01-31 | 2024-02-20 | 2025-02-20 | Solar Panels | Rec Solar | REC405AA PURE |  | 0.405 | 14 | 240 | 18 |  | Fixed | Roof
NJADRE1555716399 | Administratively Determined Incentive Program | NEPTUNE | 7753 | 17 | 7.7 | Residential | Behind the Meter | No | Net Metered Residential | Powur, PBC |  | JCP&L | Accepted | 2024-01-31 | 2024-02-20 | 2025-02-20 | Solar Panels | Rec Solar | REC405AA PURE |  | 0.405 | 5 | 240 | 18 |  | Fixed | Roof
NJADRE1555716399 | Administratively Determined Incentive Program | NEPTUNE | 7753 | 17 | 7.7 | Residential | Behind the Meter | No | Net Metered Residential | Powur, PBC |  | JCP&L | Accepted | 2024-01-31 | 2024-02-20 | 2025-02-20 | Inverters | Enphase | IQ8A-72-2-US | 349 |  | 19 |  |  | 0.97 |  | Outside
NJADRE1555716428 | Administratively Determined Incentive Program | PLAINSBORO TOWNSHIP | 8536 | 11 | 14.18 | Residential | Behind the Meter | Yes | Net Metered Residential | Sunny Mac LLC |  | PSE&G | Accepted | 2024-01-30 | 2024-02-21 | 2025-02-21 | Solar Panels | Q.PEAK DUO BLK ML-G10+ 405 | HANWHA |  | 0.405 | 5 | 180 | 30 |  | Fixed | Roof
NJADRE1555716428 | Administratively Determined Incentive Program | PLAINSBORO TOWNSHIP | 8536 | 11 | 14.18 | Residential | Behind the Meter | Yes | Net Metered Residential | Sunny Mac LLC |  | PSE&G | Accepted | 2024-01-30 | 2024-02-21 | 2025-02-21 | Solar Panels | Q.PEAK DUO BLK ML-G10+ 405 | HANWHA |  | 0.405 | 6 | 180 | 30 |  | Fixed | Roof
NJADRE1555716428 | Administratively Determined Incentive Program | PLAINSBORO TOWNSHIP | 8536 | 11 | 14.18 | Residential | Behind the Meter | Yes | Net Metered Residential | Sunny Mac LLC |  | PSE&G | Accepted | 2024-01-30 | 2024-02-21 | 2025-02-21 | Solar Panels | Q.PEAK DUO BLK ML-G10+ 405 | HANWHA |  | 0.405 | 3 | 180 | 30 |  | Fixed | Roof
NJADRE1555716428 | Administratively Determined Incentive Program | PLAINSBORO TOWNSHIP | 8536 | 11 | 14.18 | Residential | Behind the Meter | Yes | Net Metered Residential | Sunny Mac LLC |  | PSE&G | Accepted | 2024-01-30 | 2024-02-21 | 2025-02-21 | Solar Panels | Q.PEAK DUO BLK ML-G10+ 405 | HANWHA |  | 0.405 | 7 | 90 | 30 |  | Fixed | Roof
NJADRE1555716428 | Administratively Determined Incentive Program | PLAINSBORO TOWNSHIP | 8536 | 11 | 14.18 | Residential | Behind the Meter | Yes | Net Metered Residential | Sunny Mac LLC |  | PSE&G | Accepted | 2024-01-30 | 2024-02-21 | 2025-02-21 | Solar Panels | Q.PEAK DUO BLK ML-G10+ 405 | HANWHA |  | 0.405 | 14 | 0 | 30 |  | Fixed | Roof
NJADRE1555716428 | Administratively Determined Incentive Program | PLAINSBORO TOWNSHIP | 8536 | 11 | 14.18 | Residential | Behind the Meter | Yes | Net Metered Residential | Sunny Mac LLC |  | PSE&G | Accepted | 2024-01-30 | 2024-02-21 | 2025-02-21 | Inverters | SE10000H-US | SOLAREDGE | 10000 |  | 1 |  |  | 0.1 |  | Outdoor | next to meter
NJADRE1555716545 | Administratively Determined Incentive Program | SOUTH ORANGE VILLAGE TWP | 7079 | 9 | 7.6 | Residential | Behind the Meter | Yes | Net Metered Residential | Sunrun Installation Services, Inc. |  | PSE&G | Accepted | 2024-01-30 | 2024-02-20 | 2025-02-20 | Inverters | SolarEdge Technologies | SE6000H-USSN | 6000 |  | 1 |  |  | 0.99 |  | Outside | Next to Meter
NJADRE1555716545 | Administratively Determined Incentive Program | SOUTH ORANGE VILLAGE TWP | 7079 | 9 | 7.6 | Residential | Behind the Meter | Yes | Net Metered Residential | Sunrun Installation Services, Inc. |  | PSE&G | Accepted | 2024-01-30 | 2024-02-20 | 2025-02-20 | Solar Panels | Hanwha Q Cells | Q.PEAK DUO BLK ML-G10+/t 400 |  | 0.4 | 19 | 209 | 26 |  | Fixed | Roof
NJADRE1555716545 | Administratively Determined Incentive Program | SOUTH ORANGE VILLAGE TWP | 7079 | 9 | 7.6 | Residential | Behind the Meter | Yes | Net Metered Residential | Sunrun Installation Services, Inc. |  | PSE&G | Accepted | 2024-01-30 | 2024-02-20 | 2025-02-20 | Electric Storage Battery | TESLA | POWERWALL |  |  | 1 |  |  |  | Lithium Ion |  | OUTSIDE?
NJADRE1555716881 | Administratively Determined Incentive Program | MOUNT LAUREL TOWNSHIP | 8054 | 13 | 13.37 | Residential | Behind the Meter | No | Net Metered Residential | SunnyMac LLC |  | PSE&G | Accepted | 2024-01-30 | 2024-02-21 | 2025-02-21 | Solar Panels | HANWHA | Q.PEAK DUO BLK ML-G10+ 405 |  | 0.405 | 2 | 232 | 32 |  | Fixed | Roof
NJADRE1555716881 | Administratively Determined Incentive Program | MOUNT LAUREL TOWNSHIP | 8054 | 13 | 13.37 | Residential | Behind the Meter | No | Net Metered Residential | SunnyMac LLC |  | PSE&G | Accepted | 2024-01-30 | 2024-02-21 | 2025-02-21 | Solar Panels | HANWHA | Q.PEAK DUO BLK ML-G10+ 405 |  | 0.405 | 2 | 232 | 33 |  | Fixed | Roof
NJADRE1555716881 | Administratively Determined Incentive Program | MOUNT LAUREL TOWNSHIP | 8054 | 13 | 13.37 | Residential | Behind the Meter | No | Net Metered Residential | SunnyMac LLC |  | PSE&G | Accepted | 2024-01-30 | 2024-02-21 | 2025-02-21 | Solar Panels | HANWHA | Q.PEAK DUO BLK ML-G10+ 405 |  | 0.405 | 2 | 52 | 32 |  | Fixed | Roof
NJADRE1555716881 | Administratively Determined Incentive Program | MOUNT LAUREL TOWNSHIP | 8054 | 13 | 13.37 | Residential | Behind the Meter | No | Net Metered Residential | SunnyMac LLC |  | PSE&G | Accepted | 2024-01-30 | 2024-02-21 | 2025-02-21 | Solar Panels | HANWHA | Q.PEAK DUO BLK ML-G10+ 405 |  | 0.405 | 7 | 322 | 27 |  | Fixed | Roof
NJADRE1555716881 | Administratively Determined Incentive Program | MOUNT LAUREL TOWNSHIP | 8054 | 13 | 13.37 | Residential | Behind the Meter | No | Net Metered Residential | SunnyMac LLC |  | PSE&G | Accepted | 2024-01-30 | 2024-02-21 | 2025-02-21 | Solar Panels | HANWHA | Q.PEAK DUO BLK ML-G10+ 405 |  | 0.405 | 8 | 142 | 27 |  | Fixed | Roof
NJADRE1555716881 | Administratively Determined Incentive Program | MOUNT LAUREL TOWNSHIP | 8054 | 13 | 13.37 | Residential | Behind the Meter | No | Net Metered Residential | SunnyMac LLC |  | PSE&G | Accepted | 2024-01-30 | 2024-02-21 | 2025-02-21 | Solar Panels | HANWHA | Q.PEAK DUO BLK ML-G10+ 405 |  | 0.405 | 6 | 324 | 28 |  | Fixed | Roof
NJADRE1555716881 | Administratively Determined Incentive Program | MOUNT LAUREL TOWNSHIP | 8054 | 13 | 13.37 | Residential | Behind the Meter | No | Net Metered Residential | SunnyMac LLC |  | PSE&G | Accepted | 2024-01-30 | 2024-02-21 | 2025-02-21 | Solar Panels | HANWHA | Q.PEAK DUO BLK ML-G10+ 405 |  | 0.405 | 6 | 114 | 27 |  | Fixed | Roof
NJADRE1555716881 | Administratively Determined Incentive Program | MOUNT LAUREL TOWNSHIP | 8054 | 13 | 13.37 | Residential | Behind the Meter | No | Net Metered Residential | SunnyMac LLC |  | PSE&G | Accepted | 2024-01-30 | 2024-02-21 | 2025-02-21 | Inverters | SOLAREDGE | SE6000H-US | 6000 |  | 1 |  |  | 0.99 |  | Outdoor
NJADRE1555716881 | Administratively Determined Incentive Program | MOUNT LAUREL TOWNSHIP | 8054 | 13 | 13.37 | Residential | Behind the Meter | No | Net Metered Residential | SunnyMac LLC |  | PSE&G | Accepted | 2024-01-30 | 2024-02-21 | 2025-02-21 | Inverters | SOLAREDGE | SE 3800H-US | 3800 |  | 1 |  |  | 0.99 |  | Outdoor
NJADRE1555716940 | Administratively Determined Incentive Program | Englishtown | 7726 | 17 | 6.48 | Residential | Behind the Meter | Yes | Net Metered Residential | Sunrun Installation Services, Inc. |  | JCP&L | Accepted | 2024-01-30 | 2024-02-19 | 2025-02-19 | Inverters | SolarEdge Technologies | SE7600H-USSN | 7600 |  | 1 |  |  | 0.99 |  | Outdoor | Next to meter
NJADRE1555716940 | Administratively Determined Incentive Program | Englishtown | 7726 | 17 | 6.48 | Residential | Behind the Meter | Yes | Net Metered Residential | Sunrun Installation Services, Inc. |  | JCP&L | Accepted | 2024-01-30 | 2024-02-19 | 2025-02-19 | Solar Panels | Hanwha Q Cells | Q.PEAK DUO BLK ML-G10+ 405 |  | 0.405 | 12 | 84 | 26 |  | Fixed | Roof
NJADRE1555716940 | Administratively Determined Incentive Program | Englishtown | 7726 | 17 | 6.48 | Residential | Behind the Meter | Yes | Net Metered Residential | Sunrun Installation Services, Inc. |  | JCP&L | Accepted | 2024-01-30 | 2024-02-19 | 2025-02-19 | Solar Panels | Hanwha Q Cells | Q.PEAK DUO BLK ML-G10+ 405 |  | 0.405 | 4 | 353 | 25 |  | Fixed | Roof
NJADRE1555717121 | Administratively Determined Incentive Program | PATERSON | 7513 | 6 | 6.4 | Residential | Behind the Meter | Yes | Net Metered Residential | PosiGen Developer, LLC |  | PSE&G | Accepted | 2024-01-30 | 2024-02-22 | 2025-02-22 | Solar Panels | SOLAREDGE | SIL400HC+ |  | 0.4 | 16 | 99 | 16 |  | Fixed | Roof
NJADRE1555717121 | Administratively Determined Incentive Program | PATERSON | 7513 | 6 | 6.4 | Residential | Behind the Meter | Yes | Net Metered Residential | PosiGen Developer, LLC |  | PSE&G | Accepted | 2024-01-30 | 2024-02-22 | 2025-02-22 | Inverters | SOLAREDGE | SE6000H-US | 6000 |  | 1 |  |  | 0.99 |  | Outside | WITHIN TEN FEET OF METER
NJADRE1555717150 | Administratively Determined Incentive Program | WILLINGBORO | 8046 | 13 | 8 | Residential | Behind the Meter | Yes | Net Metered Residential | Power Energy Solutions |  | PSE&G | Accepted | 2024-01-30 | 2024-02-19 | 2025-02-19 | Inverters | SolarEdge | SE6000H-US | 6000 |  | 1 |  |  | 0.97 |  | Outside
NJADRE1555717150 | Administratively Determined Incentive Program | WILLINGBORO | 8046 | 13 | 8 | Residential | Behind the Meter | Yes | Net Metered Residential | Power Energy Solutions |  | PSE&G | Accepted | 2024-01-30 | 2024-02-19 | 2025-02-19 | Solar Panels | Canadian Solar | CS6R-400MS-HL HIKU6 Black Mono |  | 0.4 | 20 | 252 | 28 |  | Fixed | Roof
NJADRE1555717374 | Administratively Determined Incentive Program | Bridgeton | 8302 | 20 | 13.6 | Residential | Behind the Meter | Yes | Net Metered Residential | Power Energy Solutions |  | AC Electric | Accepted | 2024-01-30 | 2024-02-21 | 2025-02-21 | Inverters | SolarEdge | SE3800H-US | 4 |  | 1 |  |  | 0.97 |  | Outside
NJADRE1555717374 | Administratively Determined Incentive Program | Bridgeton | 8302 | 20 | 13.6 | Residential | Behind the Meter | Yes | Net Metered Residential | Power Energy Solutions |  | AC Electric | Accepted | 2024-01-30 | 2024-02-21 | 2025-02-21 | Inverters | SolarEdge | SE6000H-US | 6 |  | 1 |  |  | 0.97 |  | Outside
NJADRE1555717374 | Administratively Determined Incentive Program | Bridgeton | 8302 | 20 | 13.6 | Residential | Behind the Meter | Yes | Net Metered Residential | Power Energy Solutions |  | AC Electric | Accepted | 2024-01-30 | 2024-02-21 | 2025-02-21 | Solar Panels | Canadian Solar | CS6R-400MS-HL HIKU6 Black Mono |  | 0.4 | 5 | 154 | 26 |  | Fixed | Roof
NJADRE1555717374 | Administratively Determined Incentive Program | Bridgeton | 8302 | 20 | 13.6 | Residential | Behind the Meter | Yes | Net Metered Residential | Power Energy Solutions |  | AC Electric | Accepted | 2024-01-30 | 2024-02-21 | 2025-02-21 | Solar Panels | Canadian Solar | CS6R-400MS-HL HIKU6 Black Mono |  | 0.4 | 16 | 207 | 19 |  | Fixed | Roof
NJADRE1555717374 | Administratively Determined Incentive Program | Bridgeton | 8302 | 20 | 13.6 | Residential | Behind the Meter | Yes | Net Metered Residential | Power Energy Solutions |  | AC Electric | Accepted | 2024-01-30 | 2024-02-21 | 2025-02-21 | Solar Panels | Canadian Solar | CS6R-400MS-HL HIKU6 Black Mono |  | 0.4 | 7 | 332 | 26 |  | Fixed | Roof
NJADRE1555717374 | Administratively Determined Incentive Program | Bridgeton | 8302 | 20 | 13.6 | Residential | Behind the Meter | Yes | Net Metered Residential | Power Energy Solutions |  | AC Electric | Accepted | 2024-01-30 | 2024-02-21 | 2025-02-21 | Solar Panels | Canadian Solar | CS6R-400MS-HL HIKU6 Black Mono |  | 0.4 | 6 | 27 | 19 |  | Fixed | Roof
NJADRE1555717643 | Administratively Determined Incentive Program | LINDEN | 7036 | 10 | 8.3 | Residential | Behind the Meter | Yes | Net Metered Residential | PosiGen Developer, LLC |  | PSE&G | Accepted | 2024-01-30 | 2024-02-22 | 2025-02-22 | Solar Panels | SOLAREDGE | SIL400HC+ |  | 0.415 | 16 | 134 | 37 |  | Fixed | Roof
NJADRE1555717643 | Administratively Determined Incentive Program | LINDEN | 7036 | 10 | 8.3 | Residential | Behind the Meter | Yes | Net Metered Residential | PosiGen Developer, LLC |  | PSE&G | Accepted | 2024-01-30 | 2024-02-22 | 2025-02-22 | Inverters | SOLAREDGE | SE7600H-US | 7600 |  | 1 |  |  | 0.99 |  | Outside | WITHIN TEN FEET OF METER
NJADRE1555717643 | Administratively Determined Incentive Program | LINDEN | 7036 | 10 | 8.3 | Residential | Behind the Meter | Yes | Net Metered Residential | PosiGen Developer, LLC |  | PSE&G | Accepted | 2024-01-30 | 2024-02-22 | 2025-02-22 | Solar Panels | SOLAREDGE | SIL400HC+ |  | 0.415 | 4 | 314 | 37 |  | Fixed | Roof
NJADRE1555717686 | Administratively Determined Incentive Program | PENNSAUKEN | 8110 | 14 | 4.46 | Residential | Behind the Meter | Yes | Net Metered Residential | Palmetto Solar, LLC |  | PSE&G | Accepted | 2024-01-30 | 2024-02-21 | 2025-02-21 | Inverters | Enphase | IQ8PLUS-72-2-US | 290 |  | 11 |  |  | 0.98 |  | Outdoor
NJADRE1555717686 | Administratively Determined Incentive Program | PENNSAUKEN | 8110 | 14 | 4.46 | Residential | Behind the Meter | Yes | Net Metered Residential | Palmetto Solar, LLC |  | PSE&G | Accepted | 2024-01-30 | 2024-02-21 | 2025-02-21 | Meters | Enphase | X2-IQ-AM1-240-4 | 3190 |  | 1 |  |  |  | Yes | Outdoor
NJADRE1555717686 | Administratively Determined Incentive Program | PENNSAUKEN | 8110 | 14 | 4.46 | Residential | Behind the Meter | Yes | Net Metered Residential | Palmetto Solar, LLC |  | PSE&G | Accepted | 2024-01-30 | 2024-02-21 | 2025-02-21 | Solar Panels | Hanwha Q-Cells | Q.PEAK DUO BLK ML-G10+ 405 |  | 0.405 | 11 | 134 | 2 |  | Fixed | Roof
NJADRE1555717705 | Administratively Determined Incentive Program | Moorestown Twp | 8057 | 13 | 8.51 | Residential | Behind the Meter | No | Net Metered Residential | Sunrun Installation Services, Inc. |  | PSE&G | Accepted | 2024-01-30 | 2024-02-19 | 2025-02-19 | Inverters | SolarEdge Technologies | SE6000H-USSN | 6000 |  | 1 |  |  | 0.99 |  | Outdoor | Next to meter
NJADRE1555717705 | Administratively Determined Incentive Program | Moorestown Twp | 8057 | 13 | 8.51 | Residential | Behind the Meter | No | Net Metered Residential | Sunrun Installation Services, Inc. |  | PSE&G | Accepted | 2024-01-30 | 2024-02-19 | 2025-02-19 | Solar Panels | Hanwha Q Cells | Q.PEAK DUO BLK ML-G10+ 405 |  | 0.405 | 6 | 246 | 16 |  | Fixed | Roof
NJADRE1555717705 | Administratively Determined Incentive Program | Moorestown Twp | 8057 | 13 | 8.51 | Residential | Behind the Meter | No | Net Metered Residential | Sunrun Installation Services, Inc. |  | PSE&G | Accepted | 2024-01-30 | 2024-02-19 | 2025-02-19 | Solar Panels | Hanwha Q Cells | Q.PEAK DUO BLK ML-G10+ 405 |  | 0.405 | 9 | 246 | 28 |  | Fixed | Roof
NJADRE1555717705 | Administratively Determined Incentive Program | Moorestown Twp | 8057 | 13 | 8.51 | Residential | Behind the Meter | No | Net Metered Residential | Sunrun Installation Services, Inc. |  | PSE&G | Accepted | 2024-01-30 | 2024-02-19 | 2025-02-19 | Solar Panels | Hanwha Q Cells | Q.PEAK DUO BLK ML-G10+ 405 |  | 0.405 | 6 | 155 | 14 |  | Fixed | Roof
NJADRE1555717858 | Administratively Determined Incentive Program | LITTLE EGG HARBOR TWP | 8087 | 18 | 6.16 | Residential | Behind the Meter | No | Net Metered Residential | Reliable Power and Solar |  | AC Electric | Accepted | 2024-01-30 | 2024-02-20 | 2025-02-20 | Inverters | Enphase | IQ8 plus | 290 |  | 16 |  |  | 0.97 |  | Outdoor
NJADRE1555717858 | Administratively Determined Incentive Program | LITTLE EGG HARBOR TWP | 8087 | 18 | 6.16 | Residential | Behind the Meter | No | Net Metered Residential | Reliable Power and Solar |  | AC Electric | Accepted | 2024-01-30 | 2024-02-20 | 2025-02-20 | Solar Panels | JA solar | JAM72S09385 |  | 0.385 | 16 | 200 | 26 |  | Fixed | Roof
NJADRE1555717864 | Administratively Determined Incentive Program | PLEASANTVILLE | 8232 | 19 | 9.32 | Residential | Behind the Meter | No | Net Metered Residential | Sunwise Energy LLC |  | AC Electric | Accepted | 2024-01-30 | 2024-02-20 | 2025-02-20 | Solar Panels | REC ALPHA | REC405AA |  | 0.405 | 6 | 214 | 5 |  | Fixed | Roof
NJADRE1555717864 | Administratively Determined Incentive Program | PLEASANTVILLE | 8232 | 19 | 9.32 | Residential | Behind the Meter | No | Net Metered Residential | Sunwise Energy LLC |  | AC Electric | Accepted | 2024-01-30 | 2024-02-20 | 2025-02-20 | Solar Panels | REC ALPHA | REC405AA |  | 0.405 | 9 | 124 | 25 |  | Fixed | Roof
NJADRE1555717864 | Administratively Determined Incentive Program | PLEASANTVILLE | 8232 | 19 | 9.32 | Residential | Behind the Meter | No | Net Metered Residential | Sunwise Energy LLC |  | AC Electric | Accepted | 2024-01-30 | 2024-02-20 | 2025-02-20 | Solar Panels | REC ALPHA | REC405AA |  | 0.405 | 8 | 304 | 25 |  | Fixed | Roof
NJADRE1555717864 | Administratively Determined Incentive Program | PLEASANTVILLE | 8232 | 19 | 9.32 | Residential | Behind the Meter | No | Net Metered Residential | Sunwise Energy LLC |  | AC Electric | Accepted | 2024-01-30 | 2024-02-20 | 2025-02-20 | Inverters | Enphase Energy | IQ8A-72-2-US | 366 |  | 23 |  |  | 0.977 |  | Outside
NJADRE1555717905 | Administratively Determined Incentive Program | Toms River | 8757 | 18 | 5.2 | Residential | Behind the Meter | Yes | Net Metered Residential | Power Energy Solutions |  | JCP&L | Accepted | 2024-01-30 | 2024-02-21 | 2025-02-21 | Inverters | SolarEdge | SE3800H-US | 4 |  | 1 |  |  | 0.97 |  | Outside
NJADRE1555717905 | Administratively Determined Incentive Program | Toms River | 8757 | 18 | 5.2 | Residential | Behind the Meter | Yes | Net Metered Residential | Power Energy Solutions |  | JCP&L | Accepted | 2024-01-30 | 2024-02-21 | 2025-02-21 | Solar Panels | Canadian Solar | CS6R-400MS-HL HIKU6 Black Mono |  | 0.4 | 7 | 135 | 24 |  | Fixed | Roof
NJADRE1555717905 | Administratively Determined Incentive Program | Toms River | 8757 | 18 | 5.2 | Residential | Behind the Meter | Yes | Net Metered Residential | Power Energy Solutions |  | JCP&L | Accepted | 2024-01-30 | 2024-02-21 | 2025-02-21 | Solar Panels | Canadian Solar | CS6R-400MS-HL HIKU6 Black Mono |  | 0.4 | 6 | 225 | 24 |  | Fixed | Roof
NJADRE1555717951 | Administratively Determined Incentive Program | ENGLEWOOD CLIFFS | 7632 | 7 | 4.8 | Residential | Behind the Meter | Yes | Net Metered Residential | PosiGen Developer, LLC |  | PSE&G | Accepted | 2024-01-31 | 2024-02-21 | 2025-02-21 | Inverters | SOLAREDGE | SE3800H-US | 3800 |  | 1 |  |  | 0.99 |  | Outside | within ten feet of meter
NJADRE1555717951 | Administratively Determined Incentive Program | ENGLEWOOD CLIFFS | 7632 | 7 | 4.8 | Residential | Behind the Meter | Yes | Net Metered Residential | PosiGen Developer, LLC |  | PSE&G | Accepted | 2024-01-31 | 2024-02-21 | 2025-02-21 | Solar Panels | SILFAB SOLAR | SIL-400 HC+ |  | 0.4 | 7 | 217 | 23 |  | Fixed | Roof
NJADRE1555717951 | Administratively Determined Incentive Program | ENGLEWOOD CLIFFS | 7632 | 7 | 4.8 | Residential | Behind the Meter | Yes | Net Metered Residential | PosiGen Developer, LLC |  | PSE&G | Accepted | 2024-01-31 | 2024-02-21 | 2025-02-21 | Solar Panels | SILFAB SOLAR | SIL-400 HC+ |  | 0.4 | 5 | 217 | 23 |  | Fixed | Roof
NJADRE1555718323 | Administratively Determined Incentive Program | SICKLERVILLE | 8081 | 14 | 12.4 | Residential | Behind the Meter | Yes | Net Metered Residential | Power Energy Solutions |  | AC Electric | Accepted | 2024-01-30 | 2024-02-20 | 2025-02-20 | Inverters | SolarEdge | SE10000H-US | 10000 |  | 1 |  |  | 0.97 |  | Outside
NJADRE1555718323 | Administratively Determined Incentive Program | SICKLERVILLE | 8081 | 14 | 12.4 | Residential | Behind the Meter | Yes | Net Metered Residential | Power Energy Solutions |  | AC Electric | Accepted | 2024-01-30 | 2024-02-20 | 2025-02-20 | Solar Panels | Canadian Solar | CS6R-400MS-HL HIKU6 Black Mono |  | 0.4 | 10 | 149 | 20 |  | Fixed | Roof
NJADRE1555718323 | Administratively Determined Incentive Program | SICKLERVILLE | 8081 | 14 | 12.4 | Residential | Behind the Meter | Yes | Net Metered Residential | Power Energy Solutions |  | AC Electric | Accepted | 2024-01-30 | 2024-02-20 | 2025-02-20 | Solar Panels | Canadian Solar | CS6R-400MS-HL HIKU6 Black Mono |  | 0.4 | 8 | 239 | 20 |  | Fixed | Roof
NJADRE1555718323 | Administratively Determined Incentive Program | SICKLERVILLE | 8081 | 14 | 12.4 | Residential | Behind the Meter | Yes | Net Metered Residential | Power Energy Solutions |  | AC Electric | Accepted | 2024-01-30 | 2024-02-20 | 2025-02-20 | Solar Panels | Canadian Solar | CS6R-400MS-HL HIKU6 Black Mono |  | 0.4 | 7 | 59 | 20 |  | Fixed | Roof
NJADRE1555718323 | Administratively Determined Incentive Program | SICKLERVILLE | 8081 | 14 | 12.4 | Residential | Behind the Meter | Yes | Net Metered Residential | Power Energy Solutions |  | AC Electric | Accepted | 2024-01-30 | 2024-02-20 | 2025-02-20 | Solar Panels | Canadian Solar | CS6R-400MS-HL HIKU6 Black Mono |  | 0.4 | 6 | 329 | 20 |  | Fixed | Roof
NJADRE1555718494 | Administratively Determined Incentive Program | CLIFTON CITY | 7013 | 6 | 4.8 | Residential | Behind the Meter | Yes | Net Metered Residential | Sunrun Installation Services, Inc. |  | PSE&G | Accepted | 2024-01-30 | 2024-02-20 | 2025-02-20 | Inverters | SolarEdge Technologies | SE3800H-USMN | 3800 |  | 1 |  |  | 0.99 |  | Outdoor | Next to meter
NJADRE1555718494 | Administratively Determined Incentive Program | CLIFTON CITY | 7013 | 6 | 4.8 | Residential | Behind the Meter | Yes | Net Metered Residential | Sunrun Installation Services, Inc. |  | PSE&G | Accepted | 2024-01-30 | 2024-02-20 | 2025-02-20 | Solar Panels | Hanwha Q Cells | Q.PEAK DUO BLK ML-G10+/t 400 |  | 0.4 | 5 | 111 | 26 |  | Fixed | Roof
NJADRE1555718494 | Administratively Determined Incentive Program | CLIFTON CITY | 7013 | 6 | 4.8 | Residential | Behind the Meter | Yes | Net Metered Residential | Sunrun Installation Services, Inc. |  | PSE&G | Accepted | 2024-01-30 | 2024-02-20 | 2025-02-20 | Solar Panels | Hanwha Q Cells | Q.PEAK DUO BLK ML-G10+/t 400 |  | 0.4 | 7 | 291 | 26 |  | Fixed | Roof
NJADRE1555718583 | Administratively Determined Incentive Program | CHESTERFIELD | 8515 | 13 | 10.4 | Residential | Behind the Meter | Yes | Net Metered Residential | PosiGen Developer, LLC |  | PSE&G | Accepted | 2024-01-30 | 2024-02-23 | 2025-02-23 | Solar Panels | SILFAB | SIL400HC+ |  | 0.4 | 20 | 154 | 18 |  | Fixed | Roof
NJADRE1555718583 | Administratively Determined Incentive Program | CHESTERFIELD | 8515 | 13 | 10.4 | Residential | Behind the Meter | Yes | Net Metered Residential | PosiGen Developer, LLC |  | PSE&G | Accepted | 2024-01-30 | 2024-02-23 | 2025-02-23 | Solar Panels | SILFAB | SIL400HC+ |  | 0.4 | 6 | 154 | 40 |  | Fixed | Roof
NJADRE1555718583 | Administratively Determined Incentive Program | CHESTERFIELD | 8515 | 13 | 10.4 | Residential | Behind the Meter | Yes | Net Metered Residential | PosiGen Developer, LLC |  | PSE&G | Accepted | 2024-01-30 | 2024-02-23 | 2025-02-23 | Inverters | SOLAREDGE | SE10000H-US | 10000 |  | 1 |  |  | 0.99 |  | Outside | WITHIN TEN FEET OF METER
NJADRE1555718802 | Administratively Determined Incentive Program | NORTH WILDWOOD | 8260 | 21 | 3.65 | Residential | Behind the Meter | Yes | Net Metered Residential | Trinity Solar |  | AC Electric | Accepted | 2024-01-30 | 2024-02-20 | 2025-02-20 | Solar Panels | HANWHA | (Q.PEAK DUO BLK ML-G10+ 405) |  | 0.405 | 2 | 223 | 27 |  | Fixed | Roof
NJADRE1555718802 | Administratively Determined Incentive Program | NORTH WILDWOOD | 8260 | 21 | 3.65 | Residential | Behind the Meter | Yes | Net Metered Residential | Trinity Solar |  | AC Electric | Accepted | 2024-01-30 | 2024-02-20 | 2025-02-20 | Solar Panels | HANWHA | (Q.PEAK DUO BLK ML-G10+ 405) |  | 0.405 | 7 | 223 | 6 |  | Fixed | Roof
NJADRE1555718802 | Administratively Determined Incentive Program | NORTH WILDWOOD | 8260 | 21 | 3.65 | Residential | Behind the Meter | Yes | Net Metered Residential | Trinity Solar |  | AC Electric | Accepted | 2024-01-30 | 2024-02-20 | 2025-02-20 | Inverters | Solar Edge | SE3000H-US | 3000 |  | 1 |  |  | 0.97 |  | Outdoor
NJADRE1555718878 | Administratively Determined Incentive Program | LAWNSIDE | 8045 | 14 | 10.4 | Residential | Behind the Meter | Yes | Net Metered Residential | Power Energy Solutions |  | PSE&G | Accepted | 2024-01-30 | 2024-02-20 | 2025-02-20 | Inverters | SolarEdge | SE7600H-US | 8 |  | 1 |  |  | 0.97 |  | Outside
NJADRE1555718878 | Administratively Determined Incentive Program | LAWNSIDE | 8045 | 14 | 10.4 | Residential | Behind the Meter | Yes | Net Metered Residential | Power Energy Solutions |  | PSE&G | Accepted | 2024-01-30 | 2024-02-20 | 2025-02-20 | Solar Panels | Canadian Solar | CS6R-400MS-HL HIKU6 Black Mono |  | 0.4 | 17 | 136 | 20 |  | Fixed | Roof
NJADRE1555718878 | Administratively Determined Incentive Program | LAWNSIDE | 8045 | 14 | 10.4 | Residential | Behind the Meter | Yes | Net Metered Residential | Power Energy Solutions |  | PSE&G | Accepted | 2024-01-30 | 2024-02-20 | 2025-02-20 | Solar Panels | Canadian Solar | CS6R-400MS-HL HIKU6 Black Mono |  | 0.4 | 9 | 316 | 20 |  | Fixed | Roof
NJADRE1555718939 | Administratively Determined Incentive Program | TRENTON | 8610 | 12 | 3.6 | Residential | Behind the Meter | Yes | Net Metered Residential | Pro Custom Solar dba Momentum Solar |  | PSE&G | Accepted | 2024-01-30 | 2024-02-20 | 2025-02-20 | Inverters | enphase | IQ8PLUS-72-2-US | 290 |  | 9 |  |  | 0.97 |  | Outdoor
NJADRE1555718939 | Administratively Determined Incentive Program | TRENTON | 8610 | 12 | 3.6 | Residential | Behind the Meter | Yes | Net Metered Residential | Pro Custom Solar dba Momentum Solar |  | PSE&G | Accepted | 2024-01-30 | 2024-02-20 | 2025-02-20 | Solar Panels | hanwha | q.peak duo blk ml-g10+400 |  | 0.4 | 6 | 304 | 6 |  | Fixed | Roof
NJADRE1555718939 | Administratively Determined Incentive Program | TRENTON | 8610 | 12 | 3.6 | Residential | Behind the Meter | Yes | Net Metered Residential | Pro Custom Solar dba Momentum Solar |  | PSE&G | Accepted | 2024-01-30 | 2024-02-20 | 2025-02-20 | Solar Panels | hanwha | q.peak duo blk ml-g10+400 |  | 0.4 | 3 | 304 | 36 |  | Fixed | Roof
NJADRE1555719009 | Administratively Determined Incentive Program | WOODBRIDGE | 8863 | 11 | 6 | Residential | Behind the Meter | Yes | Net Metered Residential | Sunrun Installation Services, Inc. |  | PSE&G | Accepted | 2024-01-30 | 2024-02-20 | 2025-02-20 | Inverters | Delta Electronics | E6-TL-US | 5760 |  | 1 |  |  | 0.97 |  | Outside
NJADRE1555719009 | Administratively Determined Incentive Program | WOODBRIDGE | 8863 | 11 | 6 | Residential | Behind the Meter | Yes | Net Metered Residential | Sunrun Installation Services, Inc. |  | PSE&G | Accepted | 2024-01-30 | 2024-02-20 | 2025-02-20 | Solar Panels | Hanwha Q Cells | Q.PEAK DUO BLK ML-G10+/t 400 |  | 0.4 | 6 | 197 | 21 |  | Fixed | Roof
NJADRE1555719009 | Administratively Determined Incentive Program | WOODBRIDGE | 8863 | 11 | 6 | Residential | Behind the Meter | Yes | Net Metered Residential | Sunrun Installation Services, Inc. |  | PSE&G | Accepted | 2024-01-30 | 2024-02-20 | 2025-02-20 | Solar Panels | Hanwha Q Cells | Q.PEAK DUO BLK ML-G10+/t 400 |  | 0.4 | 9 | 198 | 14 |  | Fixed | Roof
NJADRE1555719020 | Administratively Determined Incentive Program | NEWARK | 7103 | 9 | 6.4 | Residential | Behind the Meter | Yes | Net Metered Residential | Pro Custom Solar dba Momentum Solar |  | PSE&G | Accepted | 2024-01-30 | 2024-02-20 | 2025-02-20 | Inverters | IQ8PLUS-72-2-US | ENPHASE | 290 |  | 16 |  |  | 0.97 |  | Outdoor
NJADRE1555719020 | Administratively Determined Incentive Program | NEWARK | 7103 | 9 | 6.4 | Residential | Behind the Meter | Yes | Net Metered Residential | Pro Custom Solar dba Momentum Solar |  | PSE&G | Accepted | 2024-01-30 | 2024-02-20 | 2025-02-20 | Solar Panels | Q. PEAK DUO BLK-G10+400 | HANWHA |  | 0.4 | 12 | 205 | 33 |  | Fixed | Roof
NJADRE1555719020 | Administratively Determined Incentive Program | NEWARK | 7103 | 9 | 6.4 | Residential | Behind the Meter | Yes | Net Metered Residential | Pro Custom Solar dba Momentum Solar |  | PSE&G | Accepted | 2024-01-30 | 2024-02-20 | 2025-02-20 | Solar Panels | Q. PEAK DUO BLK-G10+400 | HANWHA |  | 0.4 | 4 | 25 | 33 |  | Fixed | Roof
NJADRE1555719053 | Administratively Determined Incentive Program | SOUTH PLAINFIELD | 7080 | 11 | 4.38 | Residential | Behind the Meter | No | Net Metered Residential | Power Home Remodeling |  | PSE&G | Accepted | 2024-01-30 | 2024-02-20 | 2025-02-20 | Inverters | Solar Edge | SE3800H-US | 3800 |  | 1 |  |  | 0.99 |  | Outside
NJADRE1555719053 | Administratively Determined Incentive Program | SOUTH PLAINFIELD | 7080 | 11 | 4.38 | Residential | Behind the Meter | No | Net Metered Residential | Power Home Remodeling |  | PSE&G | Accepted | 2024-01-30 | 2024-02-20 | 2025-02-20 | Meters | Solar Edge | Revenue Grade Data Ansi C12.20 |  |  | 1 |  |  |  | Yes | Outdoor
NJADRE1555719053 | Administratively Determined Incentive Program | SOUTH PLAINFIELD | 7080 | 11 | 4.38 | Residential | Behind the Meter | No | Net Metered Residential | Power Home Remodeling |  | PSE&G | Accepted | 2024-01-30 | 2024-02-20 | 2025-02-20 | Solar Panels | Q Cell | Q.PEAK DUO BLK-G10+ 365 |  | 0.365 | 12 | 338 | 24 |  | Fixed | Roof
NJADRE1555719112 | Administratively Determined Incentive Program | CAPE MAY | 8204 | 21 | 4.86 | Residential | Behind the Meter | Yes | Net Metered Residential | Trinity Solar Inc. |  | AC Electric | Accepted | 2024-01-30 | 2024-02-20 | 2025-02-20 | Inverters | Solar Edge | SE3800H-US | 3800 |  | 1 |  |  | 0.97 |  | Outdoor
NJADRE1555719112 | Administratively Determined Incentive Program | CAPE MAY | 8204 | 21 | 4.86 | Residential | Behind the Meter | Yes | Net Metered Residential | Trinity Solar Inc. |  | AC Electric | Accepted | 2024-01-30 | 2024-02-20 | 2025-02-20 | Solar Panels | HANWHA | (Q.PEAK DUO BLK ML-G10+ 405) |  | 0.405 | 12 | 119 | 23 |  | Fixed | Roof
NJADRE1555719116 | Administratively Determined Incentive Program | WALLINGTON | 7057 | 7 | 48.3 | Commercial | Behind the Meter | No | Small Net-Metered Non-Residential located on Rooftop, Carport, Canopy and Floating Solar | 1st Light Energy Inc |  | PSE&G | Accepted | 2024-01-30 | 2024-02-20 | 2025-02-20 | Solar Panels | LG | LG420N2W-L5 |  | 0.42 | 115 | 216 | 5 |  | Fixed | Roof
NJADRE1555719116 | Administratively Determined Incentive Program | WALLINGTON | 7057 | 7 | 48.3 | Commercial | Behind the Meter | No | Small Net-Metered Non-Residential located on Rooftop, Carport, Canopy and Floating Solar | 1st Light Energy Inc |  | PSE&G | Accepted | 2024-01-30 | 2024-02-20 | 2025-02-20 | Inverters | SMA | STP 62-US-41 | 62500 |  | 1 |  |  | 0.975 |  | Outside
NJADRE1555719121 | Administratively Determined Incentive Program | RAHWAY | 7065 | 10 | 10 | Residential | Behind the Meter | Yes | Net Metered Residential | Sunrun Installation Services, Inc. |  | PSE&G | Accepted | 2024-01-30 | 2024-02-20 | 2025-02-20 | Inverters | SOLAREDGE TECHNOLOGIES | SE7600H-USSN | 7600 |  | 1 |  |  | 0.99 |  | Outside | Next to Meter
NJADRE1555719121 | Administratively Determined Incentive Program | RAHWAY | 7065 | 10 | 10 | Residential | Behind the Meter | Yes | Net Metered Residential | Sunrun Installation Services, Inc. |  | PSE&G | Accepted | 2024-01-30 | 2024-02-20 | 2025-02-20 | Solar Panels | HANWHA Q-CELLS | Q.PEAK DUO BLK ML-G10+/T 400 |  | 0.4 | 15 | 270 | 35 |  | Fixed | Roof
NJADRE1555719121 | Administratively Determined Incentive Program | RAHWAY | 7065 | 10 | 10 | Residential | Behind the Meter | Yes | Net Metered Residential | Sunrun Installation Services, Inc. |  | PSE&G | Accepted | 2024-01-30 | 2024-02-20 | 2025-02-20 | Solar Panels | HANWHA Q-CELLS | Q.PEAK DUO BLK ML-G10+/T 400 |  | 0.4 | 10 | 90 | 35 |  | Fixed | Roof
NJADRE1555719164 | Administratively Determined Incentive Program | BRIGANTINE | 8203 | 19 | 4.8 | Residential | Behind the Meter | Yes | Net Metered Residential | PosiGen Developer, LLC |  | AC Electric | Accepted | 2024-01-30 | 2024-02-26 | 2025-02-26 | Solar Panels | SILFAB | SIL400HC+ |  | 0.4 | 6 | 345 | 18 |  | Fixed | Roof
NJADRE1555719164 | Administratively Determined Incentive Program | BRIGANTINE | 8203 | 19 | 4.8 | Residential | Behind the Meter | Yes | Net Metered Residential | PosiGen Developer, LLC |  | AC Electric | Accepted | 2024-01-30 | 2024-02-26 | 2025-02-26 | Solar Panels | SILFAB | SIL400HC+ |  | 0.4 | 6 | 345 | 18 |  | Fixed | Roof
NJADRE1555719164 | Administratively Determined Incentive Program | BRIGANTINE | 8203 | 19 | 4.8 | Residential | Behind the Meter | Yes | Net Metered Residential | PosiGen Developer, LLC |  | AC Electric | Accepted | 2024-01-30 | 2024-02-26 | 2025-02-26 | Inverters | SOLAREDGE | SE3800H-US | 3800 |  | 1 |  |  | 0.99 |  | Outside | WITHIN TEN FEET OF METER
NJADRE1555719220 | Administratively Determined Incentive Program | WYCKOFF | 7481 | 7 | 17.2 | Residential | Behind the Meter | Yes | Net Metered Residential | Pro Custom Solar dba Momentum Solar |  | Orange Rockland Electric | Accepted | 2024-01-30 | 2024-02-20 | 2025-02-20 | Inverters | IQ8PLUS-72-2-US | ENPHASE | 290 |  | 43 |  |  | 0.97 |  | Outdoor
NJADRE1555719220 | Administratively Determined Incentive Program | WYCKOFF | 7481 | 7 | 17.2 | Residential | Behind the Meter | Yes | Net Metered Residential | Pro Custom Solar dba Momentum Solar |  | Orange Rockland Electric | Accepted | 2024-01-30 | 2024-02-20 | 2025-02-20 | Solar Panels | Q. PEAK DUO BLK-G10+400 | HANWHA |  | 0.4 | 4 | 193 | 27 |  | Fixed | Roof
NJADRE1555719220 | Administratively Determined Incentive Program | WYCKOFF | 7481 | 7 | 17.2 | Residential | Behind the Meter | Yes | Net Metered Residential | Pro Custom Solar dba Momentum Solar |  | Orange Rockland Electric | Accepted | 2024-01-30 | 2024-02-20 | 2025-02-20 | Solar Panels | Q. PEAK DUO BLK-G10+400 | HANWHA |  | 0.4 | 19 | 193 | 27 |  | Fixed | Roof
NJADRE1555719220 | Administratively Determined Incentive Program | WYCKOFF | 7481 | 7 | 17.2 | Residential | Behind the Meter | Yes | Net Metered Residential | Pro Custom Solar dba Momentum Solar |  | Orange Rockland Electric | Accepted | 2024-01-30 | 2024-02-20 | 2025-02-20 | Solar Panels | Q. PEAK DUO BLK-G10+400 | HANWHA |  | 0.4 | 8 | 193 | 8 |  | Fixed | Roof
NJADRE1555719220 | Administratively Determined Incentive Program | WYCKOFF | 7481 | 7 | 17.2 | Residential | Behind the Meter | Yes | Net Metered Residential | Pro Custom Solar dba Momentum Solar |  | Orange Rockland Electric | Accepted | 2024-01-30 | 2024-02-20 | 2025-02-20 | Solar Panels | Q. PEAK DUO BLK-G10+400 | HANWHA |  | 0.4 | 7 | 103 | 22 |  | Fixed | Roof
NJADRE1555719220 | Administratively Determined Incentive Program | WYCKOFF | 7481 | 7 | 17.2 | Residential | Behind the Meter | Yes | Net Metered Residential | Pro Custom Solar dba Momentum Solar |  | Orange Rockland Electric | Accepted | 2024-01-30 | 2024-02-20 | 2025-02-20 | Solar Panels | Q. PEAK DUO BLK-G10+400 | HANWHA |  | 0.4 | 5 | 193 | 12 |  | Fixed | Roof
NJADRE1555719409 | Administratively Determined Incentive Program | Hamilton TWP MER | 8610 | 12 | 4.4 | Residential | Behind the Meter | Yes | Net Metered Residential | Sunrun Installation Services, Inc. |  | PSE&G | Accepted | 2024-01-30 | 2024-02-21 | 2025-02-21 | Inverters | SolarEdge Technologies | SE3800H-USMN | 3800 |  | 1 |  |  | 0.99 |  | Outdoor | Next to meter
NJADRE1555719409 | Administratively Determined Incentive Program | Hamilton TWP MER | 8610 | 12 | 4.4 | Residential | Behind the Meter | Yes | Net Metered Residential | Sunrun Installation Services, Inc. |  | PSE&G | Accepted | 2024-01-30 | 2024-02-21 | 2025-02-21 | Solar Panels | Hanwha Q Cells | Q.PEAK DUO BLK ML-G10+/t 400 |  | 0.4 | 11 | 209 | 34 |  | Fixed | Roof
NJADRE1555719484 | Administratively Determined Incentive Program | WAYNE | 7470 | 6 | 6.4 | Residential | Behind the Meter | Yes | Net Metered Residential | PosiGen Developer, LLC |  | PSE&G | Accepted | 2024-01-30 | 2024-02-26 | 2025-02-26 | Solar Panels | SILFAB | SIL400HC+ |  | 0.4 | 4 | 257 | 25 |  | Fixed | Roof
NJADRE1555719484 | Administratively Determined Incentive Program | WAYNE | 7470 | 6 | 6.4 | Residential | Behind the Meter | Yes | Net Metered Residential | PosiGen Developer, LLC |  | PSE&G | Accepted | 2024-01-30 | 2024-02-26 | 2025-02-26 | Solar Panels | SILFAB | SIL400HC+ |  | 0.4 | 7 | 77 | 25 |  | Fixed | Roof
NJADRE1555719484 | Administratively Determined Incentive Program | WAYNE | 7470 | 6 | 6.4 | Residential | Behind the Meter | Yes | Net Metered Residential | PosiGen Developer, LLC |  | PSE&G | Accepted | 2024-01-30 | 2024-02-26 | 2025-02-26 | Solar Panels | SILFAB | SIL400HC+ |  | 0.4 | 5 | 257 | 25 |  | Fixed | Roof
NJADRE1555719484 | Administratively Determined Incentive Program | WAYNE | 7470 | 6 | 6.4 | Residential | Behind the Meter | Yes | Net Metered Residential | PosiGen Developer, LLC |  | PSE&G | Accepted | 2024-01-30 | 2024-02-26 | 2025-02-26 | Inverters | SOLAREDGE | SE6000H-US | 6000 |  | 1 |  |  | 0.99 |  | Outside | WITHIN TEN FEET OF METER
NJADRE1555719511 | Administratively Determined Incentive Program | TEANECK | 7666 | 7 | 11.6 | Residential | Behind the Meter | Yes | Net Metered Residential | Momentum Solar Energy Services |  | PSE&G | Accepted | 2024-01-30 | 2024-02-20 | 2025-02-20 | Inverters | Q. PEAK DUO BLK-G10+400 | HANWHA | 290 |  | 29 |  |  | 0.97 |  | Outdoor
NJADRE1555719511 | Administratively Determined Incentive Program | TEANECK | 7666 | 7 | 11.6 | Residential | Behind the Meter | Yes | Net Metered Residential | Momentum Solar Energy Services |  | PSE&G | Accepted | 2024-01-30 | 2024-02-20 | 2025-02-20 | Solar Panels | Q. PEAK DUO BLK-G10+400 | HANWHA |  | 0.4 | 12 | 113 | 33 |  | Fixed | Roof
NJADRE1555719511 | Administratively Determined Incentive Program | TEANECK | 7666 | 7 | 11.6 | Residential | Behind the Meter | Yes | Net Metered Residential | Momentum Solar Energy Services |  | PSE&G | Accepted | 2024-01-30 | 2024-02-20 | 2025-02-20 | Solar Panels | Q. PEAK DUO BLK-G10+400 | HANWHA |  | 0.4 | 8 | 203 | 41 |  | Fixed | Roof
NJADRE1555719511 | Administratively Determined Incentive Program | TEANECK | 7666 | 7 | 11.6 | Residential | Behind the Meter | Yes | Net Metered Residential | Momentum Solar Energy Services |  | PSE&G | Accepted | 2024-01-30 | 2024-02-20 | 2025-02-20 | Solar Panels | Q. PEAK DUO BLK-G10+400 | HANWHA |  | 0.4 | 9 | 23 | 40 |  | Fixed | Roof
NJADRE1555719550 | Administratively Determined Incentive Program | LINDENWOLD | 8021 | 14 | 8.09 | Residential | Behind the Meter | Yes | Net Metered Residential | Freedom Forever New Jersey LLC |  | AC Electric | Accepted | 2024-01-30 | 2024-02-20 | 2025-02-20 | Inverters | Solar Edge | SE7600H-USRGM [SI1 | 7600 |  | 1 |  |  | 0.99 |  | Outside
NJADRE1555719550 | Administratively Determined Incentive Program | LINDENWOLD | 8021 | 14 | 8.09 | Residential | Behind the Meter | Yes | Net Metered Residential | Freedom Forever New Jersey LLC |  | AC Electric | Accepted | 2024-01-30 | 2024-02-20 | 2025-02-20 | Solar Panels | JINKO SOLAR | JKM385M-6RL3-B |  | 0.385 | 9 | 124 | 14 |  | Fixed | Roof
NJADRE1555719550 | Administratively Determined Incentive Program | LINDENWOLD | 8021 | 14 | 8.09 | Residential | Behind the Meter | Yes | Net Metered Residential | Freedom Forever New Jersey LLC |  | AC Electric | Accepted | 2024-01-30 | 2024-02-20 | 2025-02-20 | Solar Panels | JINKO SOLAR | JKM385M-6RL3-B |  | 0.385 | 12 | 304 | 14 |  | Fixed | Roof
NJADRE1555719615 | Administratively Determined Incentive Program | PLEASANTVILLE | 8232 | 19 | 10.4 | Residential | Behind the Meter | Yes | Net Metered Residential | Sunrun Installation Services, Inc. |  | AC Electric | Accepted | 2024-01-30 | 2024-02-23 | 2025-02-23 | Inverters | Delta Electronics | E10-TL-US | 9600 |  | 1 |  |  | 0.97 |  | Outside
NJADRE1555719615 | Administratively Determined Incentive Program | PLEASANTVILLE | 8232 | 19 | 10.4 | Residential | Behind the Meter | Yes | Net Metered Residential | Sunrun Installation Services, Inc. |  | AC Electric | Accepted | 2024-01-30 | 2024-02-23 | 2025-02-23 | Solar Panels | Hanwha Q Cells | Q.PEAK DUO BLK ML-G10+/t 400 |  | 0.4 | 6 | 35 | 31 |  | Fixed | Roof
NJADRE1555719615 | Administratively Determined Incentive Program | PLEASANTVILLE | 8232 | 19 | 10.4 | Residential | Behind the Meter | Yes | Net Metered Residential | Sunrun Installation Services, Inc. |  | AC Electric | Accepted | 2024-01-30 | 2024-02-23 | 2025-02-23 | Solar Panels | Hanwha Q Cells | Q.PEAK DUO BLK ML-G10+/t 400 |  | 0.4 | 20 | 215 | 31 |  | Fixed | Roof
NJADRE1555719625 | Administratively Determined Incentive Program | ORANGE | 7050 | 9 | 10.8 | Residential | Behind the Meter | Yes | Net Metered Residential | Momentum Solar Energy Services |  | PSE&G | Accepted | 2024-01-30 | 2024-02-20 | 2025-02-20 | Inverters | IQ8PLUS-72-2-US | ENPHASE | 290 |  | 27 |  |  | 0.97 |  | Outdoor
NJADRE1555719625 | Administratively Determined Incentive Program | ORANGE | 7050 | 9 | 10.8 | Residential | Behind the Meter | Yes | Net Metered Residential | Momentum Solar Energy Services |  | PSE&G | Accepted | 2024-01-30 | 2024-02-20 | 2025-02-20 | Solar Panels | Q. PEAK DUO BLK-G10+400 | HANWHA |  | 0.4 | 17 | 219 | 23 |  | Fixed | Roof
NJADRE1555719625 | Administratively Determined Incentive Program | ORANGE | 7050 | 9 | 10.8 | Residential | Behind the Meter | Yes | Net Metered Residential | Momentum Solar Energy Services |  | PSE&G | Accepted | 2024-01-30 | 2024-02-20 | 2025-02-20 | Solar Panels | Q. PEAK DUO BLK-G10+400 | HANWHA |  | 0.4 | 10 | 39 | 23 |  | Fixed | Roof
NJADRE1555719626 | Administratively Determined Incentive Program | WEST BERLIN | 8091 | 14 | 7.29 | Residential | Behind the Meter | Yes | Net Metered Residential | Sunrun Installation Services, Inc. |  | AC Electric | Accepted | 2024-01-30 | 2024-02-21 | 2025-02-21 | Inverters | SolarEdge Technologies | SE6000H-USSN | 6000 |  | 1 |  |  | 0.99 |  | Outside
NJADRE1555719626 | Administratively Determined Incentive Program | WEST BERLIN | 8091 | 14 | 7.29 | Residential | Behind the Meter | Yes | Net Metered Residential | Sunrun Installation Services, Inc. |  | AC Electric | Accepted | 2024-01-30 | 2024-02-21 | 2025-02-21 | Solar Panels | Hanwha Q Cells | Q.PEAK DUO BLK ML-G10+ 405 |  | 0.405 | 18 | 153 | 17 |  | Fixed | Roof
NJADRE1555719634 | Administratively Determined Incentive Program | Cranford | 7016 | 10 | 10.53 | Residential | Behind the Meter | No | Net Metered Residential | Tesla Energy Operations Inc. |  | PSE&G | Accepted | 2024-01-30 | 2024-02-23 | 2025-02-23 | Solar Panels | Hanwha | Q.PEAK DUO BLK ML-G10+/TS 405 |  | 0.405 | 16 | 219 | 37 |  | Fixed | Roof
NJADRE1555719634 | Administratively Determined Incentive Program | Cranford | 7016 | 10 | 10.53 | Residential | Behind the Meter | No | Net Metered Residential | Tesla Energy Operations Inc. |  | PSE&G | Accepted | 2024-01-30 | 2024-02-23 | 2025-02-23 | Solar Panels | Hanwha | Q.PEAK DUO BLK ML-G10+/TS 405 |  | 0.405 | 6 | 129 | 36 |  | Fixed | Roof
NJADRE1555719634 | Administratively Determined Incentive Program | Cranford | 7016 | 10 | 10.53 | Residential | Behind the Meter | No | Net Metered Residential | Tesla Energy Operations Inc. |  | PSE&G | Accepted | 2024-01-30 | 2024-02-23 | 2025-02-23 | Solar Panels | Hanwha | Q.PEAK DUO BLK ML-G10+/TS 405 |  | 0.405 | 4 | 309 | 39 |  | Fixed | Roof
NJADRE1555719634 | Administratively Determined Incentive Program | Cranford | 7016 | 10 | 10.53 | Residential | Behind the Meter | No | Net Metered Residential | Tesla Energy Operations Inc. |  | PSE&G | Accepted | 2024-01-30 | 2024-02-23 | 2025-02-23 | Inverters | Tesla | 1538000-45-A | 7600 |  | 1 |  |  | 0.98 |  | Outdoor
NJADRE1555719658 | Administratively Determined Incentive Program | Orange City | 7050 | 9 | 9.48 | Residential | Behind the Meter | Yes | Net Metered Residential | Freedom Forever New Jersey LLC |  | PSE&G | Accepted | 2024-01-30 | 2024-02-22 | 2025-02-22 | Solar Panels | Hanwha | Q.PEAK DUO BLK ML-G10+ 395 |  | 0.395 | 3 | 204 | 33 |  | Fixed | Roof
NJADRE1555719658 | Administratively Determined Incentive Program | Orange City | 7050 | 9 | 9.48 | Residential | Behind the Meter | Yes | Net Metered Residential | Freedom Forever New Jersey LLC |  | PSE&G | Accepted | 2024-01-30 | 2024-02-22 | 2025-02-22 | Solar Panels | Hanwha | Q.PEAK DUO BLK ML-G10+ 395 |  | 0.395 | 15 | 204 | 33 |  | Fixed | Roof
NJADRE1555719658 | Administratively Determined Incentive Program | Orange City | 7050 | 9 | 9.48 | Residential | Behind the Meter | Yes | Net Metered Residential | Freedom Forever New Jersey LLC |  | PSE&G | Accepted | 2024-01-30 | 2024-02-22 | 2025-02-22 | Solar Panels | Hanwha | Q.PEAK DUO BLK ML-G10+ 395 |  | 0.395 | 6 | 24 | 33 |  | Fixed | Roof
NJADRE1555719658 | Administratively Determined Incentive Program | Orange City | 7050 | 9 | 9.48 | Residential | Behind the Meter | Yes | Net Metered Residential | Freedom Forever New Jersey LLC |  | PSE&G | Accepted | 2024-01-30 | 2024-02-22 | 2025-02-22 | Inverters | Solar Edge | SE7600H-USRGM | 7600 |  | 1 |  |  | 0.99 |  | Outdoor
NJADRE1555719664 | Administratively Determined Incentive Program | Cherry Hill | 8002 | 14 | 8.8 | Residential | Behind the Meter | Yes | Net Metered Residential | Sunrun Installation Services, Inc. |  | PSE&G | Accepted | 2024-01-30 | 2024-02-20 | 2025-02-20 | Inverters | SolarEdge Technologies | SE6000H-USSN | 6000 |  | 1 |  |  | 0.99 |  | Outdoor | Next to meter
NJADRE1555719664 | Administratively Determined Incentive Program | Cherry Hill | 8002 | 14 | 8.8 | Residential | Behind the Meter | Yes | Net Metered Residential | Sunrun Installation Services, Inc. |  | PSE&G | Accepted | 2024-01-30 | 2024-02-20 | 2025-02-20 | Solar Panels | Hanwha Q Cells | Q.PEAK DUO BLK ML-G10+/t 400 |  | 0.4 | 8 | 163 | 23 |  | Fixed | Roof
NJADRE1555719664 | Administratively Determined Incentive Program | Cherry Hill | 8002 | 14 | 8.8 | Residential | Behind the Meter | Yes | Net Metered Residential | Sunrun Installation Services, Inc. |  | PSE&G | Accepted | 2024-01-30 | 2024-02-20 | 2025-02-20 | Solar Panels | Hanwha Q Cells | Q.PEAK DUO BLK ML-G10+/t 400 |  | 0.4 | 14 | 253 | 24 |  | Fixed | Roof
NJADRE1555719665 | Administratively Determined Incentive Program | KENILWORTH | 7033 | 10 | 5.6 | Residential | Behind the Meter | Yes | Net Metered Residential | Momentum Solar Energy Services |  | PSE&G | Accepted | 2024-01-30 | 2024-02-20 | 2025-02-20 | Inverters | IQ8PLUS-72-2-US | ENPHASE | 290 |  | 14 |  |  | 0.97 |  | Outdoor
NJADRE1555719665 | Administratively Determined Incentive Program | KENILWORTH | 7033 | 10 | 5.6 | Residential | Behind the Meter | Yes | Net Metered Residential | Momentum Solar Energy Services |  | PSE&G | Accepted | 2024-01-30 | 2024-02-20 | 2025-02-20 | Solar Panels | Q. PEAK DUO BLK-G10+400 | HANWHA |  | 0.4 | 9 | 156 | 31 |  | Fixed | Roof
NJADRE1555719665 | Administratively Determined Incentive Program | KENILWORTH | 7033 | 10 | 5.6 | Residential | Behind the Meter | Yes | Net Metered Residential | Momentum Solar Energy Services |  | PSE&G | Accepted | 2024-01-30 | 2024-02-20 | 2025-02-20 | Solar Panels | Q. PEAK DUO BLK-G10+400 | HANWHA |  | 0.4 | 5 | 336 | 30 |  | Fixed | Roof
NJADRE1555719675 | Administratively Determined Incentive Program | Beachwood | 8722 | 18 | 5.93 | Residential | Behind the Meter | No | Net Metered Residential | Fusion Solar Energy LLC |  | JCP&L | Accepted | 2024-01-30 | 2024-02-20 | 2025-02-20 | Inverters | ENPHASE | IQ7PLUS-72-2-US | 290 |  | 15 |  |  | 0.94 |  | Outside
NJADRE1555719675 | Administratively Determined Incentive Program | Beachwood | 8722 | 18 | 5.93 | Residential | Behind the Meter | No | Net Metered Residential | Fusion Solar Energy LLC |  | JCP&L | Accepted | 2024-01-30 | 2024-02-20 | 2025-02-20 | Solar Panels | CANADIAN SOLAR | CS6R-395MS-HL |  | 0.395 | 15 | 127 | 22 |  | Fixed | Roof
NJADRE1555719679 | Administratively Determined Incentive Program | Stratford | 8084 | 14 | 4 | Residential | Behind the Meter | Yes | Net Metered Residential | Sunrun Installation Services, Inc. |  | AC Electric | Accepted | 2024-01-30 | 2024-02-20 | 2025-02-20 | Inverters | SolarEdge Technologies | SE3800H-USMN | 3800 |  | 1 |  |  | 0.99 |  | Outdoor | Next to meter
NJADRE1555719679 | Administratively Determined Incentive Program | Stratford | 8084 | 14 | 4 | Residential | Behind the Meter | Yes | Net Metered Residential | Sunrun Installation Services, Inc. |  | AC Electric | Accepted | 2024-01-30 | 2024-02-20 | 2025-02-20 | Solar Panels | Hanwha Q Cells | Q.PEAK DUO BLK ML-G10+/t 400 |  | 0.4 | 10 | 334 | 2 |  | Fixed | Roof
NJADRE1555719902 | Administratively Determined Incentive Program | BEVERLY | 8010 | 13 | 6.4 | Residential | Behind the Meter | Yes | Net Metered Residential | Sunrun Installation Services, Inc. |  | PSE&G | Accepted | 2024-01-30 | 2024-02-20 | 2025-02-20 | Inverters | SolarEdge Technologies | SE6000H-USSN | 6000 |  | 1 |  |  | 0.99 |  | Outdoor | Next to meter
NJADRE1555719902 | Administratively Determined Incentive Program | BEVERLY | 8010 | 13 | 6.4 | Residential | Behind the Meter | Yes | Net Metered Residential | Sunrun Installation Services, Inc. |  | PSE&G | Accepted | 2024-01-30 | 2024-02-20 | 2025-02-20 | Solar Panels | Hanwha Q Cells | Q.PEAK DUO BLK ML-G10+/t 400 |  | 0.4 | 4 | 260 | 41 |  | Fixed | Roof
NJADRE1555719902 | Administratively Determined Incentive Program | BEVERLY | 8010 | 13 | 6.4 | Residential | Behind the Meter | Yes | Net Metered Residential | Sunrun Installation Services, Inc. |  | PSE&G | Accepted | 2024-01-30 | 2024-02-20 | 2025-02-20 | Solar Panels | Hanwha Q Cells | Q.PEAK DUO BLK ML-G10+/t 400 |  | 0.4 | 12 | 80 | 40 |  | Fixed | Roof
NJADRE1555719903 | Administratively Determined Incentive Program | WALLINGTON | 7057 | 7 | 80.64 | Commercial | Behind the Meter | No | Small Net-Metered Non-Residential located on Rooftop, Carport, Canopy and Floating Solar | 1st Light Energy Inc |  | PSE&G | Accepted | 2024-01-30 | 2024-02-20 | 2025-02-20 | Solar Panels | LG | LG420N2W-L5 |  | 0.42 | 192 | 216 | 5 |  | Fixed | Roof
NJADRE1555719903 | Administratively Determined Incentive Program | WALLINGTON | 7057 | 7 | 80.64 | Commercial | Behind the Meter | No | Small Net-Metered Non-Residential located on Rooftop, Carport, Canopy and Floating Solar | 1st Light Energy Inc |  | PSE&G | Accepted | 2024-01-30 | 2024-02-20 | 2025-02-20 | Inverters | SMA | STP 62-US-41 | 62500 |  | 1 |  |  | 0.975 |  | Outside
NJADRE1555719918 | Administratively Determined Incentive Program | CARTERET BORO | 7008 | 11 | 6.8 | Residential | Behind the Meter | No | Net Metered Residential | Tesla Energy Operations Inc |  | PSE&G | Accepted | 2024-01-30 | 2024-02-23 | 2025-02-23 | Solar Panels | Hanwha | Q.Peak DUO BLK-G6+ 340 |  | 0.34 | 11 | 204 | 21 |  | Fixed | Roof
NJADRE1555719918 | Administratively Determined Incentive Program | CARTERET BORO | 7008 | 11 | 6.8 | Residential | Behind the Meter | No | Net Metered Residential | Tesla Energy Operations Inc |  | PSE&G | Accepted | 2024-01-30 | 2024-02-23 | 2025-02-23 | Solar Panels | Hanwha | Q.Peak DUO BLK-G6+ 340 |  | 0.34 | 6 | 204 | 22 |  | Fixed | Roof
NJADRE1555719918 | Administratively Determined Incentive Program | CARTERET BORO | 7008 | 11 | 6.8 | Residential | Behind the Meter | No | Net Metered Residential | Tesla Energy Operations Inc |  | PSE&G | Accepted | 2024-01-30 | 2024-02-23 | 2025-02-23 | Solar Panels | Hanwha | Q.Peak DUO BLK-G6+ 340 |  | 0.34 | 3 | 24 | 22 |  | Fixed | Roof
NJADRE1555719918 | Administratively Determined Incentive Program | CARTERET BORO | 7008 | 11 | 6.8 | Residential | Behind the Meter | No | Net Metered Residential | Tesla Energy Operations Inc |  | PSE&G | Accepted | 2024-01-30 | 2024-02-23 | 2025-02-23 | Inverters | SOLAREDGE | SetApp Inv,RGMw/Cons,ZB | 7600 |  | 1 |  |  | 0.99 |  | Outdoor
NJADRE1555720057 | Administratively Determined Incentive Program | PATERSON | 7514 | 6 | 4.1 | Residential | Behind the Meter | No | Net Metered Residential | Bright Planet Solar |  | PSE&G | Accepted | 2024-01-30 | 2024-02-23 | 2025-02-23 | Inverters | Solar Edge | SE3800H-USMN | 3800 |  | 1 |  |  | 0.98 |  | Outdoor | OUTSIDE
NJADRE1555720057 | Administratively Determined Incentive Program | PATERSON | 7514 | 6 | 4.1 | Residential | Behind the Meter | No | Net Metered Residential | Bright Planet Solar |  | PSE&G | Accepted | 2024-01-30 | 2024-02-23 | 2025-02-23 | Solar Panels | Hanwha Q-Cells | Q.Peak Duo Blk ML-G10+410 |  | 0.41 | 2 | 100 | 45 |  | Fixed | Roof
NJADRE1555720057 | Administratively Determined Incentive Program | PATERSON | 7514 | 6 | 4.1 | Residential | Behind the Meter | No | Net Metered Residential | Bright Planet Solar |  | PSE&G | Accepted | 2024-01-30 | 2024-02-23 | 2025-02-23 | Solar Panels | Hanwha Q-Cells | Q.Peak Duo Blk ML-G10+410 |  | 0.41 | 8 | 189 | 45 |  | Fixed | Roof
NJADRE1555722028 | Administratively Determined Incentive Program | Trenton | 8619 | 12 | 12.4 | Residential | Behind the Meter | Yes | Net Metered Residential | SunnyMac LLC |  | PSE&G | Accepted | 2024-01-31 | 2024-02-23 | 2025-02-23 | Solar Panels | REC | N-PEAK 3 BLACK 400W |  | 0.4 | 12 | 192 | 19 |  | Fixed | Roof
NJADRE1555722028 | Administratively Determined Incentive Program | Trenton | 8619 | 12 | 12.4 | Residential | Behind the Meter | Yes | Net Metered Residential | SunnyMac LLC |  | PSE&G | Accepted | 2024-01-31 | 2024-02-23 | 2025-02-23 | Solar Panels | REC | N-PEAK 3 BLACK 400W |  | 0.4 | 8 | 12 | 17 |  | Fixed | Roof
NJADRE1555722028 | Administratively Determined Incentive Program | Trenton | 8619 | 12 | 12.4 | Residential | Behind the Meter | Yes | Net Metered Residential | SunnyMac LLC |  | PSE&G | Accepted | 2024-01-31 | 2024-02-23 | 2025-02-23 | Solar Panels | REC | N-PEAK 3 BLACK 400W |  | 0.4 | 11 | 12 | 7 |  | Fixed | Roof
NJADRE1555722028 | Administratively Determined Incentive Program | Trenton | 8619 | 12 | 12.4 | Residential | Behind the Meter | Yes | Net Metered Residential | SunnyMac LLC |  | PSE&G | Accepted | 2024-01-31 | 2024-02-23 | 2025-02-23 | Inverters | SOLAREDGE | SE10000H-US [ | 10000 |  | 1 |  |  | 0.99 |  | Outdoor | next to meter
NJADRE1555722030 | Administratively Determined Incentive Program | Lumberton | 8048 | 13 | 3.24 | Residential | Behind the Meter | Yes | Net Metered Residential | SunnyMac LLC |  | PSE&G | Accepted | 2024-01-31 | 2024-02-21 | 2025-02-21 | Solar Panels | Q.PEAK DUO BLK ML-G10+ 405 | HANWHA |  | 0.405 | 8 | 112 | 27 |  | Fixed | Roof
NJADRE1555722030 | Administratively Determined Incentive Program | Lumberton | 8048 | 13 | 3.24 | Residential | Behind the Meter | Yes | Net Metered Residential | SunnyMac LLC |  | PSE&G | Accepted | 2024-01-31 | 2024-02-21 | 2025-02-21 | Inverters | IQ8PLUS-72-2-US | ENPHASE | 290 |  | 8 |  |  | 0.1 |  | Outdoor | next to meter
NJADRE1555722033 | Administratively Determined Incentive Program | Pemberton Township | 8015 | 13 | 16.2 | Residential | Behind the Meter | Yes | Net Metered Residential | SunnyMac LLC |  | JCP&L | Accepted | 2024-01-31 | 2024-02-21 | 2025-02-21 | Solar Panels | Q.PEAK DUO BLK ML-G10+ 405 | HANWHA |  | 0.405 | 21 | 106 | 21 |  | Fixed | Roof
NJADRE1555722033 | Administratively Determined Incentive Program | Pemberton Township | 8015 | 13 | 16.2 | Residential | Behind the Meter | Yes | Net Metered Residential | SunnyMac LLC |  | JCP&L | Accepted | 2024-01-31 | 2024-02-21 | 2025-02-21 | Solar Panels | Q.PEAK DUO BLK ML-G10+ 405 | HANWHA |  | 0.405 | 4 | 196 | 21 |  | Fixed | Roof
NJADRE1555722033 | Administratively Determined Incentive Program | Pemberton Township | 8015 | 13 | 16.2 | Residential | Behind the Meter | Yes | Net Metered Residential | SunnyMac LLC |  | JCP&L | Accepted | 2024-01-31 | 2024-02-21 | 2025-02-21 | Solar Panels | Q.PEAK DUO BLK ML-G10+ 405 | HANWHA |  | 0.405 | 11 | 286 | 21 |  | Fixed | Roof
NJADRE1555722033 | Administratively Determined Incentive Program | Pemberton Township | 8015 | 13 | 16.2 | Residential | Behind the Meter | Yes | Net Metered Residential | SunnyMac LLC |  | JCP&L | Accepted | 2024-01-31 | 2024-02-21 | 2025-02-21 | Solar Panels | Q.PEAK DUO BLK ML-G10+ 405 | HANWHA |  | 0.405 | 4 | 16 | 21 |  | Fixed | Pole
NJADRE1555722033 | Administratively Determined Incentive Program | Pemberton Township | 8015 | 13 | 16.2 | Residential | Behind the Meter | Yes | Net Metered Residential | SunnyMac LLC |  | JCP&L | Accepted | 2024-01-31 | 2024-02-21 | 2025-02-21 | Inverters | SE11400H-US | Solaredge | 11400 |  | 1 |  |  | 0.1 |  | Outdoor | next to meter
NJADRE1555722042 | Administratively Determined Incentive Program | HILLSIDE | 7205 | 10 | 16.61 | Residential | Behind the Meter | Yes | Net Metered Residential | Sunny Mac LLC |  | PSE&G | Accepted | 2024-01-31 | 2024-02-21 | 2025-02-21 | Solar Panels | Q.PEAK DUO BLK ML-G10+ 405 | HANWHA |  | 0.405 | 12 | 127 | 41 |  | Fixed | Roof
NJADRE1555722042 | Administratively Determined Incentive Program | HILLSIDE | 7205 | 10 | 16.61 | Residential | Behind the Meter | Yes | Net Metered Residential | Sunny Mac LLC |  | PSE&G | Accepted | 2024-01-31 | 2024-02-21 | 2025-02-21 | Solar Panels | Q.PEAK DUO BLK ML-G10+ 405 | HANWHA |  | 0.405 | 2 | 127 | 27 |  | Fixed | Roof
NJADRE1555722042 | Administratively Determined Incentive Program | HILLSIDE | 7205 | 10 | 16.61 | Residential | Behind the Meter | Yes | Net Metered Residential | Sunny Mac LLC |  | PSE&G | Accepted | 2024-01-31 | 2024-02-21 | 2025-02-21 | Solar Panels | Q.PEAK DUO BLK ML-G10+ 405 | HANWHA |  | 0.405 | 18 | 307 | 41 |  | Fixed | Roof
NJADRE1555722042 | Administratively Determined Incentive Program | HILLSIDE | 7205 | 10 | 16.61 | Residential | Behind the Meter | Yes | Net Metered Residential | Sunny Mac LLC |  | PSE&G | Accepted | 2024-01-31 | 2024-02-21 | 2025-02-21 | Solar Panels | Q.PEAK DUO BLK ML-G10+ 405 | HANWHA |  | 0.405 | 9 | 127 | 36 |  | Fixed | Roof
NJADRE1555722042 | Administratively Determined Incentive Program | HILLSIDE | 7205 | 10 | 16.61 | Residential | Behind the Meter | Yes | Net Metered Residential | Sunny Mac LLC |  | PSE&G | Accepted | 2024-01-31 | 2024-02-21 | 2025-02-21 | Inverters | SE10000H-US | Solaredge | 10000 |  | 1 |  |  | 0.1 |  | Outdoor | next to meter
NJADRE1555722042 | Administratively Determined Incentive Program | HILLSIDE | 7205 | 10 | 16.61 | Residential | Behind the Meter | Yes | Net Metered Residential | Sunny Mac LLC |  | PSE&G | Accepted | 2024-01-31 | 2024-02-21 | 2025-02-21 | Inverters | SE 3000H -US | SOLAREDGE | 3000 |  | 1 |  |  | 0.1 |  | Outdoor | next to meter
NJADRE1555722060 | Administratively Determined Incentive Program | NORTHFIELD | 8225 | 19 | 6.4 | Residential | Behind the Meter | Yes | Net Metered Residential | Sunrun Installation Services, Inc. |  | AC Electric | Accepted | 2024-01-31 | 2024-02-20 | 2025-02-20 | Inverters | SolarEdge Technologies | SE6000H-USSN | 6000 |  | 1 |  |  | 0.99 |  | Outside | Next to Meter
NJADRE1555722060 | Administratively Determined Incentive Program | NORTHFIELD | 8225 | 19 | 6.4 | Residential | Behind the Meter | Yes | Net Metered Residential | Sunrun Installation Services, Inc. |  | AC Electric | Accepted | 2024-01-31 | 2024-02-20 | 2025-02-20 | Solar Panels | Hanwha Q Cells | Q.PEAK DUO BLK ML-G10+/t 400 |  | 0.4 | 16 | 225 | 23 |  | Fixed | Roof
NJADRE1555722064 | Administratively Determined Incentive Program | MANNINGTON | 8079 | 16 | 26.8 | Residential | Behind the Meter | Yes | Net Metered Residential | Power Energy Solutions |  | AC Electric | Accepted | 2024-01-31 | 2024-02-23 | 2025-02-23 | Inverters | SolarEdge | SE10000H-US | 10 |  | 2 |  |  | 0.97 |  | Outside
NJADRE1555722064 | Administratively Determined Incentive Program | MANNINGTON | 8079 | 16 | 26.8 | Residential | Behind the Meter | Yes | Net Metered Residential | Power Energy Solutions |  | AC Electric | Accepted | 2024-01-31 | 2024-02-23 | 2025-02-23 | Solar Panels | Canadian Solar | CS6R-400MS-HL HIKU6 Black Mono |  | 0.4 | 35 | 185 | 20 |  | Fixed | Roof
NJADRE1555722064 | Administratively Determined Incentive Program | MANNINGTON | 8079 | 16 | 26.8 | Residential | Behind the Meter | Yes | Net Metered Residential | Power Energy Solutions |  | AC Electric | Accepted | 2024-01-31 | 2024-02-23 | 2025-02-23 | Solar Panels | Canadian Solar | CS6R-400MS-HL HIKU6 Black Mono |  | 0.4 | 25 | 185 | 30 |  | Fixed | Roof
NJADRE1555722064 | Administratively Determined Incentive Program | MANNINGTON | 8079 | 16 | 26.8 | Residential | Behind the Meter | Yes | Net Metered Residential | Power Energy Solutions |  | AC Electric | Accepted | 2024-01-31 | 2024-02-23 | 2025-02-23 | Solar Panels | Canadian Solar | CS6R-400MS-HL HIKU6 Black Mono |  | 0.4 | 7 | 95 | 20 |  | Fixed | Roof
NJADRE1555722067 | Administratively Determined Incentive Program | WAYNE | 7470 | 6 | 8.1 | Residential | Behind the Meter | No | Net Metered Residential | Trinity Solar Inc. |  | PSE&G | Accepted | 2024-01-31 | 2024-02-20 | 2025-02-20 | Inverters | Solar Edge | SE6000H-US | 6000 |  | 1 |  |  | 0.97 |  | Outside
NJADRE1555722067 | Administratively Determined Incentive Program | WAYNE | 7470 | 6 | 8.1 | Residential | Behind the Meter | No | Net Metered Residential | Trinity Solar Inc. |  | PSE&G | Accepted | 2024-01-31 | 2024-02-20 | 2025-02-20 | Solar Panels | HANWHA | Q.PEAK DUO BLK ML-G10+ 405 |  | 0.405 | 12 | 166 | 18 |  | Fixed | Roof
NJADRE1555722067 | Administratively Determined Incentive Program | WAYNE | 7470 | 6 | 8.1 | Residential | Behind the Meter | No | Net Metered Residential | Trinity Solar Inc. |  | PSE&G | Accepted | 2024-01-31 | 2024-02-20 | 2025-02-20 | Solar Panels | HANWHA | Q.PEAK DUO BLK ML-G10+ 405 |  | 0.405 | 5 | 166 | 16 |  | Fixed | Roof
NJADRE1555722067 | Administratively Determined Incentive Program | WAYNE | 7470 | 6 | 8.1 | Residential | Behind the Meter | No | Net Metered Residential | Trinity Solar Inc. |  | PSE&G | Accepted | 2024-01-31 | 2024-02-20 | 2025-02-20 | Solar Panels | HANWHA | Q.PEAK DUO BLK ML-G10+ 405 |  | 0.405 | 3 | 256 | 18 |  | Fixed | Roof
NJADRE1555722071 | Administratively Determined Incentive Program | Jefferson | 8080 | 15 | 14.18 | Residential | Behind the Meter | No | Net Metered Residential | EMT Renewables |  | AC Electric | Accepted | 2024-01-31 | 2024-02-20 | 2025-02-20 | Inverters | ENPHASE | IQ8+ | 290 |  | 35 |  |  | 0.98 |  | Other | UNDER EACH PANEL
NJADRE1555722071 | Administratively Determined Incentive Program | Jefferson | 8080 | 15 | 14.18 | Residential | Behind the Meter | No | Net Metered Residential | EMT Renewables |  | AC Electric | Accepted | 2024-01-31 | 2024-02-20 | 2025-02-20 | Solar Panels | Q CELLS | Q PEAK DUO BLK |  | 0.405 | 15 | 127 | 17 |  | Fixed | Roof
NJADRE1555722071 | Administratively Determined Incentive Program | Jefferson | 8080 | 15 | 14.18 | Residential | Behind the Meter | No | Net Metered Residential | EMT Renewables |  | AC Electric | Accepted | 2024-01-31 | 2024-02-20 | 2025-02-20 | Solar Panels | ENPHASE | Q PEAK DUO BLK |  | 0.405 | 12 | 307 | 17 |  | Fixed | Roof
NJADRE1555722071 | Administratively Determined Incentive Program | Jefferson | 8080 | 15 | 14.18 | Residential | Behind the Meter | No | Net Metered Residential | EMT Renewables |  | AC Electric | Accepted | 2024-01-31 | 2024-02-20 | 2025-02-20 | Solar Panels | Q CELLS | Q PEAK DUO BLK |  | 0.405 | 4 | 127 | 17 |  | Fixed | Roof
NJADRE1555722071 | Administratively Determined Incentive Program | Jefferson | 8080 | 15 | 14.18 | Residential | Behind the Meter | No | Net Metered Residential | EMT Renewables |  | AC Electric | Accepted | 2024-01-31 | 2024-02-20 | 2025-02-20 | Solar Panels | Q CELLS | Q PEAK DUO BLK |  | 0.405 | 4 | 307 | 17 |  | Fixed | Roof
NJADRE1555722084 | Administratively Determined Incentive Program | MILLVILLE | 8332 | 20 | 3.2 | Residential | Behind the Meter | Yes | Net Metered Residential | Sunrun Installation Services, Inc. |  | AC Electric | Accepted | 2024-01-31 | 2024-02-20 | 2025-02-20 | Inverters | Delta Electronics | E4-TL-US | 4000 |  | 1 |  |  | 0.975 |  | Outside | Next to Meter
NJADRE1555722084 | Administratively Determined Incentive Program | MILLVILLE | 8332 | 20 | 3.2 | Residential | Behind the Meter | Yes | Net Metered Residential | Sunrun Installation Services, Inc. |  | AC Electric | Accepted | 2024-01-31 | 2024-02-20 | 2025-02-20 | Solar Panels | Hanwha Q Cells | Q.PEAK DUO BLK ML-G10+/t 400 |  | 0.4 | 8 | 223 | 22 |  | Fixed | Roof
NJADRE1555722112 | Administratively Determined Incentive Program | WALLINGTON | 7057 | 7 | 8.82 | Residential | Behind the Meter | No | Net Metered Residential | EMT Renewables |  | PSE&G | Accepted | 2024-01-31 | 2024-02-20 | 2025-02-20 | Inverters | ENPHASE | IQ7x | 315 |  | 21 |  |  | 0.86 |  | Other | UNDER EACH PANEL
NJADRE1555722112 | Administratively Determined Incentive Program | WALLINGTON | 7057 | 7 | 8.82 | Residential | Behind the Meter | No | Net Metered Residential | EMT Renewables |  | PSE&G | Accepted | 2024-01-31 | 2024-02-20 | 2025-02-20 | Solar Panels | REC ALPHA | REC 420 |  | 0.42 | 6 | 217 | 23 |  | Fixed | Roof
NJADRE1555722112 | Administratively Determined Incentive Program | WALLINGTON | 7057 | 7 | 8.82 | Residential | Behind the Meter | No | Net Metered Residential | EMT Renewables |  | PSE&G | Accepted | 2024-01-31 | 2024-02-20 | 2025-02-20 | Solar Panels | REC ALPHA | REC 420 |  | 0.42 | 15 | 127 | 23 |  | Fixed | Roof
NJADRE1555722113 | Administratively Determined Incentive Program | JACKSON | 8527 | 18 | 10.13 | Residential | Behind the Meter | Yes | Net Metered Residential | Trinity Solar |  | JCP&L | Accepted | 2024-01-31 | 2024-02-20 | 2025-02-20 | Inverters | Solar Edge | SE7600H-US | 7600 |  | 1 |  |  | 0.97 |  | Outdoor
NJADRE1555722113 | Administratively Determined Incentive Program | JACKSON | 8527 | 18 | 10.13 | Residential | Behind the Meter | Yes | Net Metered Residential | Trinity Solar |  | JCP&L | Accepted | 2024-01-31 | 2024-02-20 | 2025-02-20 | Solar Panels | HANWHA | (Q.PEAK DUO BLK ML-G10+ 405) |  | 0.405 | 8 | 276 | 18 |  | Fixed | Roof
NJADRE1555722113 | Administratively Determined Incentive Program | JACKSON | 8527 | 18 | 10.13 | Residential | Behind the Meter | Yes | Net Metered Residential | Trinity Solar |  | JCP&L | Accepted | 2024-01-31 | 2024-02-20 | 2025-02-20 | Solar Panels | HANWHA | (Q.PEAK DUO BLK ML-G10+ 405) |  | 0.405 | 17 | 96 | 18 |  | Fixed | Roof
NJADRE1555722114 | Administratively Determined Incentive Program | RUNNEMEDE | 8078 | 14 | 8 | Residential | Behind the Meter | Yes | Net Metered Residential | Sunrun Installation Services, Inc. |  | PSE&G | Accepted | 2024-01-31 | 2024-02-20 | 2025-02-20 | Inverters | SolarEdge Technologies | SE6000H-USSN | 6000 |  | 1 |  |  | 0.99 |  | Outside | Next to Meter
NJADRE1555722114 | Administratively Determined Incentive Program | RUNNEMEDE | 8078 | 14 | 8 | Residential | Behind the Meter | Yes | Net Metered Residential | Sunrun Installation Services, Inc. |  | PSE&G | Accepted | 2024-01-31 | 2024-02-20 | 2025-02-20 | Solar Panels | Hanwha Q Cells | Q.PEAK DUO BLK ML-G10+/t 400 |  | 0.4 | 10 | 20 | 36 |  | Fixed | Roof
NJADRE1555722114 | Administratively Determined Incentive Program | RUNNEMEDE | 8078 | 14 | 8 | Residential | Behind the Meter | Yes | Net Metered Residential | Sunrun Installation Services, Inc. |  | PSE&G | Accepted | 2024-01-31 | 2024-02-20 | 2025-02-20 | Solar Panels | Hanwha Q Cells | Q.PEAK DUO BLK ML-G10+/t 400 |  | 0.4 | 10 | 200 | 15 |  | Fixed | Roof
NJADRE1555722129 | Administratively Determined Incentive Program | Woodbridge Twp | 8830 | 11 | 7.6 | Residential | Behind the Meter | Yes | Net Metered Residential | Sunrun Installation Services, Inc. |  | PSE&G | Accepted | 2024-01-31 | 2024-02-20 | 2025-02-20 | Inverters | SolarEdge Technologies | SE6000H-USSN | 6000 |  | 1 |  |  | 0.99 |  | Outside | Next to Meter
NJADRE1555722129 | Administratively Determined Incentive Program | Woodbridge Twp | 8830 | 11 | 7.6 | Residential | Behind the Meter | Yes | Net Metered Residential | Sunrun Installation Services, Inc. |  | PSE&G | Accepted | 2024-01-31 | 2024-02-20 | 2025-02-20 | Solar Panels | Hanwha Q Cells | Q.PEAK DUO BLK ML-G10+/t 400 |  | 0.4 | 19 | 45 | 31 |  | Fixed | Roof
NJADRE1555722144 | Administratively Determined Incentive Program | ISELIN | 8830 | 11 | 4.46 | Residential | Behind the Meter | No | Net Metered Residential | Tesla Inc. |  | PSE&G | Accepted | 2024-01-31 | 2024-02-22 | 2025-02-22 | Inverters | Tesla | 1538000-45-A | 3800 |  | 1 |  |  | 0.98 |  | Outdoor
NJADRE1555722144 | Administratively Determined Incentive Program | ISELIN | 8830 | 11 | 4.46 | Residential | Behind the Meter | No | Net Metered Residential | Tesla Inc. |  | PSE&G | Accepted | 2024-01-31 | 2024-02-22 | 2025-02-22 | Solar Panels | Hanwha | Q.PEAK DUO BLK ML-G10+/TS 405 |  | 0.405 | 5 | 221 | 40 |  | Fixed | Roof
NJADRE1555722144 | Administratively Determined Incentive Program | ISELIN | 8830 | 11 | 4.46 | Residential | Behind the Meter | No | Net Metered Residential | Tesla Inc. |  | PSE&G | Accepted | 2024-01-31 | 2024-02-22 | 2025-02-22 | Solar Panels | Hanwha | Q.PEAK DUO BLK ML-G10+/TS 405 |  | 0.405 | 6 | 42 | 38 |  | Fixed | Roof
NJADRE1555722148 | Administratively Determined Incentive Program | EWING | 8638 | 12 | 8.4 | Residential | Behind the Meter | Yes | Net Metered Residential | Pro Custom Solar dba Momentum Solar |  | PSE&G | Accepted | 2024-01-31 | 2024-02-20 | 2025-02-20 | Solar Panels | Q. PEAK DUO BLK ML-G10+400 | HANWHA |  | 0.4 | 8 | 309 | 36 |  | Fixed | Roof
NJADRE1555722148 | Administratively Determined Incentive Program | EWING | 8638 | 12 | 8.4 | Residential | Behind the Meter | Yes | Net Metered Residential | Pro Custom Solar dba Momentum Solar |  | PSE&G | Accepted | 2024-01-31 | 2024-02-20 | 2025-02-20 | Solar Panels | Q. PEAK DUO BLK ML-G10+400 | HANWHA |  | 0.4 | 13 | 129 | 14 |  | Fixed | Roof
NJADRE1555722148 | Administratively Determined Incentive Program | EWING | 8638 | 12 | 8.4 | Residential | Behind the Meter | Yes | Net Metered Residential | Pro Custom Solar dba Momentum Solar |  | PSE&G | Accepted | 2024-01-31 | 2024-02-20 | 2025-02-20 | Inverters | IQ8PLUS-72-2-US | ENPHASE | 290 |  | 21 |  |  | 0.97 |  | Outdoor
NJADRE1555722162 | Administratively Determined Incentive Program | UNION | 7083 | 10 | 5.6 | Residential | Behind the Meter | Yes | Net Metered Residential | Pro Custom Solar dba Momentum Solar |  | PSE&G | Accepted | 2024-01-31 | 2024-02-20 | 2025-02-20 | Solar Panels | Q. PEAK DUO BLK ML-G10+400 | HANWHA |  | 0.4 | 11 | 213 | 4 |  | Fixed | Roof
NJADRE1555722162 | Administratively Determined Incentive Program | UNION | 7083 | 10 | 5.6 | Residential | Behind the Meter | Yes | Net Metered Residential | Pro Custom Solar dba Momentum Solar |  | PSE&G | Accepted | 2024-01-31 | 2024-02-20 | 2025-02-20 | Solar Panels | Q. PEAK DUO BLK ML-G10+400 | HANWHA |  | 0.4 | 3 | 33 | 23 |  | Fixed | Roof
NJADRE1555722162 | Administratively Determined Incentive Program | UNION | 7083 | 10 | 5.6 | Residential | Behind the Meter | Yes | Net Metered Residential | Pro Custom Solar dba Momentum Solar |  | PSE&G | Accepted | 2024-01-31 | 2024-02-20 | 2025-02-20 | Inverters | IQ8PLUS-72-2-US | ENPHASE | 290 |  | 14 |  |  | 0.97 |  | Outdoor
NJADRE1555722163 | Administratively Determined Incentive Program | WAYNE | 7470 | 6 | 998.88 | Commercial | Behind the Meter | No | Small Net-Metered Non-Residential located on Rooftop, Carport, Canopy and Floating Solar | Solar Landscape |  | PSE&G | Accepted | 2024-01-31 | 2024-02-28 | 2025-02-28 | Inverters | SolarEdge | SE120KUS | 120000 |  | 6 |  |  | 0.985 |  | Outdoor | West side of the building, ground level
NJADRE1555722163 | Administratively Determined Incentive Program | WAYNE | 7470 | 6 | 998.88 | Commercial | Behind the Meter | No | Small Net-Metered Non-Residential located on Rooftop, Carport, Canopy and Floating Solar | Solar Landscape |  | PSE&G | Accepted | 2024-01-31 | 2024-02-28 | 2025-02-28 | Solar Panels | Hanwha | Q.Peak Duo XL-10.3/BFG |  | 0.48 | 2081 | 186 | 5 |  | Fixed | Roof
NJADRE1555722172 | Administratively Determined Incentive Program | Atlantic City | 8401 | 19 | 8.91 | Residential | Behind the Meter | No | Net Metered Residential | EMT Renewables LLC |  | AC Electric | Accepted | 2024-01-31 | 2024-02-20 | 2025-02-20 | Inverters | ENPHASE | IQ8+ | 290 |  | 22 |  |  | 0.98 |  | Other | UNDER EACH PANEL
NJADRE1555722172 | Administratively Determined Incentive Program | Atlantic City | 8401 | 19 | 8.91 | Residential | Behind the Meter | No | Net Metered Residential | EMT Renewables LLC |  | AC Electric | Accepted | 2024-01-31 | 2024-02-20 | 2025-02-20 | Solar Panels | Q CELLS | Q PEAK DUO BLK |  | 0.405 | 6 | 57 | 23 |  | Fixed | Roof
NJADRE1555722172 | Administratively Determined Incentive Program | Atlantic City | 8401 | 19 | 8.91 | Residential | Behind the Meter | No | Net Metered Residential | EMT Renewables LLC |  | AC Electric | Accepted | 2024-01-31 | 2024-02-20 | 2025-02-20 | Solar Panels | Q CELLS | Q PEAK DUO BLK |  | 0.405 | 8 | 327 | 23 |  | Fixed | Roof
NJADRE1555722172 | Administratively Determined Incentive Program | Atlantic City | 8401 | 19 | 8.91 | Residential | Behind the Meter | No | Net Metered Residential | EMT Renewables LLC |  | AC Electric | Accepted | 2024-01-31 | 2024-02-20 | 2025-02-20 | Solar Panels | Q CELLS | Q PEAK DUO BLK |  | 0.405 | 5 | 237 | 23 |  | Fixed | Roof
NJADRE1555722172 | Administratively Determined Incentive Program | Atlantic City | 8401 | 19 | 8.91 | Residential | Behind the Meter | No | Net Metered Residential | EMT Renewables LLC |  | AC Electric | Accepted | 2024-01-31 | 2024-02-20 | 2025-02-20 | Solar Panels | Q CELLS | Q PEAK DUO BLK |  | 0.405 | 3 | 147 | 23 |  | Fixed | Roof
NJADRE1555722180 | Administratively Determined Incentive Program | Lakewood | 8701 | 18 | 14.76 | Residential | Behind the Meter | Yes | Net Metered Residential | Powerlutions |  | JCP&L | Accepted | 2024-01-31 | 2024-02-20 | 2025-02-20 | Solar Panels | SEG | SEG-410-BMD-HV |  | 0.41 | 9 | 169 | 27 |  | Fixed | Roof
NJADRE1555722180 | Administratively Determined Incentive Program | Lakewood | 8701 | 18 | 14.76 | Residential | Behind the Meter | Yes | Net Metered Residential | Powerlutions |  | JCP&L | Accepted | 2024-01-31 | 2024-02-20 | 2025-02-20 | Solar Panels | SEG | SEG-410-BMD-HV |  | 0.41 | 16 | 259 | 34 |  | Fixed | Roof
NJADRE1555722180 | Administratively Determined Incentive Program | Lakewood | 8701 | 18 | 14.76 | Residential | Behind the Meter | Yes | Net Metered Residential | Powerlutions |  | JCP&L | Accepted | 2024-01-31 | 2024-02-20 | 2025-02-20 | Solar Panels | SEG | SEG-410-BMD-HV |  | 0.41 | 11 | 349 | 27 |  | Fixed | Roof
NJADRE1555722180 | Administratively Determined Incentive Program | Lakewood | 8701 | 18 | 14.76 | Residential | Behind the Meter | Yes | Net Metered Residential | Powerlutions |  | JCP&L | Accepted | 2024-01-31 | 2024-02-20 | 2025-02-20 | Inverters | Enphase | IQ7PLUS-72-2-US | 290 |  | 36 |  |  | 0.98 |  | Outdoor
NJADRE1555722185 | Administratively Determined Incentive Program | Union | 7083 | 10 | 2.4 | Residential | Behind the Meter | Yes | Net Metered Residential | Pro Custom Solar dba Momentum Solar |  | PSE&G | Accepted | 2024-01-31 | 2024-02-21 | 2025-02-21 | Solar Panels | Q. PEAK DUO BLK ML-G10+400 | HANWHA |  | 0.4 | 3 | 213 | 4 |  | Fixed | Roof
NJADRE1555722185 | Administratively Determined Incentive Program | Union | 7083 | 10 | 2.4 | Residential | Behind the Meter | Yes | Net Metered Residential | Pro Custom Solar dba Momentum Solar |  | PSE&G | Accepted | 2024-01-31 | 2024-02-21 | 2025-02-21 | Solar Panels | Q. PEAK DUO BLK ML-G10+400 | HANWHA |  | 0.4 | 3 | 33 | 23 |  | Fixed | Roof
NJADRE1555722185 | Administratively Determined Incentive Program | Union | 7083 | 10 | 2.4 | Residential | Behind the Meter | Yes | Net Metered Residential | Pro Custom Solar dba Momentum Solar |  | PSE&G | Accepted | 2024-01-31 | 2024-02-21 | 2025-02-21 | Inverters | IQ8PLUS-72-2-US | ENPHASE | 290 |  | 6 |  |  | 0.97 |  | Outdoor
NJADRE1555722197 | Administratively Determined Incentive Program | Runnemede Boro | 8007 | 14 | 9.6 | Residential | Behind the Meter | Yes | Net Metered Residential | Sunrun Installation Services, Inc. |  | PSE&G | Accepted | 2024-01-31 | 2024-02-20 | 2025-02-20 | Inverters | SolarEdge Technologies | SE7600H-USSN | 7600 |  | 1 |  |  | 0.99 |  | Outside | Next to Meter
NJADRE1555722197 | Administratively Determined Incentive Program | Runnemede Boro | 8007 | 14 | 9.6 | Residential | Behind the Meter | Yes | Net Metered Residential | Sunrun Installation Services, Inc. |  | PSE&G | Accepted | 2024-01-31 | 2024-02-20 | 2025-02-20 | Solar Panels | Hanwha Q Cells | Q.PEAK DUO BLK ML-G10+/t 400 |  | 0.4 | 11 | 263 | 36 |  | Fixed | Roof
NJADRE1555722197 | Administratively Determined Incentive Program | Runnemede Boro | 8007 | 14 | 9.6 | Residential | Behind the Meter | Yes | Net Metered Residential | Sunrun Installation Services, Inc. |  | PSE&G | Accepted | 2024-01-31 | 2024-02-20 | 2025-02-20 | Solar Panels | Hanwha Q Cells | Q.PEAK DUO BLK ML-G10+/t 400 |  | 0.4 | 9 | 83 | 36 |  | Fixed | Roof
NJADRE1555722197 | Administratively Determined Incentive Program | Runnemede Boro | 8007 | 14 | 9.6 | Residential | Behind the Meter | Yes | Net Metered Residential | Sunrun Installation Services, Inc. |  | PSE&G | Accepted | 2024-01-31 | 2024-02-20 | 2025-02-20 | Solar Panels | Hanwha Q Cells | Q.PEAK DUO BLK ML-G10+/t 400 |  | 0.4 | 4 | 173 | 25 |  | Fixed | Roof
NJADRE1555722218 | Administratively Determined Incentive Program | Haddon Twp | 8059 | 14 | 7.29 | Residential | Behind the Meter | No | Net Metered Residential | Tesla Energy Operations Inc. |  | PSE&G | Accepted | 2024-01-31 | 2024-02-20 | 2025-02-20 | Solar Panels | Hanwha | Q.PEAK DUO BLK ML-G10+/TS 405 |  | 0.405 | 18 | 275 | 20 |  | Fixed | Roof
NJADRE1555722218 | Administratively Determined Incentive Program | Haddon Twp | 8059 | 14 | 7.29 | Residential | Behind the Meter | No | Net Metered Residential | Tesla Energy Operations Inc. |  | PSE&G | Accepted | 2024-01-31 | 2024-02-20 | 2025-02-20 | Inverters | Tesla | 1538000-45-A | 7600 |  | 1 |  |  | 0.98 |  | Outdoor
NJADRE1555722223 | Administratively Determined Incentive Program | BEACHWOOD | 8722 | 18 | 4.05 | Residential | Behind the Meter | No | Net Metered Residential | EMT Renewables |  | JCP&L | Accepted | 2024-01-31 | 2024-02-20 | 2025-02-20 | Inverters | ENPHASE | IQ8+ | 290 |  | 10 |  |  | 0.998 |  | Other | UNDER EACH PANEL
NJADRE1555722223 | Administratively Determined Incentive Program | BEACHWOOD | 8722 | 18 | 4.05 | Residential | Behind the Meter | No | Net Metered Residential | EMT Renewables |  | JCP&L | Accepted | 2024-01-31 | 2024-02-20 | 2025-02-20 | Solar Panels | Q CELLS | Q PEAK DUO BLK |  | 0.405 | 10 | 125 | 23 |  | Fixed | Roof
NJADRE1555722229 | Administratively Determined Incentive Program | NORTH CAPE MAY | 8204 | 21 | 8.1 | Residential | Behind the Meter | Yes | Net Metered Residential | Trinity Solar LLC |  | AC Electric | Accepted | 2024-01-31 | 2024-02-20 | 2025-02-20 | Inverters | Solar Edge | SE6000H-US | 6000 |  | 1 |  |  | 0.97 |  | Outside
NJADRE1555722229 | Administratively Determined Incentive Program | NORTH CAPE MAY | 8204 | 21 | 8.1 | Residential | Behind the Meter | Yes | Net Metered Residential | Trinity Solar LLC |  | AC Electric | Accepted | 2024-01-31 | 2024-02-20 | 2025-02-20 | Solar Panels | HANWHA | Q.PEAK DUO BLK ML-G10+ 405 |  | 0.405 | 6 | 181 | 30 |  | Fixed | Roof
NJADRE1555722229 | Administratively Determined Incentive Program | NORTH CAPE MAY | 8204 | 21 | 8.1 | Residential | Behind the Meter | Yes | Net Metered Residential | Trinity Solar LLC |  | AC Electric | Accepted | 2024-01-31 | 2024-02-20 | 2025-02-20 | Solar Panels | HANWHA | Q.PEAK DUO BLK ML-G10+ 405 |  | 0.405 | 8 | 181 | 30 |  | Fixed | Roof
NJADRE1555722229 | Administratively Determined Incentive Program | NORTH CAPE MAY | 8204 | 21 | 8.1 | Residential | Behind the Meter | Yes | Net Metered Residential | Trinity Solar LLC |  | AC Electric | Accepted | 2024-01-31 | 2024-02-20 | 2025-02-20 | Solar Panels | HANWHA | Q.PEAK DUO BLK ML-G10+ 405 |  | 0.405 | 6 | 181 | 30 |  | Fixed | Roof
NJADRE1555722250 | Administratively Determined Incentive Program | Cecil | 8094 | 15 | 13.2 | Residential | Behind the Meter | Yes | Net Metered Residential | Sunrun Installation Services, Inc. |  | AC Electric | Accepted | 2024-01-31 | 2024-02-20 | 2025-02-20 | Inverters | SolarEdge Technologies | SE10000H-USSN | 10000 |  | 1 |  |  | 0.99 |  | Outside | Next to Meter
NJADRE1555722250 | Administratively Determined Incentive Program | Cecil | 8094 | 15 | 13.2 | Residential | Behind the Meter | Yes | Net Metered Residential | Sunrun Installation Services, Inc. |  | AC Electric | Accepted | 2024-01-31 | 2024-02-20 | 2025-02-20 | Solar Panels | Hanwha Q Cells | Q.PEAK DUO BLK ML-G10+/t 400 |  | 0.4 | 25 | 189 | 19 |  | Fixed | Roof
NJADRE1555722250 | Administratively Determined Incentive Program | Cecil | 8094 | 15 | 13.2 | Residential | Behind the Meter | Yes | Net Metered Residential | Sunrun Installation Services, Inc. |  | AC Electric | Accepted | 2024-01-31 | 2024-02-20 | 2025-02-20 | Solar Panels | Hanwha Q Cells | Q.PEAK DUO BLK ML-G10+/t 400 |  | 0.4 | 8 | 9 | 17 |  | Fixed | Roof
NJADRE1555722262 | Administratively Determined Incentive Program | WILLIAMSTOWN | 8094 | 15 | 6.4 | Residential | Behind the Meter | Yes | Net Metered Residential | Power Energy Solutions |  | AC Electric | Accepted | 2024-01-31 | 2024-02-21 | 2025-02-21 | Inverters | SolarEdge | SE5000H-US | 5000 |  | 1 |  |  | 0.97 |  | Outside
NJADRE1555722262 | Administratively Determined Incentive Program | WILLIAMSTOWN | 8094 | 15 | 6.4 | Residential | Behind the Meter | Yes | Net Metered Residential | Power Energy Solutions |  | AC Electric | Accepted | 2024-01-31 | 2024-02-21 | 2025-02-21 | Solar Panels | Canadian Solar | CS6R-400MS-HL HIKU6 Black Mono |  | 0.4 | 8 | 190 | 24 |  | Fixed | Roof
NJADRE1555722262 | Administratively Determined Incentive Program | WILLIAMSTOWN | 8094 | 15 | 6.4 | Residential | Behind the Meter | Yes | Net Metered Residential | Power Energy Solutions |  | AC Electric | Accepted | 2024-01-31 | 2024-02-21 | 2025-02-21 | Solar Panels | Canadian Solar | CS6R-400MS-HL HIKU6 Black Mono |  | 0.4 | 8 | 190 | 24 |  | Fixed | Roof
NJADRE1555722268 | Administratively Determined Incentive Program | WILLINGBORO TWP | 8046 | 13 | 5.67 | Residential | Behind the Meter | No | Net Metered Residential | EMT Renewables LLC |  | PSE&G | Accepted | 2024-01-31 | 2024-02-20 | 2025-02-20 | Inverters | ENPHASE | IQ8+ | 290 |  | 14 |  |  | 0.98 |  | Other | UNDER EACH PANEL
NJADRE1555722268 | Administratively Determined Incentive Program | WILLINGBORO TWP | 8046 | 13 | 5.67 | Residential | Behind the Meter | No | Net Metered Residential | EMT Renewables LLC |  | PSE&G | Accepted | 2024-01-31 | 2024-02-20 | 2025-02-20 | Solar Panels | Q CELLS | Q PEAK DUO BLK |  | 0.405 | 8 | 119 | 20 |  | Fixed | Roof
NJADRE1555722268 | Administratively Determined Incentive Program | WILLINGBORO TWP | 8046 | 13 | 5.67 | Residential | Behind the Meter | No | Net Metered Residential | EMT Renewables LLC |  | PSE&G | Accepted | 2024-01-31 | 2024-02-20 | 2025-02-20 | Solar Panels | Q CELLS | Q PEAK DUO BLK |  | 0.405 | 6 | 119 | 20 |  | Fixed | Roof
NJADRE1555722270 | Administratively Determined Incentive Program | East Brunswick TWP | 8850 | 11 | 7.48 | Residential | Behind the Meter | No | Net Metered Residential | Tesla Energy Operations Inc. |  | PSE&G | Accepted | 2024-01-31 | 2024-02-20 | 2025-02-20 | Solar Panels | Hanwha | Q.Peak DUO BLK-G6+ 340 |  | 0.34 | 11 | 199 | 23 |  | Fixed | Roof
NJADRE1555722270 | Administratively Determined Incentive Program | East Brunswick TWP | 8850 | 11 | 7.48 | Residential | Behind the Meter | No | Net Metered Residential | Tesla Energy Operations Inc. |  | PSE&G | Accepted | 2024-01-31 | 2024-02-20 | 2025-02-20 | Solar Panels | Hanwha | Q.Peak DUO BLK-G6+ 340 |  | 0.34 | 2 | 289 | 23 |  | Fixed | Roof
NJADRE1555722270 | Administratively Determined Incentive Program | East Brunswick TWP | 8850 | 11 | 7.48 | Residential | Behind the Meter | No | Net Metered Residential | Tesla Energy Operations Inc. |  | PSE&G | Accepted | 2024-01-31 | 2024-02-20 | 2025-02-20 | Solar Panels | Hanwha | Q.Peak DUO BLK-G6+ 340 |  | 0.34 | 9 | 199 | 23 |  | Fixed | Roof
NJADRE1555722270 | Administratively Determined Incentive Program | East Brunswick TWP | 8850 | 11 | 7.48 | Residential | Behind the Meter | No | Net Metered Residential | Tesla Energy Operations Inc. |  | PSE&G | Accepted | 2024-01-31 | 2024-02-20 | 2025-02-20 | Inverters | Tesla | 1538000-00-E | 7600 |  | 1 |  |  | 0.98 |  | Indoor
NJADRE1555722274 | Administratively Determined Incentive Program | HILLSIDE | 7205 | 10 | 4.86 | Residential | Behind the Meter | Yes | Net Metered Residential | Trinity Solar Inc. |  | PSE&G | Accepted | 2024-01-31 | 2024-02-20 | 2025-02-20 | Inverters | Solar Edge | SE3800H-US | 3800 |  | 1 |  |  | 0.97 |  | Outdoor
NJADRE1555722274 | Administratively Determined Incentive Program | HILLSIDE | 7205 | 10 | 4.86 | Residential | Behind the Meter | Yes | Net Metered Residential | Trinity Solar Inc. |  | PSE&G | Accepted | 2024-01-31 | 2024-02-20 | 2025-02-20 | Solar Panels | HANWHA | (Q.PEAK DUO BLK ML-G10+ 405) |  | 0.405 | 6 | 132 | 43 |  | Fixed | Roof
NJADRE1555722274 | Administratively Determined Incentive Program | HILLSIDE | 7205 | 10 | 4.86 | Residential | Behind the Meter | Yes | Net Metered Residential | Trinity Solar Inc. |  | PSE&G | Accepted | 2024-01-31 | 2024-02-20 | 2025-02-20 | Solar Panels | HANWHA | (Q.PEAK DUO BLK ML-G10+ 405) |  | 0.405 | 3 | 222 | 53 |  | Fixed | Roof
NJADRE1555722274 | Administratively Determined Incentive Program | HILLSIDE | 7205 | 10 | 4.86 | Residential | Behind the Meter | Yes | Net Metered Residential | Trinity Solar Inc. |  | PSE&G | Accepted | 2024-01-31 | 2024-02-20 | 2025-02-20 | Solar Panels | HANWHA | (Q.PEAK DUO BLK ML-G10+ 405) |  | 0.405 | 3 | 132 | 43 |  | Fixed | Roof
NJADRE1555722295 | Administratively Determined Incentive Program | PISCATAWAY TWP | 8854 | 11 | 4 | Residential | Behind the Meter | Yes | Net Metered Residential | Sunrun Installation Services, Inc. |  | PSE&G | Accepted | 2024-01-31 | 2024-02-20 | 2025-02-20 | Inverters | Delta Electronics | E4-TL-US | 4000 |  | 1 |  |  | 0.975 |  | Outside | Next to Meter
NJADRE1555722295 | Administratively Determined Incentive Program | PISCATAWAY TWP | 8854 | 11 | 4 | Residential | Behind the Meter | Yes | Net Metered Residential | Sunrun Installation Services, Inc. |  | PSE&G | Accepted | 2024-01-31 | 2024-02-20 | 2025-02-20 | Solar Panels | Hanwha Q Cells | Q.PEAK DUO BLK ML-G10+/t 400 |  | 0.4 | 5 | 249 | 23 |  | Fixed | Roof
NJADRE1555722295 | Administratively Determined Incentive Program | PISCATAWAY TWP | 8854 | 11 | 4 | Residential | Behind the Meter | Yes | Net Metered Residential | Sunrun Installation Services, Inc. |  | PSE&G | Accepted | 2024-01-31 | 2024-02-20 | 2025-02-20 | Solar Panels | Hanwha Q Cells | Q.PEAK DUO BLK ML-G10+/t 400 |  | 0.4 | 5 | 69 | 23 |  | Fixed | Roof
NJADRE1555722489 | Administratively Determined Incentive Program | WANTAGE | 7461 | 1 | 8.91 | Residential | Behind the Meter | Yes | Net Metered Residential | Trinity Solar |  | Orange Rockland Electric | Accepted | 2024-01-31 | 2024-02-20 | 2025-02-20 | Solar Panels | HANWHA | (Q.PEAK DUO BLK ML-G10+ 405) |  | 0.405 | 22 | 114 | 28 |  | Fixed | Roof
NJADRE1555722489 | Administratively Determined Incentive Program | WANTAGE | 7461 | 1 | 8.91 | Residential | Behind the Meter | Yes | Net Metered Residential | Trinity Solar |  | Orange Rockland Electric | Accepted | 2024-01-31 | 2024-02-20 | 2025-02-20 | Inverters | Solar Edge | SE7600H-US | 7600 |  | 1 |  |  | 0.97 |  | Outside
NJADRE1555722489 | Administratively Determined Incentive Program | WANTAGE | 7461 | 1 | 8.91 | Residential | Behind the Meter | Yes | Net Metered Residential | Trinity Solar |  | Orange Rockland Electric | Accepted | 2024-01-31 | 2024-02-20 | 2025-02-20 | Electric Storage Battery | TESLA | Powerwall 2 |  |  | 2 |  |  |  | Lithium Ion |  | Indoors
NJADRE1555722796 | Administratively Determined Incentive Program | WOODBRIDGE TWP | 7077 | 11 | 8 | Residential | Behind the Meter | Yes | Net Metered Residential | Sunrun Installation Services, Inc. |  | PSE&G | Accepted | 2024-01-31 | 2024-02-20 | 2025-02-20 | Inverters | SolarEdge Technologies | SE6000H-USSN | 6000 |  | 1 |  |  | 0.99 |  | Outdoor | Next to meter
NJADRE1555722796 | Administratively Determined Incentive Program | WOODBRIDGE TWP | 7077 | 11 | 8 | Residential | Behind the Meter | Yes | Net Metered Residential | Sunrun Installation Services, Inc. |  | PSE&G | Accepted | 2024-01-31 | 2024-02-20 | 2025-02-20 | Solar Panels | Hanwha Q Cells | Q.PEAK DUO BLK ML-G10+/t 400 |  | 0.4 | 8 | 285 | 27 |  | Fixed | Roof
NJADRE1555722796 | Administratively Determined Incentive Program | WOODBRIDGE TWP | 7077 | 11 | 8 | Residential | Behind the Meter | Yes | Net Metered Residential | Sunrun Installation Services, Inc. |  | PSE&G | Accepted | 2024-01-31 | 2024-02-20 | 2025-02-20 | Solar Panels | Hanwha Q Cells | Q.PEAK DUO BLK ML-G10+/t 400 |  | 0.4 | 12 | 105 | 27 |  | Fixed | Roof
NJADRE1555722797 | Administratively Determined Incentive Program | TRENTON | 8629 | 12 | 7.1 | Residential | Behind the Meter | No | Net Metered Residential | Solar Energy World |  | PSE&G | Accepted | 2024-01-31 | 2024-02-20 | 2025-02-20 | Solar Panels | Longi | LR4-60-HPB-355M |  | 0.355 | 20 | 149 | 30 |  | Fixed | Roof
NJADRE1555722797 | Administratively Determined Incentive Program | TRENTON | 8629 | 12 | 7.1 | Residential | Behind the Meter | No | Net Metered Residential | Solar Energy World |  | PSE&G | Accepted | 2024-01-31 | 2024-02-20 | 2025-02-20 | Inverters | Enphase | IQ8-60-2-US | 290 |  | 20 |  |  | 0.97 |  | Outdoor
NJADRE1555722813 | Administratively Determined Incentive Program | Cape May Court House | 8210 | 21 | 12.4 | Residential | Behind the Meter | Yes | Net Metered Residential | Power Energy Solutions |  | AC Electric | Accepted | 2024-01-31 | 2024-02-23 | 2025-02-23 | Inverters | SolarEdge | SE10000H-US | 10 |  | 1 |  |  | 0.97 |  | Outside
NJADRE1555722813 | Administratively Determined Incentive Program | Cape May Court House | 8210 | 21 | 12.4 | Residential | Behind the Meter | Yes | Net Metered Residential | Power Energy Solutions |  | AC Electric | Accepted | 2024-01-31 | 2024-02-23 | 2025-02-23 | Solar Panels | Canadian Solar | CS6R-400MS-HL HIKU6 Black Mono |  | 0.4 | 18 | 210 | 28 |  | Fixed | Roof
NJADRE1555722813 | Administratively Determined Incentive Program | Cape May Court House | 8210 | 21 | 12.4 | Residential | Behind the Meter | Yes | Net Metered Residential | Power Energy Solutions |  | AC Electric | Accepted | 2024-01-31 | 2024-02-23 | 2025-02-23 | Solar Panels | Canadian Solar | CS6R-400MS-HL HIKU6 Black Mono |  | 0.4 | 13 | 30 | 28 |  | Fixed | Roof
NJADRE1555722823 | Administratively Determined Incentive Program | Medford | 8055 | 13 | 14.76 | Residential | Behind the Meter | Yes | Net Metered Residential | Define Solar LLC |  | AC Electric | Accepted | 2024-01-31 | 2024-02-23 | 2025-02-23 | Inverters | Enphase | IQ8PLUS-72-2-US | 290 |  | 4 |  |  | 0.976 |  | Outside | Under each pv panel
NJADRE1555722823 | Administratively Determined Incentive Program | Medford | 8055 | 13 | 14.76 | Residential | Behind the Meter | Yes | Net Metered Residential | Define Solar LLC |  | AC Electric | Accepted | 2024-01-31 | 2024-02-23 | 2025-02-23 | Inverters | Enphase | IQ8PLUS-72-2-US | 290 |  | 2 |  |  | 0.976 |  | Outside | Under each pv panel
NJADRE1555722823 | Administratively Determined Incentive Program | Medford | 8055 | 13 | 14.76 | Residential | Behind the Meter | Yes | Net Metered Residential | Define Solar LLC |  | AC Electric | Accepted | 2024-01-31 | 2024-02-23 | 2025-02-23 | Inverters | Enphase | IQ8PLUS-72-2-US | 290 |  | 16 |  |  | 0.976 |  | Outside | Under each pv panel
NJADRE1555722823 | Administratively Determined Incentive Program | Medford | 8055 | 13 | 14.76 | Residential | Behind the Meter | Yes | Net Metered Residential | Define Solar LLC |  | AC Electric | Accepted | 2024-01-31 | 2024-02-23 | 2025-02-23 | Inverters | Enphase | IQ8PLUS-72-2-US | 290 |  | 14 |  |  | 0.975 |  | Outside | Under each pv panel
NJADRE1555722823 | Administratively Determined Incentive Program | Medford | 8055 | 13 | 14.76 | Residential | Behind the Meter | Yes | Net Metered Residential | Define Solar LLC |  | AC Electric | Accepted | 2024-01-31 | 2024-02-23 | 2025-02-23 | Solar Panels | Znshine | ZXM7-SH108 410W |  | 0.41 | 4 | 103 | 40 |  | Fixed | Roof
NJADRE1555722823 | Administratively Determined Incentive Program | Medford | 8055 | 13 | 14.76 | Residential | Behind the Meter | Yes | Net Metered Residential | Define Solar LLC |  | AC Electric | Accepted | 2024-01-31 | 2024-02-23 | 2025-02-23 | Solar Panels | Znshine | ZXM7-SH108 410W |  | 0.41 | 2 | 103 | 38 |  | Fixed | Roof
NJADRE1555722823 | Administratively Determined Incentive Program | Medford | 8055 | 13 | 14.76 | Residential | Behind the Meter | Yes | Net Metered Residential | Define Solar LLC |  | AC Electric | Accepted | 2024-01-31 | 2024-02-23 | 2025-02-23 | Solar Panels | Znshine | ZXM7-SH108 410W |  | 0.41 | 16 | 103 | 39 |  | Fixed | Roof
NJADRE1555722823 | Administratively Determined Incentive Program | Medford | 8055 | 13 | 14.76 | Residential | Behind the Meter | Yes | Net Metered Residential | Define Solar LLC |  | AC Electric | Accepted | 2024-01-31 | 2024-02-23 | 2025-02-23 | Solar Panels | Znshine | ZXM7-SH108 410W |  | 0.41 | 14 | 238 | 16 |  | Fixed | Roof
NJADRE1555722824 | Administratively Determined Incentive Program | BRICK | 8724 | 18 | 16.2 | Residential | Behind the Meter | Yes | Net Metered Residential | SunnyMac LLC |  | JCP&L | Accepted | 2024-01-31 | 2024-03-06 | 2025-03-06 | Solar Panels | Q.PEAK DUO BLK ML-G10+ 405 | HANWHA |  | 0.405 | 15 | 111 | 19 |  | Fixed | Roof
NJADRE1555722824 | Administratively Determined Incentive Program | BRICK | 8724 | 18 | 16.2 | Residential | Behind the Meter | Yes | Net Metered Residential | SunnyMac LLC |  | JCP&L | Accepted | 2024-01-31 | 2024-03-06 | 2025-03-06 | Solar Panels | Q.PEAK DUO BLK ML-G10+ 405 | HANWHA |  | 0.405 | 25 | 291 | 19 |  | Fixed | Roof
NJADRE1555722824 | Administratively Determined Incentive Program | BRICK | 8724 | 18 | 16.2 | Residential | Behind the Meter | Yes | Net Metered Residential | SunnyMac LLC |  | JCP&L | Accepted | 2024-01-31 | 2024-03-06 | 2025-03-06 | Inverters | SE11400H-US | Solaredge | 11400 |  | 1 |  |  | 0.1 |  | Outdoor | next to meter
NJADRE1555722853 | Administratively Determined Incentive Program | Roselle Park | 7204 | 10 | 6.08 | Residential | Behind the Meter | Yes | Net Metered Residential | Trinity Solar Inc. |  | PSE&G | Accepted | 2024-01-31 | 2024-02-20 | 2025-02-20 | Inverters | Solar Edge | SE5000H-US | 5000 |  | 1 |  |  | 0.97 |  | Outdoor
NJADRE1555722853 | Administratively Determined Incentive Program | Roselle Park | 7204 | 10 | 6.08 | Residential | Behind the Meter | Yes | Net Metered Residential | Trinity Solar Inc. |  | PSE&G | Accepted | 2024-01-31 | 2024-02-20 | 2025-02-20 | Solar Panels | HANWHA | HANWHA 405 (Q.PEAK DUO BLK ML-G10+ 405) |  | 0.405 | 10 | 170 | 40 |  | Fixed | Roof
NJADRE1555722853 | Administratively Determined Incentive Program | Roselle Park | 7204 | 10 | 6.08 | Residential | Behind the Meter | Yes | Net Metered Residential | Trinity Solar Inc. |  | PSE&G | Accepted | 2024-01-31 | 2024-02-20 | 2025-02-20 | Solar Panels | HANWHA | HANWHA 405 (Q.PEAK DUO BLK ML-G10+ 405) |  | 0.405 | 5 | 170 | 20 |  | Fixed | Roof
NJADRE1555722857 | Administratively Determined Incentive Program | Whiting | 8759 | 18 | 16.4 | Residential | Behind the Meter | Yes | Net Metered Residential | Sunrun Installation Services, Inc. |  | JCP&L | Accepted | 2024-01-31 | 2024-02-20 | 2025-02-20 | Inverters | DELTA ELECTRONICS | E6-TL-US | 12000 |  | 2 |  |  | 0.975 |  | Outdoor | Next to meter
NJADRE1555722857 | Administratively Determined Incentive Program | Whiting | 8759 | 18 | 16.4 | Residential | Behind the Meter | Yes | Net Metered Residential | Sunrun Installation Services, Inc. |  | JCP&L | Accepted | 2024-01-31 | 2024-02-20 | 2025-02-20 | Solar Panels | Hanwha Q Cells | Q.PEAK DUO BLK ML-G10+/t 400 |  | 0.4 | 14 | 59 | 21 |  | Fixed | Roof
NJADRE1555722857 | Administratively Determined Incentive Program | Whiting | 8759 | 18 | 16.4 | Residential | Behind the Meter | Yes | Net Metered Residential | Sunrun Installation Services, Inc. |  | JCP&L | Accepted | 2024-01-31 | 2024-02-20 | 2025-02-20 | Solar Panels | Hanwha Q Cells | Q.PEAK DUO BLK ML-G10+/t 400 |  | 0.4 | 7 | 59 | 21 |  | Fixed | Roof
NJADRE1555722857 | Administratively Determined Incentive Program | Whiting | 8759 | 18 | 16.4 | Residential | Behind the Meter | Yes | Net Metered Residential | Sunrun Installation Services, Inc. |  | JCP&L | Accepted | 2024-01-31 | 2024-02-20 | 2025-02-20 | Solar Panels | Hanwha Q Cells | Q.PEAK DUO BLK ML-G10+/t 400 |  | 0.4 | 6 | 239 | 23 |  | Fixed | Roof
NJADRE1555722857 | Administratively Determined Incentive Program | Whiting | 8759 | 18 | 16.4 | Residential | Behind the Meter | Yes | Net Metered Residential | Sunrun Installation Services, Inc. |  | JCP&L | Accepted | 2024-01-31 | 2024-02-20 | 2025-02-20 | Solar Panels | Hanwha Q Cells | Q.PEAK DUO BLK ML-G10+/t 400 |  | 0.4 | 14 | 239 | 23 |  | Fixed | Roof
NJADRE1555722863 | Administratively Determined Incentive Program | Pleasantville | 8232 | 19 | 4.46 | Residential | Behind the Meter | Yes | Net Metered Residential | EMT Renewables |  | AC Electric | Accepted | 2024-01-31 | 2024-02-20 | 2025-02-20 | Inverters | ENPHASE | IQ8+ | 290 |  | 11 |  |  | 0.98 |  | Other | UNDER EACH PANEL
NJADRE1555722863 | Administratively Determined Incentive Program | Pleasantville | 8232 | 19 | 4.46 | Residential | Behind the Meter | Yes | Net Metered Residential | EMT Renewables |  | AC Electric | Accepted | 2024-01-31 | 2024-02-20 | 2025-02-20 | Solar Panels | Q CELLS | Q PEAK DUO BLK |  | 0.405 | 11 | 215 | 31 |  | Fixed | Roof
NJADRE1555722873 | Administratively Determined Incentive Program | NEWARK | 7103 | 9 | 4.62 | Residential | Behind the Meter | Yes | Net Metered Residential | Freedom Forever New Jersey LLC |  | PSE&G | Accepted | 2024-01-31 | 2024-02-21 | 2025-02-21 | Inverters | Solar Edge | SE3800H-USRGM [SI1 | 3800 |  | 1 |  |  | 0.99 |  | Outdoor
NJADRE1555722873 | Administratively Determined Incentive Program | NEWARK | 7103 | 9 | 4.62 | Residential | Behind the Meter | Yes | Net Metered Residential | Freedom Forever New Jersey LLC |  | PSE&G | Accepted | 2024-01-31 | 2024-02-21 | 2025-02-21 | Solar Panels | JINKO SOLAR | JKM385M-6RL3-B |  | 0.385 | 12 | 286 | 10 |  | Fixed | Roof
NJADRE1555722874 | Administratively Determined Incentive Program | Elmwood Park | 7407 | 7 | 7.77 | Residential | Behind the Meter | No | Net Metered Residential | Sunrun Installation Services, Inc. |  | PSE&G | Accepted | 2024-01-31 | 2024-02-20 | 2025-02-20 | Inverters | SolarEdge Technologies | SE6000H-USSN | 6000 |  | 1 |  |  | 0.99 |  | Outside
NJADRE1555722874 | Administratively Determined Incentive Program | Elmwood Park | 7407 | 7 | 7.77 | Residential | Behind the Meter | No | Net Metered Residential | Sunrun Installation Services, Inc. |  | PSE&G | Accepted | 2024-01-31 | 2024-02-20 | 2025-02-20 | Solar Panels | Vikram Solar | VSMDHT.60.370.05 |  | 0.37 | 9 | 249 | 22 |  | Fixed | Roof
NJADRE1555722874 | Administratively Determined Incentive Program | Elmwood Park | 7407 | 7 | 7.77 | Residential | Behind the Meter | No | Net Metered Residential | Sunrun Installation Services, Inc. |  | PSE&G | Accepted | 2024-01-31 | 2024-02-20 | 2025-02-20 | Solar Panels | Vikram Solar | VSMDHT.60.370.05 |  | 0.37 | 12 | 69 | 22 |  | Fixed | Roof
NJADRE1555722878 | Administratively Determined Incentive Program | LANOKA HARBOR | 8734 | 18 | 6.89 | Residential | Behind the Meter | Yes | Net Metered Residential | Trinity Solar |  | JCP&L | Accepted | 2024-01-31 | 2024-02-20 | 2025-02-20 | Inverters | Solar Edge | SE6000H-US | 6000 |  | 1 |  |  | 0.97 |  | Outdoor
NJADRE1555722878 | Administratively Determined Incentive Program | LANOKA HARBOR | 8734 | 18 | 6.89 | Residential | Behind the Meter | Yes | Net Metered Residential | Trinity Solar |  | JCP&L | Accepted | 2024-01-31 | 2024-02-20 | 2025-02-20 | Solar Panels | Hanwha | Q.PEAK DUO BLK ML-G10+ 405 |  | 0.405 | 4 | 94 | 40 |  | Fixed | Roof
NJADRE1555722878 | Administratively Determined Incentive Program | LANOKA HARBOR | 8734 | 18 | 6.89 | Residential | Behind the Meter | Yes | Net Metered Residential | Trinity Solar |  | JCP&L | Accepted | 2024-01-31 | 2024-02-20 | 2025-02-20 | Solar Panels | Hanwha | Q.PEAK DUO BLK ML-G10+ 405 |  | 0.405 | 13 | 274 | 27 |  | Fixed | Roof
NJADRE1555722905 | Administratively Determined Incentive Program | BAYVILLE | 8721 | 18 | 12.75 | Residential | Behind the Meter | Yes | Net Metered Residential | EMT Renewables |  | JCP&L | Accepted | 2024-01-31 | 2024-02-20 | 2025-02-20 | Inverters | ENPHASE | IQ8+ | 290 |  | 30 |  |  | 0.98 |  | Other | UNDER EACH PANEL
NJADRE1555722905 | Administratively Determined Incentive Program | BAYVILLE | 8721 | 18 | 12.75 | Residential | Behind the Meter | Yes | Net Metered Residential | EMT Renewables |  | JCP&L | Accepted | 2024-01-31 | 2024-02-20 | 2025-02-20 | Solar Panels | Q CELLS | Q TRON |  | 0.425 | 22 | 271 | 34 |  | Fixed | Roof
NJADRE1555722905 | Administratively Determined Incentive Program | BAYVILLE | 8721 | 18 | 12.75 | Residential | Behind the Meter | Yes | Net Metered Residential | EMT Renewables |  | JCP&L | Accepted | 2024-01-31 | 2024-02-20 | 2025-02-20 | Solar Panels | Q CELLS | Q TRON |  | 0.425 | 8 | 271 | 32 |  | Fixed | Roof
NJADRE1555722913 | Administratively Determined Incentive Program | WOOD RIDGE | 7075 | 7 | 21.68 | Residential | Behind the Meter | No | Net Metered Residential | Maier Solar Engineering dba Solar Me |  | PSE&G | Accepted | 2024-01-31 | 2024-02-28 | 2025-02-28 | Inverters | Enphase | IQ8A | 349 |  | 51 |  |  | 0.96 |  | Outside | Next to meter
NJADRE1555722913 | Administratively Determined Incentive Program | WOOD RIDGE | 7075 | 7 | 21.68 | Residential | Behind the Meter | No | Net Metered Residential | Maier Solar Engineering dba Solar Me |  | PSE&G | Accepted | 2024-01-31 | 2024-02-28 | 2025-02-28 | Solar Panels | Hanwha | Q.TRON BLK M-G2+425W |  | 0.425 | 26 | 217 | 27 |  | Fixed | Roof
NJADRE1555722913 | Administratively Determined Incentive Program | WOOD RIDGE | 7075 | 7 | 21.68 | Residential | Behind the Meter | No | Net Metered Residential | Maier Solar Engineering dba Solar Me |  | PSE&G | Accepted | 2024-01-31 | 2024-02-28 | 2025-02-28 | Solar Panels | Hanwha | Q.TRON BLK M-G2+425W |  | 0.425 | 25 | 37 | 27 |  | Fixed | Roof
NJADRE1555722932 | Administratively Determined Incentive Program | Little Ferry | 7643 | 7 | 6 | Residential | Behind the Meter | Yes | Net Metered Residential | Pro Custom Solar dba Momentum Solar |  | PSE&G | Accepted | 2024-01-31 | 2024-02-20 | 2025-02-20 | Solar Panels | Q. PEAK DUO BLK ML-G10+400 | HANWHA |  | 0.4 | 9 | 114 | 35 |  | Fixed | Pole
NJADRE1555722932 | Administratively Determined Incentive Program | Little Ferry | 7643 | 7 | 6 | Residential | Behind the Meter | Yes | Net Metered Residential | Pro Custom Solar dba Momentum Solar |  | PSE&G | Accepted | 2024-01-31 | 2024-02-20 | 2025-02-20 | Solar Panels | Q. PEAK DUO BLK ML-G10+400 | HANWHA |  | 0.4 | 6 | 93 | 4 |  | Fixed | Roof
NJADRE1555722932 | Administratively Determined Incentive Program | Little Ferry | 7643 | 7 | 6 | Residential | Behind the Meter | Yes | Net Metered Residential | Pro Custom Solar dba Momentum Solar |  | PSE&G | Accepted | 2024-01-31 | 2024-02-20 | 2025-02-20 | Inverters | IQ8PLUS-72-2-US | ENPHASE | 290 |  | 15 |  |  | 0.97 |  | Outdoor
NJADRE1555722946 | Administratively Determined Incentive Program | UNION | 7083 | 10 | 5.2 | Residential | Behind the Meter | Yes | Net Metered Residential | Pro Custom Solar dba Momentum Solar |  | PSE&G | Accepted | 2024-01-31 | 2024-02-21 | 2025-02-21 | Solar Panels | Q. PEAK DUO BLK ML-G10+400 | HANWHA |  | 0.4 | 13 | 148 | 41 |  | Fixed | Roof
NJADRE1555722946 | Administratively Determined Incentive Program | UNION | 7083 | 10 | 5.2 | Residential | Behind the Meter | Yes | Net Metered Residential | Pro Custom Solar dba Momentum Solar |  | PSE&G | Accepted | 2024-01-31 | 2024-02-21 | 2025-02-21 | Inverters | IQ8PLUS-72-2-US | ENPHASE | 290 |  | 13 |  |  | 0.97 |  | Outdoor
NJADRE1555722947 | Administratively Determined Incentive Program | BLOOMFIELD | 7003 | 9 | 4.86 | Residential | Behind the Meter | Yes | Net Metered Residential | Trinity Solar Inc. |  | PSE&G | Accepted | 2024-01-31 | 2024-02-21 | 2025-02-21 | Inverters | Solar Edge | SE3800H-US | 3800 |  | 1 |  |  | 0.97 |  | Outdoor
NJADRE1555722947 | Administratively Determined Incentive Program | BLOOMFIELD | 7003 | 9 | 4.86 | Residential | Behind the Meter | Yes | Net Metered Residential | Trinity Solar Inc. |  | PSE&G | Accepted | 2024-01-31 | 2024-02-21 | 2025-02-21 | Solar Panels | HANWHA | (Q.PEAK DUO BLK ML-G10+ 405) |  | 0.405 | 10 | 173 | 18 |  | Fixed | Roof
NJADRE1555722947 | Administratively Determined Incentive Program | BLOOMFIELD | 7003 | 9 | 4.86 | Residential | Behind the Meter | Yes | Net Metered Residential | Trinity Solar Inc. |  | PSE&G | Accepted | 2024-01-31 | 2024-02-21 | 2025-02-21 | Solar Panels | HANWHA | (Q.PEAK DUO BLK ML-G10+ 405) |  | 0.405 | 2 | 263 | 18 |  | Fixed | Roof
NJADRE1555722950 | Administratively Determined Incentive Program | SPOTSWOOD | 8884 | 11 | 5.6 | Residential | Behind the Meter | Yes | Net Metered Residential | Sunrun Installation Services, Inc. |  | JCP&L | Accepted | 2024-01-31 | 2024-02-20 | 2025-02-20 | Inverters | SolarEdge Technologies | SE3800H-USMN | 3800 |  | 1 |  |  | 0.99 |  | Outdoor | Next to meter
NJADRE1555722950 | Administratively Determined Incentive Program | SPOTSWOOD | 8884 | 11 | 5.6 | Residential | Behind the Meter | Yes | Net Metered Residential | Sunrun Installation Services, Inc. |  | JCP&L | Accepted | 2024-01-31 | 2024-02-20 | 2025-02-20 | Solar Panels | Hanwha Q Cells | Q.PEAK DUO BLK ML-G10+/t 400 |  | 0.4 | 14 | 4 | 25 |  | Fixed | Roof
NJADRE1555722962 | Administratively Determined Incentive Program | BRIDGEWATER | 8807 | 5 | 9.32 | Residential | Behind the Meter | No | Net Metered Residential | Tesla Inc. |  | PSE&G | Accepted | 2024-01-31 | 2024-02-28 | 2025-02-28 | Solar Panels | Hanwha | Q.PEAK DUO BLK ML-G10+/TS 405 |  | 0.405 | 10 | 229 | 34 |  | Fixed | Roof
NJADRE1555722962 | Administratively Determined Incentive Program | BRIDGEWATER | 8807 | 5 | 9.32 | Residential | Behind the Meter | No | Net Metered Residential | Tesla Inc. |  | PSE&G | Accepted | 2024-01-31 | 2024-02-28 | 2025-02-28 | Solar Panels | Hanwha | Q.PEAK DUO BLK ML-G10+/TS 405 |  | 0.405 | 13 | 230 | 31 |  | Fixed | Roof
NJADRE1555722962 | Administratively Determined Incentive Program | BRIDGEWATER | 8807 | 5 | 9.32 | Residential | Behind the Meter | No | Net Metered Residential | Tesla Inc. |  | PSE&G | Accepted | 2024-01-31 | 2024-02-28 | 2025-02-28 | Electric Storage Battery | Tesla | Powerwall 3 |  |  | 2 |  |  |  | Lithium Ion |  | OUTSIDE
NJADRE1555723020 | Administratively Determined Incentive Program | ERIAL | 8081 | 14 | 16.4 | Residential | Behind the Meter | Yes | Net Metered Residential | Power Energy Solutions |  | AC Electric | Accepted | 2024-01-31 | 2024-02-20 | 2025-02-20 | Inverters | SolarEdge | SE11400H-US | 11 |  | 1 |  |  | 0.97 |  | Outside
NJADRE1555723020 | Administratively Determined Incentive Program | ERIAL | 8081 | 14 | 16.4 | Residential | Behind the Meter | Yes | Net Metered Residential | Power Energy Solutions |  | AC Electric | Accepted | 2024-01-31 | 2024-02-20 | 2025-02-20 | Solar Panels | Canadian Solar | CS6R-400MS-HL HIKU6 Black Mono |  | 0.4 | 21 | 191 | 30 |  | Fixed | Roof
NJADRE1555723020 | Administratively Determined Incentive Program | ERIAL | 8081 | 14 | 16.4 | Residential | Behind the Meter | Yes | Net Metered Residential | Power Energy Solutions |  | AC Electric | Accepted | 2024-01-31 | 2024-02-20 | 2025-02-20 | Solar Panels | Canadian Solar | CS6R-400MS-HL HIKU6 Black Mono |  | 0.4 | 20 | 11 | 30 |  | Fixed | Roof
NJADRE1555723050 | Administratively Determined Incentive Program | NEPTUNE | 7753 | 17 | 10.13 | Residential | Behind the Meter | Yes | Net Metered Residential | EMT Renewables |  | JCP&L | Accepted | 2024-01-31 | 2024-02-20 | 2025-02-20 | Inverters | ENPHASE | IQ8+ | 290 |  | 25 |  |  | 0.98 |  | Other | UNDER EACH PANEL
NJADRE1555723050 | Administratively Determined Incentive Program | NEPTUNE | 7753 | 17 | 10.13 | Residential | Behind the Meter | Yes | Net Metered Residential | EMT Renewables |  | JCP&L | Accepted | 2024-01-31 | 2024-02-20 | 2025-02-20 | Solar Panels | Q CELLS | Q PEAK DUO BLK |  | 0.405 | 18 | 223 | 20 |  | Fixed | Roof
NJADRE1555723050 | Administratively Determined Incentive Program | NEPTUNE | 7753 | 17 | 10.13 | Residential | Behind the Meter | Yes | Net Metered Residential | EMT Renewables |  | JCP&L | Accepted | 2024-01-31 | 2024-02-20 | 2025-02-20 | Solar Panels | Q CELLS | Q PEAK DUO BLK |  | 0.405 | 7 | 43 | 20 |  | Fixed | Roof
NJADRE1555723109 | Administratively Determined Incentive Program | BLOOMFIELD | 7003 | 9 | 6.08 | Residential | Behind the Meter | Yes | Net Metered Residential | Trinity Solar Inc. |  | PSE&G | Accepted | 2024-01-31 | 2024-02-20 | 2025-02-20 | Inverters | Solar Edge | SE5000H-US | 5000 |  | 1 |  |  | 0.97 |  | Outdoor
NJADRE1555723109 | Administratively Determined Incentive Program | BLOOMFIELD | 7003 | 9 | 6.08 | Residential | Behind the Meter | Yes | Net Metered Residential | Trinity Solar Inc. |  | PSE&G | Accepted | 2024-01-31 | 2024-02-20 | 2025-02-20 | Solar Panels | HANWHA | (Q.PEAK DUO BLK ML-G10+ 405) |  | 0.405 | 7 | 353 | 18 |  | Fixed | Roof
NJADRE1555723109 | Administratively Determined Incentive Program | BLOOMFIELD | 7003 | 9 | 6.08 | Residential | Behind the Meter | Yes | Net Metered Residential | Trinity Solar Inc. |  | PSE&G | Accepted | 2024-01-31 | 2024-02-20 | 2025-02-20 | Solar Panels | HANWHA | (Q.PEAK DUO BLK ML-G10+ 405) |  | 0.405 | 3 | 173 | 18 |  | Fixed | Roof
NJADRE1555723109 | Administratively Determined Incentive Program | BLOOMFIELD | 7003 | 9 | 6.08 | Residential | Behind the Meter | Yes | Net Metered Residential | Trinity Solar Inc. |  | PSE&G | Accepted | 2024-01-31 | 2024-02-20 | 2025-02-20 | Solar Panels | HANWHA | (Q.PEAK DUO BLK ML-G10+ 405) |  | 0.405 | 5 | 83 | 18 |  | Fixed | Roof
NJADRE1555723119 | Administratively Determined Incentive Program | NEWARK | 7105 | 9 | 6.08 | Residential | Behind the Meter | No | Net Metered Residential | Freedom Forever New Jersey LLC |  | PSE&G | Accepted | 2024-01-31 | 2024-02-20 | 2025-02-20 | Inverters | Solar Edge | SE5000H-USRGM [SI1 | 5000 |  | 1 |  |  | 0.99 |  | Outdoor
NJADRE1555723119 | Administratively Determined Incentive Program | NEWARK | 7105 | 9 | 6.08 | Residential | Behind the Meter | No | Net Metered Residential | Freedom Forever New Jersey LLC |  | PSE&G | Accepted | 2024-01-31 | 2024-02-20 | 2025-02-20 | Solar Panels | Rec Solar | REC405AA PURE |  | 0.405 | 15 | 246 | 10 |  | Fixed | Roof
NJADRE1555723126 | Administratively Determined Incentive Program | BURLINGTON | 8016 | 13 | 4.05 | Residential | Behind the Meter | No | Net Metered Residential | Tesla Inc. |  | PSE&G | Accepted | 2024-01-31 | 2024-02-22 | 2025-02-22 | Solar Panels | Hanwha | Q.PEAK DUO BLK ML-G10+/TS 405 |  | 0.405 | 6 | 187 | 30 |  | Fixed | Roof
NJADRE1555723126 | Administratively Determined Incentive Program | BURLINGTON | 8016 | 13 | 4.05 | Residential | Behind the Meter | No | Net Metered Residential | Tesla Inc. |  | PSE&G | Accepted | 2024-01-31 | 2024-02-22 | 2025-02-22 | Solar Panels | Hanwha | Q.PEAK DUO BLK ML-G10+/TS 405 |  | 0.405 | 2 | 187 | 7 |  | Fixed | Roof
NJADRE1555723126 | Administratively Determined Incentive Program | BURLINGTON | 8016 | 13 | 4.05 | Residential | Behind the Meter | No | Net Metered Residential | Tesla Inc. |  | PSE&G | Accepted | 2024-01-31 | 2024-02-22 | 2025-02-22 | Solar Panels | Hanwha | Q.PEAK DUO BLK ML-G10+/TS 405 |  | 0.405 | 2 | 187 | 30 |  | Fixed | Roof
NJADRE1555723126 | Administratively Determined Incentive Program | BURLINGTON | 8016 | 13 | 4.05 | Residential | Behind the Meter | No | Net Metered Residential | Tesla Inc. |  | PSE&G | Accepted | 2024-01-31 | 2024-02-22 | 2025-02-22 | Inverters | Tesla | 1707000-20-G | 11500 |  | 1 |  |  | 0.98 |  | Outdoor
NJADRE1555723126 | Administratively Determined Incentive Program | BURLINGTON | 8016 | 13 | 4.05 | Residential | Behind the Meter | No | Net Metered Residential | Tesla Inc. |  | PSE&G | Accepted | 2024-01-31 | 2024-02-22 | 2025-02-22 | Electric Storage Battery | Tesla | Powerwall3 |  |  | 1 |  |  |  | Lithium Ion |  | OUTSIDE?
NJADRE1555723132 | Administratively Determined Incentive Program | ABSECON | 8201 | 19 | 8.1 | Residential | Behind the Meter | Yes | Net Metered Residential | Trinity Solar |  | AC Electric | Accepted | 2024-01-31 | 2024-02-21 | 2025-02-21 | Inverters | Solar Edge | SE6000H-US | 6000 |  | 1 |  |  | 0.97 |  | Outdoor
NJADRE1555723132 | Administratively Determined Incentive Program | ABSECON | 8201 | 19 | 8.1 | Residential | Behind the Meter | Yes | Net Metered Residential | Trinity Solar |  | AC Electric | Accepted | 2024-01-31 | 2024-02-21 | 2025-02-21 | Solar Panels | Hanwha | Q.PEAK DUO BLK ML-G10+ 405 |  | 0.405 | 9 | 222 | 27 |  | Fixed | Roof
NJADRE1555723132 | Administratively Determined Incentive Program | ABSECON | 8201 | 19 | 8.1 | Residential | Behind the Meter | Yes | Net Metered Residential | Trinity Solar |  | AC Electric | Accepted | 2024-01-31 | 2024-02-21 | 2025-02-21 | Solar Panels | Hanwha | Q.PEAK DUO BLK ML-G10+ 405 |  | 0.405 | 11 | 222 | 27 |  | Fixed | Roof
NJADRE1555723137 | Administratively Determined Incentive Program | NEWFIELD | 8344 | 15 | 7.51 | Residential | Behind the Meter | Yes | Net Metered Residential | Big Solar Energy, LLC |  | Vineland Muni Electric | Accepted | 2024-01-31 | 2024-02-20 | 2025-02-20 | Inverters | SolarEdge | SE5000H-US | 21 |  | 1 |  |  | 0.992 |  | Outdoor
NJADRE1555723137 | Administratively Determined Incentive Program | NEWFIELD | 8344 | 15 | 7.51 | Residential | Behind the Meter | Yes | Net Metered Residential | Big Solar Energy, LLC |  | Vineland Muni Electric | Accepted | 2024-01-31 | 2024-02-20 | 2025-02-20 | Solar Panels | JA Solar | JAM72S09-395 |  | 0.395 | 5 | 92 | 19 |  | Fixed | Roof
NJADRE1555723137 | Administratively Determined Incentive Program | NEWFIELD | 8344 | 15 | 7.51 | Residential | Behind the Meter | Yes | Net Metered Residential | Big Solar Energy, LLC |  | Vineland Muni Electric | Accepted | 2024-01-31 | 2024-02-20 | 2025-02-20 | Solar Panels | JA Solar | JAM72S09-395 |  | 0.395 | 14 | 182 | 19 |  | Fixed | Roof
NJADRE1555723143 | Administratively Determined Incentive Program | GLOUCESTER CITY | 8030 | 14 | 6.08 | Residential | Behind the Meter | Yes | Net Metered Residential | EMT Renewables |  | PSE&G | Accepted | 2024-01-31 | 2024-02-20 | 2025-02-20 | Inverters | ENPHASE | IQ8+ | 290 |  | 15 |  |  | 0.98 |  | Other | UNDER EACH PANEL
NJADRE1555723143 | Administratively Determined Incentive Program | GLOUCESTER CITY | 8030 | 14 | 6.08 | Residential | Behind the Meter | Yes | Net Metered Residential | EMT Renewables |  | PSE&G | Accepted | 2024-01-31 | 2024-02-20 | 2025-02-20 | Solar Panels | Q CELLS | Q PEAK DUO BLK |  | 0.405 | 15 | 128 | 37 |  | Fixed | Roof
NJADRE1555723145 | Administratively Determined Incentive Program | SEWELL | 8080 | 14 | 3.6 | Residential | Behind the Meter | Yes | Net Metered Residential | Pro Custom Solar dba Momentum Solar |  | AC Electric | Accepted | 2024-01-31 | 2024-02-20 | 2025-02-20 | Solar Panels | Q. PEAK DUO BLK ML-G10+400 | HANWHA |  | 0.4 | 9 | 180 | 26 |  | Fixed | Roof
NJADRE1555723145 | Administratively Determined Incentive Program | SEWELL | 8080 | 14 | 3.6 | Residential | Behind the Meter | Yes | Net Metered Residential | Pro Custom Solar dba Momentum Solar |  | AC Electric | Accepted | 2024-01-31 | 2024-02-20 | 2025-02-20 | Inverters | IQ8PLUS-72-2-US | ENPHASE | 290 |  | 9 |  |  | 0.97 |  | Outdoor
NJADRE1555723155 | Administratively Determined Incentive Program | MILLVILLE | 8332 | 20 | 7.79 | Residential | Behind the Meter | Yes | Net Metered Residential | Define Solar LLC |  | Vineland Muni Electric | Accepted | 2024-01-31 | 2024-02-21 | 2025-02-21 | Inverters | Enphase | IQ8PLUS-72-2-US | 290 |  | 8 |  |  | 0.976 |  | Outside | Under each pv panel
NJADRE1555723155 | Administratively Determined Incentive Program | MILLVILLE | 8332 | 20 | 7.79 | Residential | Behind the Meter | Yes | Net Metered Residential | Define Solar LLC |  | Vineland Muni Electric | Accepted | 2024-01-31 | 2024-02-21 | 2025-02-21 | Inverters | Enphase | IQ8PLUS-72-2-US | 290 |  | 4 |  |  | 0.976 |  | Outside | Under each pv panel
NJADRE1555723155 | Administratively Determined Incentive Program | MILLVILLE | 8332 | 20 | 7.79 | Residential | Behind the Meter | Yes | Net Metered Residential | Define Solar LLC |  | Vineland Muni Electric | Accepted | 2024-01-31 | 2024-02-21 | 2025-02-21 | Inverters | Enphase | IQ8PLUS-72-2-US | 290 |  | 7 |  |  | 0.976 |  | Outside | Under each pv panel
NJADRE1555723155 | Administratively Determined Incentive Program | MILLVILLE | 8332 | 20 | 7.79 | Residential | Behind the Meter | Yes | Net Metered Residential | Define Solar LLC |  | Vineland Muni Electric | Accepted | 2024-01-31 | 2024-02-21 | 2025-02-21 | Solar Panels | Znshine | ZXM7-SH108 410W |  | 0.41 | 8 | 78 | 21 |  | Fixed | Roof
NJADRE1555723155 | Administratively Determined Incentive Program | MILLVILLE | 8332 | 20 | 7.79 | Residential | Behind the Meter | Yes | Net Metered Residential | Define Solar LLC |  | Vineland Muni Electric | Accepted | 2024-01-31 | 2024-02-21 | 2025-02-21 | Solar Panels | Znshine | ZXM7-SH108 410W |  | 0.41 | 4 | 78 | 21 |  | Fixed | Roof
NJADRE1555723155 | Administratively Determined Incentive Program | MILLVILLE | 8332 | 20 | 7.79 | Residential | Behind the Meter | Yes | Net Metered Residential | Define Solar LLC |  | Vineland Muni Electric | Accepted | 2024-01-31 | 2024-02-21 | 2025-02-21 | Solar Panels | Znshine | ZXM7-SH108 410W |  | 0.41 | 7 | 258 | 21 |  | Fixed | Roof
NJADRE1555723155 | Administratively Determined Incentive Program | MILLVILLE | 8332 | 20 | 7.79 | Residential | Behind the Meter | Yes | Net Metered Residential | Define Solar LLC |  | Vineland Muni Electric | Accepted | 2024-01-31 | 2024-02-21 | 2025-02-21 | Meters | Enphase | X2-IQ-AM1-240-4 |  |  | 1 |  |  |  | Yes | Outdoor
NJADRE1555723175 | Administratively Determined Incentive Program | PLEASANTVILLE | 8232 | 19 | 24.49 | Commercial | Behind the Meter | No | Small Net-Metered Non-Residential located on Rooftop, Carport, Canopy and Floating Solar | Spectacular Solar |  | AC Electric | Accepted | 2024-01-31 | 2024-02-26 | 2025-02-26 | Inverters | SolarEdge | SE10000H-US | 10000 |  | 2 |  |  | 0.9 |  | Outdoor
NJADRE1555723175 | Administratively Determined Incentive Program | PLEASANTVILLE | 8232 | 19 | 24.49 | Commercial | Behind the Meter | No | Small Net-Metered Non-Residential located on Rooftop, Carport, Canopy and Floating Solar | Spectacular Solar |  | AC Electric | Accepted | 2024-01-31 | 2024-02-26 | 2025-02-26 | Meters | Westinghouse | Kilowatthours |  |  | 1 |  |  |  | No | Outdoor
NJADRE1555723175 | Administratively Determined Incentive Program | PLEASANTVILLE | 8232 | 19 | 24.49 | Commercial | Behind the Meter | No | Small Net-Metered Non-Residential located on Rooftop, Carport, Canopy and Floating Solar | Spectacular Solar |  | AC Electric | Accepted | 2024-01-31 | 2024-02-26 | 2025-02-26 | Solar Panels | PHONO SOLAR | PS395M4-24/TH |  | 0.395 | 18 | 208 | 30 |  | Fixed | Roof
NJADRE1555723175 | Administratively Determined Incentive Program | PLEASANTVILLE | 8232 | 19 | 24.49 | Commercial | Behind the Meter | No | Small Net-Metered Non-Residential located on Rooftop, Carport, Canopy and Floating Solar | Spectacular Solar |  | AC Electric | Accepted | 2024-01-31 | 2024-02-26 | 2025-02-26 | Solar Panels | Phono Solar | PS395M4-24/TH |  | 0.395 | 27 | 208 | 30 |  | Fixed | Roof
NJADRE1555723175 | Administratively Determined Incentive Program | PLEASANTVILLE | 8232 | 19 | 24.49 | Commercial | Behind the Meter | No | Small Net-Metered Non-Residential located on Rooftop, Carport, Canopy and Floating Solar | Spectacular Solar |  | AC Electric | Accepted | 2024-01-31 | 2024-02-26 | 2025-02-26 | Solar Panels | Phono Solar | PS395M4-24/TH |  | 0.395 | 8 | 208 | 30 |  | Fixed | Roof
NJADRE1555723175 | Administratively Determined Incentive Program | PLEASANTVILLE | 8232 | 19 | 24.49 | Commercial | Behind the Meter | No | Small Net-Metered Non-Residential located on Rooftop, Carport, Canopy and Floating Solar | Spectacular Solar |  | AC Electric | Accepted | 2024-01-31 | 2024-02-26 | 2025-02-26 | Solar Panels | Phono Solar | PS395M4-24/TH |  | 0.395 | 9 | 28 | 30 |  | Fixed | Roof
NJADRE1555723178 | Administratively Determined Incentive Program | HOWELL | 7731 | 17 | 9.72 | Residential | Behind the Meter | Yes | Net Metered Residential | EMT Renewables |  | JCP&L | Accepted | 2024-01-31 | 2024-02-21 | 2025-02-21 | Inverters | ENPHASE | IQ8+ | 290 |  | 24 |  |  | 0.98 |  | Other | UNDER EACH PANEL
NJADRE1555723178 | Administratively Determined Incentive Program | HOWELL | 7731 | 17 | 9.72 | Residential | Behind the Meter | Yes | Net Metered Residential | EMT Renewables |  | JCP&L | Accepted | 2024-01-31 | 2024-02-21 | 2025-02-21 | Solar Panels | Q CELLS | Q PEAK DUO BLK |  | 0.405 | 5 | 242 | 22 |  | Fixed | Roof
NJADRE1555723178 | Administratively Determined Incentive Program | HOWELL | 7731 | 17 | 9.72 | Residential | Behind the Meter | Yes | Net Metered Residential | EMT Renewables |  | JCP&L | Accepted | 2024-01-31 | 2024-02-21 | 2025-02-21 | Solar Panels | Q CELLS | Q PEAK DUO BLK |  | 0.405 | 2 | 241 | 21 |  | Fixed | Roof
NJADRE1555723178 | Administratively Determined Incentive Program | HOWELL | 7731 | 17 | 9.72 | Residential | Behind the Meter | Yes | Net Metered Residential | EMT Renewables |  | JCP&L | Accepted | 2024-01-31 | 2024-02-21 | 2025-02-21 | Solar Panels | Q CELLS | Q PEAK DUO BLK |  | 0.405 | 17 | 241 | 21 |  | Fixed | Roof
NJADRE1555723189 | Administratively Determined Incentive Program | OLD BRIDGE | 8857 | 11 | 15.2 | Residential | Behind the Meter | Yes | Net Metered Residential | Pro Custom Solar dba Momentum Solar |  | JCP&L | Accepted | 2024-01-31 | 2024-02-21 | 2025-02-21 | Solar Panels | Q. PEAK DUO BLK ML-G10+400 | HANWHA |  | 0.4 | 33 | 72 | 11 |  | Fixed | Roof
NJADRE1555723189 | Administratively Determined Incentive Program | OLD BRIDGE | 8857 | 11 | 15.2 | Residential | Behind the Meter | Yes | Net Metered Residential | Pro Custom Solar dba Momentum Solar |  | JCP&L | Accepted | 2024-01-31 | 2024-02-21 | 2025-02-21 | Solar Panels | Q. PEAK DUO BLK ML-G10+400 | HANWHA |  | 0.4 | 5 | 252 | 22 |  | Fixed | Roof
NJADRE1555723189 | Administratively Determined Incentive Program | OLD BRIDGE | 8857 | 11 | 15.2 | Residential | Behind the Meter | Yes | Net Metered Residential | Pro Custom Solar dba Momentum Solar |  | JCP&L | Accepted | 2024-01-31 | 2024-02-21 | 2025-02-21 | Inverters | IQ8PLUS-72-2-US | ENPHASE | 290 |  | 38 |  |  | 0.97 |  | Outdoor
NJADRE1555723193 | Administratively Determined Incentive Program | PLAINFIELD CITY | 7062 | 10 | 8.4 | Residential | Behind the Meter | Yes | Net Metered Residential | Sunrun Installation Services, Inc. |  | PSE&G | Accepted | 2024-01-31 | 2024-02-20 | 2025-02-20 | Inverters | Delta Electronics | E6-TL-US | 5760 |  | 1 |  |  | 0.975 |  | Outside | Next to Meter
NJADRE1555723193 | Administratively Determined Incentive Program | PLAINFIELD CITY | 7062 | 10 | 8.4 | Residential | Behind the Meter | Yes | Net Metered Residential | Sunrun Installation Services, Inc. |  | PSE&G | Accepted | 2024-01-31 | 2024-02-20 | 2025-02-20 | Solar Panels | Hanwha Q Cells | Q.PEAK DUO BLK ML-G10+/t 400 |  | 0.4 | 12 | 218 | 23 |  | Fixed | Roof
NJADRE1555723193 | Administratively Determined Incentive Program | PLAINFIELD CITY | 7062 | 10 | 8.4 | Residential | Behind the Meter | Yes | Net Metered Residential | Sunrun Installation Services, Inc. |  | PSE&G | Accepted | 2024-01-31 | 2024-02-20 | 2025-02-20 | Solar Panels | Hanwha Q Cells | Q.PEAK DUO BLK ML-G10+/t 400 |  | 0.4 | 9 | 38 | 23 |  | Fixed | Roof
NJADRE1555723203 | Administratively Determined Incentive Program | Middlesex | 8846 | 11 | 6.8 | Residential | Behind the Meter | Yes | Net Metered Residential | Pro Custom Solar dba Momentum Solar |  | PSE&G | Accepted | 2024-01-31 | 2024-02-20 | 2025-02-20 | Solar Panels | Q. PEAK DUO BLK ML-G10+400 | HANWHA |  | 0.4 | 7 | 149 | 26 |  | Fixed | Roof
NJADRE1555723203 | Administratively Determined Incentive Program | Middlesex | 8846 | 11 | 6.8 | Residential | Behind the Meter | Yes | Net Metered Residential | Pro Custom Solar dba Momentum Solar |  | PSE&G | Accepted | 2024-01-31 | 2024-02-20 | 2025-02-20 | Solar Panels | Q. PEAK DUO BLK ML-G10+400 | HANWHA |  | 0.4 | 10 | 329 | 27 |  | Fixed | Roof
NJADRE1555723203 | Administratively Determined Incentive Program | Middlesex | 8846 | 11 | 6.8 | Residential | Behind the Meter | Yes | Net Metered Residential | Pro Custom Solar dba Momentum Solar |  | PSE&G | Accepted | 2024-01-31 | 2024-02-20 | 2025-02-20 | Inverters | IQ8PLUS-72-2-US | ENPHASE | 290 |  | 17 |  |  | 0.97 |  | Outdoor
NJADRE1555723239 | Administratively Determined Incentive Program | EGG HARBOR TOWNSHIP | 8234 | 19 | 11.06 | Residential | Behind the Meter | Yes | Net Metered Residential | Big Solar Energy, LLC |  | AC Electric | Accepted | 2024-01-31 | 2024-02-20 | 2025-02-20 | Inverters | SolarEdge | SE7600H-US | 7600 |  | 1 |  |  | 0.992 |  | Outdoor
NJADRE1555723239 | Administratively Determined Incentive Program | EGG HARBOR TOWNSHIP | 8234 | 19 | 11.06 | Residential | Behind the Meter | Yes | Net Metered Residential | Big Solar Energy, LLC |  | AC Electric | Accepted | 2024-01-31 | 2024-02-20 | 2025-02-20 | Solar Panels | JA Solar | JAM54S31-395/MR |  | 0.395 | 10 | 217 | 45 |  | Fixed | Roof
NJADRE1555723239 | Administratively Determined Incentive Program | EGG HARBOR TOWNSHIP | 8234 | 19 | 11.06 | Residential | Behind the Meter | Yes | Net Metered Residential | Big Solar Energy, LLC |  | AC Electric | Accepted | 2024-01-31 | 2024-02-20 | 2025-02-20 | Solar Panels | JA Solar | JAM54S31-395/MR |  | 0.395 | 6 | 217 | 43 |  | Fixed | Roof
NJADRE1555723239 | Administratively Determined Incentive Program | EGG HARBOR TOWNSHIP | 8234 | 19 | 11.06 | Residential | Behind the Meter | Yes | Net Metered Residential | Big Solar Energy, LLC |  | AC Electric | Accepted | 2024-01-31 | 2024-02-20 | 2025-02-20 | Solar Panels | JA Solar | JAM54S31-395/MR |  | 0.395 | 7 | 127 | 38 |  | Fixed | Roof
NJADRE1555723239 | Administratively Determined Incentive Program | EGG HARBOR TOWNSHIP | 8234 | 19 | 11.06 | Residential | Behind the Meter | Yes | Net Metered Residential | Big Solar Energy, LLC |  | AC Electric | Accepted | 2024-01-31 | 2024-02-20 | 2025-02-20 | Solar Panels | JA Solar | JAM54S31-395/MR |  | 0.395 | 5 | 307 | 38 |  | Fixed | Roof
NJADRE1555723250 | Administratively Determined Incentive Program | WESTAMPTON | 8060 | 13 | 9.72 | Residential | Behind the Meter | No | Net Metered Residential | Sunwise Energy LLC |  | PSE&G | Accepted | 2024-02-02 | 2024-02-22 | 2025-02-22 | Solar Panels | REC ALPHA | REC405AA |  | 0.405 | 18 | 236 | 16 |  | Fixed | Roof
NJADRE1555723250 | Administratively Determined Incentive Program | WESTAMPTON | 8060 | 13 | 9.72 | Residential | Behind the Meter | No | Net Metered Residential | Sunwise Energy LLC |  | PSE&G | Accepted | 2024-02-02 | 2024-02-22 | 2025-02-22 | Solar Panels | REC ALPHA | REC405AA |  | 0.405 | 6 | 56 | 16 |  | Fixed | Roof
NJADRE1555723250 | Administratively Determined Incentive Program | WESTAMPTON | 8060 | 13 | 9.72 | Residential | Behind the Meter | No | Net Metered Residential | Sunwise Energy LLC |  | PSE&G | Accepted | 2024-02-02 | 2024-02-22 | 2025-02-22 | Inverters | Enphase Energy | IQ8A-72-2-US | 366 |  | 24 |  |  | 0.977 |  | Outside
NJADRE1555723384 | Administratively Determined Incentive Program | Woodbridge Twp | 8861 | 11 | 11.56 | Residential | Behind the Meter | No | Net Metered Residential | Tesla Energy Operations Inc |  | PSE&G | Accepted | 2024-01-31 | 2024-02-23 | 2025-02-23 | Solar Panels | Hanwha | Q.Peak DUO BLK-G6+ 340 |  | 0.34 | 12 | 266 | 31 |  | Fixed | Roof
NJADRE1555723384 | Administratively Determined Incentive Program | Woodbridge Twp | 8861 | 11 | 11.56 | Residential | Behind the Meter | No | Net Metered Residential | Tesla Energy Operations Inc |  | PSE&G | Accepted | 2024-01-31 | 2024-02-23 | 2025-02-23 | Solar Panels | Hanwha | Q.Peak DUO BLK-G6+ 340 |  | 0.34 | 17 | 86 | 32 |  | Fixed | Roof
NJADRE1555723384 | Administratively Determined Incentive Program | Woodbridge Twp | 8861 | 11 | 11.56 | Residential | Behind the Meter | No | Net Metered Residential | Tesla Energy Operations Inc |  | PSE&G | Accepted | 2024-01-31 | 2024-02-23 | 2025-02-23 | Solar Panels | Hanwha | Q.Peak DUO BLK-G6+ 340 |  | 0.34 | 5 | 356 | 32 |  | Fixed | Roof
NJADRE1555723384 | Administratively Determined Incentive Program | Woodbridge Twp | 8861 | 11 | 11.56 | Residential | Behind the Meter | No | Net Metered Residential | Tesla Energy Operations Inc |  | PSE&G | Accepted | 2024-01-31 | 2024-02-23 | 2025-02-23 | Inverters | Tesla | 1534000-00-F | 3800 |  | 1 |  |  | 0.98 |  | Outside
NJADRE1555723384 | Administratively Determined Incentive Program | Woodbridge Twp | 8861 | 11 | 11.56 | Residential | Behind the Meter | No | Net Metered Residential | Tesla Energy Operations Inc |  | PSE&G | Accepted | 2024-01-31 | 2024-02-23 | 2025-02-23 | Inverters | Tesla | 1538000-00-F | 7600 |  | 1 |  |  | 0.98 |  | Outside
NJADRE1555723405 | Administratively Determined Incentive Program | Absecon | 8205 | 19 | 9.72 | Residential | Behind the Meter | No | Net Metered Residential | Powur, PBC |  | AC Electric | Accepted | 2024-01-31 | 2024-02-21 | 2025-02-21 | Solar Panels | Hanwha | Q.PEAK DUO BLK ML-G10+ 405 |  | 0.405 | 24 | 180 | 20 |  | Fixed | Ground
NJADRE1555723405 | Administratively Determined Incentive Program | Absecon | 8205 | 19 | 9.72 | Residential | Behind the Meter | No | Net Metered Residential | Powur, PBC |  | AC Electric | Accepted | 2024-01-31 | 2024-02-21 | 2025-02-21 | Inverters | Enphase | IQ8PLUS-72-2-US | 290 |  | 24 |  |  | 0.99 |  | Outside
NJADRE1555723456 | Administratively Determined Incentive Program | Sicklerville | 8081 | 14 | 14.4 | Residential | Behind the Meter | Yes | Net Metered Residential | Big Solar Energy, LLC |  | AC Electric | Accepted | 2024-01-31 | 2024-03-01 | 2025-03-01 | Inverters | SolarEdge | SE10000H-US | 42 |  | 1 |  |  | 0.992 |  | Outdoor
NJADRE1555723456 | Administratively Determined Incentive Program | Sicklerville | 8081 | 14 | 14.4 | Residential | Behind the Meter | Yes | Net Metered Residential | Big Solar Energy, LLC |  | AC Electric | Accepted | 2024-01-31 | 2024-03-01 | 2025-03-01 | Solar Panels | CANADIAN SOLAR | CS6R-400MS-HL |  | 0.4 | 14 | 232 | 23 |  | Fixed | Roof
NJADRE1555723456 | Administratively Determined Incentive Program | Sicklerville | 8081 | 14 | 14.4 | Residential | Behind the Meter | Yes | Net Metered Residential | Big Solar Energy, LLC |  | AC Electric | Accepted | 2024-01-31 | 2024-03-01 | 2025-03-01 | Solar Panels | CANADIAN SOLAR | CS6R-400MS-HL |  | 0.4 | 9 | 52 | 23 |  | Fixed | Roof
NJADRE1555723456 | Administratively Determined Incentive Program | Sicklerville | 8081 | 14 | 14.4 | Residential | Behind the Meter | Yes | Net Metered Residential | Big Solar Energy, LLC |  | AC Electric | Accepted | 2024-01-31 | 2024-03-01 | 2025-03-01 | Solar Panels | CANADIAN SOLAR | CS6R-400MS-HL |  | 0.4 | 7 | 52 | 20 |  | Fixed | Roof
NJADRE1555723456 | Administratively Determined Incentive Program | Sicklerville | 8081 | 14 | 14.4 | Residential | Behind the Meter | Yes | Net Metered Residential | Big Solar Energy, LLC |  | AC Electric | Accepted | 2024-01-31 | 2024-03-01 | 2025-03-01 | Solar Panels | CANADIAN SOLAR | CS6R-400MS-HL |  | 0.4 | 6 | 232 | 20 |  | Fixed | Roof
NJADRE1555724036 | Administratively Determined Incentive Program | EWING | 8628 | 12 | 5.53 | Residential | Behind the Meter | Yes | Net Metered Residential | Solar Mite Solutions |  | PSE&G | Accepted | 2024-01-31 | 2024-02-21 | 2025-02-21 | Inverters | Enphase | IQ8PLUS-72-2 | 290 |  | 14 |  |  | 0.98 |  | Outdoor
NJADRE1555724036 | Administratively Determined Incentive Program | EWING | 8628 | 12 | 5.53 | Residential | Behind the Meter | Yes | Net Metered Residential | Solar Mite Solutions |  | PSE&G | Accepted | 2024-01-31 | 2024-02-21 | 2025-02-21 | Solar Panels | Canadian Solar | CS6R |  | 0.395 | 14 | 225 | 27 |  | Fixed | Roof | Array 1
NJADRE1555724049 | Administratively Determined Incentive Program | CAMDEN | 8104 | 14 | 4.35 | Residential | Behind the Meter | Yes | Net Metered Residential | Bright Planet Solar |  | PSE&G | Accepted | 2024-01-31 | 2024-02-20 | 2025-02-20 | Inverters | Solar Edge | SE3000H-USRGM | 3000 |  | 1 |  |  | 0.98 |  | Outdoor | OUTSIDE
NJADRE1555724049 | Administratively Determined Incentive Program | CAMDEN | 8104 | 14 | 4.35 | Residential | Behind the Meter | Yes | Net Metered Residential | Bright Planet Solar |  | PSE&G | Accepted | 2024-01-31 | 2024-02-20 | 2025-02-20 | Solar Panels | Hanwha Q.Cells | Q.Peak Duo Blk ML-G10+ 395 |  | 0.395 | 11 | 159 | 9 |  | Fixed | Roof
NJADRE1555725929 | Administratively Determined Incentive Program | PLAINFIELD | 7060 | 10 | 9.32 | Residential | Behind the Meter | Yes | Net Metered Residential | Sunrun Installation Services, Inc. |  | PSE&G | Accepted | 2024-02-01 | 2024-02-20 | 2025-02-20 | Inverters | SolarEdge Technologies | SE7600H-USSN | 7600 |  | 1 |  |  | 0.99 |  | Outdoor
NJADRE1555725929 | Administratively Determined Incentive Program | PLAINFIELD | 7060 | 10 | 9.32 | Residential | Behind the Meter | Yes | Net Metered Residential | Sunrun Installation Services, Inc. |  | PSE&G | Accepted | 2024-02-01 | 2024-02-20 | 2025-02-20 | Solar Panels | Hanwha Q Cells | Q.PEAK DUO BLK ML-G10+ 405 |  | 0.405 | 2 | 268 | 19 |  | Fixed | Roof
NJADRE1555725929 | Administratively Determined Incentive Program | PLAINFIELD | 7060 | 10 | 9.32 | Residential | Behind the Meter | Yes | Net Metered Residential | Sunrun Installation Services, Inc. |  | PSE&G | Accepted | 2024-02-01 | 2024-02-20 | 2025-02-20 | Solar Panels | Hanwha Q Cells | Q.PEAK DUO BLK ML-G10+ 405 |  | 0.405 | 2 | 88 | 19 |  | Fixed | Roof
NJADRE1555725929 | Administratively Determined Incentive Program | PLAINFIELD | 7060 | 10 | 9.32 | Residential | Behind the Meter | Yes | Net Metered Residential | Sunrun Installation Services, Inc. |  | PSE&G | Accepted | 2024-02-01 | 2024-02-20 | 2025-02-20 | Solar Panels | Hanwha Q Cells | Q.PEAK DUO BLK ML-G10+ 405 |  | 0.405 | 8 | 358 | 13 |  | Fixed | Roof
NJADRE1555725929 | Administratively Determined Incentive Program | PLAINFIELD | 7060 | 10 | 9.32 | Residential | Behind the Meter | Yes | Net Metered Residential | Sunrun Installation Services, Inc. |  | PSE&G | Accepted | 2024-02-01 | 2024-02-20 | 2025-02-20 | Solar Panels | Hanwha Q Cells | Q.PEAK DUO BLK ML-G10+ 405 |  | 0.405 | 11 | 268 | 33 |  | Fixed | Roof
NJADRE1555725930 | Administratively Determined Incentive Program | FREEHOLD | 7728 | 17 | 14.18 | Residential | Behind the Meter | Yes | Net Metered Residential | Sunrun Installation Services, Inc. |  | JCP&L | Accepted | 2024-02-01 | 2024-02-23 | 2025-02-23 | Inverters | SolarEdge Technologies | SE10000H-USSN | 10000 |  | 1 |  |  | 0.99 |  | Outdoor
NJADRE1555725930 | Administratively Determined Incentive Program | FREEHOLD | 7728 | 17 | 14.18 | Residential | Behind the Meter | Yes | Net Metered Residential | Sunrun Installation Services, Inc. |  | JCP&L | Accepted | 2024-02-01 | 2024-02-23 | 2025-02-23 | Solar Panels | Hanwha Q Cells | Q.PEAK DUO BLK ML-G10+ 405 |  | 0.405 | 11 | 357 | 26 |  | Fixed | Roof
NJADRE1555725930 | Administratively Determined Incentive Program | FREEHOLD | 7728 | 17 | 14.18 | Residential | Behind the Meter | Yes | Net Metered Residential | Sunrun Installation Services, Inc. |  | JCP&L | Accepted | 2024-02-01 | 2024-02-23 | 2025-02-23 | Solar Panels | Hanwha Q Cells | Q.PEAK DUO BLK ML-G10+ 405 |  | 0.405 | 18 | 177 | 26 |  | Fixed | Roof
NJADRE1555725930 | Administratively Determined Incentive Program | FREEHOLD | 7728 | 17 | 14.18 | Residential | Behind the Meter | Yes | Net Metered Residential | Sunrun Installation Services, Inc. |  | JCP&L | Accepted | 2024-02-01 | 2024-02-23 | 2025-02-23 | Solar Panels | Hanwha Q Cells | Q.PEAK DUO BLK ML-G10+ 405 |  | 0.405 | 6 | 177 | 26 |  | Fixed | Roof
NJADRE1555725931 | Administratively Determined Incentive Program | TEANECK | 7666 | 7 | 4 | Residential | Behind the Meter | Yes | Net Metered Residential | Sunrun Installation Services, Inc. |  | PSE&G | Accepted | 2024-02-01 | 2024-02-20 | 2025-02-20 | Inverters | SolarEdge Technologies | SE3800H-USMN | 3800 |  | 1 |  |  | 0.99 |  | Outdoor
NJADRE1555725931 | Administratively Determined Incentive Program | TEANECK | 7666 | 7 | 4 | Residential | Behind the Meter | Yes | Net Metered Residential | Sunrun Installation Services, Inc. |  | PSE&G | Accepted | 2024-02-01 | 2024-02-20 | 2025-02-20 | Solar Panels | Hanwha Q Cells | Q.PEAK DUO BLK ML-G10+/T 400 |  | 0.4 | 3 | 292 | 28 |  | Fixed | Roof
NJADRE1555725931 | Administratively Determined Incentive Program | TEANECK | 7666 | 7 | 4 | Residential | Behind the Meter | Yes | Net Metered Residential | Sunrun Installation Services, Inc. |  | PSE&G | Accepted | 2024-02-01 | 2024-02-20 | 2025-02-20 | Solar Panels | Hanwha Q Cells | Q.PEAK DUO BLK ML-G10+/T 400 |  | 0.4 | 3 | 112 | 27 |  | Fixed | Roof
NJADRE1555725931 | Administratively Determined Incentive Program | TEANECK | 7666 | 7 | 4 | Residential | Behind the Meter | Yes | Net Metered Residential | Sunrun Installation Services, Inc. |  | PSE&G | Accepted | 2024-02-01 | 2024-02-20 | 2025-02-20 | Solar Panels | Hanwha Q Cells | Q.PEAK DUO BLK ML-G10+/T 400 |  | 0.4 | 4 | 25 | 7 |  | Fixed | Roof
NJADRE1555725932 | Administratively Determined Incentive Program | FAIR LAWN | 7410 | 7 | 8.51 | Residential | Behind the Meter | Yes | Net Metered Residential | Sunrun Installation Services, Inc. |  | PSE&G | Accepted | 2024-02-01 | 2024-02-20 | 2025-02-20 | Inverters | Delta Electronics | E6-TL-US | 5760 |  | 1 |  |  | 0.98 |  | Outdoor
NJADRE1555725932 | Administratively Determined Incentive Program | FAIR LAWN | 7410 | 7 | 8.51 | Residential | Behind the Meter | Yes | Net Metered Residential | Sunrun Installation Services, Inc. |  | PSE&G | Accepted | 2024-02-01 | 2024-02-20 | 2025-02-20 | Solar Panels | Hanwha Q Cells | Q.PEAK DUO BLK ML-G10+ 405 |  | 0.405 | 8 | 72 | 24 |  | Fixed | Roof
NJADRE1555725932 | Administratively Determined Incentive Program | FAIR LAWN | 7410 | 7 | 8.51 | Residential | Behind the Meter | Yes | Net Metered Residential | Sunrun Installation Services, Inc. |  | PSE&G | Accepted | 2024-02-01 | 2024-02-20 | 2025-02-20 | Solar Panels | Hanwha Q Cells | Q.PEAK DUO BLK ML-G10+ 405 |  | 0.405 | 13 | 252 | 24 |  | Fixed | Roof
NJADRE1555725933 | Administratively Determined Incentive Program | FORT LEE | 7024 | 7 | 7.6 | Residential | Behind the Meter | Yes | Net Metered Residential | Sunrun Installation Services, Inc. |  | PSE&G | Accepted | 2024-02-01 | 2024-02-21 | 2025-02-21 | Inverters | SolarEdge Technologies | SE6000H-USSN | 6000 |  | 1 |  |  | 0.99 |  | Outdoor
NJADRE1555725933 | Administratively Determined Incentive Program | FORT LEE | 7024 | 7 | 7.6 | Residential | Behind the Meter | Yes | Net Metered Residential | Sunrun Installation Services, Inc. |  | PSE&G | Accepted | 2024-02-01 | 2024-02-21 | 2025-02-21 | Solar Panels | Hanwha Q Cells | Q.PEAK DUO BLK ML-G10+/T 400 |  | 0.4 | 19 | 182 | 25 |  | Fixed | Roof
NJADRE1555725936 | Administratively Determined Incentive Program | Atco | 8004 | 14 | 4.46 | Residential | Behind the Meter | Yes | Net Metered Residential | Sunrun Installation Services, Inc. |  | AC Electric | Accepted | 2024-02-01 | 2024-02-20 | 2025-02-20 | Inverters | Delta Electronics | E4-TL-US | 3840 |  | 1 |  |  | 0.98 |  | Outdoor
NJADRE1555725936 | Administratively Determined Incentive Program | Atco | 8004 | 14 | 4.46 | Residential | Behind the Meter | Yes | Net Metered Residential | Sunrun Installation Services, Inc. |  | AC Electric | Accepted | 2024-02-01 | 2024-02-20 | 2025-02-20 | Solar Panels | Hanwha Q Cells | Q.PEAK DUO BLK ML-G10+ 405 |  | 0.405 | 11 | 62 | 32 |  | Fixed | Roof
NJADRE1555725938 | Administratively Determined Incentive Program | Hamilton Township | 8610 | 12 | 5.6 | Residential | Behind the Meter | Yes | Net Metered Residential | Sunrun Installation Services, Inc. |  | PSE&G | Accepted | 2024-02-01 | 2024-02-20 | 2025-02-20 | Inverters | Delta Electronics | E4-TL-US | 3840 |  | 1 |  |  | 0.98 |  | Outdoor
NJADRE1555725938 | Administratively Determined Incentive Program | Hamilton Township | 8610 | 12 | 5.6 | Residential | Behind the Meter | Yes | Net Metered Residential | Sunrun Installation Services, Inc. |  | PSE&G | Accepted | 2024-02-01 | 2024-02-20 | 2025-02-20 | Solar Panels | Hanwha Q Cells | Q.PEAK DUO BLK ML-G10+/T 400 |  | 0.4 | 2 | 293 | 23 |  | Fixed | Roof
NJADRE1555725938 | Administratively Determined Incentive Program | Hamilton Township | 8610 | 12 | 5.6 | Residential | Behind the Meter | Yes | Net Metered Residential | Sunrun Installation Services, Inc. |  | PSE&G | Accepted | 2024-02-01 | 2024-02-20 | 2025-02-20 | Solar Panels | Hanwha Q Cells | Q.PEAK DUO BLK ML-G10+/T 400 |  | 0.4 | 3 | 294 | 23 |  | Fixed | Roof
NJADRE1555725938 | Administratively Determined Incentive Program | Hamilton Township | 8610 | 12 | 5.6 | Residential | Behind the Meter | Yes | Net Metered Residential | Sunrun Installation Services, Inc. |  | PSE&G | Accepted | 2024-02-01 | 2024-02-20 | 2025-02-20 | Solar Panels | Hanwha Q Cells | Q.PEAK DUO BLK ML-G10+/T 400 |  | 0.4 | 7 | 113 | 23 |  | Fixed | Roof
NJADRE1555725938 | Administratively Determined Incentive Program | Hamilton Township | 8610 | 12 | 5.6 | Residential | Behind the Meter | Yes | Net Metered Residential | Sunrun Installation Services, Inc. |  | PSE&G | Accepted | 2024-02-01 | 2024-02-20 | 2025-02-20 | Solar Panels | Hanwha Q Cells | Q.PEAK DUO BLK ML-G10+/T 400 |  | 0.4 | 2 | 114 | 23 |  | Fixed | Roof
NJADRE1555725951 | Administratively Determined Incentive Program | SHORT HILLS | 7078 | 9 | 27.14 | Residential | Behind the Meter | Yes | Net Metered Residential | Sunrun Installation Services, Inc. |  | JCP&L | Accepted | 2024-02-01 | 2024-02-21 | 2025-02-21 | Inverters | SolarEdge Technologies | SE10000H-USSN | 10000 |  | 2 |  |  | 0.99 |  | Outdoor
NJADRE1555725951 | Administratively Determined Incentive Program | SHORT HILLS | 7078 | 9 | 27.14 | Residential | Behind the Meter | Yes | Net Metered Residential | Sunrun Installation Services, Inc. |  | JCP&L | Accepted | 2024-02-01 | 2024-02-21 | 2025-02-21 | Solar Panels | Hanwha Q Cells | Q.PEAK DUO BLK ML-G10+ 405 |  | 0.405 | 11 | 200 | 23 |  | Fixed | Roof
NJADRE1555725951 | Administratively Determined Incentive Program | SHORT HILLS | 7078 | 9 | 27.14 | Residential | Behind the Meter | Yes | Net Metered Residential | Sunrun Installation Services, Inc. |  | JCP&L | Accepted | 2024-02-01 | 2024-02-21 | 2025-02-21 | Solar Panels | Hanwha Q Cells | Q.PEAK DUO BLK ML-G10+ 405 |  | 0.405 | 18 | 290 | 24 |  | Fixed | Roof
NJADRE1555725951 | Administratively Determined Incentive Program | SHORT HILLS | 7078 | 9 | 27.14 | Residential | Behind the Meter | Yes | Net Metered Residential | Sunrun Installation Services, Inc. |  | JCP&L | Accepted | 2024-02-01 | 2024-02-21 | 2025-02-21 | Solar Panels | Hanwha Q Cells | Q.PEAK DUO BLK ML-G10+ 405 |  | 0.405 | 6 | 200 | 24 |  | Fixed | Roof
NJADRE1555725951 | Administratively Determined Incentive Program | SHORT HILLS | 7078 | 9 | 27.14 | Residential | Behind the Meter | Yes | Net Metered Residential | Sunrun Installation Services, Inc. |  | JCP&L | Accepted | 2024-02-01 | 2024-02-21 | 2025-02-21 | Solar Panels | Hanwha Q Cells | Q.PEAK DUO BLK ML-G10+ 405 |  | 0.405 | 32 | 110 | 24 |  | Fixed | Roof
NJADRE1555725973 | Administratively Determined Incentive Program | DOVER | 7801 | 3 | 11.34 | Residential | Behind the Meter | Yes | Net Metered Residential | Sunrun Installation Services, Inc. |  | JCP&L | Accepted | 2024-02-01 | 2024-02-21 | 2025-02-21 | Inverters | SolarEdge Technologies | SE7600H-USSN | 7600 |  | 1 |  |  | 0.99 |  | Outside | Next to meter
NJADRE1555725973 | Administratively Determined Incentive Program | DOVER | 7801 | 3 | 11.34 | Residential | Behind the Meter | Yes | Net Metered Residential | Sunrun Installation Services, Inc. |  | JCP&L | Accepted | 2024-02-01 | 2024-02-21 | 2025-02-21 | Solar Panels | Hanwha Q Cells | Q.PEAK DUO BLK ML-G10+ 405 |  | 0.405 | 8 | 299 | 19 |  | Fixed | Roof
NJADRE1555725973 | Administratively Determined Incentive Program | DOVER | 7801 | 3 | 11.34 | Residential | Behind the Meter | Yes | Net Metered Residential | Sunrun Installation Services, Inc. |  | JCP&L | Accepted | 2024-02-01 | 2024-02-21 | 2025-02-21 | Solar Panels | Hanwha Q Cells | Q.PEAK DUO BLK ML-G10+ 405 |  | 0.405 | 6 | 119 | 19 |  | Fixed | Roof
NJADRE1555725973 | Administratively Determined Incentive Program | DOVER | 7801 | 3 | 11.34 | Residential | Behind the Meter | Yes | Net Metered Residential | Sunrun Installation Services, Inc. |  | JCP&L | Accepted | 2024-02-01 | 2024-02-21 | 2025-02-21 | Solar Panels | Hanwha Q Cells | Q.PEAK DUO BLK ML-G10+ 405 |  | 0.405 | 6 | 209 | 23 |  | Fixed | Roof
NJADRE1555725973 | Administratively Determined Incentive Program | DOVER | 7801 | 3 | 11.34 | Residential | Behind the Meter | Yes | Net Metered Residential | Sunrun Installation Services, Inc. |  | JCP&L | Accepted | 2024-02-01 | 2024-02-21 | 2025-02-21 | Solar Panels | Hanwha Q Cells | Q.PEAK DUO BLK ML-G10+ 405 |  | 0.405 | 8 | 28 | 23 |  | Fixed | Roof
NJADRE1555725975 | Administratively Determined Incentive Program | HAWTHORNE | 7506 | 6 | 8.51 | Residential | Behind the Meter | No | Net Metered Residential | SunnyMac LLC |  | PSE&G | Accepted | 2024-02-01 | 2024-02-23 | 2025-02-23 | Solar Panels | Q.PEAK DUO BLK ML-G10+ 405 | HANWHA |  | 0.405 | 9 | 104 | 34 |  | Fixed | Roof
NJADRE1555725975 | Administratively Determined Incentive Program | HAWTHORNE | 7506 | 6 | 8.51 | Residential | Behind the Meter | No | Net Metered Residential | SunnyMac LLC |  | PSE&G | Accepted | 2024-02-01 | 2024-02-23 | 2025-02-23 | Solar Panels | Q.PEAK DUO BLK ML-G10+ 405 | HANWHA |  | 0.405 | 12 | 284 | 34 |  | Fixed | Roof
NJADRE1555725975 | Administratively Determined Incentive Program | HAWTHORNE | 7506 | 6 | 8.51 | Residential | Behind the Meter | No | Net Metered Residential | SunnyMac LLC |  | PSE&G | Accepted | 2024-02-01 | 2024-02-23 | 2025-02-23 | Inverters | SE6000H-US | Solaredge | 6000 |  | 1 |  |  | 0.1 |  | Outdoor | next to meter
NJADRE1555725975 | Administratively Determined Incentive Program | HAWTHORNE | 7506 | 6 | 8.51 | Residential | Behind the Meter | No | Net Metered Residential | SunnyMac LLC |  | PSE&G | Accepted | 2024-02-01 | 2024-02-23 | 2025-02-23 | Meters | SE-RGMTR-1D-240C-B | Solaredge |  |  | 1 |  |  |  | Yes | Outdoor
NJADRE1555725981 | Administratively Determined Incentive Program | PHILLIPSBURG | 8865 | 2 | 11.34 | Residential | Behind the Meter | No | Net Metered Residential | EMT Renewables |  | JCP&L | Accepted | 2024-02-01 | 2024-02-21 | 2025-02-21 | Inverters | ENPHASE | IQ8+ | 290 |  | 28 |  |  | 0.98 |  | Other | UNDER EACH PANEL
NJADRE1555725981 | Administratively Determined Incentive Program | PHILLIPSBURG | 8865 | 2 | 11.34 | Residential | Behind the Meter | No | Net Metered Residential | EMT Renewables |  | JCP&L | Accepted | 2024-02-01 | 2024-02-21 | 2025-02-21 | Solar Panels | Q CELLS | Q PEAK DUO BLK |  | 0.405 | 20 | 154 | 10 |  | Fixed | Roof
NJADRE1555725981 | Administratively Determined Incentive Program | PHILLIPSBURG | 8865 | 2 | 11.34 | Residential | Behind the Meter | No | Net Metered Residential | EMT Renewables |  | JCP&L | Accepted | 2024-02-01 | 2024-02-21 | 2025-02-21 | Solar Panels | Q CELLS | Q PEAK DUO BLK |  | 0.405 | 8 | 334 | 20 |  | Fixed | Roof
NJADRE1555725988 | Administratively Determined Incentive Program | SUCCASUNNA | 7876 | 3 | 9.2 | Residential | Behind the Meter | Yes | Net Metered Residential | Sunrun Installation Services, Inc. |  | JCP&L | Accepted | 2024-02-01 | 2024-02-21 | 2025-02-21 | Inverters | SolarEdge Technologies | SE7600H-USSN | 7600 |  | 1 |  |  | 0.99 |  | Outside | Next to meter
NJADRE1555725988 | Administratively Determined Incentive Program | SUCCASUNNA | 7876 | 3 | 9.2 | Residential | Behind the Meter | Yes | Net Metered Residential | Sunrun Installation Services, Inc. |  | JCP&L | Accepted | 2024-02-01 | 2024-02-21 | 2025-02-21 | Solar Panels | Hanwha Q Cells | Q.PEAK DUO BLK ML-G10+/t 400 |  | 0.4 | 8 | 157 | 37 |  | Fixed | Roof
NJADRE1555725988 | Administratively Determined Incentive Program | SUCCASUNNA | 7876 | 3 | 9.2 | Residential | Behind the Meter | Yes | Net Metered Residential | Sunrun Installation Services, Inc. |  | JCP&L | Accepted | 2024-02-01 | 2024-02-21 | 2025-02-21 | Solar Panels | Hanwha Q Cells | Q.PEAK DUO BLK ML-G10+/t 400 |  | 0.4 | 2 | 337 | 37 |  | Fixed | Roof
NJADRE1555725988 | Administratively Determined Incentive Program | SUCCASUNNA | 7876 | 3 | 9.2 | Residential | Behind the Meter | Yes | Net Metered Residential | Sunrun Installation Services, Inc. |  | JCP&L | Accepted | 2024-02-01 | 2024-02-21 | 2025-02-21 | Solar Panels | Hanwha Q Cells | Q.PEAK DUO BLK ML-G10+/t 400 |  | 0.4 | 4 | 247 | 33 |  | Fixed | Roof
NJADRE1555725988 | Administratively Determined Incentive Program | SUCCASUNNA | 7876 | 3 | 9.2 | Residential | Behind the Meter | Yes | Net Metered Residential | Sunrun Installation Services, Inc. |  | JCP&L | Accepted | 2024-02-01 | 2024-02-21 | 2025-02-21 | Solar Panels | Hanwha Q Cells | Q.PEAK DUO BLK ML-G10+/t 400 |  | 0.4 | 3 | 67 | 33 |  | Fixed | Roof
NJADRE1555725988 | Administratively Determined Incentive Program | SUCCASUNNA | 7876 | 3 | 9.2 | Residential | Behind the Meter | Yes | Net Metered Residential | Sunrun Installation Services, Inc. |  | JCP&L | Accepted | 2024-02-01 | 2024-02-21 | 2025-02-21 | Solar Panels | Hanwha Q Cells | Q.PEAK DUO BLK ML-G10+/t 400 |  | 0.4 | 6 | 67 | 9 |  | Fixed | Roof
NJADRE1555725999 | Administratively Determined Incentive Program | BELLEVILLE TWP | 7109 | 9 | 6.48 | Residential | Behind the Meter | Yes | Net Metered Residential | Sunrun Installation Services, Inc. |  | PSE&G | Accepted | 2024-02-01 | 2024-02-21 | 2025-02-21 | Inverters | SolarEdge Technologies | SE6000H-USSN | 6000 |  | 1 |  |  | 0.99 |  | Outdoor | Next to meter
NJADRE1555725999 | Administratively Determined Incentive Program | BELLEVILLE TWP | 7109 | 9 | 6.48 | Residential | Behind the Meter | Yes | Net Metered Residential | Sunrun Installation Services, Inc. |  | PSE&G | Accepted | 2024-02-01 | 2024-02-21 | 2025-02-21 | Solar Panels | Hanwha Q Cells | Q.PEAK DUO BLK ML-G10+ 405 |  | 0.405 | 16 | 194 | 26 |  | Fixed | Roof
NJADRE1555726003 | Administratively Determined Incentive Program | ANNANDALE | 8801 | 4 | 16.2 | Residential | Behind the Meter | Yes | Net Metered Residential | Trinity Solar Inc. |  | JCP&L | Accepted | 2024-02-01 | 2024-02-21 | 2025-02-21 | Inverters | Solar Edge | SE6000H-US | 6000 |  | 2 |  |  | 0.97 |  | Outside
NJADRE1555726003 | Administratively Determined Incentive Program | ANNANDALE | 8801 | 4 | 16.2 | Residential | Behind the Meter | Yes | Net Metered Residential | Trinity Solar Inc. |  | JCP&L | Accepted | 2024-02-01 | 2024-02-21 | 2025-02-21 | Solar Panels | HANWHA | Q.PEAK DUO BLK ML-G10+ 405 |  | 0.405 | 20 | 259 | 19 |  | Fixed | Roof
NJADRE1555726003 | Administratively Determined Incentive Program | ANNANDALE | 8801 | 4 | 16.2 | Residential | Behind the Meter | Yes | Net Metered Residential | Trinity Solar Inc. |  | JCP&L | Accepted | 2024-02-01 | 2024-02-21 | 2025-02-21 | Solar Panels | HANWHA | Q.PEAK DUO BLK ML-G10+ 405 |  | 0.405 | 20 | 79 | 19 |  | Fixed | Roof
NJADRE1555726013 | Administratively Determined Incentive Program | Carteret | 7008 | 11 | 3.16 | Residential | Behind the Meter | Yes | Net Metered Residential | Big Wave Roofing and Solar LLC |  | PSE&G | Accepted | 2024-02-01 | 2024-02-22 | 2025-02-22 | Inverters | Enphase Energy Inc | IQ7PLUS-72-2-US | 290 |  | 8 |  |  | 0.98 |  | Outside
NJADRE1555726013 | Administratively Determined Incentive Program | Carteret | 7008 | 11 | 3.16 | Residential | Behind the Meter | Yes | Net Metered Residential | Big Wave Roofing and Solar LLC |  | PSE&G | Accepted | 2024-02-01 | 2024-02-22 | 2025-02-22 | Solar Panels | Canadian Solar | CS3N-395MS |  | 0.395 | 4 | 125 | 29 |  | Fixed | Roof
NJADRE1555726013 | Administratively Determined Incentive Program | Carteret | 7008 | 11 | 3.16 | Residential | Behind the Meter | Yes | Net Metered Residential | Big Wave Roofing and Solar LLC |  | PSE&G | Accepted | 2024-02-01 | 2024-02-22 | 2025-02-22 | Solar Panels | Canadian Solar | CS3N-395MS |  | 0.395 | 4 | 305 | 29 |  | Fixed | Roof
NJADRE1555726045 | Administratively Determined Incentive Program | Brick | 8723 | 18 | 10.53 | Residential | Behind the Meter | Yes | Net Metered Residential | EMT Renewables LLC |  | JCP&L | Accepted | 2024-02-01 | 2024-02-20 | 2025-02-20 | Inverters | ENPHASE | IQ8+ | 290 |  | 26 |  |  | 0.98 |  | Other | UNDER EACH PANEL
NJADRE1555726045 | Administratively Determined Incentive Program | Brick | 8723 | 18 | 10.53 | Residential | Behind the Meter | Yes | Net Metered Residential | EMT Renewables LLC |  | JCP&L | Accepted | 2024-02-01 | 2024-02-20 | 2025-02-20 | Solar Panels | Q CELLS | Q PEAK DUO BLK |  | 0.405 | 10 | 188 | 25 |  | Fixed | Roof
NJADRE1555726045 | Administratively Determined Incentive Program | Brick | 8723 | 18 | 10.53 | Residential | Behind the Meter | Yes | Net Metered Residential | EMT Renewables LLC |  | JCP&L | Accepted | 2024-02-01 | 2024-02-20 | 2025-02-20 | Solar Panels | Q CELLS | Q PEAK DUO BLK |  | 0.405 | 6 | 8 | 25 |  | Fixed | Roof
NJADRE1555726045 | Administratively Determined Incentive Program | Brick | 8723 | 18 | 10.53 | Residential | Behind the Meter | Yes | Net Metered Residential | EMT Renewables LLC |  | JCP&L | Accepted | 2024-02-01 | 2024-02-20 | 2025-02-20 | Solar Panels | Q CELLS | Q PEAK DUO BLK |  | 0.405 | 3 | 278 | 22 |  | Fixed | Roof
NJADRE1555726045 | Administratively Determined Incentive Program | Brick | 8723 | 18 | 10.53 | Residential | Behind the Meter | Yes | Net Metered Residential | EMT Renewables LLC |  | JCP&L | Accepted | 2024-02-01 | 2024-02-20 | 2025-02-20 | Solar Panels | Q CELLS | Q PEAK DUO BLK |  | 0.405 | 4 | 98 | 22 |  | Fixed | Roof
NJADRE1555726045 | Administratively Determined Incentive Program | Brick | 8723 | 18 | 10.53 | Residential | Behind the Meter | Yes | Net Metered Residential | EMT Renewables LLC |  | JCP&L | Accepted | 2024-02-01 | 2024-02-20 | 2025-02-20 | Solar Panels | Q CELLS | Q PEAK DUO BLK |  | 0.405 | 3 | 278 | 22 |  | Fixed | Roof
NJADRE1555726054 | Administratively Determined Incentive Program | METUCHEN | 8840 | 11 | 8.1 | Residential | Behind the Meter | No | Net Metered Residential | Trinity Solar |  | PSE&G | Accepted | 2024-02-01 | 2024-02-21 | 2025-02-21 | Solar Panels | HANWHA | (Q.PEAK DUO BLK ML-G10+ 405) |  | 0.405 | 8 | 138 | 23 |  | Fixed | Roof
NJADRE1555726054 | Administratively Determined Incentive Program | METUCHEN | 8840 | 11 | 8.1 | Residential | Behind the Meter | No | Net Metered Residential | Trinity Solar |  | PSE&G | Accepted | 2024-02-01 | 2024-02-21 | 2025-02-21 | Solar Panels | HANWHA | (Q.PEAK DUO BLK ML-G10+ 405) |  | 0.405 | 4 | 318 | 23 |  | Fixed | Roof
NJADRE1555726054 | Administratively Determined Incentive Program | METUCHEN | 8840 | 11 | 8.1 | Residential | Behind the Meter | No | Net Metered Residential | Trinity Solar |  | PSE&G | Accepted | 2024-02-01 | 2024-02-21 | 2025-02-21 | Solar Panels | HANWHA | (Q.PEAK DUO BLK ML-G10+ 405) |  | 0.405 | 3 | 138 | 27 |  | Fixed | Roof
NJADRE1555726054 | Administratively Determined Incentive Program | METUCHEN | 8840 | 11 | 8.1 | Residential | Behind the Meter | No | Net Metered Residential | Trinity Solar |  | PSE&G | Accepted | 2024-02-01 | 2024-02-21 | 2025-02-21 | Solar Panels | HANWHA | (Q.PEAK DUO BLK ML-G10+ 405) |  | 0.405 | 3 | 48 | 23 |  | Fixed | Roof
NJADRE1555726054 | Administratively Determined Incentive Program | METUCHEN | 8840 | 11 | 8.1 | Residential | Behind the Meter | No | Net Metered Residential | Trinity Solar |  | PSE&G | Accepted | 2024-02-01 | 2024-02-21 | 2025-02-21 | Solar Panels | HANWHA | (Q.PEAK DUO BLK ML-G10+ 405) |  | 0.405 | 2 | 228 | 23 |  | Fixed | Roof
NJADRE1555726054 | Administratively Determined Incentive Program | METUCHEN | 8840 | 11 | 8.1 | Residential | Behind the Meter | No | Net Metered Residential | Trinity Solar |  | PSE&G | Accepted | 2024-02-01 | 2024-02-21 | 2025-02-21 | Inverters | Solar Edge | SE6000H-US | 6000 |  | 1 |  |  | 0.97 |  | Outside
NJADRE1555726074 | Administratively Determined Incentive Program | Paterson | 7524 | 6 | 9.72 | Residential | Behind the Meter | Yes | Net Metered Residential | Trinity Solar Inc. |  | PSE&G | Accepted | 2024-02-01 | 2024-02-21 | 2025-02-21 | Inverters | HANWHA | SE7600H-US | 7600 |  | 1 |  |  | 0.97 |  | Outdoor
NJADRE1555726074 | Administratively Determined Incentive Program | Paterson | 7524 | 6 | 9.72 | Residential | Behind the Meter | Yes | Net Metered Residential | Trinity Solar Inc. |  | PSE&G | Accepted | 2024-02-01 | 2024-02-21 | 2025-02-21 | Solar Panels | HANWHA | (Q.PEAK DUO BLK ML-G10+ 405) |  | 0.405 | 11 | 13 | 40 |  | Fixed | Roof
NJADRE1555726074 | Administratively Determined Incentive Program | Paterson | 7524 | 6 | 9.72 | Residential | Behind the Meter | Yes | Net Metered Residential | Trinity Solar Inc. |  | PSE&G | Accepted | 2024-02-01 | 2024-02-21 | 2025-02-21 | Solar Panels | HANWHA | (Q.PEAK DUO BLK ML-G10+ 405) |  | 0.405 | 13 | 193 | 40 |  | Fixed | Roof
NJADRE1555726078 | Administratively Determined Incentive Program | TOMS RIVER | 8755 | 18 | 24.64 | Residential | Behind the Meter | Yes | Net Metered Residential | Kamtech Solar |  | JCP&L | Accepted | 2024-02-01 | 2024-02-21 | 2025-02-21 | Inverters | ENPHASE | IQ7HS-66-M-US | 384 |  | 56 |  |  | 0.97 |  | Outdoor | ROOFTOP
NJADRE1555726078 | Administratively Determined Incentive Program | TOMS RIVER | 8755 | 18 | 24.64 | Residential | Behind the Meter | Yes | Net Metered Residential | Kamtech Solar |  | JCP&L | Accepted | 2024-02-01 | 2024-02-21 | 2025-02-21 | Solar Panels | SUNPOWER | SPR-M440-H-AC |  | 0.44 | 20 | 172 | 25 |  | Fixed | Roof
NJADRE1555726078 | Administratively Determined Incentive Program | TOMS RIVER | 8755 | 18 | 24.64 | Residential | Behind the Meter | Yes | Net Metered Residential | Kamtech Solar |  | JCP&L | Accepted | 2024-02-01 | 2024-02-21 | 2025-02-21 | Solar Panels | SUNPOWER | SPR-M440-H-AC |  | 0.44 | 2 | 82 | 25 |  | Fixed | Roof
NJADRE1555726078 | Administratively Determined Incentive Program | TOMS RIVER | 8755 | 18 | 24.64 | Residential | Behind the Meter | Yes | Net Metered Residential | Kamtech Solar |  | JCP&L | Accepted | 2024-02-01 | 2024-02-21 | 2025-02-21 | Solar Panels | SUNPOWER | SPR-M440-H-AC |  | 0.44 | 5 | 82 | 24 |  | Fixed | Roof
NJADRE1555726078 | Administratively Determined Incentive Program | TOMS RIVER | 8755 | 18 | 24.64 | Residential | Behind the Meter | Yes | Net Metered Residential | Kamtech Solar |  | JCP&L | Accepted | 2024-02-01 | 2024-02-21 | 2025-02-21 | Solar Panels | SUNPOWER | SPR-M440-H-AC |  | 0.44 | 8 | 262 | 24 |  | Fixed | Roof
NJADRE1555726078 | Administratively Determined Incentive Program | TOMS RIVER | 8755 | 18 | 24.64 | Residential | Behind the Meter | Yes | Net Metered Residential | Kamtech Solar |  | JCP&L | Accepted | 2024-02-01 | 2024-02-21 | 2025-02-21 | Solar Panels | SUNPOWER | SPR-M440-H-AC |  | 0.44 | 6 | 172 | 25 |  | Fixed | Roof
NJADRE1555726078 | Administratively Determined Incentive Program | TOMS RIVER | 8755 | 18 | 24.64 | Residential | Behind the Meter | Yes | Net Metered Residential | Kamtech Solar |  | JCP&L | Accepted | 2024-02-01 | 2024-02-21 | 2025-02-21 | Solar Panels | SUNPOWER | SPR-M440-H-AC |  | 0.44 | 2 | 82 | 25 |  | Fixed | Roof
NJADRE1555726078 | Administratively Determined Incentive Program | TOMS RIVER | 8755 | 18 | 24.64 | Residential | Behind the Meter | Yes | Net Metered Residential | Kamtech Solar |  | JCP&L | Accepted | 2024-02-01 | 2024-02-21 | 2025-02-21 | Solar Panels | SUNPOWER | SPR-M440-H-AC |  | 0.44 | 13 | 262 | 25 |  | Fixed | Roof
NJADRE1555726088 | Administratively Determined Incentive Program | HILLSIDE | 7205 | 10 | 7.6 | Residential | Behind the Meter | Yes | Net Metered Residential | Power Energy Solutions |  | PSE&G | Accepted | 2024-02-01 | 2024-02-21 | 2025-02-21 | Inverters | SolarEdge | SE6000H-US | 6 |  | 1 |  |  | 0.97 |  | Outside
NJADRE1555726088 | Administratively Determined Incentive Program | HILLSIDE | 7205 | 10 | 7.6 | Residential | Behind the Meter | Yes | Net Metered Residential | Power Energy Solutions |  | PSE&G | Accepted | 2024-02-01 | 2024-02-21 | 2025-02-21 | Solar Panels | Canadian Solar | CS6R-400MS-HL HIKU6 Black Mono |  | 0.4 | 11 | 218 | 9 |  | Fixed | Roof
NJADRE1555726088 | Administratively Determined Incentive Program | HILLSIDE | 7205 | 10 | 7.6 | Residential | Behind the Meter | Yes | Net Metered Residential | Power Energy Solutions |  | PSE&G | Accepted | 2024-02-01 | 2024-02-21 | 2025-02-21 | Solar Panels | Canadian Solar | CS6R-400MS-HL HIKU6 Black Mono |  | 0.4 | 2 | 128 | 30 |  | Fixed | Roof
NJADRE1555726088 | Administratively Determined Incentive Program | HILLSIDE | 7205 | 10 | 7.6 | Residential | Behind the Meter | Yes | Net Metered Residential | Power Energy Solutions |  | PSE&G | Accepted | 2024-02-01 | 2024-02-21 | 2025-02-21 | Solar Panels | Canadian Solar | CS6R-400MS-HL HIKU6 Black Mono |  | 0.4 | 3 | 308 | 30 |  | Fixed | Roof
NJADRE1555726088 | Administratively Determined Incentive Program | HILLSIDE | 7205 | 10 | 7.6 | Residential | Behind the Meter | Yes | Net Metered Residential | Power Energy Solutions |  | PSE&G | Accepted | 2024-02-01 | 2024-02-21 | 2025-02-21 | Solar Panels | Canadian Solar | CS6R-400MS-HL HIKU6 Black Mono |  | 0.4 | 3 | 38 | 35 |  | Fixed | Roof
NJADRE1555726119 | Administratively Determined Incentive Program | FREEHOLD | 7728 | 17 | 10.67 | Residential | Behind the Meter | Yes | Net Metered Residential | Big Wave Roofing and Solar LLC |  | JCP&L | Accepted | 2024-02-01 | 2024-02-21 | 2025-02-21 | Inverters | Enphase Energy Inc | IQ7PLUS-72-2-US | 290 |  | 27 |  |  | 0.98 |  | Outside
NJADRE1555726119 | Administratively Determined Incentive Program | FREEHOLD | 7728 | 17 | 10.67 | Residential | Behind the Meter | Yes | Net Metered Residential | Big Wave Roofing and Solar LLC |  | JCP&L | Accepted | 2024-02-01 | 2024-02-21 | 2025-02-21 | Solar Panels | Canadian Solar | CS6R-395MS-HL |  | 0.395 | 23 | 126 | 27 |  | Fixed | Roof
NJADRE1555726119 | Administratively Determined Incentive Program | FREEHOLD | 7728 | 17 | 10.67 | Residential | Behind the Meter | Yes | Net Metered Residential | Big Wave Roofing and Solar LLC |  | JCP&L | Accepted | 2024-02-01 | 2024-02-21 | 2025-02-21 | Solar Panels | Canadian Solar | CS6R-395MS-HL |  | 0.395 | 4 | 216 | 31 |  | Fixed | Roof
NJADRE1555726120 | Administratively Determined Incentive Program | LITTLE EGG HARBOR TWP | 8087 | 18 | 25.2 | Residential | Behind the Meter | Yes | Net Metered Residential | Power Energy Solutions |  | AC Electric | Accepted | 2024-02-01 | 2024-02-21 | 2025-02-21 | Inverters | SolarEdge | SE11400H-US | 11 |  | 1 |  |  | 0.97 |  | Outside
NJADRE1555726120 | Administratively Determined Incentive Program | LITTLE EGG HARBOR TWP | 8087 | 18 | 25.2 | Residential | Behind the Meter | Yes | Net Metered Residential | Power Energy Solutions |  | AC Electric | Accepted | 2024-02-01 | 2024-02-21 | 2025-02-21 | Inverters | SolarEdge | SE7600H-US | 8 |  | 1 |  |  | 0.97 |  | Outside
NJADRE1555726120 | Administratively Determined Incentive Program | LITTLE EGG HARBOR TWP | 8087 | 18 | 25.2 | Residential | Behind the Meter | Yes | Net Metered Residential | Power Energy Solutions |  | AC Electric | Accepted | 2024-02-01 | 2024-02-21 | 2025-02-21 | Solar Panels | Silfab Solar | SIL-400 HC+ |  | 0.4 | 12 | 258 | 29 |  | Fixed | Roof
NJADRE1555726120 | Administratively Determined Incentive Program | LITTLE EGG HARBOR TWP | 8087 | 18 | 25.2 | Residential | Behind the Meter | Yes | Net Metered Residential | Power Energy Solutions |  | AC Electric | Accepted | 2024-02-01 | 2024-02-21 | 2025-02-21 | Solar Panels | Silfab Solar | SIL-400 HC+ |  | 0.4 | 6 | 258 | 29 |  | Fixed | Roof
NJADRE1555726120 | Administratively Determined Incentive Program | LITTLE EGG HARBOR TWP | 8087 | 18 | 25.2 | Residential | Behind the Meter | Yes | Net Metered Residential | Power Energy Solutions |  | AC Electric | Accepted | 2024-02-01 | 2024-02-21 | 2025-02-21 | Solar Panels | Silfab Solar | SIL-400 HC+ |  | 0.4 | 21 | 258 | 29 |  | Fixed | Roof
NJADRE1555726120 | Administratively Determined Incentive Program | LITTLE EGG HARBOR TWP | 8087 | 18 | 25.2 | Residential | Behind the Meter | Yes | Net Metered Residential | Power Energy Solutions |  | AC Electric | Accepted | 2024-02-01 | 2024-02-21 | 2025-02-21 | Solar Panels | Silfab Solar | SIL-400 HC+ |  | 0.4 | 24 | 78 | 29 |  | Fixed | Roof
NJADRE1555726127 | Administratively Determined Incentive Program | ELMER | 8318 | 16 | 11.48 | Residential | Behind the Meter | No | Net Metered Residential | Sun Up Zero Down LLC |  | AC Electric | Accepted | 2024-02-01 | 2024-02-21 | 2025-02-21 | Inverters | Enphase | IQ8PLUS-72-2-US | 290 |  | 28 |  |  | 0.976 |  | Outdoor
NJADRE1555726127 | Administratively Determined Incentive Program | ELMER | 8318 | 16 | 11.48 | Residential | Behind the Meter | No | Net Metered Residential | Sun Up Zero Down LLC |  | AC Electric | Accepted | 2024-02-01 | 2024-02-21 | 2025-02-21 | Meters | Enphase | TBD |  |  | 1 |  |  |  | Yes
NJADRE1555726127 | Administratively Determined Incentive Program | ELMER | 8318 | 16 | 11.48 | Residential | Behind the Meter | No | Net Metered Residential | Sun Up Zero Down LLC |  | AC Electric | Accepted | 2024-02-01 | 2024-02-21 | 2025-02-21 | Solar Panels | Trina | TSM-410-NE09RC.05 Vertex S+ |  | 0.41 | 28 | 192 | 23 |  | Fixed | Roof
NJADRE1555726136 | Administratively Determined Incentive Program | PASSAIC | 7055 | 6 | 9.6 | Residential | Behind the Meter | No | Net Metered Residential | Powur, PBC |  | PSE&G | Accepted | 2024-02-01 | 2024-02-21 | 2025-02-21 | Solar Panels | Hanwha | Q.PEAK DUO BLK ML-G10+ 400 |  | 0.4 | 12 | 241 | 40 |  | Fixed | Roof
NJADRE1555726136 | Administratively Determined Incentive Program | PASSAIC | 7055 | 6 | 9.6 | Residential | Behind the Meter | No | Net Metered Residential | Powur, PBC |  | PSE&G | Accepted | 2024-02-01 | 2024-02-21 | 2025-02-21 | Solar Panels | Hanwha | Q.PEAK DUO BLK ML-G10+ 400 |  | 0.4 | 12 | 61 | 40 |  | Fixed | Roof
NJADRE1555726136 | Administratively Determined Incentive Program | PASSAIC | 7055 | 6 | 9.6 | Residential | Behind the Meter | No | Net Metered Residential | Powur, PBC |  | PSE&G | Accepted | 2024-02-01 | 2024-02-21 | 2025-02-21 | Inverters | Enphase | IQ7PLUS-72-2-US | 290 |  | 24 |  |  | 0.99 |  | Outside
NJADRE1555726136 | Administratively Determined Incentive Program | PASSAIC | 7055 | 6 | 9.6 | Residential | Behind the Meter | No | Net Metered Residential | Powur, PBC |  | PSE&G | Accepted | 2024-02-01 | 2024-02-21 | 2025-02-21 | Meters | "Enphase Integrated Production Meter Single-Phase (L-L) | X-IQ-Am1-240-4 |  |  | 1 |  |  |  | Yes | Outdoor
NJADRE1555726138 | Administratively Determined Incentive Program | TOMS RIVER | 8757 | 18 | 5.67 | Residential | Behind the Meter | Yes | Net Metered Residential | EMT Renewables |  | JCP&L | Accepted | 2024-02-01 | 2024-02-21 | 2025-02-21 | Inverters | ENPHASE | IQ8+ | 290 |  | 14 |  |  | 0.98 |  | Other | UNDER EACH PANEL
NJADRE1555726138 | Administratively Determined Incentive Program | TOMS RIVER | 8757 | 18 | 5.67 | Residential | Behind the Meter | Yes | Net Metered Residential | EMT Renewables |  | JCP&L | Accepted | 2024-02-01 | 2024-02-21 | 2025-02-21 | Solar Panels | Q CELLS | Q PEAK DUO BLK |  | 0.405 | 11 | 187 | 25 |  | Fixed | Roof
NJADRE1555726138 | Administratively Determined Incentive Program | TOMS RIVER | 8757 | 18 | 5.67 | Residential | Behind the Meter | Yes | Net Metered Residential | EMT Renewables |  | JCP&L | Accepted | 2024-02-01 | 2024-02-21 | 2025-02-21 | Solar Panels | Q CELLS | Q PEAK DUO BLK |  | 0.405 | 3 | 277 | 25 |  | Fixed | Roof
NJADRE1555726168 | Administratively Determined Incentive Program | KENDALL PARK | 8824 | 11 | 6.8 | Residential | Behind the Meter | Yes | Net Metered Residential | Pro Custom Solar dba Momentum Solar |  | PSE&G | Accepted | 2024-02-01 | 2024-02-21 | 2025-02-21 | Solar Panels | Q. PEAK DUO BLK ML-G10+400 | HANWHA |  | 0.4 | 7 | 98 | 19 |  | Fixed | Roof
NJADRE1555726168 | Administratively Determined Incentive Program | KENDALL PARK | 8824 | 11 | 6.8 | Residential | Behind the Meter | Yes | Net Metered Residential | Pro Custom Solar dba Momentum Solar |  | PSE&G | Accepted | 2024-02-01 | 2024-02-21 | 2025-02-21 | Solar Panels | Q. PEAK DUO BLK ML-G10+400 | HANWHA |  | 0.4 | 7 | 278 | 19 |  | Fixed | Roof
NJADRE1555726168 | Administratively Determined Incentive Program | KENDALL PARK | 8824 | 11 | 6.8 | Residential | Behind the Meter | Yes | Net Metered Residential | Pro Custom Solar dba Momentum Solar |  | PSE&G | Accepted | 2024-02-01 | 2024-02-21 | 2025-02-21 | Solar Panels | Q. PEAK DUO BLK ML-G10+400 | HANWHA |  | 0.4 | 3 | 99 | 19 |  | Fixed | Roof
NJADRE1555726168 | Administratively Determined Incentive Program | KENDALL PARK | 8824 | 11 | 6.8 | Residential | Behind the Meter | Yes | Net Metered Residential | Pro Custom Solar dba Momentum Solar |  | PSE&G | Accepted | 2024-02-01 | 2024-02-21 | 2025-02-21 | Inverters | IQ8PLUS-72-2-US | ENPHASE | 290 |  | 17 |  |  | 0.97 |  | Outdoor
NJADRE1555726172 | Administratively Determined Incentive Program | IRVINGTON | 7111 | 9 | 3.65 | Residential | Behind the Meter | Yes | Net Metered Residential | Sunrun Installation Services, Inc. |  | PSE&G | Accepted | 2024-02-01 | 2024-02-21 | 2025-02-21 | Inverters | Delta Electronics | E4-TL-US | 4000 |  | 1 |  |  | 0.975 |  | Outside | next to meter
NJADRE1555726172 | Administratively Determined Incentive Program | IRVINGTON | 7111 | 9 | 3.65 | Residential | Behind the Meter | Yes | Net Metered Residential | Sunrun Installation Services, Inc. |  | PSE&G | Accepted | 2024-02-01 | 2024-02-21 | 2025-02-21 | Solar Panels | Hanwha Q Cells | Q.PEAK DUO BLK ML-G10+ 405 |  | 0.405 | 9 | 83 | 4 |  | Fixed | Roof
NJADRE1555726175 | Administratively Determined Incentive Program | FREEHOLD | 7728 | 17 | 6.4 | Residential | Behind the Meter | Yes | Net Metered Residential | Sunrun Installation Services, Inc. |  | JCP&L | Accepted | 2024-02-01 | 2024-02-21 | 2025-02-21 | Inverters | SolarEdge Technologies | SE6000H-USSN | 6000 |  | 1 |  |  | 0.99 |  | Outdoor | Next to meter
NJADRE1555726175 | Administratively Determined Incentive Program | FREEHOLD | 7728 | 17 | 6.4 | Residential | Behind the Meter | Yes | Net Metered Residential | Sunrun Installation Services, Inc. |  | JCP&L | Accepted | 2024-02-01 | 2024-02-21 | 2025-02-21 | Solar Panels | Hanwha Q Cells | Q.PEAK DUO BLK ML-G10+/T 400 |  | 0.4 | 2 | 88 | 21 |  | Fixed | Roof
NJADRE1555726175 | Administratively Determined Incentive Program | FREEHOLD | 7728 | 17 | 6.4 | Residential | Behind the Meter | Yes | Net Metered Residential | Sunrun Installation Services, Inc. |  | JCP&L | Accepted | 2024-02-01 | 2024-02-21 | 2025-02-21 | Solar Panels | Hanwha Q Cells | Q.PEAK DUO BLK ML-G10+/T 400 |  | 0.4 | 14 | 358 | 21 |  | Fixed | Roof
NJADRE1555726204 | Administratively Determined Incentive Program | Orange | 7050 | 9 | 5.2 | Residential | Behind the Meter | Yes | Net Metered Residential | Pro Custom Solar dba Momentum Solar |  | PSE&G | Accepted | 2024-02-01 | 2024-02-21 | 2025-02-21 | Solar Panels | Q. PEAK DUO BLK ML-G10+400 | HANWHA |  | 0.4 | 13 | 117 | 4 |  | Fixed | Roof
NJADRE1555726204 | Administratively Determined Incentive Program | Orange | 7050 | 9 | 5.2 | Residential | Behind the Meter | Yes | Net Metered Residential | Pro Custom Solar dba Momentum Solar |  | PSE&G | Accepted | 2024-02-01 | 2024-02-21 | 2025-02-21 | Inverters | IQ8PLUS-72-2-US | ENPHASE | 290 |  | 13 |  |  | 0.97 |  | Outdoor
NJADRE1555726208 | Administratively Determined Incentive Program | MANSFIELD TWP | 8022 | 13 | 3.6 | Residential | Behind the Meter | Yes | Net Metered Residential | Sunrun Installation Services, Inc. |  | PSE&G | Accepted | 2024-02-01 | 2024-02-21 | 2025-02-21 | Inverters | SolarEdge Technologies | SE3800H-USMN | 3800 |  | 1 |  |  | 0.99 |  | Outside | Next to meter
NJADRE1555726208 | Administratively Determined Incentive Program | MANSFIELD TWP | 8022 | 13 | 3.6 | Residential | Behind the Meter | Yes | Net Metered Residential | Sunrun Installation Services, Inc. |  | PSE&G | Accepted | 2024-02-01 | 2024-02-21 | 2025-02-21 | Solar Panels | Hanwha Q Cells | Q.PEAK DUO BLK ML-G10+/t 400 |  | 0.4 | 6 | 358 | 35 |  | Fixed | Roof
NJADRE1555726208 | Administratively Determined Incentive Program | MANSFIELD TWP | 8022 | 13 | 3.6 | Residential | Behind the Meter | Yes | Net Metered Residential | Sunrun Installation Services, Inc. |  | PSE&G | Accepted | 2024-02-01 | 2024-02-21 | 2025-02-21 | Solar Panels | Hanwha Q Cells | Q.PEAK DUO BLK ML-G10+/t 400 |  | 0.4 | 3 | 179 | 16 |  | Fixed | Roof
NJADRE1555726217 | Administratively Determined Incentive Program | MILLVILLE | 8332 | 20 | 8.91 | Residential | Behind the Meter | Yes | Net Metered Residential | SunnyMac LLC |  | AC Electric | Accepted | 2024-02-01 | 2024-02-22 | 2025-02-22 | Solar Panels | Q.PEAK DUO BLK ML-G10+ 405 | HANWHA |  | 0.405 | 20 | 206 | 21 |  | Fixed | Roof
NJADRE1555726217 | Administratively Determined Incentive Program | MILLVILLE | 8332 | 20 | 8.91 | Residential | Behind the Meter | Yes | Net Metered Residential | SunnyMac LLC |  | AC Electric | Accepted | 2024-02-01 | 2024-02-22 | 2025-02-22 | Solar Panels | Q.PEAK DUO BLK ML-G10+ 405 | HANWHA |  | 0.405 | 2 | 26 | 21 |  | Fixed | Roof
NJADRE1555726217 | Administratively Determined Incentive Program | MILLVILLE | 8332 | 20 | 8.91 | Residential | Behind the Meter | Yes | Net Metered Residential | SunnyMac LLC |  | AC Electric | Accepted | 2024-02-01 | 2024-02-22 | 2025-02-22 | Inverters | SE 7600H-US | Solaredge | 7600 |  | 1 |  |  | 0.1 |  | Outdoor | next to meter
NJADRE1555726810 | Administratively Determined Incentive Program | Elmer | 8318 | 16 | 8.51 | Residential | Behind the Meter | Yes | Net Metered Residential | SunnyMac LLC |  | AC Electric | Accepted | 2024-02-01 | 2024-02-22 | 2025-02-22 | Solar Panels | Q.PEAK DUO BLK ML-G10+ 405 | HANWHA |  | 0.405 | 12 | 222 | 30 |  | Fixed | Roof
NJADRE1555726810 | Administratively Determined Incentive Program | Elmer | 8318 | 16 | 8.51 | Residential | Behind the Meter | Yes | Net Metered Residential | SunnyMac LLC |  | AC Electric | Accepted | 2024-02-01 | 2024-02-22 | 2025-02-22 | Solar Panels | Q.PEAK DUO BLK ML-G10+ 405 | HANWHA |  | 0.405 | 9 | 42 | 30 |  | Fixed | Roof
NJADRE1555726810 | Administratively Determined Incentive Program | Elmer | 8318 | 16 | 8.51 | Residential | Behind the Meter | Yes | Net Metered Residential | SunnyMac LLC |  | AC Electric | Accepted | 2024-02-01 | 2024-02-22 | 2025-02-22 | Inverters | SE6000H-US | Solaredge | 6000 |  | 1 |  |  | 0.1 |  | Outdoor | next to meter
NJADRE1555727718 | Administratively Determined Incentive Program | Bordentown | 8505 | 13 | 5.27 | Residential | Behind the Meter | Yes | Net Metered Residential | Trinity Solar Inc. |  | PSE&G | Accepted | 2024-02-01 | 2024-02-21 | 2025-02-21 | Inverters | Solar Edge | SE5000H-US | 5000 |  | 1 |  |  | 0.97 |  | Outdoor
NJADRE1555727718 | Administratively Determined Incentive Program | Bordentown | 8505 | 13 | 5.27 | Residential | Behind the Meter | Yes | Net Metered Residential | Trinity Solar Inc. |  | PSE&G | Accepted | 2024-02-01 | 2024-02-21 | 2025-02-21 | Solar Panels | HANWHA | (Q.PEAK DUO BLK ML-G10+ 405) |  | 0.405 | 13 | 185 | 34 |  | Fixed | Roof
NJADRE1555728282 | Administratively Determined Incentive Program | EAST ORANGE | 7018 | 9 | 7.29 | Residential | Behind the Meter | Yes | Net Metered Residential | SunnyMac LLC |  | PSE&G | Accepted | 2024-02-01 | 2024-03-04 | 2025-03-04 | Solar Panels | Q.PEAK DUO BLK ML-G10+ 405 | HANWHA |  | 0.405 | 12 | 294 | 36 |  | Fixed | Roof
NJADRE1555728282 | Administratively Determined Incentive Program | EAST ORANGE | 7018 | 9 | 7.29 | Residential | Behind the Meter | Yes | Net Metered Residential | SunnyMac LLC |  | PSE&G | Accepted | 2024-02-01 | 2024-03-04 | 2025-03-04 | Solar Panels | Q.PEAK DUO BLK ML-G10+ 405 | HANWHA |  | 0.405 | 6 | 114 | 33 |  | Fixed | Roof
NJADRE1555728282 | Administratively Determined Incentive Program | EAST ORANGE | 7018 | 9 | 7.29 | Residential | Behind the Meter | Yes | Net Metered Residential | SunnyMac LLC |  | PSE&G | Accepted | 2024-02-01 | 2024-03-04 | 2025-03-04 | Inverters | SE5000H-US | Solaredge | 5000 |  | 1 |  |  | 0.1 |  | Outdoor | next to meter
NJADRE1555729605 | Administratively Determined Incentive Program | Linden City | 7036 | 10 | 5.6 | Residential | Behind the Meter | Yes | Net Metered Residential | Sunrun Installation Services, Inc. |  | PSE&G | Accepted | 2024-02-01 | 2024-02-21 | 2025-02-21 | Inverters | SolarEdge Technologies | SE3800H-USMN | 3800 |  | 1 |  |  | 0.99 |  | Outdoor | Next to meter
NJADRE1555729605 | Administratively Determined Incentive Program | Linden City | 7036 | 10 | 5.6 | Residential | Behind the Meter | Yes | Net Metered Residential | Sunrun Installation Services, Inc. |  | PSE&G | Accepted | 2024-02-01 | 2024-02-21 | 2025-02-21 | Solar Panels | Hanwha Q Cells | Q.PEAK DUO BLK ML-G10+/T 400 |  | 0.4 | 6 | 40 | 18 |  | Fixed | Roof
NJADRE1555729605 | Administratively Determined Incentive Program | Linden City | 7036 | 10 | 5.6 | Residential | Behind the Meter | Yes | Net Metered Residential | Sunrun Installation Services, Inc. |  | PSE&G | Accepted | 2024-02-01 | 2024-02-21 | 2025-02-21 | Solar Panels | Hanwha Q Cells | Q.PEAK DUO BLK ML-G10+/T 400 |  | 0.4 | 8 | 131 | 21 |  | Fixed | Roof
NJADRE1555729675 | Administratively Determined Incentive Program | EWING | 8628 | 12 | 10.63 | Residential | Behind the Meter | Yes | Net Metered Residential | Venture Home Solar, LLC |  | PSE&G | Accepted | 2024-02-01 | 2024-02-21 | 2025-02-21 | Inverters | EnPhase | IQ8PLUS-72-2-US (240V) | 300 |  | 25 |  |  | 0.96667 |  | Outside
NJADRE1555729675 | Administratively Determined Incentive Program | EWING | 8628 | 12 | 10.63 | Residential | Behind the Meter | Yes | Net Metered Residential | Venture Home Solar, LLC |  | PSE&G | Accepted | 2024-02-01 | 2024-02-21 | 2025-02-21 | Solar Panels | Hanwha | Q.TRON BLK M-G2+ 425W |  | 0.425 | 25 | 244 | 23 |  | Fixed | Roof
NJADRE1555729744 | Administratively Determined Incentive Program | SOUTH ORANGE | 7079 | 9 | 8 | Residential | Behind the Meter | Yes | Net Metered Residential | PosiGen Developer, LLC |  | PSE&G | Accepted | 2024-02-01 | 2024-02-27 | 2025-02-27 | Inverters | SOLAREDGE | SE6000H-US | 6000 |  | 1 |  |  | 0.99 |  | Outside | within ten feet of meter
NJADRE1555729744 | Administratively Determined Incentive Program | SOUTH ORANGE | 7079 | 9 | 8 | Residential | Behind the Meter | Yes | Net Metered Residential | PosiGen Developer, LLC |  | PSE&G | Accepted | 2024-02-01 | 2024-02-27 | 2025-02-27 | Solar Panels | SILFAB SOLAR | SIL-400 HC+ |  | 0.4 | 8 | 106 | 16 |  | Fixed | Roof
NJADRE1555729744 | Administratively Determined Incentive Program | SOUTH ORANGE | 7079 | 9 | 8 | Residential | Behind the Meter | Yes | Net Metered Residential | PosiGen Developer, LLC |  | PSE&G | Accepted | 2024-02-01 | 2024-02-27 | 2025-02-27 | Solar Panels | SILFAB SOLAR | SIL-400 HC+ |  | 0.4 | 12 | 286 | 3 |  | Fixed | Roof
NJADRE1555730050 | Administratively Determined Incentive Program | FRANKLIN TOWNSHIP | 8873 | 5 | 4.86 | Residential | Behind the Meter | Yes | Net Metered Residential | Sunny Mac LLC |  | PSE&G | Accepted | 2024-02-01 | 2024-02-22 | 2025-02-22 | Solar Panels | Q.PEAK DUO BLK ML-G10+ 405 | HANWHA |  | 0.405 | 12 | 248 | 20 |  | Fixed | Roof
NJADRE1555730050 | Administratively Determined Incentive Program | FRANKLIN TOWNSHIP | 8873 | 5 | 4.86 | Residential | Behind the Meter | Yes | Net Metered Residential | Sunny Mac LLC |  | PSE&G | Accepted | 2024-02-01 | 2024-02-22 | 2025-02-22 | Inverters | SE 3800H-US | Solaredge | 3800 |  | 1 |  |  | 0.1 |  | Outdoor | next to meter
NJADRE1555730069 | Administratively Determined Incentive Program | HOLMDEL | 7733 | 17 | 4.8 | Residential | Behind the Meter | Yes | Net Metered Residential | PosiGen Developer LLC |  | JCP&L | Accepted | 2024-02-01 | 2024-02-26 | 2025-02-26 | Inverters | SOLAREDGE | SE3800H-US | 3800 |  | 1 |  |  | 0.99 |  | Outside | Within ten feet of meter
NJADRE1555730069 | Administratively Determined Incentive Program | HOLMDEL | 7733 | 17 | 4.8 | Residential | Behind the Meter | Yes | Net Metered Residential | PosiGen Developer LLC |  | JCP&L | Accepted | 2024-02-01 | 2024-02-26 | 2025-02-26 | Solar Panels | SILFAB | SIL-400 HC+ |  | 0.4 | 12 | 87 | 23 |  | Fixed | Roof
NJADRE1555730165 | Administratively Determined Incentive Program | Monmouth Junction | 8852 | 11 | 15.39 | Residential | Behind the Meter | Yes | Net Metered Residential | Trinity Solar Inc. |  | PSE&G | Accepted | 2024-02-01 | 2024-02-21 | 2025-02-21 | Inverters | Solar Edge | SE11400H-US | 11 |  | 1 |  |  | 0.97 |  | Outdoor
NJADRE1555730165 | Administratively Determined Incentive Program | Monmouth Junction | 8852 | 11 | 15.39 | Residential | Behind the Meter | Yes | Net Metered Residential | Trinity Solar Inc. |  | PSE&G | Accepted | 2024-02-01 | 2024-02-21 | 2025-02-21 | Solar Panels | HANWHA | HANWHA 405 (Q.PEAK DUO BLK ML-G10+ 405) |  | 0.405 | 8 | 182 | 30 |  | Fixed | Roof
NJADRE1555730165 | Administratively Determined Incentive Program | Monmouth Junction | 8852 | 11 | 15.39 | Residential | Behind the Meter | Yes | Net Metered Residential | Trinity Solar Inc. |  | PSE&G | Accepted | 2024-02-01 | 2024-02-21 | 2025-02-21 | Solar Panels | HANWHA | HANWHA 405 (Q.PEAK DUO BLK ML-G10+ 405) |  | 0.405 | 8 | 92 | 40 |  | Fixed | Roof
NJADRE1555730165 | Administratively Determined Incentive Program | Monmouth Junction | 8852 | 11 | 15.39 | Residential | Behind the Meter | Yes | Net Metered Residential | Trinity Solar Inc. |  | PSE&G | Accepted | 2024-02-01 | 2024-02-21 | 2025-02-21 | Solar Panels | HANWHA | HANWHA 405 (Q.PEAK DUO BLK ML-G10+ 405) |  | 0.405 | 9 | 272 | 40 |  | Fixed | Roof
NJADRE1555730165 | Administratively Determined Incentive Program | Monmouth Junction | 8852 | 11 | 15.39 | Residential | Behind the Meter | Yes | Net Metered Residential | Trinity Solar Inc. |  | PSE&G | Accepted | 2024-02-01 | 2024-02-21 | 2025-02-21 | Solar Panels | HANWHA | HANWHA 405 (Q.PEAK DUO BLK ML-G10+ 405) |  | 0.405 | 6 | 182 | 30 |  | Fixed | Roof
NJADRE1555730165 | Administratively Determined Incentive Program | Monmouth Junction | 8852 | 11 | 15.39 | Residential | Behind the Meter | Yes | Net Metered Residential | Trinity Solar Inc. |  | PSE&G | Accepted | 2024-02-01 | 2024-02-21 | 2025-02-21 | Solar Panels | HANWHA | HANWHA 405 (Q.PEAK DUO BLK ML-G10+ 405) |  | 0.405 | 3 | 182 | 40 |  | Fixed | Roof
NJADRE1555730165 | Administratively Determined Incentive Program | Monmouth Junction | 8852 | 11 | 15.39 | Residential | Behind the Meter | Yes | Net Metered Residential | Trinity Solar Inc. |  | PSE&G | Accepted | 2024-02-01 | 2024-02-21 | 2025-02-21 | Solar Panels | HANWHA | HANWHA 405 (Q.PEAK DUO BLK ML-G10+ 405) |  | 0.405 | 4 | 272 | 40 |  | Fixed | Roof
NJADRE1555730167 | Administratively Determined Incentive Program | OLD BRIDGE | 8857 | 11 | 6.89 | Residential | Behind the Meter | Yes | Net Metered Residential | SunnyMac LLC |  | JCP&L | Accepted | 2024-02-01 | 2024-03-07 | 2025-03-07 | Solar Panels | Q.PEAK DUO BLK ML-G10+ 405 | HANWHA |  | 0.405 | 15 | 228 | 19 |  | Fixed | Roof
NJADRE1555730167 | Administratively Determined Incentive Program | OLD BRIDGE | 8857 | 11 | 6.89 | Residential | Behind the Meter | Yes | Net Metered Residential | SunnyMac LLC |  | JCP&L | Accepted | 2024-02-01 | 2024-03-07 | 2025-03-07 | Solar Panels | Q.PEAK DUO BLK ML-G10+ 405 | HANWHA |  | 0.405 | 2 | 318 | 18 |  | Fixed | Roof
NJADRE1555730167 | Administratively Determined Incentive Program | OLD BRIDGE | 8857 | 11 | 6.89 | Residential | Behind the Meter | Yes | Net Metered Residential | SunnyMac LLC |  | JCP&L | Accepted | 2024-02-01 | 2024-03-07 | 2025-03-07 | Inverters | SE7600H-US | Solaredge | 7600 |  | 1 |  |  | 0.1 |  | Outdoor | next to meter
NJADRE1555730169 | Administratively Determined Incentive Program | UNION | 7083 | 10 | 8.8 | Residential | Behind the Meter | Yes | Net Metered Residential | Sunrun Installation Services, Inc. |  | PSE&G | Accepted | 2024-02-01 | 2024-02-21 | 2025-02-21 | Inverters | SolarEdge Technologies | SE6000H-USSN | 6000 |  | 1 |  |  | 0.99 |  | Outside | Next to meter
NJADRE1555730169 | Administratively Determined Incentive Program | UNION | 7083 | 10 | 8.8 | Residential | Behind the Meter | Yes | Net Metered Residential | Sunrun Installation Services, Inc. |  | PSE&G | Accepted | 2024-02-01 | 2024-02-21 | 2025-02-21 | Solar Panels | Hanwha Q Cells | Q.PEAK DUO BLK ML-G10+/t 400 |  | 0.4 | 6 | 39 | 15 |  | Fixed | Roof
NJADRE1555730169 | Administratively Determined Incentive Program | UNION | 7083 | 10 | 8.8 | Residential | Behind the Meter | Yes | Net Metered Residential | Sunrun Installation Services, Inc. |  | PSE&G | Accepted | 2024-02-01 | 2024-02-21 | 2025-02-21 | Solar Panels | Hanwha Q Cells | Q.PEAK DUO BLK ML-G10+/t 400 |  | 0.4 | 7 | 219 | 19 |  | Fixed | Roof
NJADRE1555730169 | Administratively Determined Incentive Program | UNION | 7083 | 10 | 8.8 | Residential | Behind the Meter | Yes | Net Metered Residential | Sunrun Installation Services, Inc. |  | PSE&G | Accepted | 2024-02-01 | 2024-02-21 | 2025-02-21 | Solar Panels | Hanwha Q Cells | Q.PEAK DUO BLK ML-G10+/t 400 |  | 0.4 | 4 | 219 | 43 |  | Fixed | Roof
NJADRE1555730169 | Administratively Determined Incentive Program | UNION | 7083 | 10 | 8.8 | Residential | Behind the Meter | Yes | Net Metered Residential | Sunrun Installation Services, Inc. |  | PSE&G | Accepted | 2024-02-01 | 2024-02-21 | 2025-02-21 | Solar Panels | Hanwha Q Cells | Q.PEAK DUO BLK ML-G10+/t 400 |  | 0.4 | 5 | 219 | 43 |  | Fixed | Roof
NJADRE1555730172 | Administratively Determined Incentive Program | BERNARDSVILLE | 7924 | 5 | 12.15 | Residential | Behind the Meter | Yes | Net Metered Residential | Sunrun Installation Services, Inc |  | JCP&L | Accepted | 2024-02-01 | 2024-03-08 | 2025-03-08 | Inverters | SOLAREDGE TECHNOLOGIES | SE10000H-USSN | 10000 |  | 1 |  |  | 0.99 |  | Outside | Next To Meter
NJADRE1555730172 | Administratively Determined Incentive Program | BERNARDSVILLE | 7924 | 5 | 12.15 | Residential | Behind the Meter | Yes | Net Metered Residential | Sunrun Installation Services, Inc |  | JCP&L | Accepted | 2024-02-01 | 2024-03-08 | 2025-03-08 | Solar Panels | HANWHA Q-CELLS | Q.PEAK DUO BLK ML-G10+ 405 |  | 0.405 | 30 | 341 | 19 |  | Fixed | Roof
NJADRE1555730203 | Administratively Determined Incentive Program | Cranbury | 8512 | 11 | 7.3 | Residential | Behind the Meter | No | Net Metered Residential | Power Home Remodeling |  | JCP&L | Accepted | 2024-02-01 | 2024-02-21 | 2025-02-21 | Inverters | SolarEdge | SE5000H-US | 5000 |  | 1 |  |  | 0.99 |  | Outdoor
NJADRE1555730203 | Administratively Determined Incentive Program | Cranbury | 8512 | 11 | 7.3 | Residential | Behind the Meter | No | Net Metered Residential | Power Home Remodeling |  | JCP&L | Accepted | 2024-02-01 | 2024-02-21 | 2025-02-21 | Meters | SolarEdge | Revenue Grade Data Ansi C12.20 |  |  | 1 |  |  |  | Yes | Outdoor
NJADRE1555730203 | Administratively Determined Incentive Program | Cranbury | 8512 | 11 | 7.3 | Residential | Behind the Meter | No | Net Metered Residential | Power Home Remodeling |  | JCP&L | Accepted | 2024-02-01 | 2024-02-21 | 2025-02-21 | Solar Panels | QCell | Q.PEAK DUO BLK-G10+ 365 |  | 0.365 | 20 | 73 | 18 |  | Fixed | Roof
NJADRE1555730211 | Administratively Determined Incentive Program | PHILLIPSBURG | 8865 | 2 | 10.4 | Residential | Behind the Meter | Yes | Net Metered Residential | PosiGen Developer, LLC |  | JCP&L | Accepted | 2024-02-01 | 2024-02-26 | 2025-02-26 | Solar Panels | SILFAB | SIL400HC+ |  | 0.4 | 18 | 249 | 26 |  | Fixed | Roof
NJADRE1555730211 | Administratively Determined Incentive Program | PHILLIPSBURG | 8865 | 2 | 10.4 | Residential | Behind the Meter | Yes | Net Metered Residential | PosiGen Developer, LLC |  | JCP&L | Accepted | 2024-02-01 | 2024-02-26 | 2025-02-26 | Solar Panels | SILFAB | SIL400HC+ |  | 0.4 | 3 | 339 | 25 |  | Fixed | Roof
NJADRE1555730211 | Administratively Determined Incentive Program | PHILLIPSBURG | 8865 | 2 | 10.4 | Residential | Behind the Meter | Yes | Net Metered Residential | PosiGen Developer, LLC |  | JCP&L | Accepted | 2024-02-01 | 2024-02-26 | 2025-02-26 | Solar Panels | SILFAB | SIL400HC+ |  | 0.4 | 5 | 159 | 25 |  | Fixed | Roof
NJADRE1555730211 | Administratively Determined Incentive Program | PHILLIPSBURG | 8865 | 2 | 10.4 | Residential | Behind the Meter | Yes | Net Metered Residential | PosiGen Developer, LLC |  | JCP&L | Accepted | 2024-02-01 | 2024-02-26 | 2025-02-26 | Inverters | SOLAREDGE | SE10000H-US | 10000 |  | 1 |  |  | 0.99 |  | Outside | WITHIN TEN FEET OF METER
NJADRE1555730223 | Administratively Determined Incentive Program | NORTH BERGEN | 7047 | 8 | 4.8 | Residential | Behind the Meter | Yes | Net Metered Residential | Posigen Developer. LLC |  | PSE&G | Accepted | 2024-02-01 | 2024-02-21 | 2025-02-21 | Inverters | SolarEdge | SE3800H-US | 3800 |  | 1 |  |  | 0.99 |  | Outdoor | within ten feet of meter
NJADRE1555730223 | Administratively Determined Incentive Program | NORTH BERGEN | 7047 | 8 | 4.8 | Residential | Behind the Meter | Yes | Net Metered Residential | Posigen Developer. LLC |  | PSE&G | Accepted | 2024-02-01 | 2024-02-21 | 2025-02-21 | Solar Panels | Silfab | SIL-400 HC+ |  | 0.4 | 8 | 117 | 40 |  | Fixed | Roof
NJADRE1555730223 | Administratively Determined Incentive Program | NORTH BERGEN | 7047 | 8 | 4.8 | Residential | Behind the Meter | Yes | Net Metered Residential | Posigen Developer. LLC |  | PSE&G | Accepted | 2024-02-01 | 2024-02-21 | 2025-02-21 | Solar Panels | Silfab | SIL-400 HC+ |  | 0.4 | 4 | 207 | 40 |  | Fixed | Roof
NJADRE1555730226 | Administratively Determined Incentive Program | FLEMINGTON | 8822 | 4 | 11.75 | Residential | Behind the Meter | No | Net Metered Residential | EMT Renewables LLC |  | JCP&L | Accepted | 2024-02-01 | 2024-02-21 | 2025-02-21 | Inverters | ENPHASE | IQ8+ | 290 |  | 29 |  |  | 0.98 |  | Other
NJADRE1555730226 | Administratively Determined Incentive Program | FLEMINGTON | 8822 | 4 | 11.75 | Residential | Behind the Meter | No | Net Metered Residential | EMT Renewables LLC |  | JCP&L | Accepted | 2024-02-01 | 2024-02-21 | 2025-02-21 | Solar Panels | Q CELLS | Q PEAK DUO BLK |  | 0.405 | 11 | 82 | 20 |  | Fixed | Roof
NJADRE1555730226 | Administratively Determined Incentive Program | FLEMINGTON | 8822 | 4 | 11.75 | Residential | Behind the Meter | No | Net Metered Residential | EMT Renewables LLC |  | JCP&L | Accepted | 2024-02-01 | 2024-02-21 | 2025-02-21 | Solar Panels | Q CELLS | Q PEAK DUO BLK |  | 0.405 | 11 | 262 | 20 |  | Fixed | Roof
NJADRE1555730226 | Administratively Determined Incentive Program | FLEMINGTON | 8822 | 4 | 11.75 | Residential | Behind the Meter | No | Net Metered Residential | EMT Renewables LLC |  | JCP&L | Accepted | 2024-02-01 | 2024-02-21 | 2025-02-21 | Solar Panels | Q CELLS | Q PEAK DUO BLK |  | 0.405 | 3 | 83 | 20 |  | Fixed | Roof
NJADRE1555730226 | Administratively Determined Incentive Program | FLEMINGTON | 8822 | 4 | 11.75 | Residential | Behind the Meter | No | Net Metered Residential | EMT Renewables LLC |  | JCP&L | Accepted | 2024-02-01 | 2024-02-21 | 2025-02-21 | Solar Panels | Q CELLS | Q PEAK DUO BLK |  | 0.405 | 4 | 263 | 20 |  | Fixed | Roof
NJADRE1555730240 | Administratively Determined Incentive Program | FAIRVIEW | 7022 | 7 | 5.27 | Residential | Behind the Meter | Yes | Net Metered Residential | Trinity Solar Inc. |  | PSE&G | Accepted | 2024-02-01 | 2024-02-21 | 2025-02-21 | Inverters | Solar Edge | SE5000H-US | 5000 |  | 1 |  |  | 0.97 |  | Outdoor
NJADRE1555730240 | Administratively Determined Incentive Program | FAIRVIEW | 7022 | 7 | 5.27 | Residential | Behind the Meter | Yes | Net Metered Residential | Trinity Solar Inc. |  | PSE&G | Accepted | 2024-02-01 | 2024-02-21 | 2025-02-21 | Solar Panels | HANWHA | (Q.PEAK DUO BLK ML-G10+ 405) |  | 0.405 | 4 | 10 | 18 |  | Fixed | Roof
NJADRE1555730240 | Administratively Determined Incentive Program | FAIRVIEW | 7022 | 7 | 5.27 | Residential | Behind the Meter | Yes | Net Metered Residential | Trinity Solar Inc. |  | PSE&G | Accepted | 2024-02-01 | 2024-02-21 | 2025-02-21 | Solar Panels | HANWHA | (Q.PEAK DUO BLK ML-G10+ 405) |  | 0.405 | 6 | 190 | 45 |  | Fixed | Roof
NJADRE1555730240 | Administratively Determined Incentive Program | FAIRVIEW | 7022 | 7 | 5.27 | Residential | Behind the Meter | Yes | Net Metered Residential | Trinity Solar Inc. |  | PSE&G | Accepted | 2024-02-01 | 2024-02-21 | 2025-02-21 | Solar Panels | HANWHA | (Q.PEAK DUO BLK ML-G10+ 405) |  | 0.405 | 3 | 190 | 43 |  | Fixed | Roof
NJADRE1555730249 | Administratively Determined Incentive Program | Emerson Boro | 7630 | 7 | 7.29 | Residential | Behind the Meter | Yes | Net Metered Residential | Sunrun Installation Services, Inc. |  | PSE&G | Accepted | 2024-02-01 | 2024-03-04 | 2025-03-04 | Inverters | SolarEdge Technologies | SE6000H-USSN | 6000 |  | 1 |  |  | 0.99 |  | Outdoor | Next to meter
NJADRE1555730249 | Administratively Determined Incentive Program | Emerson Boro | 7630 | 7 | 7.29 | Residential | Behind the Meter | Yes | Net Metered Residential | Sunrun Installation Services, Inc. |  | PSE&G | Accepted | 2024-02-01 | 2024-03-04 | 2025-03-04 | Solar Panels | Hanwha Q Cells | Q.PEAK DUO BLK ML-G10+ 405 |  | 0.405 | 18 | 193 | 27 |  | Fixed | Roof
NJADRE1555730268 | Administratively Determined Incentive Program | PATERSON | 7514 | 6 | 5.6 | Residential | Behind the Meter | Yes | Net Metered Residential | PosiGen Developer, LLC |  | PSE&G | Accepted | 2024-02-01 | 2024-02-27 | 2025-02-27 | Solar Panels | SILFAB | SIL400HC+ |  | 0.4 | 10 | 13 | 34 |  | Fixed | Roof
NJADRE1555730268 | Administratively Determined Incentive Program | PATERSON | 7514 | 6 | 5.6 | Residential | Behind the Meter | Yes | Net Metered Residential | PosiGen Developer, LLC |  | PSE&G | Accepted | 2024-02-01 | 2024-02-27 | 2025-02-27 | Solar Panels | SILFAB | SIL400HC+ |  | 0.4 | 4 | 193 | 34 |  | Fixed | Roof
NJADRE1555730268 | Administratively Determined Incentive Program | PATERSON | 7514 | 6 | 5.6 | Residential | Behind the Meter | Yes | Net Metered Residential | PosiGen Developer, LLC |  | PSE&G | Accepted | 2024-02-01 | 2024-02-27 | 2025-02-27 | Inverters | SOLAREDGE | SE6000H-US | 6000 |  | 1 |  |  | 0.99 |  | Outside | WITHIN TEN FEET OF METER
NJADRE1555730273 | Administratively Determined Incentive Program | Plainfield City | 7063 | 10 | 5.6 | Residential | Behind the Meter | Yes | Net Metered Residential | Sunrun Installation Services, Inc. |  | PSE&G | Accepted | 2024-02-01 | 2024-02-21 | 2025-02-21 | Inverters | SolarEdge Technologies | SE3800H-USMN | 3800 |  | 1 |  |  | 0.99 |  | Outside | Next to meter
NJADRE1555730273 | Administratively Determined Incentive Program | Plainfield City | 7063 | 10 | 5.6 | Residential | Behind the Meter | Yes | Net Metered Residential | Sunrun Installation Services, Inc. |  | PSE&G | Accepted | 2024-02-01 | 2024-02-21 | 2025-02-21 | Solar Panels | Hanwha Q Cells | Q.PEAK DUO BLK ML-G10+/t 400 |  | 0.4 | 6 | 51 | 37 |  | Fixed | Roof
NJADRE1555730273 | Administratively Determined Incentive Program | Plainfield City | 7063 | 10 | 5.6 | Residential | Behind the Meter | Yes | Net Metered Residential | Sunrun Installation Services, Inc. |  | PSE&G | Accepted | 2024-02-01 | 2024-02-21 | 2025-02-21 | Solar Panels | Hanwha Q Cells | Q.PEAK DUO BLK ML-G10+/t 400 |  | 0.4 | 8 | 231 | 37 |  | Fixed | Roof
NJADRE1555730273 | Administratively Determined Incentive Program | Plainfield City | 7063 | 10 | 5.6 | Residential | Behind the Meter | Yes | Net Metered Residential | Sunrun Installation Services, Inc. |  | PSE&G | Accepted | 2024-02-01 | 2024-02-21 | 2025-02-21 | Electric Storage Battery | Tesla | Powerwall |  |  | 1 |  |  |  | Lithium Ion |  | OUTSIDE?
NJADRE1555730295 | Administratively Determined Incentive Program | Maplewood | 7040 | 9 | 6.8 | Residential | Behind the Meter | Yes | Net Metered Residential | Pro Custom Solar dba Momentum Solar |  | PSE&G | Accepted | 2024-02-01 | 2024-02-22 | 2025-02-22 | Solar Panels | Q. PEAK DUO BLK ML-G10+400 | HANWHA |  | 0.4 | 9 | 141 | 15 |  | Fixed | Roof
NJADRE1555730295 | Administratively Determined Incentive Program | Maplewood | 7040 | 9 | 6.8 | Residential | Behind the Meter | Yes | Net Metered Residential | Pro Custom Solar dba Momentum Solar |  | PSE&G | Accepted | 2024-02-01 | 2024-02-22 | 2025-02-22 | Solar Panels | Q. PEAK DUO BLK ML-G10+400 | HANWHA |  | 0.4 | 8 | 321 | 17 |  | Fixed | Roof
NJADRE1555730295 | Administratively Determined Incentive Program | Maplewood | 7040 | 9 | 6.8 | Residential | Behind the Meter | Yes | Net Metered Residential | Pro Custom Solar dba Momentum Solar |  | PSE&G | Accepted | 2024-02-01 | 2024-02-22 | 2025-02-22 | Inverters | IQ8PLUS-72-2-US | ENPHASE | 290 |  | 17 |  |  | 0.97 |  | Outdoor
NJADRE1555730310 | Administratively Determined Incentive Program | Greenwich | 8323 | 20 | 9.72 | Residential | Behind the Meter | Yes | Net Metered Residential | SunnyMac LLC |  | AC Electric | Accepted | 2024-02-01 | 2024-02-27 | 2025-02-27 | Solar Panels | Q.PEAK DUO BLK ML-G10+ 405 | HANWHA |  | 0.405 | 24 | 192 | 9 |  | Fixed | Roof
NJADRE1555730310 | Administratively Determined Incentive Program | Greenwich | 8323 | 20 | 9.72 | Residential | Behind the Meter | Yes | Net Metered Residential | SunnyMac LLC |  | AC Electric | Accepted | 2024-02-01 | 2024-02-27 | 2025-02-27 | Inverters | SE7600H-US | Solaredge | 7600 |  | 1 |  |  | 0.1 |  | Outdoor | next to meter
NJADRE1555730334 | Administratively Determined Incentive Program | Pleasantville | 8232 | 19 | 10.4 | Residential | Behind the Meter | Yes | Net Metered Residential | Posigen Developer. LLC |  | AC Electric | Accepted | 2024-02-01 | 2024-02-26 | 2025-02-26 | Inverters | SolarEdge | SE10000H-US | 10000 |  | 1 |  |  | 0.99 |  | Other | within ten feet of meter
NJADRE1555730334 | Administratively Determined Incentive Program | Pleasantville | 8232 | 19 | 10.4 | Residential | Behind the Meter | Yes | Net Metered Residential | Posigen Developer. LLC |  | AC Electric | Accepted | 2024-02-01 | 2024-02-26 | 2025-02-26 | Solar Panels | Silfab | SIL-400 HC+ |  | 0.4 | 8 | 135 | 34 |  | Fixed | Roof
NJADRE1555730334 | Administratively Determined Incentive Program | Pleasantville | 8232 | 19 | 10.4 | Residential | Behind the Meter | Yes | Net Metered Residential | Posigen Developer. LLC |  | AC Electric | Accepted | 2024-02-01 | 2024-02-26 | 2025-02-26 | Solar Panels | Silfab | SIL-400 HC+ |  | 0.4 | 8 | 225 | 34 |  | Fixed | Roof
NJADRE1555730334 | Administratively Determined Incentive Program | Pleasantville | 8232 | 19 | 10.4 | Residential | Behind the Meter | Yes | Net Metered Residential | Posigen Developer. LLC |  | AC Electric | Accepted | 2024-02-01 | 2024-02-26 | 2025-02-26 | Solar Panels | Silfab | SIL-400 HC+ |  | 0.4 | 6 | 225 | 28 |  | Fixed | Roof
NJADRE1555730334 | Administratively Determined Incentive Program | Pleasantville | 8232 | 19 | 10.4 | Residential | Behind the Meter | Yes | Net Metered Residential | Posigen Developer. LLC |  | AC Electric | Accepted | 2024-02-01 | 2024-02-26 | 2025-02-26 | Solar Panels | Silfab | SIL-400 HC+ |  | 0.4 | 4 | 45 | 28 |  | Fixed | Roof
NJADRE1555730337 | Administratively Determined Incentive Program | WILLINGBORO TWP | 8046 | 13 | 7.6 | Residential | Behind the Meter | Yes | Net Metered Residential | Sunrun Installation Services, Inc. |  | PSE&G | Accepted | 2024-02-01 | 2024-02-21 | 2025-02-21 | Inverters | Delta Electronics | E6-TL-US | 5760 |  | 1 |  |  | 0.975 |  | Outside | next to meter
NJADRE1555730337 | Administratively Determined Incentive Program | WILLINGBORO TWP | 8046 | 13 | 7.6 | Residential | Behind the Meter | Yes | Net Metered Residential | Sunrun Installation Services, Inc. |  | PSE&G | Accepted | 2024-02-01 | 2024-02-21 | 2025-02-21 | Solar Panels | Hanwha Q Cells | Q.PEAK DUO BLK ML-G10+/t 400 |  | 0.4 | 9 | 158 | 19 |  | Fixed | Roof
NJADRE1555730337 | Administratively Determined Incentive Program | WILLINGBORO TWP | 8046 | 13 | 7.6 | Residential | Behind the Meter | Yes | Net Metered Residential | Sunrun Installation Services, Inc. |  | PSE&G | Accepted | 2024-02-01 | 2024-02-21 | 2025-02-21 | Solar Panels | Hanwha Q Cells | Q.PEAK DUO BLK ML-G10+/t 400 |  | 0.4 | 10 | 248 | 18 |  | Fixed | Roof
NJADRE1555730342 | Administratively Determined Incentive Program | ROSELAND | 7068 | 9 | 11.48 | Residential | Behind the Meter | Yes | Net Metered Residential | Venture Home Solar, LLC |  | PSE&G | Accepted | 2024-02-01 | 2024-02-21 | 2025-02-21 | Inverters | EnPhase | IQ8PLUS-72-2-US (240V) | 290 |  | 27 |  |  | 0.96667 |  | Outside
NJADRE1555730342 | Administratively Determined Incentive Program | ROSELAND | 7068 | 9 | 11.48 | Residential | Behind the Meter | Yes | Net Metered Residential | Venture Home Solar, LLC |  | PSE&G | Accepted | 2024-02-01 | 2024-02-21 | 2025-02-21 | Solar Panels | Hanwha | Q.TRON BLK M-G2+ 425W |  | 0.425 | 20 | 211 | 28 |  | Fixed | Roof
NJADRE1555730342 | Administratively Determined Incentive Program | ROSELAND | 7068 | 9 | 11.48 | Residential | Behind the Meter | Yes | Net Metered Residential | Venture Home Solar, LLC |  | PSE&G | Accepted | 2024-02-01 | 2024-02-21 | 2025-02-21 | Solar Panels | Hanwha | Q.TRON BLK M-G2+ 425W |  | 0.425 | 7 | 211 | 28 |  | Fixed | Roof
NJADRE1555730345 | Administratively Determined Incentive Program | Paterson | 7524 | 6 | 2.84 | Residential | Behind the Meter | Yes | Small Net-Metered Non-Residential located on Rooftop, Carport, Canopy and Floating Solar | Trinity Solar Inc. |  | PSE&G | Accepted | 2024-02-01 | 2024-02-21 | 2025-02-21 | Inverters | Solar Edge | SE3000H-US | 3000 |  | 1 |  |  | 0.97 |  | Outdoor
NJADRE1555730345 | Administratively Determined Incentive Program | Paterson | 7524 | 6 | 2.84 | Residential | Behind the Meter | Yes | Small Net-Metered Non-Residential located on Rooftop, Carport, Canopy and Floating Solar | Trinity Solar Inc. |  | PSE&G | Accepted | 2024-02-01 | 2024-02-21 | 2025-02-21 | Solar Panels | HANWHA | (Q.PEAK DUO BLK ML-G10+ 405) |  | 0.405 | 4 | 13 | 40 |  | Fixed | Roof
NJADRE1555730345 | Administratively Determined Incentive Program | Paterson | 7524 | 6 | 2.84 | Residential | Behind the Meter | Yes | Small Net-Metered Non-Residential located on Rooftop, Carport, Canopy and Floating Solar | Trinity Solar Inc. |  | PSE&G | Accepted | 2024-02-01 | 2024-02-21 | 2025-02-21 | Solar Panels | HANWHA | (Q.PEAK DUO BLK ML-G10+ 405) |  | 0.405 | 3 | 193 | 40 |  | Fixed | Roof
NJADRE1555730360 | Administratively Determined Incentive Program | CHERRY HILL | 8003 | 14 | 7.6 | Residential | Behind the Meter | Yes | Net Metered Residential | Sunrun Installation Services, Inc. |  | PSE&G | Accepted | 2024-02-01 | 2024-02-21 | 2025-02-21 | Inverters | DELTA ELECTRONICS | E6-TL-US | 6000 |  | 1 |  |  | 0.975 |  | Outdoor | Next to meter
NJADRE1555730360 | Administratively Determined Incentive Program | CHERRY HILL | 8003 | 14 | 7.6 | Residential | Behind the Meter | Yes | Net Metered Residential | Sunrun Installation Services, Inc. |  | PSE&G | Accepted | 2024-02-01 | 2024-02-21 | 2025-02-21 | Solar Panels | Hanwha Q Cells | Q.PEAK DUO BLK ML-G10+/T 400 |  | 0.4 | 19 | 193 | 21 |  | Fixed | Roof
NJADRE1555730379 | Administratively Determined Incentive Program | BELLEVILLE | 7109 | 9 | 6.4 | Residential | Behind the Meter | Yes | Net Metered Residential | Sunrun Installation Services, Inc. |  | PSE&G | Accepted | 2024-02-01 | 2024-02-21 | 2025-02-21 | Inverters | SolarEdge Technologies | SE6000H-USSN | 6000 |  | 1 |  |  | 0.99 |  | Outdoor | Next to meter
NJADRE1555730379 | Administratively Determined Incentive Program | BELLEVILLE | 7109 | 9 | 6.4 | Residential | Behind the Meter | Yes | Net Metered Residential | Sunrun Installation Services, Inc. |  | PSE&G | Accepted | 2024-02-01 | 2024-02-21 | 2025-02-21 | Solar Panels | Hanwha Q Cells | Q.PEAK DUO BLK ML-G10+/t 400 |  | 0.4 | 16 | 196 | 46 |  | Fixed | Roof
NJADRE1555730379 | Administratively Determined Incentive Program | BELLEVILLE | 7109 | 9 | 6.4 | Residential | Behind the Meter | Yes | Net Metered Residential | Sunrun Installation Services, Inc. |  | PSE&G | Accepted | 2024-02-01 | 2024-02-21 | 2025-02-21 | Electric Storage Battery | Tesla | Powerwall |  |  | 1 |  |  |  | Lithium Ion |  | Outside
NJADRE1555730395 | Administratively Determined Incentive Program | BUTLER | 7405 | 3 | 10.5 | Residential | Behind the Meter | No | Net Metered Residential | EMT Renewables |  | Butler | Accepted | 2024-02-01 | 2024-02-21 | 2025-02-21 | Inverters | ENPHASE | IQ7x | 315 |  | 25 |  |  | 0.98 |  | Other | UNDER EACH PANEL
NJADRE1555730395 | Administratively Determined Incentive Program | BUTLER | 7405 | 3 | 10.5 | Residential | Behind the Meter | No | Net Metered Residential | EMT Renewables |  | Butler | Accepted | 2024-02-01 | 2024-02-21 | 2025-02-21 | Solar Panels | REC ALPHA | REC 420 |  | 0.42 | 16 | 98 | 40 |  | Fixed | Roof
NJADRE1555730395 | Administratively Determined Incentive Program | BUTLER | 7405 | 3 | 10.5 | Residential | Behind the Meter | No | Net Metered Residential | EMT Renewables |  | Butler | Accepted | 2024-02-01 | 2024-02-21 | 2025-02-21 | Solar Panels | REC ALPHA | REC 420 |  | 0.42 | 6 | 278 | 40 |  | Fixed | Roof
NJADRE1555730395 | Administratively Determined Incentive Program | BUTLER | 7405 | 3 | 10.5 | Residential | Behind the Meter | No | Net Metered Residential | EMT Renewables |  | Butler | Accepted | 2024-02-01 | 2024-02-21 | 2025-02-21 | Solar Panels | REC ALPHA | REC 420 |  | 0.42 | 3 | 278 | 40 |  | Fixed | Roof
NJADRE1555730396 | Administratively Determined Incentive Program | WOODBRIDGE | 7095 | 11 | 8.4 | Residential | Behind the Meter | Yes | Net Metered Residential | Pro Custom Solar dba Momentum Solar |  | PSE&G | Accepted | 2024-02-01 | 2024-02-21 | 2025-02-21 | Solar Panels | Q. PEAK DUO BLK ML-G10+400 | HANWHA |  | 0.4 | 7 | 91 | 38 |  | Fixed | Roof
NJADRE1555730396 | Administratively Determined Incentive Program | WOODBRIDGE | 7095 | 11 | 8.4 | Residential | Behind the Meter | Yes | Net Metered Residential | Pro Custom Solar dba Momentum Solar |  | PSE&G | Accepted | 2024-02-01 | 2024-02-21 | 2025-02-21 | Solar Panels | Q. PEAK DUO BLK ML-G10+400 | HANWHA |  | 0.4 | 6 | 271 | 13 |  | Fixed | Roof
NJADRE1555730396 | Administratively Determined Incentive Program | WOODBRIDGE | 7095 | 11 | 8.4 | Residential | Behind the Meter | Yes | Net Metered Residential | Pro Custom Solar dba Momentum Solar |  | PSE&G | Accepted | 2024-02-01 | 2024-02-21 | 2025-02-21 | Solar Panels | Q. PEAK DUO BLK ML-G10+400 | HANWHA |  | 0.4 | 8 | 271 | 38 |  | Fixed | Roof
NJADRE1555730396 | Administratively Determined Incentive Program | WOODBRIDGE | 7095 | 11 | 8.4 | Residential | Behind the Meter | Yes | Net Metered Residential | Pro Custom Solar dba Momentum Solar |  | PSE&G | Accepted | 2024-02-01 | 2024-02-21 | 2025-02-21 | Inverters | IQ8PLUS-72-2-US | ENPHASE | 290 |  | 21 |  |  | 0.97 |  | Outdoor
NJADRE1555730400 | Administratively Determined Incentive Program | POINT PLEASANT BEACH | 8742 | 18 | 11.75 | Residential | Behind the Meter | No | Net Metered Residential | Whitman Construction, LLC |  | JCP&L | Accepted | 2024-02-06 | 2024-02-23 | 2025-02-23 | Inverters | Enphase | IQ8PLUS-72-2-US | 290 |  | 29 |  |  | 0.975 |  | Outdoor
NJADRE1555730400 | Administratively Determined Incentive Program | POINT PLEASANT BEACH | 8742 | 18 | 11.75 | Residential | Behind the Meter | No | Net Metered Residential | Whitman Construction, LLC |  | JCP&L | Accepted | 2024-02-06 | 2024-02-23 | 2025-02-23 | Solar Panels | HANWHA | HANWHA Q CELL 405 |  | 0.405 | 29 | 200 | 14 |  | Fixed | Roof
NJADRE1555730400 | Administratively Determined Incentive Program | POINT PLEASANT BEACH | 8742 | 18 | 11.75 | Residential | Behind the Meter | No | Net Metered Residential | Whitman Construction, LLC |  | JCP&L | Accepted | 2024-02-06 | 2024-02-23 | 2025-02-23 | Meters | enphase | x2-iq-am1-240-4c |  |  | 1 |  |  |  | Yes | Outdoor
NJADRE1555730454 | Administratively Determined Incentive Program | BELLE MEAD | 8502 | 5 | 13.14 | Residential | Behind the Meter | No | Net Metered Residential | US Clean Energy Construction Inc. |  | PSE&G | Accepted | 2024-02-01 | 2024-02-21 | 2025-02-21 | Inverters | SMA AMERICA | SMA SB-7.7-US | 7700 |  | 1 |  |  | 0.98 |  | Outside
NJADRE1555730454 | Administratively Determined Incentive Program | BELLE MEAD | 8502 | 5 | 13.14 | Residential | Behind the Meter | No | Net Metered Residential | US Clean Energy Construction Inc. |  | PSE&G | Accepted | 2024-02-01 | 2024-02-21 | 2025-02-21 | Meters | VISION METERING | Cat VM-2E2A1P |  |  | 1 |  |  |  | Yes | Outdoor
NJADRE1555730454 | Administratively Determined Incentive Program | BELLE MEAD | 8502 | 5 | 13.14 | Residential | Behind the Meter | No | Net Metered Residential | US Clean Energy Construction Inc. |  | PSE&G | Accepted | 2024-02-01 | 2024-02-21 | 2025-02-21 | Solar Panels | REC SOLAR | REC 355W |  | 0.355 | 24 | 109 | 20 |  | Fixed | Roof
NJADRE1555730454 | Administratively Determined Incentive Program | BELLE MEAD | 8502 | 5 | 13.14 | Residential | Behind the Meter | No | Net Metered Residential | US Clean Energy Construction Inc. |  | PSE&G | Accepted | 2024-02-01 | 2024-02-21 | 2025-02-21 | Solar Panels | REC SOLAR | REC 355W |  | 0.355 | 13 | 199 | 20 |  | Fixed | Roof
NJADRE1555730495 | Administratively Determined Incentive Program | BRIDGEWATER | 8807 | 5 | 6.8 | Residential | Behind the Meter | No | Net Metered Residential | NJ Solar Power |  | PSE&G | Accepted | 2024-02-01 | 2024-02-22 | 2025-02-22 | Solar Panels | Hanwha | Q.TRON BLK M-G2+ 425 |  | 0.425 | 8 | 175 | 30 |  | Fixed | Roof | Roof 1
NJADRE1555730495 | Administratively Determined Incentive Program | BRIDGEWATER | 8807 | 5 | 6.8 | Residential | Behind the Meter | No | Net Metered Residential | NJ Solar Power |  | PSE&G | Accepted | 2024-02-01 | 2024-02-22 | 2025-02-22 | Solar Panels | Hanwha | Q.TRON BLK M-G2+ 425 |  | 0.425 | 8 | 175 | 30 |  | Fixed | Roof | Roof 2
NJADRE1555730495 | Administratively Determined Incentive Program | BRIDGEWATER | 8807 | 5 | 6.8 | Residential | Behind the Meter | No | Net Metered Residential | NJ Solar Power |  | PSE&G | Accepted | 2024-02-01 | 2024-02-22 | 2025-02-22 | Inverters | Enphase | IQ8PlUS-72-2-US | 5 |  | 16 |  |  | 0.99 |  | Outside
NJADRE1555730536 | Administratively Determined Incentive Program | EAST BRUNSWICK | 8816 | 11 | 22.14 | Residential | Behind the Meter | No | Net Metered Residential | US Clean Energy Construction Inc. |  | PSE&G | Accepted | 2024-02-01 | 2024-02-22 | 2025-02-22 | Inverters | SMA AMERICA | SMA SB-7.7-US | 7700 |  | 1 |  |  | 0.98 |  | Outside
NJADRE1555730536 | Administratively Determined Incentive Program | EAST BRUNSWICK | 8816 | 11 | 22.14 | Residential | Behind the Meter | No | Net Metered Residential | US Clean Energy Construction Inc. |  | PSE&G | Accepted | 2024-02-01 | 2024-02-22 | 2025-02-22 | Meters | VISION METERING | Cat VM-2E2A1P |  |  | 1 |  |  |  | Yes | Outdoor
NJADRE1555730536 | Administratively Determined Incentive Program | EAST BRUNSWICK | 8816 | 11 | 22.14 | Residential | Behind the Meter | No | Net Metered Residential | US Clean Energy Construction Inc. |  | PSE&G | Accepted | 2024-02-01 | 2024-02-22 | 2025-02-22 | Solar Panels | Trina Solar | Trina 410W |  | 0.41 | 15 | 85 | 30 |  | Fixed | Roof
NJADRE1555730536 | Administratively Determined Incentive Program | EAST BRUNSWICK | 8816 | 11 | 22.14 | Residential | Behind the Meter | No | Net Metered Residential | US Clean Energy Construction Inc. |  | PSE&G | Accepted | 2024-02-01 | 2024-02-22 | 2025-02-22 | Solar Panels | Trina Solar | Trina 410W |  | 0.41 | 11 | 175 | 30 |  | Fixed | Roof
NJADRE1555730536 | Administratively Determined Incentive Program | EAST BRUNSWICK | 8816 | 11 | 22.14 | Residential | Behind the Meter | No | Net Metered Residential | US Clean Energy Construction Inc. |  | PSE&G | Accepted | 2024-02-01 | 2024-02-22 | 2025-02-22 | Solar Panels | Trina Solar | Trina 410W |  | 0.41 | 15 | 265 | 30 |  | Fixed | Roof
NJADRE1555730536 | Administratively Determined Incentive Program | EAST BRUNSWICK | 8816 | 11 | 22.14 | Residential | Behind the Meter | No | Net Metered Residential | US Clean Energy Construction Inc. |  | PSE&G | Accepted | 2024-02-01 | 2024-02-22 | 2025-02-22 | Solar Panels | Trina Solar | Trina 410W |  | 0.41 | 13 | 355 | 30 |  | Fixed | Roof
NJADRE1555730578 | Administratively Determined Incentive Program | Riverside Twp | 8075 | 13 | 8.91 | Residential | Behind the Meter | No | Net Metered Residential | Sunrun Installation Services, Inc. |  | PSE&G | Accepted | 2024-02-01 | 2024-02-21 | 2025-02-21 | Inverters | Delta Electronics | E8-TL-US | 8000 |  | 1 |  |  | 0.975 |  | Outside | next to meter
NJADRE1555730578 | Administratively Determined Incentive Program | Riverside Twp | 8075 | 13 | 8.91 | Residential | Behind the Meter | No | Net Metered Residential | Sunrun Installation Services, Inc. |  | PSE&G | Accepted | 2024-02-01 | 2024-02-21 | 2025-02-21 | Solar Panels | Hanwha Q Cells | Q.PEAK DUO BLK ML-G10+ 405 |  | 0.405 | 22 | 166 | 23 |  | Fixed | Roof
NJADRE1555730581 | Administratively Determined Incentive Program | ELIZABETH | 7208 | 10 | 4.8 | Residential | Behind the Meter | Yes | Net Metered Residential | PosiGen Developer, LLC |  | PSE&G | Accepted | 2024-02-01 | 2024-02-23 | 2025-02-23 | Inverters | SOLAREDGE | SE3800H-US | 3800 |  | 1 |  |  | 0.99 |  | Outside | within ten feet of meter
NJADRE1555730581 | Administratively Determined Incentive Program | ELIZABETH | 7208 | 10 | 4.8 | Residential | Behind the Meter | Yes | Net Metered Residential | PosiGen Developer, LLC |  | PSE&G | Accepted | 2024-02-01 | 2024-02-23 | 2025-02-23 | Solar Panels | SILFAB SOLAR | SIL-400 HC+ |  | 0.4 | 6 | 296 | 40 |  | Fixed | Roof
NJADRE1555730581 | Administratively Determined Incentive Program | ELIZABETH | 7208 | 10 | 4.8 | Residential | Behind the Meter | Yes | Net Metered Residential | PosiGen Developer, LLC |  | PSE&G | Accepted | 2024-02-01 | 2024-02-23 | 2025-02-23 | Solar Panels | SILFAB SOLAR | SIL-400 HC+ |  | 0.4 | 2 | 116 | 38 |  | Fixed | Roof
NJADRE1555730581 | Administratively Determined Incentive Program | ELIZABETH | 7208 | 10 | 4.8 | Residential | Behind the Meter | Yes | Net Metered Residential | PosiGen Developer, LLC |  | PSE&G | Accepted | 2024-02-01 | 2024-02-23 | 2025-02-23 | Solar Panels | SILFAB SOLAR | SIL-400 HC+ |  | 0.4 | 4 | 117 | 18 |  | Fixed | Roof
NJADRE1555730597 | Administratively Determined Incentive Program | Elizabeth City | 7208 | 10 | 6.4 | Residential | Behind the Meter | Yes | Net Metered Residential | Sunrun Installation Services, Inc. |  | PSE&G | Accepted | 2024-02-01 | 2024-02-21 | 2025-02-21 | Inverters | SolarEdge Technologies | SE6000H-USSN | 6000 |  | 1 |  |  | 0.99 |  | Outdoor | Next to meter
NJADRE1555730597 | Administratively Determined Incentive Program | Elizabeth City | 7208 | 10 | 6.4 | Residential | Behind the Meter | Yes | Net Metered Residential | Sunrun Installation Services, Inc. |  | PSE&G | Accepted | 2024-02-01 | 2024-02-21 | 2025-02-21 | Solar Panels | Hanwha Q Cells | Q.PEAK DUO BLK ML-G10+/T 400 |  | 0.4 | 16 | 96 | 37 |  | Fixed | Roof
NJADRE1555730604 | Administratively Determined Incentive Program | Little Egg Harbor Twp | 8087 | 18 | 3.91 | Residential | Behind the Meter | No | Net Metered Residential | Solar Energy World |  | AC Electric | Accepted | 2024-02-01 | 2024-02-21 | 2025-02-21 | Solar Panels | Longi | LR4-60-HPB-355M |  | 0.355 | 11 | 120 | 29 |  | Fixed | Roof
NJADRE1555730604 | Administratively Determined Incentive Program | Little Egg Harbor Twp | 8087 | 18 | 3.91 | Residential | Behind the Meter | No | Net Metered Residential | Solar Energy World |  | AC Electric | Accepted | 2024-02-01 | 2024-02-21 | 2025-02-21 | Inverters | Enphase | IQ8-60-2-US | 290 |  | 11 |  |  | 0.97 |  | Outside
NJADRE1555730624 | Administratively Determined Incentive Program | North Plainfield Boro | 7060 | 10 | 6.08 | Residential | Behind the Meter | Yes | Net Metered Residential | Sunrun Installation Services, Inc |  | PSE&G | Accepted | 2024-02-01 | 2024-02-23 | 2025-02-23 | Inverters | DELTA ELECTRONICS | E6-TL-US | 6000 |  | 1 |  |  | 0.97 |  | Outside | Next To Meter
NJADRE1555730624 | Administratively Determined Incentive Program | North Plainfield Boro | 7060 | 10 | 6.08 | Residential | Behind the Meter | Yes | Net Metered Residential | Sunrun Installation Services, Inc |  | PSE&G | Accepted | 2024-02-01 | 2024-02-23 | 2025-02-23 | Solar Panels | HANWHA Q-CELLS | Q.PEAK DUO BLK ML-G10+ 405 |  | 0.405 | 15 | 75 | 35 |  | Fixed | Roof
NJADRE1555730639 | Administratively Determined Incentive Program | WOODBRIDGE TWP | 7067 | 10 | 3.6 | Residential | Behind the Meter | Yes | Net Metered Residential | Sunrun Installation Services, Inc. |  | PSE&G | Accepted | 2024-02-01 | 2024-02-21 | 2025-02-21 | Inverters | SolarEdge Technologies | SE3800H-USMN | 3800 |  | 1 |  |  | 0.99 |  | Outdoor | Next to meter
NJADRE1555730639 | Administratively Determined Incentive Program | WOODBRIDGE TWP | 7067 | 10 | 3.6 | Residential | Behind the Meter | Yes | Net Metered Residential | Sunrun Installation Services, Inc. |  | PSE&G | Accepted | 2024-02-01 | 2024-02-21 | 2025-02-21 | Solar Panels | Hanwha Q Cells | Q.PEAK DUO BLK ML-G10+/T 400 |  | 0.4 | 9 | 169 | 37 |  | Fixed | Roof
NJADRE1555730663 | Administratively Determined Incentive Program | DEPTFORD TWP | 8096 | 15 | 4.8 | Residential | Behind the Meter | Yes | Net Metered Residential | Sunrun Installation Services, Inc. |  | PSE&G | Accepted | 2024-02-01 | 2024-02-22 | 2025-02-22 | Inverters | DELTA ELECTRONICS | E4-TL-US | 4000 |  | 1 |  |  | 0.975 |  | Outdoor | Next to meter
NJADRE1555730663 | Administratively Determined Incentive Program | DEPTFORD TWP | 8096 | 15 | 4.8 | Residential | Behind the Meter | Yes | Net Metered Residential | Sunrun Installation Services, Inc. |  | PSE&G | Accepted | 2024-02-01 | 2024-02-22 | 2025-02-22 | Solar Panels | Hanwha Q Cells | Q.PEAK DUO BLK ML-G10+/T 400 |  | 0.4 | 12 | 206 | 19 |  | Fixed | Roof
NJADRE1555730685 | Administratively Determined Incentive Program | PITMAN | 8071 | 15 | 6.64 | Residential | Behind the Meter | Yes | Net Metered Residential | Posigen Developer. LLC |  | AC Electric | Accepted | 2024-02-01 | 2024-02-23 | 2025-02-23 | Inverters | SolarEdge | SE6000H-US | 6000 |  | 1 |  |  | 0.99 |  | Outdoor | within ten feet of meter
NJADRE1555730685 | Administratively Determined Incentive Program | PITMAN | 8071 | 15 | 6.64 | Residential | Behind the Meter | Yes | Net Metered Residential | Posigen Developer. LLC |  | AC Electric | Accepted | 2024-02-01 | 2024-02-23 | 2025-02-23 | Solar Panels | Canadian Solar | CS3N-415MS |  | 0.415 | 7 | 144 | 5 |  | Fixed | Roof
NJADRE1555730685 | Administratively Determined Incentive Program | PITMAN | 8071 | 15 | 6.64 | Residential | Behind the Meter | Yes | Net Metered Residential | Posigen Developer. LLC |  | AC Electric | Accepted | 2024-02-01 | 2024-02-23 | 2025-02-23 | Solar Panels | Canadian Solar | CS3N-415MS |  | 0.415 | 7 | 324 | 17 |  | Fixed | Roof
NJADRE1555730685 | Administratively Determined Incentive Program | PITMAN | 8071 | 15 | 6.64 | Residential | Behind the Meter | Yes | Net Metered Residential | Posigen Developer. LLC |  | AC Electric | Accepted | 2024-02-01 | 2024-02-23 | 2025-02-23 | Solar Panels | Canadian Solar | CS3N-415MS |  | 0.415 | 2 | 324 | 34 |  | Fixed | Roof
NJADRE1555730690 | Administratively Determined Incentive Program | EAST BRUNSWICK | 8816 | 11 | 4.4 | Residential | Behind the Meter | Yes | Net Metered Residential | Sunrun Installation Services, Inc |  | JCP&L | Accepted | 2024-02-01 | 2024-02-21 | 2025-02-21 | Inverters | SOLAREDGE TECHNOLOGIES | SE3800H-USMN | 3800 |  | 1 |  |  | 0.99 |  | Outside | Next To Meter
NJADRE1555730690 | Administratively Determined Incentive Program | EAST BRUNSWICK | 8816 | 11 | 4.4 | Residential | Behind the Meter | Yes | Net Metered Residential | Sunrun Installation Services, Inc |  | JCP&L | Accepted | 2024-02-01 | 2024-02-21 | 2025-02-21 | Solar Panels | HANWHA Q-CELLS | Q.PEAK DUO BLK ML-G10+/T 400 |  | 0.4 | 8 | 83 | 18 |  | Fixed | Roof
NJADRE1555730690 | Administratively Determined Incentive Program | EAST BRUNSWICK | 8816 | 11 | 4.4 | Residential | Behind the Meter | Yes | Net Metered Residential | Sunrun Installation Services, Inc |  | JCP&L | Accepted | 2024-02-01 | 2024-02-21 | 2025-02-21 | Solar Panels | HANWHA Q-CELLS | Q.PEAK DUO BLK ML-G10+/T 400 |  | 0.4 | 3 | 263 | 19 |  | Fixed | Roof
NJADRE1555730719 | Administratively Determined Incentive Program | TRENTON | 8690 | 12 | 8 | Residential | Behind the Meter | Yes | Net Metered Residential | Posigen Developer, LLC |  | PSE&G | Accepted | 2024-02-01 | 2024-02-26 | 2025-02-26 | Inverters | SolarEdge | SE6000H-US | 6000 |  | 1 |  |  | 0.99 |  | Outdoor | within ten feet of meter
NJADRE1555730719 | Administratively Determined Incentive Program | TRENTON | 8690 | 12 | 8 | Residential | Behind the Meter | Yes | Net Metered Residential | Posigen Developer, LLC |  | PSE&G | Accepted | 2024-02-01 | 2024-02-26 | 2025-02-26 | Solar Panels | Silfab | SIL-400 HC+ |  | 0.4 | 8 | 281 | 27 |  | Fixed | Roof
NJADRE1555730719 | Administratively Determined Incentive Program | TRENTON | 8690 | 12 | 8 | Residential | Behind the Meter | Yes | Net Metered Residential | Posigen Developer, LLC |  | PSE&G | Accepted | 2024-02-01 | 2024-02-26 | 2025-02-26 | Solar Panels | Silfab | SIL-400 HC+ |  | 0.4 | 4 | 281 | 40 |  | Fixed | Roof
NJADRE1555730719 | Administratively Determined Incentive Program | TRENTON | 8690 | 12 | 8 | Residential | Behind the Meter | Yes | Net Metered Residential | Posigen Developer, LLC |  | PSE&G | Accepted | 2024-02-01 | 2024-02-26 | 2025-02-26 | Solar Panels | Silfab | SIL-400 HC+ |  | 0.4 | 8 | 101 | 34 |  | Fixed | Roof
NJADRE1555730727 | Administratively Determined Incentive Program | LYNDHURST | 7071 | 7 | 4.05 | Residential | Behind the Meter | No | Net Metered Residential | Voltaic Solaire LLC |  | PSE&G | Accepted | 2024-02-01 | 2024-02-23 | 2025-02-23 | Solar Panels | Hanwha Q.Cells | Q.PEAK DUO BLK ML-G10+ 405W |  | 0.405 | 10 | 127 | 35 |  | Fixed | Roof
NJADRE1555730727 | Administratively Determined Incentive Program | LYNDHURST | 7071 | 7 | 4.05 | Residential | Behind the Meter | No | Net Metered Residential | Voltaic Solaire LLC |  | PSE&G | Accepted | 2024-02-01 | 2024-02-23 | 2025-02-23 | Inverters | SOLAR EDGE | SE3800H-US | 4 |  | 1 |  |  | 0.99 |  | Outside | Next to utility meter
NJADRE1555730943 | Administratively Determined Incentive Program | VINELAND | 8360 | 20 | 8.8 | Residential | Behind the Meter | Yes | Net Metered Residential | PosiGen Developer, LLC |  | Vineland Muni Electric | Accepted | 2024-02-01 | 2024-02-26 | 2025-02-26 | Inverters | SOLAREDGE | SE6000H-US | 6000 |  | 1 |  |  | 0.99 |  | Outside | within ten feet of meter
NJADRE1555730943 | Administratively Determined Incentive Program | VINELAND | 8360 | 20 | 8.8 | Residential | Behind the Meter | Yes | Net Metered Residential | PosiGen Developer, LLC |  | Vineland Muni Electric | Accepted | 2024-02-01 | 2024-02-26 | 2025-02-26 | Solar Panels | SILFAB SOLAR | SIL-400 HC+ |  | 0.4 | 4 | 93 | 27 |  | Fixed | Roof
NJADRE1555730943 | Administratively Determined Incentive Program | VINELAND | 8360 | 20 | 8.8 | Residential | Behind the Meter | Yes | Net Metered Residential | PosiGen Developer, LLC |  | Vineland Muni Electric | Accepted | 2024-02-01 | 2024-02-26 | 2025-02-26 | Solar Panels | SILFAB SOLAR | SIL-400 HC+ |  | 0.4 | 14 | 3 | 14 |  | Fixed | Roof
NJADRE1555730943 | Administratively Determined Incentive Program | VINELAND | 8360 | 20 | 8.8 | Residential | Behind the Meter | Yes | Net Metered Residential | PosiGen Developer, LLC |  | Vineland Muni Electric | Accepted | 2024-02-01 | 2024-02-26 | 2025-02-26 | Solar Panels | SILFAB SOLAR | SIL-400 HC+ |  | 0.4 | 4 | 273 | 27 |  | Fixed | Roof
NJADRE1555730945 | Administratively Determined Incentive Program | MATAWAN | 7747 | 17 | 4.8 | Residential | Behind the Meter | Yes | Net Metered Residential | Posigen Developer, LLC |  | JCP&L | Accepted | 2024-02-01 | 2024-02-23 | 2025-02-23 | Inverters | SolarEdge | SE3800H-US | 3800 |  | 1 |  |  | 0.99 |  | Outdoor | within ten feet of meter
NJADRE1555730945 | Administratively Determined Incentive Program | MATAWAN | 7747 | 17 | 4.8 | Residential | Behind the Meter | Yes | Net Metered Residential | Posigen Developer, LLC |  | JCP&L | Accepted | 2024-02-01 | 2024-02-23 | 2025-02-23 | Solar Panels | Silfab | SIL-400 HC+ |  | 0.4 | 8 | 101 | 40 |  | Fixed | Roof
NJADRE1555730945 | Administratively Determined Incentive Program | MATAWAN | 7747 | 17 | 4.8 | Residential | Behind the Meter | Yes | Net Metered Residential | Posigen Developer, LLC |  | JCP&L | Accepted | 2024-02-01 | 2024-02-23 | 2025-02-23 | Solar Panels | Silfab | SIL-400 HC+ |  | 0.4 | 2 | 287 | 40 |  | Fixed | Roof
NJADRE1555730945 | Administratively Determined Incentive Program | MATAWAN | 7747 | 17 | 4.8 | Residential | Behind the Meter | Yes | Net Metered Residential | Posigen Developer, LLC |  | JCP&L | Accepted | 2024-02-01 | 2024-02-23 | 2025-02-23 | Solar Panels | Silfab | SIL-400 HC+ |  | 0.4 | 2 | 11 | 40 |  | Fixed | Roof
NJADRE1555730961 | Administratively Determined Incentive Program | PENNS GROVE | 8069 | 16 | 22.68 | Residential | Behind the Meter | Yes | Net Metered Residential | Sunrun Installation Services, Inc. |  | AC Electric | Accepted | 2024-02-01 | 2024-02-21 | 2025-02-21 | Inverters | SolarEdge Technologies | SE7600H-USSN | 7600 |  | 2 |  |  | 0.99 |  | Outside
NJADRE1555730961 | Administratively Determined Incentive Program | PENNS GROVE | 8069 | 16 | 22.68 | Residential | Behind the Meter | Yes | Net Metered Residential | Sunrun Installation Services, Inc. |  | AC Electric | Accepted | 2024-02-01 | 2024-02-21 | 2025-02-21 | Solar Panels | Hanwha Q Cells | Q.PEAK DUO BLK ML-G10+ 405 |  | 0.405 | 20 | 304 | 27 |  | Fixed | Roof
NJADRE1555730961 | Administratively Determined Incentive Program | PENNS GROVE | 8069 | 16 | 22.68 | Residential | Behind the Meter | Yes | Net Metered Residential | Sunrun Installation Services, Inc. |  | AC Electric | Accepted | 2024-02-01 | 2024-02-21 | 2025-02-21 | Solar Panels | Hanwha Q Cells | Q.PEAK DUO BLK ML-G10+ 405 |  | 0.405 | 28 | 124 | 26 |  | Fixed | Roof
NJADRE1555730961 | Administratively Determined Incentive Program | PENNS GROVE | 8069 | 16 | 22.68 | Residential | Behind the Meter | Yes | Net Metered Residential | Sunrun Installation Services, Inc. |  | AC Electric | Accepted | 2024-02-01 | 2024-02-21 | 2025-02-21 | Solar Panels | Hanwha Q Cells | Q.PEAK DUO BLK ML-G10+ 405 |  | 0.405 | 8 | 124 | 26 |  | Fixed | Roof
NJADRE1555730974 | Administratively Determined Incentive Program | GREENWICH | 8323 | 20 | 13.6 | Residential | Behind the Meter | Yes | Net Metered Residential | PosiGen Developer, LLC |  | AC Electric | Accepted | 2024-02-01 | 2024-02-26 | 2025-02-26 | Inverters | SOLAREDGE | SE10000H-US | 10000 |  | 1 |  |  | 0.99 |  | Outside | within ten feet of meter
NJADRE1555730974 | Administratively Determined Incentive Program | GREENWICH | 8323 | 20 | 13.6 | Residential | Behind the Meter | Yes | Net Metered Residential | PosiGen Developer, LLC |  | AC Electric | Accepted | 2024-02-01 | 2024-02-26 | 2025-02-26 | Solar Panels | SILFAB SOLAR | SIL-400 HC+ |  | 0.4 | 26 | 190 | 14 |  | Fixed | Roof
NJADRE1555730974 | Administratively Determined Incentive Program | GREENWICH | 8323 | 20 | 13.6 | Residential | Behind the Meter | Yes | Net Metered Residential | PosiGen Developer, LLC |  | AC Electric | Accepted | 2024-02-01 | 2024-02-26 | 2025-02-26 | Solar Panels | SILFAB SOLAR | SIL-400 HC+ |  | 0.4 | 8 | 10 | 13 |  | Fixed | Roof
NJADRE1555734327 | Administratively Determined Incentive Program | IRVINGTON | 7111 | 9 | 3.65 | Residential | Behind the Meter | Yes | Net Metered Residential | Sunrun Installation Services, Inc. |  | PSE&G | Accepted | 2024-02-02 | 2024-02-21 | 2025-02-21 | Inverters | SolarEdge Technologies | SE3800H-USMN | 3800 |  | 1 |  |  | 0.99 |  | Outdoor
NJADRE1555734327 | Administratively Determined Incentive Program | IRVINGTON | 7111 | 9 | 3.65 | Residential | Behind the Meter | Yes | Net Metered Residential | Sunrun Installation Services, Inc. |  | PSE&G | Accepted | 2024-02-02 | 2024-02-21 | 2025-02-21 | Solar Panels | Hanwha Q Cells | Q.PEAK DUO BLK ML-G10+ 405 |  | 0.405 | 9 | 27 | 3 |  | Single Axis | Roof
NJADRE1555734340 | Administratively Determined Incentive Program | GREENWICH | 8323 | 20 | 6.08 | Residential | Behind the Meter | Yes | Net Metered Residential | Sunny Mac LLC |  | AC Electric | Accepted | 2024-02-02 | 2024-03-07 | 2025-03-07 | Solar Panels | Q.PEAK DUO BLK ML-G10+ 405 | HANWHA |  | 0.405 | 7 | 119 | 23 |  | Fixed | Roof
NJADRE1555734340 | Administratively Determined Incentive Program | GREENWICH | 8323 | 20 | 6.08 | Residential | Behind the Meter | Yes | Net Metered Residential | Sunny Mac LLC |  | AC Electric | Accepted | 2024-02-02 | 2024-03-07 | 2025-03-07 | Solar Panels | Q.PEAK DUO BLK ML-G10+ 405 | HANWHA |  | 0.405 | 8 | 299 | 23 |  | Fixed | Roof
NJADRE1555734340 | Administratively Determined Incentive Program | GREENWICH | 8323 | 20 | 6.08 | Residential | Behind the Meter | Yes | Net Metered Residential | Sunny Mac LLC |  | AC Electric | Accepted | 2024-02-02 | 2024-03-07 | 2025-03-07 | Inverters | SE5000H-US | Solaredge | 5000 |  | 1 |  |  | 0.1 |  | Outdoor | next to meter
NJADRE1555734344 | Administratively Determined Incentive Program | FAIR LAWN | 7410 | 7 | 16.58 | Residential | Behind the Meter | No | Net Metered Residential | Whitman Construction |  | PSE&G | Accepted | 2024-02-02 | 2024-02-22 | 2025-02-22 | Inverters | Enphase | ENPHASE ENERGY IQ8PLUS-72-2-US | 290 |  | 39 |  |  | 0.975 |  | Outside
NJADRE1555734344 | Administratively Determined Incentive Program | FAIR LAWN | 7410 | 7 | 16.58 | Residential | Behind the Meter | No | Net Metered Residential | Whitman Construction |  | PSE&G | Accepted | 2024-02-02 | 2024-02-22 | 2025-02-22 | Solar Panels | HANWHA | HANWHA Q CELLS Q.TRON BLK M-G2+ (425W) |  | 0.425 | 39 | fixed | 28 |  | Fixed | Roof
NJADRE1555734345 | Administratively Determined Incentive Program | EDISON | 8820 | 11 | 8.8 | Residential | Behind the Meter | Yes | Net Metered Residential | Sunrun Installation Services, Inc. |  | PSE&G | Accepted | 2024-02-02 | 2024-02-21 | 2025-02-21 | Inverters | SolarEdge Technologies | SE6000H-USSN | 6000 |  | 1 |  |  | 0.99 |  | Outdoor | Next to meter
NJADRE1555734345 | Administratively Determined Incentive Program | EDISON | 8820 | 11 | 8.8 | Residential | Behind the Meter | Yes | Net Metered Residential | Sunrun Installation Services, Inc. |  | PSE&G | Accepted | 2024-02-02 | 2024-02-21 | 2025-02-21 | Solar Panels | Hanwha Q Cells | Q.PEAK DUO BLK ML-G10+/T 400 |  | 0.4 | 22 | 154 | 26 |  | Fixed | Roof
NJADRE1555734347 | Administratively Determined Incentive Program | MAPLEWOOD | 7040 | 9 | 6.4 | Residential | Behind the Meter | Yes | Net Metered Residential | Sunrun Installation Services, Inc. |  | PSE&G | Accepted | 2024-02-02 | 2024-02-22 | 2025-02-22 | Inverters | SolarEdge Technologies | SE6000H-USSN | 6000 |  | 1 |  |  | 0.99 |  | Outdoor | Next to meter
NJADRE1555734347 | Administratively Determined Incentive Program | MAPLEWOOD | 7040 | 9 | 6.4 | Residential | Behind the Meter | Yes | Net Metered Residential | Sunrun Installation Services, Inc. |  | PSE&G | Accepted | 2024-02-02 | 2024-02-22 | 2025-02-22 | Solar Panels | Hanwha Q Cells | Q.PEAK DUO BLK ML-G10+/T 400 |  | 0.4 | 16 | 108 | 2 |  | Fixed | Roof
NJADRE1555734359 | Administratively Determined Incentive Program | Whiting | 8759 | 18 | 8.8 | Residential | Behind the Meter | Yes | Net Metered Residential | Sunrun Installation Services, Inc. |  | JCP&L | Accepted | 2024-02-02 | 2024-02-21 | 2025-02-21 | Inverters | SolarEdge Technologies | SE6000H-USSN | 6000 |  | 1 |  |  | 0.99 |  | Outside | Next to meter
NJADRE1555734359 | Administratively Determined Incentive Program | Whiting | 8759 | 18 | 8.8 | Residential | Behind the Meter | Yes | Net Metered Residential | Sunrun Installation Services, Inc. |  | JCP&L | Accepted | 2024-02-02 | 2024-02-21 | 2025-02-21 | Solar Panels | Hanwha Q Cells | Q.PEAK DUO BLK ML-G10+/t 400 |  | 0.4 | 20 | 31 | 23 |  | Fixed | Roof
NJADRE1555734359 | Administratively Determined Incentive Program | Whiting | 8759 | 18 | 8.8 | Residential | Behind the Meter | Yes | Net Metered Residential | Sunrun Installation Services, Inc. |  | JCP&L | Accepted | 2024-02-02 | 2024-02-21 | 2025-02-21 | Solar Panels | Hanwha Q Cells | Q.PEAK DUO BLK ML-G10+/t 400 |  | 0.4 | 2 | 121 | 33 |  | Fixed | Roof
NJADRE1555734363 | Administratively Determined Incentive Program | Willingboro Twp | 8046 | 13 | 3.2 | Residential | Behind the Meter | Yes | Net Metered Residential | Sunrun Installation Services, Inc. |  | PSE&G | Accepted | 2024-02-02 | 2024-02-21 | 2025-02-21 | Inverters | DELTA ELECTRONICS | E4-TL-US | 4000 |  | 1 |  |  | 0.975 |  | Outdoor | Next to meter
NJADRE1555734363 | Administratively Determined Incentive Program | Willingboro Twp | 8046 | 13 | 3.2 | Residential | Behind the Meter | Yes | Net Metered Residential | Sunrun Installation Services, Inc. |  | PSE&G | Accepted | 2024-02-02 | 2024-02-21 | 2025-02-21 | Solar Panels | Hanwha Q Cells | Q.PEAK DUO BLK ML-G10+/T 400 |  | 0.4 | 8 | 209 | 27 |  | Fixed | Roof
NJADRE1555734371 | Administratively Determined Incentive Program | Union Township | 8867 | 4 | 14.18 | Residential | Behind the Meter | Yes | Net Metered Residential | Trinity Solar Inc. |  | JCP&L | Accepted | 2024-02-02 | 2024-02-22 | 2025-02-22 | Inverters | Solar Edge | SE11400H-US | 11400 |  | 1 |  |  | 0.97 |  | Outside
NJADRE1555734371 | Administratively Determined Incentive Program | Union Township | 8867 | 4 | 14.18 | Residential | Behind the Meter | Yes | Net Metered Residential | Trinity Solar Inc. |  | JCP&L | Accepted | 2024-02-02 | 2024-02-22 | 2025-02-22 | Solar Panels | HANWHA | Q.PEAK DUO BLK ML-G10+ 405 |  | 0.405 | 35 | 167 | 18 |  | Fixed | Roof
NJADRE1555734373 | Administratively Determined Incentive Program | MAYS LANDING | 8330 | 19 | 4.74 | Residential | Behind the Meter | Yes | Net Metered Residential | Whitman Construction |  | AC Electric | Accepted | 2024-02-05 | 2024-02-23 | 2025-02-23 | Inverters | Enphase | ENPHASE ENERGY IQ8PLUS-72-2-US | 290 |  | 12 |  |  | 0.98 |  | Outside
NJADRE1555734373 | Administratively Determined Incentive Program | MAYS LANDING | 8330 | 19 | 4.74 | Residential | Behind the Meter | Yes | Net Metered Residential | Whitman Construction |  | AC Electric | Accepted | 2024-02-05 | 2024-02-23 | 2025-02-23 | Solar Panels | JA SOLAR | JA SOLAR JAM54S30-395/MR (395W) |  | 0.395 | 12 | fixed | 27 |  | Fixed | Roof
NJADRE1555734378 | Administratively Determined Incentive Program | FORT LEE BORO | 7024 | 7 | 4 | Residential | Behind the Meter | Yes | Net Metered Residential | Sunrun Installation Services, Inc. |  | PSE&G | Accepted | 2024-02-02 | 2024-02-22 | 2025-02-22 | Inverters | DELTA ELECTRONICS | E4-TL-US | 4000 |  | 1 |  |  | 0.975 |  | Outdoor | Next to meter
NJADRE1555734378 | Administratively Determined Incentive Program | FORT LEE BORO | 7024 | 7 | 4 | Residential | Behind the Meter | Yes | Net Metered Residential | Sunrun Installation Services, Inc. |  | PSE&G | Accepted | 2024-02-02 | 2024-02-22 | 2025-02-22 | Solar Panels | Hanwha Q Cells | Q.PEAK DUO BLK ML-G10+/T 400 |  | 0.4 | 10 | 189 | 23 |  | Fixed | Roof
NJADRE1555734386 | Administratively Determined Incentive Program | NEPTUNE | 7753 | 17 | 4.8 | Residential | Behind the Meter | Yes | Net Metered Residential | Sunrun Installation Services, Inc. |  | JCP&L | Accepted | 2024-02-02 | 2024-02-27 | 2025-02-27 | Inverters | SOLAREDGE TECHNOLOGIES | SE3800H-USMN | 3800 |  | 1 |  |  | 0.99 |  | Outdoor
NJADRE1555734386 | Administratively Determined Incentive Program | NEPTUNE | 7753 | 17 | 4.8 | Residential | Behind the Meter | Yes | Net Metered Residential | Sunrun Installation Services, Inc. |  | JCP&L | Accepted | 2024-02-02 | 2024-02-27 | 2025-02-27 | Solar Panels | HANWHA Q-CELLS | Q.PEAK DUO BLK ML-G10+/T 400 |  | 0.4 | 3 | 154 | 22 |  | Fixed | Roof
NJADRE1555734386 | Administratively Determined Incentive Program | NEPTUNE | 7753 | 17 | 4.8 | Residential | Behind the Meter | Yes | Net Metered Residential | Sunrun Installation Services, Inc. |  | JCP&L | Accepted | 2024-02-02 | 2024-02-27 | 2025-02-27 | Solar Panels | HANWHA Q-CELLS | Q.PEAK DUO BLK ML-G10+/T 400 |  | 0.4 | 9 | 334 | 22 |  | Fixed | Roof
NJADRE1555734390 | Administratively Determined Incentive Program | LANOKA HARBOR | 8734 | 18 | 7.6 | Residential | Behind the Meter | No | Net Metered Residential | Tesla Energy Operations Inc |  | JCP&L | Accepted | 2024-02-02 | 2024-02-22 | 2025-02-22 | Inverters | Tesla | 1538000-25-F | 7600 |  | 1 |  |  | 0.98 |  | Indoor
NJADRE1555734390 | Administratively Determined Incentive Program | LANOKA HARBOR | 8734 | 18 | 7.6 | Residential | Behind the Meter | No | Net Metered Residential | Tesla Energy Operations Inc |  | JCP&L | Accepted | 2024-02-02 | 2024-02-22 | 2025-02-22 | Electric Storage Battery | Tesla | AC Powerwall 2.0 |  |  | 3 |  |  |  | Lithium Ion |  | Inside
NJADRE1555734390 | Administratively Determined Incentive Program | LANOKA HARBOR | 8734 | 18 | 7.6 | Residential | Behind the Meter | No | Net Metered Residential | Tesla Energy Operations Inc |  | JCP&L | Accepted | 2024-02-02 | 2024-02-22 | 2025-02-22 | Solar Panels | Tesla | T400H |  | 0.4 | 9 | 94 | 30 |  | Fixed | Roof
NJADRE1555734390 | Administratively Determined Incentive Program | LANOKA HARBOR | 8734 | 18 | 7.6 | Residential | Behind the Meter | No | Net Metered Residential | Tesla Energy Operations Inc |  | JCP&L | Accepted | 2024-02-02 | 2024-02-22 | 2025-02-22 | Solar Panels | Tesla | T400H |  | 0.4 | 10 | 274 | 30 |  | Fixed | Roof
NJADRE1555734418 | Administratively Determined Incentive Program | Montgomery TWP | 8502 | 5 | 12.78 | Residential | Behind the Meter | No | Net Metered Residential | US Clean Energy Construction Inc. |  | PSE&G | Accepted | 2024-02-02 | 2024-02-22 | 2025-02-22 | Inverters | SMA AMERICA | SMA SB-7.7-US | 7700 |  | 1 |  |  | 0.98 |  | Outside
NJADRE1555734418 | Administratively Determined Incentive Program | Montgomery TWP | 8502 | 5 | 12.78 | Residential | Behind the Meter | No | Net Metered Residential | US Clean Energy Construction Inc. |  | PSE&G | Accepted | 2024-02-02 | 2024-02-22 | 2025-02-22 | Meters | VISION METERING | Cat VM-2E2A1P |  |  | 1 |  |  |  | Yes | Outdoor
NJADRE1555734418 | Administratively Determined Incentive Program | Montgomery TWP | 8502 | 5 | 12.78 | Residential | Behind the Meter | No | Net Metered Residential | US Clean Energy Construction Inc. |  | PSE&G | Accepted | 2024-02-02 | 2024-02-22 | 2025-02-22 | Solar Panels | REC SOLAR | REC 355W |  | 0.355 | 36 | 137 | 20 |  | Fixed | Roof
NJADRE1555734449 | Administratively Determined Incentive Program | BRIDGETON | 8302 | 20 | 12 | Residential | Behind the Meter | Yes | Net Metered Residential | Power Energy Solutions |  | AC Electric | Accepted | 2024-02-02 | 2024-02-23 | 2025-02-23 | Inverters | SolarEdge | SE10000H-US | 10 |  | 1 |  |  | 0.97 |  | Outside
NJADRE1555734449 | Administratively Determined Incentive Program | BRIDGETON | 8302 | 20 | 12 | Residential | Behind the Meter | Yes | Net Metered Residential | Power Energy Solutions |  | AC Electric | Accepted | 2024-02-02 | 2024-02-23 | 2025-02-23 | Solar Panels | Canadian Solar | CS6R-400MS-HL HIKU6 Black Mono |  | 0.4 | 15 | 163 | 17 |  | Fixed | Roof
NJADRE1555734449 | Administratively Determined Incentive Program | BRIDGETON | 8302 | 20 | 12 | Residential | Behind the Meter | Yes | Net Metered Residential | Power Energy Solutions |  | AC Electric | Accepted | 2024-02-02 | 2024-02-23 | 2025-02-23 | Solar Panels | Canadian Solar | CS6R-400MS-HL HIKU6 Black Mono |  | 0.4 | 15 | 343 | 17 |  | Fixed | Roof
NJADRE1555734452 | Administratively Determined Incentive Program | CAMDEN CITY | 8105 | 14 | 6.08 | Residential | Behind the Meter | Yes | Net Metered Residential | Sunrun Installation Services, Inc. |  | PSE&G | Accepted | 2024-02-02 | 2024-02-22 | 2025-02-22 | Inverters | DELTA ELECTRONICS | E6-TL-US | 6000 |  | 1 |  |  | 0.975 |  | Outdoor | Next to meter
NJADRE1555734452 | Administratively Determined Incentive Program | CAMDEN CITY | 8105 | 14 | 6.08 | Residential | Behind the Meter | Yes | Net Metered Residential | Sunrun Installation Services, Inc. |  | PSE&G | Accepted | 2024-02-02 | 2024-02-22 | 2025-02-22 | Solar Panels | Hanwha Q Cells | Q.PEAK DUO BLK ML-G10+ 405 |  | 0.405 | 15 | 145 | 36 |  | Fixed | Roof
NJADRE1555734476 | Administratively Determined Incentive Program | MIDDLETOWN | 7748 | 17 | 6 | Residential | Behind the Meter | Yes | Net Metered Residential | Sunrun Installation Services, Inc. |  | JCP&L | Accepted | 2024-02-02 | 2024-02-21 | 2025-02-21 | Inverters | DELTA ELECTRONICS | E6-TL-US | 5760 |  | 1 |  |  | 0.975 |  | Outdoor | Next to meter
NJADRE1555734476 | Administratively Determined Incentive Program | MIDDLETOWN | 7748 | 17 | 6 | Residential | Behind the Meter | Yes | Net Metered Residential | Sunrun Installation Services, Inc. |  | JCP&L | Accepted | 2024-02-02 | 2024-02-21 | 2025-02-21 | Solar Panels | Hanwha Q Cells | Q.PEAK DUO BLK ML-G10+/T 400 |  | 0.4 | 15 | 270 | 23 |  | Fixed | Roof
NJADRE1555734483 | Administratively Determined Incentive Program | PISCATAWAY | 8854 | 11 | 10.2 | Residential | Behind the Meter | No | Net Metered Residential | Whitman Construction, LLC |  | PSE&G | Accepted | 2024-02-02 | 2024-02-23 | 2025-02-23 | Inverters | ENPHASE ENERGY | ENPHASE ENERGY IQ8PLUS-72-2-US | 290 |  | 24 |  |  | 0.98 |  | Outside
NJADRE1555734483 | Administratively Determined Incentive Program | PISCATAWAY | 8854 | 11 | 10.2 | Residential | Behind the Meter | No | Net Metered Residential | Whitman Construction, LLC |  | PSE&G | Accepted | 2024-02-02 | 2024-02-23 | 2025-02-23 | Solar Panels | HANWHA | HANWHA Q CELLS Q.TRON BLK M-G2+ (425W) |  | 0.425 | 24 | fixed | 28 |  | Fixed | Roof
NJADRE1555734484 | Administratively Determined Incentive Program | VERONA | 7044 | 9 | 6.89 | Residential | Behind the Meter | Yes | Net Metered Residential | Trinity Solar |  | PSE&G | Accepted | 2024-02-02 | 2024-02-21 | 2025-02-21 | Inverters | Solar Edge | SE6000H-US | 6000 |  | 1 |  |  | 0.97 |  | Outdoor
NJADRE1555734484 | Administratively Determined Incentive Program | VERONA | 7044 | 9 | 6.89 | Residential | Behind the Meter | Yes | Net Metered Residential | Trinity Solar |  | PSE&G | Accepted | 2024-02-02 | 2024-02-21 | 2025-02-21 | Solar Panels | HANWHA | (Q.PEAK DUO BLK ML-G10+ 405) |  | 0.405 | 11 | 111 | 34 |  | Fixed | Roof
NJADRE1555734484 | Administratively Determined Incentive Program | VERONA | 7044 | 9 | 6.89 | Residential | Behind the Meter | Yes | Net Metered Residential | Trinity Solar |  | PSE&G | Accepted | 2024-02-02 | 2024-02-21 | 2025-02-21 | Solar Panels | HANWHA | (Q.PEAK DUO BLK ML-G10+ 405) |  | 0.405 | 6 | 291 | 10 |  | Fixed | Roof
NJADRE1555734488 | Administratively Determined Incentive Program | SOUTH PLAINFIELD | 7080 | 11 | 961.38 | Commercial | Behind the Meter | Yes | Small Net-Metered Non-Residential located on Rooftop, Carport, Canopy and Floating Solar | OnSwitch |  | PSE&G | Accepted | 2024-02-02 | 2024-02-23 | 2025-02-23 | Inverters | Chint power Systems | SCA50KTL-DO/US-480 | 50000 |  | 16 |  |  | 0.991 |  | Outside
NJADRE1555734488 | Administratively Determined Incentive Program | SOUTH PLAINFIELD | 7080 | 11 | 961.38 | Commercial | Behind the Meter | Yes | Small Net-Metered Non-Residential located on Rooftop, Carport, Canopy and Floating Solar | OnSwitch |  | PSE&G | Accepted | 2024-02-02 | 2024-02-23 | 2025-02-23 | Solar Panels | Boviet Solar | BVM7612M-545-H-HC-BF-DG |  | 0.545 | 1764 | 124 | 2 |  | Fixed | Parking Lot
NJADRE1555734502 | Administratively Determined Incentive Program | NORTH PLAINFIELD BORO | 7060 | 10 | 4.46 | Residential | Behind the Meter | Yes | Net Metered Residential | Sunrun Installation Services, Inc. |  | PSE&G | Accepted | 2024-02-02 | 2024-02-21 | 2025-02-21 | Inverters | SolarEdge Technologies | SE3800H-USMN | 3800 |  | 1 |  |  | 0.99 |  | Outside | Next to meter
NJADRE1555734502 | Administratively Determined Incentive Program | NORTH PLAINFIELD BORO | 7060 | 10 | 4.46 | Residential | Behind the Meter | Yes | Net Metered Residential | Sunrun Installation Services, Inc. |  | PSE&G | Accepted | 2024-02-02 | 2024-02-21 | 2025-02-21 | Solar Panels | Hanwha Q Cells | Q.PEAK DUO BLK ML-G10+ 405 |  | 0.405 | 3 | 40 | 31 |  | Fixed | Roof
NJADRE1555734502 | Administratively Determined Incentive Program | NORTH PLAINFIELD BORO | 7060 | 10 | 4.46 | Residential | Behind the Meter | Yes | Net Metered Residential | Sunrun Installation Services, Inc. |  | PSE&G | Accepted | 2024-02-02 | 2024-02-21 | 2025-02-21 | Solar Panels | Hanwha Q Cells | Q.PEAK DUO BLK ML-G10+ 405 |  | 0.405 | 4 | 220 | 30 |  | Fixed | Roof
NJADRE1555734502 | Administratively Determined Incentive Program | NORTH PLAINFIELD BORO | 7060 | 10 | 4.46 | Residential | Behind the Meter | Yes | Net Metered Residential | Sunrun Installation Services, Inc. |  | PSE&G | Accepted | 2024-02-02 | 2024-02-21 | 2025-02-21 | Solar Panels | Hanwha Q Cells | Q.PEAK DUO BLK ML-G10+ 405 |  | 0.405 | 2 | 131 | 21 |  | Fixed | Roof
NJADRE1555734502 | Administratively Determined Incentive Program | NORTH PLAINFIELD BORO | 7060 | 10 | 4.46 | Residential | Behind the Meter | Yes | Net Metered Residential | Sunrun Installation Services, Inc. |  | PSE&G | Accepted | 2024-02-02 | 2024-02-21 | 2025-02-21 | Solar Panels | Hanwha Q Cells | Q.PEAK DUO BLK ML-G10+ 405 |  | 0.405 | 2 | 131 | 21 |  | Fixed | Roof
NJADRE1555734508 | Administratively Determined Incentive Program | WILLINGBORO | 8046 | 13 | 7.29 | Residential | Behind the Meter | Yes | Net Metered Residential | Sunrun Installation Services, Inc. |  | PSE&G | Accepted | 2024-02-02 | 2024-02-21 | 2025-02-21 | Inverters | SolarEdge Technologies | SE6000H-USSN | 6000 |  | 1 |  |  | 0.99 |  | Outdoor | Next to meter
NJADRE1555734508 | Administratively Determined Incentive Program | WILLINGBORO | 8046 | 13 | 7.29 | Residential | Behind the Meter | Yes | Net Metered Residential | Sunrun Installation Services, Inc. |  | PSE&G | Accepted | 2024-02-02 | 2024-02-21 | 2025-02-21 | Solar Panels | Hanwha Q Cells | Q.PEAK DUO BLK ML-G10+ 405 |  | 0.405 | 5 | 160 | 16 |  | Fixed | Roof
NJADRE1555734508 | Administratively Determined Incentive Program | WILLINGBORO | 8046 | 13 | 7.29 | Residential | Behind the Meter | Yes | Net Metered Residential | Sunrun Installation Services, Inc. |  | PSE&G | Accepted | 2024-02-02 | 2024-02-21 | 2025-02-21 | Solar Panels | Hanwha Q Cells | Q.PEAK DUO BLK ML-G10+ 405 |  | 0.405 | 13 | 159 | 26 |  | Fixed | Roof
NJADRE1555734549 | Administratively Determined Incentive Program | WOODBURY | 8096 | 15 | 4.8 | Residential | Behind the Meter | Yes | Net Metered Residential | PosiGen Developer, LLC |  | PSE&G | Accepted | 2024-02-02 | 2024-02-23 | 2025-02-23 | Inverters | SOLAREDGE | SE3800H-US | 3800 |  | 1 |  |  | 0.99 |  | Outside | within ten feet of meter
NJADRE1555734549 | Administratively Determined Incentive Program | WOODBURY | 8096 | 15 | 4.8 | Residential | Behind the Meter | Yes | Net Metered Residential | PosiGen Developer, LLC |  | PSE&G | Accepted | 2024-02-02 | 2024-02-23 | 2025-02-23 | Solar Panels | SILFAB SOLAR | SIL-400 HC+ |  | 0.4 | 5 | 50 | 5 |  | Fixed | Roof
NJADRE1555734549 | Administratively Determined Incentive Program | WOODBURY | 8096 | 15 | 4.8 | Residential | Behind the Meter | Yes | Net Metered Residential | PosiGen Developer, LLC |  | PSE&G | Accepted | 2024-02-02 | 2024-02-23 | 2025-02-23 | Solar Panels | SILFAB SOLAR | SIL-400 HC+ |  | 0.4 | 7 | 230 | 43 |  | Fixed | Roof
NJADRE1555735275 | Administratively Determined Incentive Program | HIGHTSTOWN | 8520 | 12 | 6.89 | Residential | Behind the Meter | No | Net Metered Residential | Sunwise Energy LLC |  | JCP&L | Accepted | 2024-02-02 | 2024-02-21 | 2025-02-21 | Solar Panels | REC ALPHA | REC405AA |  | 0.405 | 10 | 210 | 40 |  | Fixed | Roof
NJADRE1555735275 | Administratively Determined Incentive Program | HIGHTSTOWN | 8520 | 12 | 6.89 | Residential | Behind the Meter | No | Net Metered Residential | Sunwise Energy LLC |  | JCP&L | Accepted | 2024-02-02 | 2024-02-21 | 2025-02-21 | Solar Panels | REC ALPHA | REC405AA |  | 0.405 | 7 | 120 | 40 |  | Fixed | Roof
NJADRE1555735275 | Administratively Determined Incentive Program | HIGHTSTOWN | 8520 | 12 | 6.89 | Residential | Behind the Meter | No | Net Metered Residential | Sunwise Energy LLC |  | JCP&L | Accepted | 2024-02-02 | 2024-02-21 | 2025-02-21 | Inverters | Enphase Energy | IQ8A-72-2-US | 366 |  | 17 |  |  | 0.977 |  | Outside
NJADRE1555735284 | Administratively Determined Incentive Program | Edison | 8820 | 11 | 6.94 | Residential | Behind the Meter | No | Net Metered Residential | Power Home Remodeling |  | PSE&G | Accepted | 2024-02-02 | 2024-02-22 | 2025-02-22 | Inverters | SolarEdge | SE5000H-US | 5000 |  | 1 |  |  | 0.99 |  | Outdoor
NJADRE1555735284 | Administratively Determined Incentive Program | Edison | 8820 | 11 | 6.94 | Residential | Behind the Meter | No | Net Metered Residential | Power Home Remodeling |  | PSE&G | Accepted | 2024-02-02 | 2024-02-22 | 2025-02-22 | Meters | SolarEdge | Revenue Grade Data Ansi C12.20 |  |  | 1 |  |  |  | Yes | Outdoor
NJADRE1555735284 | Administratively Determined Incentive Program | Edison | 8820 | 11 | 6.94 | Residential | Behind the Meter | No | Net Metered Residential | Power Home Remodeling |  | PSE&G | Accepted | 2024-02-02 | 2024-02-22 | 2025-02-22 | Solar Panels | QCell | Q.PEAK DUO BLK-G10+ 365 |  | 0.365 | 19 | 268 | 24 |  | Fixed | Roof
NJADRE1555735286 | Administratively Determined Incentive Program | Franklin Twp SOM | 8873 | 5 | 3.2 | Residential | Behind the Meter | Yes | Net Metered Residential | Sunrun Installation Services, Inc. |  | PSE&G | Accepted | 2024-02-02 | 2024-02-23 | 2025-02-23 | Inverters | SolarEdge Technologies | SE3800H-USMN | 3800 |  | 1 |  |  | 0.99 |  | Outdoor | Next to meter
NJADRE1555735286 | Administratively Determined Incentive Program | Franklin Twp SOM | 8873 | 5 | 3.2 | Residential | Behind the Meter | Yes | Net Metered Residential | Sunrun Installation Services, Inc. |  | PSE&G | Accepted | 2024-02-02 | 2024-02-23 | 2025-02-23 | Solar Panels | Hanwha Q Cells | Q.PEAK DUO BLK ML-G10+/T 400 |  | 0.4 | 2 | 11 | 29 |  | Fixed | Roof
NJADRE1555735286 | Administratively Determined Incentive Program | Franklin Twp SOM | 8873 | 5 | 3.2 | Residential | Behind the Meter | Yes | Net Metered Residential | Sunrun Installation Services, Inc. |  | PSE&G | Accepted | 2024-02-02 | 2024-02-23 | 2025-02-23 | Solar Panels | Hanwha Q Cells | Q.PEAK DUO BLK ML-G10+/T 400 |  | 0.4 | 6 | 191 | 32 |  | Fixed | Roof
NJADRE1555735290 | Administratively Determined Incentive Program | DUNELLEN | 8812 | 11 | 10.4 | Residential | Behind the Meter | Yes | Net Metered Residential | Sunrun Installation Services, Inc. |  | PSE&G | Accepted | 2024-02-02 | 2024-02-21 | 2025-02-21 | Inverters | SolarEdge Technologies | SE7600H-USSN | 7600 |  | 1 |  |  | 0.99 |  | Outside
NJADRE1555735290 | Administratively Determined Incentive Program | DUNELLEN | 8812 | 11 | 10.4 | Residential | Behind the Meter | Yes | Net Metered Residential | Sunrun Installation Services, Inc. |  | PSE&G | Accepted | 2024-02-02 | 2024-02-21 | 2025-02-21 | Solar Panels | Hanwha Q Cells | Q.PEAK DUO BLK ML-G10+/t 400 |  | 0.4 | 26 | 265 | 29 |  | Fixed | Roof
NJADRE1555735302 | Administratively Determined Incentive Program | WILLINGBORO | 8046 | 13 | 6.24 | Residential | Behind the Meter | Yes | Net Metered Residential | Sunrun Installation Services, Inc. |  | PSE&G | Accepted | 2024-02-02 | 2024-02-22 | 2025-02-22 | Inverters | SolarEdge Technologies | SE7600H-USSN | 7600 |  | 1 |  |  | 0.99 |  | Outside
NJADRE1555735302 | Administratively Determined Incentive Program | WILLINGBORO | 8046 | 13 | 6.24 | Residential | Behind the Meter | Yes | Net Metered Residential | Sunrun Installation Services, Inc. |  | PSE&G | Accepted | 2024-02-02 | 2024-02-22 | 2025-02-22 | Solar Panels | Trina Solar | TSM-390DE09C.07 |  | 0.39 | 16 | 288 | 19 |  | Fixed | Roof
NJADRE1555735315 | Administratively Determined Incentive Program | Mendham | 7945 | 3 | 18.23 | Residential | Behind the Meter | Yes | Net Metered Residential | Trinity Solar Inc. |  | JCP&L | Accepted | 2024-02-02 | 2024-02-22 | 2025-02-22 | Solar Panels | HANWHA | (Q.PEAK DUO BLK ML-G10+ 405) |  | 0.405 | 8 | 289 | 37 |  | Fixed | Roof
NJADRE1555735315 | Administratively Determined Incentive Program | Mendham | 7945 | 3 | 18.23 | Residential | Behind the Meter | Yes | Net Metered Residential | Trinity Solar Inc. |  | JCP&L | Accepted | 2024-02-02 | 2024-02-22 | 2025-02-22 | Solar Panels | HANWHA | (Q.PEAK DUO BLK ML-G10+ 405) |  | 0.405 | 10 | 199 | 37 |  | Fixed | Roof
NJADRE1555735315 | Administratively Determined Incentive Program | Mendham | 7945 | 3 | 18.23 | Residential | Behind the Meter | Yes | Net Metered Residential | Trinity Solar Inc. |  | JCP&L | Accepted | 2024-02-02 | 2024-02-22 | 2025-02-22 | Solar Panels | HANWHA | (Q.PEAK DUO BLK ML-G10+ 405) |  | 0.405 | 6 | 289 | 27 |  | Fixed | Roof
NJADRE1555735315 | Administratively Determined Incentive Program | Mendham | 7945 | 3 | 18.23 | Residential | Behind the Meter | Yes | Net Metered Residential | Trinity Solar Inc. |  | JCP&L | Accepted | 2024-02-02 | 2024-02-22 | 2025-02-22 | Solar Panels | HANWHA | (Q.PEAK DUO BLK ML-G10+ 405) |  | 0.405 | 6 | 109 | 37 |  | Fixed | Roof
NJADRE1555735315 | Administratively Determined Incentive Program | Mendham | 7945 | 3 | 18.23 | Residential | Behind the Meter | Yes | Net Metered Residential | Trinity Solar Inc. |  | JCP&L | Accepted | 2024-02-02 | 2024-02-22 | 2025-02-22 | Solar Panels | HANWHA | (Q.PEAK DUO BLK ML-G10+ 405) |  | 0.405 | 4 | 199 | 45 |  | Fixed | Roof
NJADRE1555735315 | Administratively Determined Incentive Program | Mendham | 7945 | 3 | 18.23 | Residential | Behind the Meter | Yes | Net Metered Residential | Trinity Solar Inc. |  | JCP&L | Accepted | 2024-02-02 | 2024-02-22 | 2025-02-22 | Solar Panels | HANWHA | (Q.PEAK DUO BLK ML-G10+ 405) |  | 0.405 | 8 | 109 | 37 |  | Fixed | Roof
NJADRE1555735315 | Administratively Determined Incentive Program | Mendham | 7945 | 3 | 18.23 | Residential | Behind the Meter | Yes | Net Metered Residential | Trinity Solar Inc. |  | JCP&L | Accepted | 2024-02-02 | 2024-02-22 | 2025-02-22 | Solar Panels | HANWHA | (Q.PEAK DUO BLK ML-G10+ 405) |  | 0.405 | 3 | 199 | 34 |  | Fixed | Roof
NJADRE1555735315 | Administratively Determined Incentive Program | Mendham | 7945 | 3 | 18.23 | Residential | Behind the Meter | Yes | Net Metered Residential | Trinity Solar Inc. |  | JCP&L | Accepted | 2024-02-02 | 2024-02-22 | 2025-02-22 | Inverters | Solar Edge | SE7600H-US | 7600 |  | 2 |  |  | 0.97 |  | Outdoor
NJADRE1555735315 | Administratively Determined Incentive Program | Mendham | 7945 | 3 | 18.23 | Residential | Behind the Meter | Yes | Net Metered Residential | Trinity Solar Inc. |  | JCP&L | Accepted | 2024-02-02 | 2024-02-22 | 2025-02-22 | Electric Storage Battery | TESLA | Powerwall 2 |  |  | 2 |  |  |  | Lithium Ion |  | Indoors
NJADRE1555735320 | Administratively Determined Incentive Program | Linden | 7036 | 10 | 5.53 | Residential | Behind the Meter | No | Net Metered Residential | Big Wave Roofing and Solar LLC |  | PSE&G | Accepted | 2024-02-02 | 2024-02-22 | 2025-02-22 | Inverters | Enphase Energy Inc | IQ7PLUS-72-2-US | 290 |  | 14 |  |  | 0.98 |  | Outside
NJADRE1555735320 | Administratively Determined Incentive Program | Linden | 7036 | 10 | 5.53 | Residential | Behind the Meter | No | Net Metered Residential | Big Wave Roofing and Solar LLC |  | PSE&G | Accepted | 2024-02-02 | 2024-02-22 | 2025-02-22 | Solar Panels | Canadian Solar | CS6R-395MS-HL |  | 0.395 | 12 | 38 | 40 |  | Fixed | Roof
NJADRE1555735320 | Administratively Determined Incentive Program | Linden | 7036 | 10 | 5.53 | Residential | Behind the Meter | No | Net Metered Residential | Big Wave Roofing and Solar LLC |  | PSE&G | Accepted | 2024-02-02 | 2024-02-22 | 2025-02-22 | Solar Panels | Canadian Solar | CS6R-395MS-HL |  | 0.395 | 2 | 218 | 40 |  | Fixed | Roof
NJADRE1555735340 | Administratively Determined Incentive Program | Freehold | 7728 | 17 | 9.6 | Residential | Behind the Meter | Yes | Net Metered Residential | Pro Custom Solar dba Momentum Solar |  | JCP&L | Accepted | 2024-02-02 | 2024-02-22 | 2025-02-22 | Solar Panels | Q. PEAK DUO BLK ML-G10+400 | HANWHA |  | 0.4 | 11 | 176 | 33 |  | Fixed | Roof
NJADRE1555735340 | Administratively Determined Incentive Program | Freehold | 7728 | 17 | 9.6 | Residential | Behind the Meter | Yes | Net Metered Residential | Pro Custom Solar dba Momentum Solar |  | JCP&L | Accepted | 2024-02-02 | 2024-02-22 | 2025-02-22 | Solar Panels | Q. PEAK DUO BLK ML-G10+400 | HANWHA |  | 0.4 | 11 | 176 | 34 |  | Fixed | Roof
NJADRE1555735340 | Administratively Determined Incentive Program | Freehold | 7728 | 17 | 9.6 | Residential | Behind the Meter | Yes | Net Metered Residential | Pro Custom Solar dba Momentum Solar |  | JCP&L | Accepted | 2024-02-02 | 2024-02-22 | 2025-02-22 | Solar Panels | Q. PEAK DUO BLK ML-G10+400 | HANWHA |  | 0.4 | 2 | 266 | 45 |  | Fixed | Roof
NJADRE1555735340 | Administratively Determined Incentive Program | Freehold | 7728 | 17 | 9.6 | Residential | Behind the Meter | Yes | Net Metered Residential | Pro Custom Solar dba Momentum Solar |  | JCP&L | Accepted | 2024-02-02 | 2024-02-22 | 2025-02-22 | Inverters | IQ8PLUS-72-2-US | ENPHASE | 290 |  | 24 |  |  | 0.97 |  | Outdoor
NJADRE1555735345 | Administratively Determined Incentive Program | TOMS RIVER | 8753 | 18 | 7.29 | Residential | Behind the Meter | No | Net Metered Residential | Trinity Solar |  | JCP&L | Accepted | 2024-02-02 | 2024-02-21 | 2025-02-21 | Inverters | Solar Edge | SE6000H-US | 6000 |  | 1 |  |  | 0.97 |  | Outdoor
NJADRE1555735345 | Administratively Determined Incentive Program | TOMS RIVER | 8753 | 18 | 7.29 | Residential | Behind the Meter | No | Net Metered Residential | Trinity Solar |  | JCP&L | Accepted | 2024-02-02 | 2024-02-21 | 2025-02-21 | Solar Panels | HANWHA | (Q.PEAK DUO BLK ML-G10+ 405) |  | 0.405 | 18 | 148 | 23 |  | Fixed | Roof
NJADRE1555735361 | Administratively Determined Incentive Program | LAFAYETTE | 7848 | 1 | 9.72 | Residential | Behind the Meter | Yes | Net Metered Residential | Trinity Solar |  | Sussex Rural | Accepted | 2024-02-02 | 2024-02-21 | 2025-02-21 | Electric Storage Battery | Tesla | Tesla Powerwall 2 |  |  | 1 |  |  |  | Lithium Ion |  | Inside
NJADRE1555735361 | Administratively Determined Incentive Program | LAFAYETTE | 7848 | 1 | 9.72 | Residential | Behind the Meter | Yes | Net Metered Residential | Trinity Solar |  | Sussex Rural | Accepted | 2024-02-02 | 2024-02-21 | 2025-02-21 | Inverters | Solar Edge | SE7600H-US | 7600 |  | 1 |  |  | 0.97 |  | Outdoor
NJADRE1555735361 | Administratively Determined Incentive Program | LAFAYETTE | 7848 | 1 | 9.72 | Residential | Behind the Meter | Yes | Net Metered Residential | Trinity Solar |  | Sussex Rural | Accepted | 2024-02-02 | 2024-02-21 | 2025-02-21 | Solar Panels | HANWHA | HANWHA 405 (Q.PEAK DUO BLK ML-G10+ 405) |  | 0.405 | 24 | 145 | 27 |  | Fixed | Roof
NJADRE1555735373 | Administratively Determined Incentive Program | EAST BRUNSWICK | 8816 | 11 | 5.2 | Residential | Behind the Meter | Yes | Net Metered Residential | Pro Custom Solar dba Momentum Solar |  | JCP&L | Accepted | 2024-02-02 | 2024-02-21 | 2025-02-21 | Solar Panels | Q. PEAK DUO BLK ML-G10+400 | HANWHA |  | 0.4 | 13 | 174 | 33 |  | Fixed | Roof
NJADRE1555735373 | Administratively Determined Incentive Program | EAST BRUNSWICK | 8816 | 11 | 5.2 | Residential | Behind the Meter | Yes | Net Metered Residential | Pro Custom Solar dba Momentum Solar |  | JCP&L | Accepted | 2024-02-02 | 2024-02-21 | 2025-02-21 | Inverters | IQ8PLUS-72-2-US | ENPHASE | 290 |  | 13 |  |  | 0.97 |  | Outdoor
NJADRE1555735375 | Administratively Determined Incentive Program | Egg Harbor Township | 8234 | 19 | 9.2 | Residential | Behind the Meter | No | Net Metered Residential | Freedom Forever New Jersey LLC |  | AC Electric | Accepted | 2024-02-02 | 2024-02-22 | 2025-02-22 | Inverters | Solar Edge | SE6000H-USRGM [SI1 | 6000 |  | 1 |  |  | 0.99 |  | Outdoor
NJADRE1555735375 | Administratively Determined Incentive Program | Egg Harbor Township | 8234 | 19 | 9.2 | Residential | Behind the Meter | No | Net Metered Residential | Freedom Forever New Jersey LLC |  | AC Electric | Accepted | 2024-02-02 | 2024-02-22 | 2025-02-22 | Solar Panels | Freedom Forever | FF-MP-BBB-400 |  | 0.4 | 18 | 199 | 12 |  | Fixed | Roof
NJADRE1555735375 | Administratively Determined Incentive Program | Egg Harbor Township | 8234 | 19 | 9.2 | Residential | Behind the Meter | No | Net Metered Residential | Freedom Forever New Jersey LLC |  | AC Electric | Accepted | 2024-02-02 | 2024-02-22 | 2025-02-22 | Solar Panels | Freedom Forever | FF-MP-BBB-400 |  | 0.4 | 5 | 19 | 12 |  | Fixed | Roof
NJADRE1555735376 | Administratively Determined Incentive Program | LAKEHURST | 8733 | 18 | 7.29 | Residential | Behind the Meter | Yes | Net Metered Residential | Sunrun Installation Services, Inc. |  | JCP&L | Accepted | 2024-02-02 | 2024-02-28 | 2025-02-28 | Inverters | SOLAREDGE TECHNOLOGIES | SE6000H-USSN | 6000 |  | 1 |  |  | 0.99 |  | Outdoor | Next To Meter
NJADRE1555735376 | Administratively Determined Incentive Program | LAKEHURST | 8733 | 18 | 7.29 | Residential | Behind the Meter | Yes | Net Metered Residential | Sunrun Installation Services, Inc. |  | JCP&L | Accepted | 2024-02-02 | 2024-02-28 | 2025-02-28 | Solar Panels | HANWHA Q-CELLS | Q.PEAK DUO BLK ML-G10+ 405 |  | 0.405 | 18 | 337 | 26 |  | Fixed | Roof
NJADRE1555735383 | Administratively Determined Incentive Program | SICKLERVILLE | 8081 | 14 | 8 | Residential | Behind the Meter | Yes | Net Metered Residential | PosiGen Developer, LLC |  | AC Electric | Accepted | 2024-02-05 | 2024-02-23 | 2025-02-23 | Inverters | SOLAREDGE | SE6000H-US | 6000 |  | 1 |  |  | 0.99 |  | Outside | within ten feet of meter
NJADRE1555735383 | Administratively Determined Incentive Program | SICKLERVILLE | 8081 | 14 | 8 | Residential | Behind the Meter | Yes | Net Metered Residential | PosiGen Developer, LLC |  | AC Electric | Accepted | 2024-02-05 | 2024-02-23 | 2025-02-23 | Solar Panels | SILFAB SOLAR | SIL-400 HC+ |  | 0.4 | 14 | 207 | 27 |  | Fixed | Roof
NJADRE1555735383 | Administratively Determined Incentive Program | SICKLERVILLE | 8081 | 14 | 8 | Residential | Behind the Meter | Yes | Net Metered Residential | PosiGen Developer, LLC |  | AC Electric | Accepted | 2024-02-05 | 2024-02-23 | 2025-02-23 | Solar Panels | SILFAB SOLAR | SIL-400 HC+ |  | 0.4 | 6 | 27 | 27 |  | Fixed | Roof
NJADRE1555735386 | Administratively Determined Incentive Program | CHERRY HILL | 8003 | 14 | 11.07 | Residential | Behind the Meter | No | Net Metered Residential | Arthur R. Todd Electrical Contractor |  | PSE&G | Accepted | 2024-02-12 | 2024-03-04 | 2025-03-04 | Inverters | AP SYSTEMS | DS3-S | 640 |  | 14 |  |  | 0.97 |  | Outside
NJADRE1555735386 | Administratively Determined Incentive Program | CHERRY HILL | 8003 | 14 | 11.07 | Residential | Behind the Meter | No | Net Metered Residential | Arthur R. Todd Electrical Contractor |  | PSE&G | Accepted | 2024-02-12 | 2024-03-04 | 2025-03-04 | Solar Panels | SOLAR AMERICA | S4A410-108MH10 |  | 0.41 | 12 | 272 | 30 |  | Fixed | Roof | Array 1
NJADRE1555735386 | Administratively Determined Incentive Program | CHERRY HILL | 8003 | 14 | 11.07 | Residential | Behind the Meter | No | Net Metered Residential | Arthur R. Todd Electrical Contractor |  | PSE&G | Accepted | 2024-02-12 | 2024-03-04 | 2025-03-04 | Solar Panels | SOLAR AMERICA | S4A410-108MH10 |  | 0.41 | 15 | 92 | 26 |  | Fixed | Roof | Array 2
NJADRE1555735386 | Administratively Determined Incentive Program | CHERRY HILL | 8003 | 14 | 11.07 | Residential | Behind the Meter | No | Net Metered Residential | Arthur R. Todd Electrical Contractor |  | PSE&G | Accepted | 2024-02-12 | 2024-03-04 | 2025-03-04 | Meters | Itron | C1S | 0.5 |  | 1 |  |  |  | Yes | Outdoor
NJADRE1555735388 | Administratively Determined Incentive Program | NORTH BERGEN | 7047 | 8 | 7.2 | Residential | Behind the Meter | Yes | Net Metered Residential | Pro Custom Solar dba Momentum Solar |  | PSE&G | Accepted | 2024-02-02 | 2024-02-22 | 2025-02-22 | Solar Panels | Q. PEAK DUO BLK ML-G10+400 | HANWHA |  | 0.4 | 10 | 297 | 17 |  | Fixed | Roof
NJADRE1555735388 | Administratively Determined Incentive Program | NORTH BERGEN | 7047 | 8 | 7.2 | Residential | Behind the Meter | Yes | Net Metered Residential | Pro Custom Solar dba Momentum Solar |  | PSE&G | Accepted | 2024-02-02 | 2024-02-22 | 2025-02-22 | Solar Panels | Q. PEAK DUO BLK ML-G10+400 | HANWHA |  | 0.4 | 8 | 117 | 15 |  | Fixed | Roof
NJADRE1555735388 | Administratively Determined Incentive Program | NORTH BERGEN | 7047 | 8 | 7.2 | Residential | Behind the Meter | Yes | Net Metered Residential | Pro Custom Solar dba Momentum Solar |  | PSE&G | Accepted | 2024-02-02 | 2024-02-22 | 2025-02-22 | Inverters | IQ8PLUS-72-2-US | ENPHASE | 290 |  | 18 |  |  | 0.97 |  | Outdoor
NJADRE1555735400 | Administratively Determined Incentive Program | WEST CALDWELL | 7006 | 9 | 7.7 | Residential | Behind the Meter | Yes | Net Metered Residential | Trinity Solar Inc. |  | PSE&G | Accepted | 2024-02-02 | 2024-02-22 | 2025-02-22 | Inverters | Solar Edge | SE6000H-US | 6 |  | 1 |  |  | 0.97 |  | Outdoor
NJADRE1555735400 | Administratively Determined Incentive Program | WEST CALDWELL | 7006 | 9 | 7.7 | Residential | Behind the Meter | Yes | Net Metered Residential | Trinity Solar Inc. |  | PSE&G | Accepted | 2024-02-02 | 2024-02-22 | 2025-02-22 | Solar Panels | Hanwha | Q.PEAK DUO BLK ML-G10+ 405 |  | 0.405 | 19 | 230 | 18 |  | Fixed | Roof
NJADRE1555735417 | Administratively Determined Incentive Program | BAYONNE | 7002 | 8 | 8 | Residential | Behind the Meter | Yes | Net Metered Residential | Pro Custom Solar dba Momentum Solar |  | PSE&G | Accepted | 2024-02-02 | 2024-02-22 | 2025-02-22 | Solar Panels | Q. PEAK DUO BLK ML-G10+400 | HANWHA |  | 0.4 | 12 | 303 | 42 |  | Fixed | Roof
NJADRE1555735417 | Administratively Determined Incentive Program | BAYONNE | 7002 | 8 | 8 | Residential | Behind the Meter | Yes | Net Metered Residential | Pro Custom Solar dba Momentum Solar |  | PSE&G | Accepted | 2024-02-02 | 2024-02-22 | 2025-02-22 | Solar Panels | Q. PEAK DUO BLK ML-G10+400 | HANWHA |  | 0.4 | 8 | 123 | 43 |  | Fixed | Roof
NJADRE1555735417 | Administratively Determined Incentive Program | BAYONNE | 7002 | 8 | 8 | Residential | Behind the Meter | Yes | Net Metered Residential | Pro Custom Solar dba Momentum Solar |  | PSE&G | Accepted | 2024-02-02 | 2024-02-22 | 2025-02-22 | Inverters | IQ8PLUS-72-2-US | ENPHASE | 290 |  | 20 |  |  | 0.97 |  | Outdoor
NJADRE1555735431 | Administratively Determined Incentive Program | Richland | 8350 | 19 | 7.02 | Residential | Behind the Meter | Yes | Net Metered Residential | Bright Planet Solar |  | AC Electric | Accepted | 2024-02-02 | 2024-02-22 | 2025-02-22 | Inverters | SolarEdge | SE5000H-USRGM | 5000 |  | 1 |  |  | 0.98 |  | Outdoor | Outside
NJADRE1555735431 | Administratively Determined Incentive Program | Richland | 8350 | 19 | 7.02 | Residential | Behind the Meter | Yes | Net Metered Residential | Bright Planet Solar |  | AC Electric | Accepted | 2024-02-02 | 2024-02-22 | 2025-02-22 | Solar Panels | JA Solar | JAM54S31-390/MR |  | 0.39 | 18 | 121 | 18 |  | Fixed | Roof
NJADRE1555735441 | Administratively Determined Incentive Program | LONG BRANCH | 7740 | 17 | 3.24 | Residential | Behind the Meter | No | Net Metered Residential | Trinity Solar Inc. |  | JCP&L | Accepted | 2024-02-02 | 2024-02-22 | 2025-02-22 | Solar Panels | HANWHA | (Q.PEAK DUO BLK ML-G10+ 405) |  | 0.405 | 8 | 159 | 40 |  | Fixed | Roof
NJADRE1555735441 | Administratively Determined Incentive Program | LONG BRANCH | 7740 | 17 | 3.24 | Residential | Behind the Meter | No | Net Metered Residential | Trinity Solar Inc. |  | JCP&L | Accepted | 2024-02-02 | 2024-02-22 | 2025-02-22 | Inverters | Solar Edge | SE3000H-US | 3000 |  | 1 |  |  | 0.97 |  | Outside
NJADRE1555735495 | Administratively Determined Incentive Program | BRICK | 8724 | 18 | 8.51 | Residential | Behind the Meter | Yes | Net Metered Residential | Trinity Solar Inc. |  | JCP&L | Accepted | 2024-02-02 | 2024-02-22 | 2025-02-22 | Inverters | Solar Edge | SE7600H-US | 7600 |  | 1 |  |  | 0.97 |  | Outdoor
NJADRE1555735495 | Administratively Determined Incentive Program | BRICK | 8724 | 18 | 8.51 | Residential | Behind the Meter | Yes | Net Metered Residential | Trinity Solar Inc. |  | JCP&L | Accepted | 2024-02-02 | 2024-02-22 | 2025-02-22 | Solar Panels | HANWHA | (Q.PEAK DUO BLK ML-G10+ 405) |  | 0.405 | 9 | 207 | 23 |  | Fixed | Roof
NJADRE1555735495 | Administratively Determined Incentive Program | BRICK | 8724 | 18 | 8.51 | Residential | Behind the Meter | Yes | Net Metered Residential | Trinity Solar Inc. |  | JCP&L | Accepted | 2024-02-02 | 2024-02-22 | 2025-02-22 | Solar Panels | HANWHA | (Q.PEAK DUO BLK ML-G10+ 405) |  | 0.405 | 6 | 117 | 23 |  | Fixed | Roof
NJADRE1555735495 | Administratively Determined Incentive Program | BRICK | 8724 | 18 | 8.51 | Residential | Behind the Meter | Yes | Net Metered Residential | Trinity Solar Inc. |  | JCP&L | Accepted | 2024-02-02 | 2024-02-22 | 2025-02-22 | Solar Panels | HANWHA | (Q.PEAK DUO BLK ML-G10+ 405) |  | 0.405 | 6 | 117 | 23 |  | Fixed | Roof
NJADRE1555735520 | Administratively Determined Incentive Program | ELMER | 8318 | 16 | 27.88 | Residential | Behind the Meter | Yes | Net Metered Residential | Define Solar |  | AC Electric | Accepted | 2024-02-02 | 2024-02-27 | 2025-02-27 | Meters | Enphase | X2-IQ-AM1-240-4 |  |  | 1 |  |  |  | Yes | Outdoor
NJADRE1555735520 | Administratively Determined Incentive Program | ELMER | 8318 | 16 | 27.88 | Residential | Behind the Meter | Yes | Net Metered Residential | Define Solar |  | AC Electric | Accepted | 2024-02-02 | 2024-02-27 | 2025-02-27 | Inverters | Enphase | IQ8PLUS-72-2-US | 290 |  | 18 |  |  | 0.976 |  | Outside | Under each pv panel
NJADRE1555735520 | Administratively Determined Incentive Program | ELMER | 8318 | 16 | 27.88 | Residential | Behind the Meter | Yes | Net Metered Residential | Define Solar |  | AC Electric | Accepted | 2024-02-02 | 2024-02-27 | 2025-02-27 | Inverters | Enphase | IQ8PLUS-72-2-US | 290 |  | 50 |  |  | 0.976 |  | Outside | Under each pv panel
NJADRE1555735520 | Administratively Determined Incentive Program | ELMER | 8318 | 16 | 27.88 | Residential | Behind the Meter | Yes | Net Metered Residential | Define Solar |  | AC Electric | Accepted | 2024-02-02 | 2024-02-27 | 2025-02-27 | Solar Panels | Znshine | ZXM7-SH108 410W |  | 0.41 | 18 | 267 | 19 |  | Fixed | Roof
NJADRE1555735520 | Administratively Determined Incentive Program | ELMER | 8318 | 16 | 27.88 | Residential | Behind the Meter | Yes | Net Metered Residential | Define Solar |  | AC Electric | Accepted | 2024-02-02 | 2024-02-27 | 2025-02-27 | Solar Panels | Znshine | ZXM7-SH108 410W |  | 0.41 | 50 | 87 | 19 |  | Fixed | Roof
NJADRE1555735526 | Administratively Determined Incentive Program | BAYVILLE | 8721 | 18 | 14.99 | Residential | Behind the Meter | Yes | Net Metered Residential | Trinity Solar Inc. |  | JCP&L | Accepted | 2024-02-02 | 2024-02-22 | 2025-02-22 | Inverters | Solar Edge | SE11400H-US | 11400 |  | 1 |  |  | 0.97 |  | Outdoor
NJADRE1555735526 | Administratively Determined Incentive Program | BAYVILLE | 8721 | 18 | 14.99 | Residential | Behind the Meter | Yes | Net Metered Residential | Trinity Solar Inc. |  | JCP&L | Accepted | 2024-02-02 | 2024-02-22 | 2025-02-22 | Solar Panels | HANWHA | HANWHA 405 (Q.PEAK DUO BLK ML-G10+ 405) |  | 0.405 | 18 | 263 | 34 |  | Fixed | Roof
NJADRE1555735526 | Administratively Determined Incentive Program | BAYVILLE | 8721 | 18 | 14.99 | Residential | Behind the Meter | Yes | Net Metered Residential | Trinity Solar Inc. |  | JCP&L | Accepted | 2024-02-02 | 2024-02-22 | 2025-02-22 | Solar Panels | HANWHA | HANWHA 405 (Q.PEAK DUO BLK ML-G10+ 405) |  | 0.405 | 7 | 83 | 18 |  | Fixed | Roof
NJADRE1555735526 | Administratively Determined Incentive Program | BAYVILLE | 8721 | 18 | 14.99 | Residential | Behind the Meter | Yes | Net Metered Residential | Trinity Solar Inc. |  | JCP&L | Accepted | 2024-02-02 | 2024-02-22 | 2025-02-22 | Solar Panels | HANWHA | HANWHA 405 (Q.PEAK DUO BLK ML-G10+ 405) |  | 0.405 | 7 | 83 | 18 |  | Fixed | Roof
NJADRE1555735526 | Administratively Determined Incentive Program | BAYVILLE | 8721 | 18 | 14.99 | Residential | Behind the Meter | Yes | Net Metered Residential | Trinity Solar Inc. |  | JCP&L | Accepted | 2024-02-02 | 2024-02-22 | 2025-02-22 | Solar Panels | HANWHA | HANWHA 405 (Q.PEAK DUO BLK ML-G10+ 405) |  | 0.405 | 5 | 263 | 23 |  | Fixed | Roof
NJADRE1555735608 | Administratively Determined Incentive Program | TEANECK | 7666 | 7 | 5.27 | Residential | Behind the Meter | Yes | Net Metered Residential | Trinity Solar |  | PSE&G | Accepted | 2024-02-02 | 2024-02-22 | 2025-02-22 | Solar Panels | HANWHA | (Q.PEAK DUO BLK ML-G10+ 405) |  | 0.405 | 10 | 204 | 30 |  | Fixed | Roof
NJADRE1555735608 | Administratively Determined Incentive Program | TEANECK | 7666 | 7 | 5.27 | Residential | Behind the Meter | Yes | Net Metered Residential | Trinity Solar |  | PSE&G | Accepted | 2024-02-02 | 2024-02-22 | 2025-02-22 | Solar Panels | HANWHA | (Q.PEAK DUO BLK ML-G10+ 405) |  | 0.405 | 3 | 24 | 30 |  | Fixed | Roof
NJADRE1555735608 | Administratively Determined Incentive Program | TEANECK | 7666 | 7 | 5.27 | Residential | Behind the Meter | Yes | Net Metered Residential | Trinity Solar |  | PSE&G | Accepted | 2024-02-02 | 2024-02-22 | 2025-02-22 | Inverters | Solar Edge | SE5000H-US | 5000 |  | 1 |  |  | 0.97 |  | Outside
NJADRE1555735627 | Administratively Determined Incentive Program | LINWOOD | 8221 | 19 | 9.2 | Residential | Behind the Meter | Yes | Net Metered Residential | Sunrun Installation Services, Inc. |  | AC Electric | Accepted | 2024-02-02 | 2024-02-22 | 2025-02-22 | Inverters | SolarEdge Technologies | SE7600H-USSN | 7600 |  | 1 |  |  | 0.99 |  | Outside | Next to meter
NJADRE1555735627 | Administratively Determined Incentive Program | LINWOOD | 8221 | 19 | 9.2 | Residential | Behind the Meter | Yes | Net Metered Residential | Sunrun Installation Services, Inc. |  | AC Electric | Accepted | 2024-02-02 | 2024-02-22 | 2025-02-22 | Solar Panels | Hanwha Q Cells | Q.PEAK DUO BLK ML-G10+/t 400 |  | 0.4 | 17 | 37 | 23 |  | Fixed | Roof
NJADRE1555735627 | Administratively Determined Incentive Program | LINWOOD | 8221 | 19 | 9.2 | Residential | Behind the Meter | Yes | Net Metered Residential | Sunrun Installation Services, Inc. |  | AC Electric | Accepted | 2024-02-02 | 2024-02-22 | 2025-02-22 | Solar Panels | Hanwha Q Cells | Q.PEAK DUO BLK ML-G10+/t 400 |  | 0.4 | 6 | 217 | 23 |  | Fixed | Roof
NJADRE1555735629 | Administratively Determined Incentive Program | POINT PLEASANT BORO | 8742 | 18 | 7.7 | Residential | Behind the Meter | No | Net Metered Residential | Trinity Solar |  | JCP&L | Accepted | 2024-02-02 | 2024-02-22 | 2025-02-22 | Solar Panels | HANWHA | (Q.PEAK DUO BLK ML-G10+ 405) |  | 0.405 | 16 | 75 | 18 |  | Fixed | Roof
NJADRE1555735629 | Administratively Determined Incentive Program | POINT PLEASANT BORO | 8742 | 18 | 7.7 | Residential | Behind the Meter | No | Net Metered Residential | Trinity Solar |  | JCP&L | Accepted | 2024-02-02 | 2024-02-22 | 2025-02-22 | Solar Panels | HANWHA | (Q.PEAK DUO BLK ML-G10+ 405) |  | 0.405 | 3 | 165 | 18 |  | Fixed | Roof
NJADRE1555735629 | Administratively Determined Incentive Program | POINT PLEASANT BORO | 8742 | 18 | 7.7 | Residential | Behind the Meter | No | Net Metered Residential | Trinity Solar |  | JCP&L | Accepted | 2024-02-02 | 2024-02-22 | 2025-02-22 | Inverters | Solar Edge | SE6000H-US | 6000 |  | 1 |  |  | 0.97 |  | Outdoor
NJADRE1555735652 | Administratively Determined Incentive Program | WILLINGBORO | 8046 | 13 | 9.6 | Residential | Behind the Meter | Yes | Net Metered Residential | Sunrun Installation Services, Inc. |  | PSE&G | Accepted | 2024-02-02 | 2024-02-22 | 2025-02-22 | Inverters | SolarEdge Technologies | SE7600H-USSN | 7600 |  | 1 |  |  | 0.99 |  | Outside | Next to meter
NJADRE1555735652 | Administratively Determined Incentive Program | WILLINGBORO | 8046 | 13 | 9.6 | Residential | Behind the Meter | Yes | Net Metered Residential | Sunrun Installation Services, Inc. |  | PSE&G | Accepted | 2024-02-02 | 2024-02-22 | 2025-02-22 | Solar Panels | Hanwha Q Cells | Q.PEAK DUO BLK ML-G10+/t 400 |  | 0.4 | 21 | 170 | 25 |  | Fixed | Roof
NJADRE1555735652 | Administratively Determined Incentive Program | WILLINGBORO | 8046 | 13 | 9.6 | Residential | Behind the Meter | Yes | Net Metered Residential | Sunrun Installation Services, Inc. |  | PSE&G | Accepted | 2024-02-02 | 2024-02-22 | 2025-02-22 | Solar Panels | Hanwha Q Cells | Q.PEAK DUO BLK ML-G10+/t 400 |  | 0.4 | 3 | 260 | 26 |  | Fixed | Roof
NJADRE1555735658 | Administratively Determined Incentive Program | WEST WINDSOR | 8550 | 12 | 7.4 | Residential | Behind the Meter | No | Net Metered Residential | Fusion Solar Energy |  | PSE&G | Accepted | 2024-02-02 | 2024-02-28 | 2025-02-28 | Inverters | ENPHASE | IQ7PLUS-72-2-US | 290 |  | 20 |  |  | 0.94 |  | Outdoor | roof
NJADRE1555735658 | Administratively Determined Incentive Program | WEST WINDSOR | 8550 | 12 | 7.4 | Residential | Behind the Meter | No | Net Metered Residential | Fusion Solar Energy |  | PSE&G | Accepted | 2024-02-02 | 2024-02-28 | 2025-02-28 | Solar Panels | VSUN | VSUN370 |  | 0.37 | 10 | 245 | 20 |  | Fixed | Roof
NJADRE1555735658 | Administratively Determined Incentive Program | WEST WINDSOR | 8550 | 12 | 7.4 | Residential | Behind the Meter | No | Net Metered Residential | Fusion Solar Energy |  | PSE&G | Accepted | 2024-02-02 | 2024-02-28 | 2025-02-28 | Solar Panels | VSUN | VSUN370 |  | 0.37 | 10 | 155 | 30 |  | Fixed | Roof
NJADRE1555735660 | Administratively Determined Incentive Program | Chester | 7930 | 3 | 23.09 | Residential | Behind the Meter | Yes | Net Metered Residential | Powur, PBC |  | JCP&L | Accepted | 2024-02-05 | 2024-02-23 | 2025-02-23 | Solar Panels | Hanwha | Q CELLSQ PEAK DUO BLK ML-G10+ (405W) |  | 0.405 | 12 | 265 | 22 |  | Fixed | Roof
NJADRE1555735660 | Administratively Determined Incentive Program | Chester | 7930 | 3 | 23.09 | Residential | Behind the Meter | Yes | Net Metered Residential | Powur, PBC |  | JCP&L | Accepted | 2024-02-05 | 2024-02-23 | 2025-02-23 | Solar Panels | Hanwha | Q PEAK DUO BLK ML-G10+ (405W) |  | 0.405 | 26 | 85 | 27 |  | Fixed | Roof
NJADRE1555735660 | Administratively Determined Incentive Program | Chester | 7930 | 3 | 23.09 | Residential | Behind the Meter | Yes | Net Metered Residential | Powur, PBC |  | JCP&L | Accepted | 2024-02-05 | 2024-02-23 | 2025-02-23 | Solar Panels | Hanwha | Q PEAK DUO BLK ML-G10+ (405W) |  | 0.405 | 19 | 85 | 21 |  | Fixed | Roof
NJADRE1555735660 | Administratively Determined Incentive Program | Chester | 7930 | 3 | 23.09 | Residential | Behind the Meter | Yes | Net Metered Residential | Powur, PBC |  | JCP&L | Accepted | 2024-02-05 | 2024-02-23 | 2025-02-23 | Inverters | Enphase | IQ8PLUS-72-2-US | 290 |  | 57 |  |  | 0.99 |  | Outside
NJADRE1555735696 | Administratively Determined Incentive Program | ALLENDALE | 7401 | 7 | 10.94 | Residential | Behind the Meter | No | Net Metered Residential | Sunrun Installation Services, Inc. |  | Orange Rockland Electric | Accepted | 2024-02-02 | 2024-02-22 | 2025-02-22 | Inverters | Delta Electronics | E10-TL-US | 9600 |  | 1 |  |  | 0.97 |  | Outside
NJADRE1555735696 | Administratively Determined Incentive Program | ALLENDALE | 7401 | 7 | 10.94 | Residential | Behind the Meter | No | Net Metered Residential | Sunrun Installation Services, Inc. |  | Orange Rockland Electric | Accepted | 2024-02-02 | 2024-02-22 | 2025-02-22 | Solar Panels | Hanwha Q Cells | Q.PEAK DUO BLK ML-G10+ 405 |  | 0.405 | 8 | 118 | 33 |  | Fixed | Roof
NJADRE1555735696 | Administratively Determined Incentive Program | ALLENDALE | 7401 | 7 | 10.94 | Residential | Behind the Meter | No | Net Metered Residential | Sunrun Installation Services, Inc. |  | Orange Rockland Electric | Accepted | 2024-02-02 | 2024-02-22 | 2025-02-22 | Solar Panels | Hanwha Q Cells | Q.PEAK DUO BLK ML-G10+ 405 |  | 0.405 | 19 | 208 | 27 |  | Fixed | Roof
NJADRE1555735708 | Administratively Determined Incentive Program | CARTERET | 7008 | 11 | 4 | Residential | Behind the Meter | Yes | Net Metered Residential | Pro Custom Solar dba Momentum Solar |  | PSE&G | Accepted | 2024-02-02 | 2024-02-22 | 2025-02-22 | Inverters | ENPHASE | IQ8PLUS-72-2-US | 290 |  | 10 |  |  | 0.97 |  | Outside
NJADRE1555735708 | Administratively Determined Incentive Program | CARTERET | 7008 | 11 | 4 | Residential | Behind the Meter | Yes | Net Metered Residential | Pro Custom Solar dba Momentum Solar |  | PSE&G | Accepted | 2024-02-02 | 2024-02-22 | 2025-02-22 | Solar Panels | hanwha | q.peak duo blk ml-g10+400 |  | 0.4 | 10 | 284 | 21 |  | Fixed | Roof
NJADRE1555735713 | Administratively Determined Incentive Program | WESTVILLE | 8093 | 15 | 9.02 | Residential | Behind the Meter | Yes | Net Metered Residential | Define Solar LLC |  | PSE&G | Accepted | 2024-02-02 | 2024-02-22 | 2025-02-22 | Solar Panels | Znshine | ZXM7-SH108 410W |  | 0.41 | 8 | 103 | 20 |  | Fixed | Roof
NJADRE1555735713 | Administratively Determined Incentive Program | WESTVILLE | 8093 | 15 | 9.02 | Residential | Behind the Meter | Yes | Net Metered Residential | Define Solar LLC |  | PSE&G | Accepted | 2024-02-02 | 2024-02-22 | 2025-02-22 | Solar Panels | Znshine | ZXM7-SH108 410W |  | 0.41 | 8 | 283 | 20 |  | Fixed | Roof
NJADRE1555735713 | Administratively Determined Incentive Program | WESTVILLE | 8093 | 15 | 9.02 | Residential | Behind the Meter | Yes | Net Metered Residential | Define Solar LLC |  | PSE&G | Accepted | 2024-02-02 | 2024-02-22 | 2025-02-22 | Solar Panels | Znshine | ZXM7-SH108 410W |  | 0.41 | 4 | 103 | 23 |  | Fixed | Roof
NJADRE1555735713 | Administratively Determined Incentive Program | WESTVILLE | 8093 | 15 | 9.02 | Residential | Behind the Meter | Yes | Net Metered Residential | Define Solar LLC |  | PSE&G | Accepted | 2024-02-02 | 2024-02-22 | 2025-02-22 | Solar Panels | Znshine | ZXM7-SH108 410W |  | 0.41 | 2 | 283 | 23 |  | Fixed | Roof
NJADRE1555735713 | Administratively Determined Incentive Program | WESTVILLE | 8093 | 15 | 9.02 | Residential | Behind the Meter | Yes | Net Metered Residential | Define Solar LLC |  | PSE&G | Accepted | 2024-02-02 | 2024-02-22 | 2025-02-22 | Inverters | Enphase | IQ8PLUS-72-2-US | 290 |  | 8 |  |  | 0.976 |  | Outside | Under each pv panel
NJADRE1555735713 | Administratively Determined Incentive Program | WESTVILLE | 8093 | 15 | 9.02 | Residential | Behind the Meter | Yes | Net Metered Residential | Define Solar LLC |  | PSE&G | Accepted | 2024-02-02 | 2024-02-22 | 2025-02-22 | Inverters | Enphase | IQ8PLUS-72-2-US | 290 |  | 8 |  |  | 0.976 |  | Outside | Under each pv panel
NJADRE1555735713 | Administratively Determined Incentive Program | WESTVILLE | 8093 | 15 | 9.02 | Residential | Behind the Meter | Yes | Net Metered Residential | Define Solar LLC |  | PSE&G | Accepted | 2024-02-02 | 2024-02-22 | 2025-02-22 | Inverters | Enphase | IQ8PLUS-72-2-US | 290 |  | 4 |  |  | 0.976 |  | Outside | Under each pv panel
NJADRE1555735713 | Administratively Determined Incentive Program | WESTVILLE | 8093 | 15 | 9.02 | Residential | Behind the Meter | Yes | Net Metered Residential | Define Solar LLC |  | PSE&G | Accepted | 2024-02-02 | 2024-02-22 | 2025-02-22 | Inverters | Enphase | IQ8PLUS-72-2-US | 290 |  | 2 |  |  | 0.976 |  | Outside | Under each pv panel
NJADRE1555738564 | Administratively Determined Incentive Program | VERONA | 7044 | 9 | 9.2 | Residential | Behind the Meter | Yes | Net Metered Residential | Sunrun Installation Services, Inc. |  | PSE&G | Accepted | 2024-02-03 | 2024-02-22 | 2025-02-22 | Inverters | Hanwha Q Cells | SE7600H-USSN | 7600 |  | 1 |  |  | 0.99 |  | Outdoor
NJADRE1555738564 | Administratively Determined Incentive Program | VERONA | 7044 | 9 | 9.2 | Residential | Behind the Meter | Yes | Net Metered Residential | Sunrun Installation Services, Inc. |  | PSE&G | Accepted | 2024-02-03 | 2024-02-22 | 2025-02-22 | Solar Panels | Hanwha Q Cells | Q.PEAK DUO BLK ML-G10+/T 400 |  | 0.4 | 4 | 211 | 13 |  | Fixed | Roof
NJADRE1555738564 | Administratively Determined Incentive Program | VERONA | 7044 | 9 | 9.2 | Residential | Behind the Meter | Yes | Net Metered Residential | Sunrun Installation Services, Inc. |  | PSE&G | Accepted | 2024-02-03 | 2024-02-22 | 2025-02-22 | Solar Panels | Hanwha Q Cells | Q.PEAK DUO BLK ML-G10+/T 400 |  | 0.4 | 10 | 120 | 19 |  | Fixed | Roof
NJADRE1555738564 | Administratively Determined Incentive Program | VERONA | 7044 | 9 | 9.2 | Residential | Behind the Meter | Yes | Net Metered Residential | Sunrun Installation Services, Inc. |  | PSE&G | Accepted | 2024-02-03 | 2024-02-22 | 2025-02-22 | Solar Panels | Hanwha Q Cells | Q.PEAK DUO BLK ML-G10+/T 400 |  | 0.4 | 9 | 212 | 19 |  | Fixed | Roof
NJADRE1555738567 | Administratively Determined Incentive Program | Hanover | 7981 | 3 | 12.8 | Residential | Behind the Meter | Yes | Net Metered Residential | Sunrun Installation Services, Inc. |  | JCP&L | Accepted | 2024-02-03 | 2024-02-22 | 2025-02-22 | Inverters | SolarEdge Technologies | SE10000H-USSN | 10000 |  | 1 |  |  | 0.99 |  | Outdoor
NJADRE1555738567 | Administratively Determined Incentive Program | Hanover | 7981 | 3 | 12.8 | Residential | Behind the Meter | Yes | Net Metered Residential | Sunrun Installation Services, Inc. |  | JCP&L | Accepted | 2024-02-03 | 2024-02-22 | 2025-02-22 | Solar Panels | Hanwha Q Cells | Q.PEAK DUO BLK ML-G10+/T 400 |  | 0.4 | 11 | 33 | 21 |  | Fixed | Roof
NJADRE1555738567 | Administratively Determined Incentive Program | Hanover | 7981 | 3 | 12.8 | Residential | Behind the Meter | Yes | Net Metered Residential | Sunrun Installation Services, Inc. |  | JCP&L | Accepted | 2024-02-03 | 2024-02-22 | 2025-02-22 | Solar Panels | Hanwha Q Cells | Q.PEAK DUO BLK ML-G10+/T 400 |  | 0.4 | 21 | 213 | 21 |  | Fixed | Roof
NJADRE1555738568 | Administratively Determined Incentive Program | Teaneck | 7666 | 7 | 8 | Residential | Behind the Meter | Yes | Net Metered Residential | Sunrun Installation Services, Inc. |  | PSE&G | Accepted | 2024-02-03 | 2024-02-22 | 2025-02-22 | Inverters | SolarEdge Technologies | SE6000H-USSN | 6000 |  | 1 |  |  | 0.99 |  | Outdoor
NJADRE1555738568 | Administratively Determined Incentive Program | Teaneck | 7666 | 7 | 8 | Residential | Behind the Meter | Yes | Net Metered Residential | Sunrun Installation Services, Inc. |  | PSE&G | Accepted | 2024-02-03 | 2024-02-22 | 2025-02-22 | Solar Panels | Hanwha Q Cells | Q.PEAK DUO BLK ML-G10+/T 400 |  | 0.4 | 3 | 114 | 36 |  | Fixed | Roof
NJADRE1555738568 | Administratively Determined Incentive Program | Teaneck | 7666 | 7 | 8 | Residential | Behind the Meter | Yes | Net Metered Residential | Sunrun Installation Services, Inc. |  | PSE&G | Accepted | 2024-02-03 | 2024-02-22 | 2025-02-22 | Solar Panels | Hanwha Q Cells | Q.PEAK DUO BLK ML-G10+/T 400 |  | 0.4 | 6 | 114 | 36 |  | Fixed | Roof
NJADRE1555738568 | Administratively Determined Incentive Program | Teaneck | 7666 | 7 | 8 | Residential | Behind the Meter | Yes | Net Metered Residential | Sunrun Installation Services, Inc. |  | PSE&G | Accepted | 2024-02-03 | 2024-02-22 | 2025-02-22 | Solar Panels | Hanwha Q Cells | Q.PEAK DUO BLK ML-G10+/T 400 |  | 0.4 | 2 | 114 | 32 |  | Fixed | Roof
NJADRE1555738568 | Administratively Determined Incentive Program | Teaneck | 7666 | 7 | 8 | Residential | Behind the Meter | Yes | Net Metered Residential | Sunrun Installation Services, Inc. |  | PSE&G | Accepted | 2024-02-03 | 2024-02-22 | 2025-02-22 | Solar Panels | Hanwha Q Cells | Q.PEAK DUO BLK ML-G10+/T 400 |  | 0.4 | 9 | 204 | 30 |  | Single Axis | Roof
NJADRE1555738574 | Administratively Determined Incentive Program | Rahway | 7065 | 10 | 5.6 | Residential | Behind the Meter | Yes | Net Metered Residential | Sunrun Installation Services, Inc. |  | PSE&G | Accepted | 2024-02-03 | 2024-02-22 | 2025-02-22 | Inverters | SolarEdge Technologies | SE3800H-USMN | 3800 |  | 1 |  |  | 0.99 |  | Outdoor
NJADRE1555738574 | Administratively Determined Incentive Program | Rahway | 7065 | 10 | 5.6 | Residential | Behind the Meter | Yes | Net Metered Residential | Sunrun Installation Services, Inc. |  | PSE&G | Accepted | 2024-02-03 | 2024-02-22 | 2025-02-22 | Solar Panels | Hanwha Q Cells | Q.PEAK DUO BLK ML-G10+/T 400 |  | 0.4 | 4 | 155 | 23 |  | Fixed | Roof
NJADRE1555738574 | Administratively Determined Incentive Program | Rahway | 7065 | 10 | 5.6 | Residential | Behind the Meter | Yes | Net Metered Residential | Sunrun Installation Services, Inc. |  | PSE&G | Accepted | 2024-02-03 | 2024-02-22 | 2025-02-22 | Solar Panels | Hanwha Q Cells | Q.PEAK DUO BLK ML-G10+/T 400 |  | 0.4 | 10 | 155 | 18 |  | Fixed | Roof
NJADRE1555738786 | Administratively Determined Incentive Program | Plainfield | 7060 | 10 | 9.09 | Residential | Behind the Meter | No | Net Metered Residential | Bright Planet Solar |  | PSE&G | Accepted | 2024-02-03 | 2024-02-23 | 2025-02-23 | Inverters | Solar Edge | SE7600H-USRGM | 7600 |  | 1 |  |  | 0.98 |  | Outdoor | OUTSIDE
NJADRE1555738786 | Administratively Determined Incentive Program | Plainfield | 7060 | 10 | 9.09 | Residential | Behind the Meter | No | Net Metered Residential | Bright Planet Solar |  | PSE&G | Accepted | 2024-02-03 | 2024-02-23 | 2025-02-23 | Solar Panels | Canadian Solar | CS3N-395MS |  | 0.395 | 14 | 131 | 34 |  | Fixed | Roof
NJADRE1555738786 | Administratively Determined Incentive Program | Plainfield | 7060 | 10 | 9.09 | Residential | Behind the Meter | No | Net Metered Residential | Bright Planet Solar |  | PSE&G | Accepted | 2024-02-03 | 2024-02-23 | 2025-02-23 | Solar Panels | Canadian Solar | CS3N-395MS |  | 0.395 | 2 | 41 | 43 |  | Fixed | Roof
NJADRE1555738786 | Administratively Determined Incentive Program | Plainfield | 7060 | 10 | 9.09 | Residential | Behind the Meter | No | Net Metered Residential | Bright Planet Solar |  | PSE&G | Accepted | 2024-02-03 | 2024-02-23 | 2025-02-23 | Solar Panels | Canadian Solar | CS3N-395MS |  | 0.395 | 2 | 221 | 40 |  | Fixed | Roof
NJADRE1555738786 | Administratively Determined Incentive Program | Plainfield | 7060 | 10 | 9.09 | Residential | Behind the Meter | No | Net Metered Residential | Bright Planet Solar |  | PSE&G | Accepted | 2024-02-03 | 2024-02-23 | 2025-02-23 | Solar Panels | Canadian Solar | CS3N-395MS |  | 0.395 | 1 | 312 | 27 |  | Fixed | Roof
NJADRE1555738786 | Administratively Determined Incentive Program | Plainfield | 7060 | 10 | 9.09 | Residential | Behind the Meter | No | Net Metered Residential | Bright Planet Solar |  | PSE&G | Accepted | 2024-02-03 | 2024-02-23 | 2025-02-23 | Solar Panels | Canadian Solar | CS3N-395MS |  | 0.395 | 3 | 313 | 18 |  | Fixed | Roof
NJADRE1555738786 | Administratively Determined Incentive Program | Plainfield | 7060 | 10 | 9.09 | Residential | Behind the Meter | No | Net Metered Residential | Bright Planet Solar |  | PSE&G | Accepted | 2024-02-03 | 2024-02-23 | 2025-02-23 | Solar Panels | Canadian Solar | CS3N-395MS |  | 0.395 | 1 | 132 | 27 |  | Fixed | Roof
NJADRE1555739318 | Administratively Determined Incentive Program | Tuckerton | 8087 | 18 | 13.77 | Residential | Behind the Meter | Yes | Net Metered Residential | Brilliant Installations Inc |  | AC Electric | Accepted | 2024-02-03 | 2024-02-23 | 2025-02-23 | Inverters | Enphase Energy | IQ8PLUS-72-2-US | 290 |  | 34 |  |  | 0.97 |  | Outdoor
NJADRE1555739318 | Administratively Determined Incentive Program | Tuckerton | 8087 | 18 | 13.77 | Residential | Behind the Meter | Yes | Net Metered Residential | Brilliant Installations Inc |  | AC Electric | Accepted | 2024-02-03 | 2024-02-23 | 2025-02-23 | Solar Panels | Hanwha QCells | Q.PEAK DUO BLK ML-G10+ 405W |  | 0.405 | 3 | 76 | 20 |  | Fixed | Roof
NJADRE1555739318 | Administratively Determined Incentive Program | Tuckerton | 8087 | 18 | 13.77 | Residential | Behind the Meter | Yes | Net Metered Residential | Brilliant Installations Inc |  | AC Electric | Accepted | 2024-02-03 | 2024-02-23 | 2025-02-23 | Solar Panels | Hanwha QCells | Q.PEAK DUO BLK ML-G10+ 405W |  | 0.405 | 9 | 256 | 20 |  | Fixed | Roof
NJADRE1555739318 | Administratively Determined Incentive Program | Tuckerton | 8087 | 18 | 13.77 | Residential | Behind the Meter | Yes | Net Metered Residential | Brilliant Installations Inc |  | AC Electric | Accepted | 2024-02-03 | 2024-02-23 | 2025-02-23 | Solar Panels | Hanwha QCells | Q.PEAK DUO BLK ML-G10+ 405W |  | 0.405 | 10 | 76 | 27 |  | Fixed | Roof
NJADRE1555739318 | Administratively Determined Incentive Program | Tuckerton | 8087 | 18 | 13.77 | Residential | Behind the Meter | Yes | Net Metered Residential | Brilliant Installations Inc |  | AC Electric | Accepted | 2024-02-03 | 2024-02-23 | 2025-02-23 | Solar Panels | Hanwha QCells | Q.PEAK DUO BLK ML-G10+ 405W |  | 0.405 | 12 | 256 | 27 |  | Fixed | Roof
NJADRE1555740130 | Administratively Determined Incentive Program | AVALON | 8202 | 21 | 9.6 | Residential | Behind the Meter | No | Net Metered Residential | Azimuth Renewable Energy |  | AC Electric | Accepted | 2024-02-04 | 2024-02-22 | 2025-02-22 | Inverters | Sol-Ark | Solark-8k | 9 |  | 1 |  |  | 0.97 |  | Outside
NJADRE1555740130 | Administratively Determined Incentive Program | AVALON | 8202 | 21 | 9.6 | Residential | Behind the Meter | No | Net Metered Residential | Azimuth Renewable Energy |  | AC Electric | Accepted | 2024-02-04 | 2024-02-22 | 2025-02-22 | Solar Panels | Phono | PS400 |  | 0.4 | 24 | 214 | 20 |  | Fixed | Roof
NJADRE1555740130 | Administratively Determined Incentive Program | AVALON | 8202 | 21 | 9.6 | Residential | Behind the Meter | No | Net Metered Residential | Azimuth Renewable Energy |  | AC Electric | Accepted | 2024-02-04 | 2024-02-22 | 2025-02-22 | Meters | Solark | Solark |  |  | 1 |  |  |  | Yes | Outdoor
NJADRE1555740212 | Administratively Determined Incentive Program | Voorhees | 8043 | 14 | 15.39 | Residential | Behind the Meter | Yes | Net Metered Residential | Brilliant Installations Inc |  | AC Electric | Accepted | 2024-02-04 | 2024-02-23 | 2025-02-23 | Inverters | Enphase Energy | IQ8PLUS-72-2-US | 290 |  | 38 |  |  | 0.97 |  | Outdoor
NJADRE1555740212 | Administratively Determined Incentive Program | Voorhees | 8043 | 14 | 15.39 | Residential | Behind the Meter | Yes | Net Metered Residential | Brilliant Installations Inc |  | AC Electric | Accepted | 2024-02-04 | 2024-02-23 | 2025-02-23 | Solar Panels | Hanwha QCells | Q.PEAK DUO BLK ML-G10.a+ 405W |  | 0.405 | 27 | 175 | 34 |  | Fixed | Roof
NJADRE1555740212 | Administratively Determined Incentive Program | Voorhees | 8043 | 14 | 15.39 | Residential | Behind the Meter | Yes | Net Metered Residential | Brilliant Installations Inc |  | AC Electric | Accepted | 2024-02-04 | 2024-02-23 | 2025-02-23 | Solar Panels | Hanwha QCells | Q.PEAK DUO BLK ML-G10.a+ 405W |  | 0.405 | 11 | 265 | 45 |  | Fixed | Roof
NJADRE1555740286 | Administratively Determined Incentive Program | SOUTH AMBOY | 8879 | 11 | 10 | Residential | Behind the Meter | No | Net Metered Residential | Solar Mite Solutions |  | JCP&L | Accepted | 2024-02-04 | 2024-02-26 | 2025-02-26 | Inverters | Enphase | IQ8PLUS-72-2 | 290 |  | 25 |  |  | 0.98 |  | Outside
NJADRE1555740286 | Administratively Determined Incentive Program | SOUTH AMBOY | 8879 | 11 | 10 | Residential | Behind the Meter | No | Net Metered Residential | Solar Mite Solutions |  | JCP&L | Accepted | 2024-02-04 | 2024-02-26 | 2025-02-26 | Solar Panels | Canadian Solar | CS6R |  | 0.4 | 8 | 238 | 27 |  | Fixed | Roof | Array 1
NJADRE1555740286 | Administratively Determined Incentive Program | SOUTH AMBOY | 8879 | 11 | 10 | Residential | Behind the Meter | No | Net Metered Residential | Solar Mite Solutions |  | JCP&L | Accepted | 2024-02-04 | 2024-02-26 | 2025-02-26 | Solar Panels | Canadian Solar | CS6R |  | 0.4 | 14 | 58 | 27 |  | Fixed | Roof | Array 2
NJADRE1555740286 | Administratively Determined Incentive Program | SOUTH AMBOY | 8879 | 11 | 10 | Residential | Behind the Meter | No | Net Metered Residential | Solar Mite Solutions |  | JCP&L | Accepted | 2024-02-04 | 2024-02-26 | 2025-02-26 | Solar Panels | Canadian Solar | CS6R |  | 0.4 | 3 | 238 | 27 |  | Fixed | Roof | Array 3
NJADRE1555740291 | Administratively Determined Incentive Program | MANALAPAN | 7726 | 17 | 6.32 | Residential | Behind the Meter | No | Net Metered Residential | Solar Mite Solutions |  | JCP&L | Accepted | 2024-02-04 | 2024-03-13 | 2025-03-13 | Inverters | Enphase | IQ8PLUS-72-2 | 290 |  | 16 |  |  | 0.98 |  | Outside
NJADRE1555740291 | Administratively Determined Incentive Program | MANALAPAN | 7726 | 17 | 6.32 | Residential | Behind the Meter | No | Net Metered Residential | Solar Mite Solutions |  | JCP&L | Accepted | 2024-02-04 | 2024-03-13 | 2025-03-13 | Solar Panels | Canadian Solar | CS6R |  | 0.395 | 16 | 209 | 23 |  | Fixed | Roof | Array 1
NJADRE1555740868 | Administratively Determined Incentive Program | CAMDEN CITY | 8105 | 14 | 4 | Residential | Behind the Meter | Yes | Net Metered Residential | Sunrun Installation Services, Inc. |  | PSE&G | Accepted | 2024-02-05 | 2024-02-23 | 2025-02-23 | Inverters | SolarEdge Technologies | SE3800H-USMN | 3800 |  | 1 |  |  | 0.99 |  | Outdoor | Next to meter
NJADRE1555740868 | Administratively Determined Incentive Program | CAMDEN CITY | 8105 | 14 | 4 | Residential | Behind the Meter | Yes | Net Metered Residential | Sunrun Installation Services, Inc. |  | PSE&G | Accepted | 2024-02-05 | 2024-02-23 | 2025-02-23 | Solar Panels | Hanwha Q Cells | Q.PEAK DUO BLK ML-G10+/t 400 |  | 0.4 | 10 | 173 | 4 |  | Fixed | Roof
NJADRE1555740869 | Administratively Determined Incentive Program | CHERRY HILL | 8003 | 14 | 7.7 | Residential | Behind the Meter | Yes | Net Metered Residential | Sunny Mac LLC |  | PSE&G | Accepted | 2024-02-05 | 2024-02-22 | 2025-02-22 | Solar Panels | Q.PEAK DUO BLK ML-G10+ 405 | HANWHA |  | 0.405 | 13 | 143 | 23 |  | Fixed | Roof
NJADRE1555740869 | Administratively Determined Incentive Program | CHERRY HILL | 8003 | 14 | 7.7 | Residential | Behind the Meter | Yes | Net Metered Residential | Sunny Mac LLC |  | PSE&G | Accepted | 2024-02-05 | 2024-02-22 | 2025-02-22 | Solar Panels | Q.PEAK DUO BLK ML-G10+ 405 | HANWHA |  | 0.405 | 6 | 143 | 20 |  | Fixed | Roof
NJADRE1555740869 | Administratively Determined Incentive Program | CHERRY HILL | 8003 | 14 | 7.7 | Residential | Behind the Meter | Yes | Net Metered Residential | Sunny Mac LLC |  | PSE&G | Accepted | 2024-02-05 | 2024-02-22 | 2025-02-22 | Inverters | SE6000H-US | Solaredge | 6000 |  | 1 |  |  | 0.1 |  | Other | next to meter
NJADRE1555740889 | Administratively Determined Incentive Program | DENVILLE | 7834 | 3 | 6.8 | Residential | Behind the Meter | Yes | Net Metered Residential | Sunrun Installation Services, Inc. |  | JCP&L | Accepted | 2024-02-05 | 2024-02-22 | 2025-02-22 | Inverters | SolarEdge Technologies | SE6000H-USSN | 6000 |  | 1 |  |  | 0.99 |  | Outside | Next to Meter
NJADRE1555740889 | Administratively Determined Incentive Program | DENVILLE | 7834 | 3 | 6.8 | Residential | Behind the Meter | Yes | Net Metered Residential | Sunrun Installation Services, Inc. |  | JCP&L | Accepted | 2024-02-05 | 2024-02-22 | 2025-02-22 | Solar Panels | Hanwha Q Cells | Q.PEAK DUO BLK ML-G10+/t 400 |  | 0.4 | 15 | 266 | 23 |  | Fixed | Roof
NJADRE1555740889 | Administratively Determined Incentive Program | DENVILLE | 7834 | 3 | 6.8 | Residential | Behind the Meter | Yes | Net Metered Residential | Sunrun Installation Services, Inc. |  | JCP&L | Accepted | 2024-02-05 | 2024-02-22 | 2025-02-22 | Solar Panels | Hanwha Q Cells | Q.PEAK DUO BLK ML-G10+/t 400 |  | 0.4 | 2 | 86 | 22 |  | Fixed | Roof
NJADRE1555740889 | Administratively Determined Incentive Program | DENVILLE | 7834 | 3 | 6.8 | Residential | Behind the Meter | Yes | Net Metered Residential | Sunrun Installation Services, Inc. |  | JCP&L | Accepted | 2024-02-05 | 2024-02-22 | 2025-02-22 | Electric Storage Battery | TESLA | POWERWALL |  |  | 2 |  |  |  | Lithium Ion |  | OUTSIDE?
NJADRE1555740896 | Administratively Determined Incentive Program | Pennsauken Twp | 8109 | 14 | 5.6 | Residential | Behind the Meter | Yes | Net Metered Residential | Sunrun Installation Services, Inc. |  | PSE&G | Accepted | 2024-02-05 | 2024-02-22 | 2025-02-22 | Inverters | SolarEdge Technologies | SE3800H-USMN | 3800 |  | 1 |  |  | 0.99 |  | Outdoor | Next to meter
NJADRE1555740896 | Administratively Determined Incentive Program | Pennsauken Twp | 8109 | 14 | 5.6 | Residential | Behind the Meter | Yes | Net Metered Residential | Sunrun Installation Services, Inc. |  | PSE&G | Accepted | 2024-02-05 | 2024-02-22 | 2025-02-22 | Solar Panels | Hanwha Q Cells | Q.PEAK DUO BLK ML-G10+/t 400 |  | 0.4 | 4 | 52 | 40 |  | Fixed | Roof
NJADRE1555740896 | Administratively Determined Incentive Program | Pennsauken Twp | 8109 | 14 | 5.6 | Residential | Behind the Meter | Yes | Net Metered Residential | Sunrun Installation Services, Inc. |  | PSE&G | Accepted | 2024-02-05 | 2024-02-22 | 2025-02-22 | Solar Panels | Hanwha Q Cells | Q.PEAK DUO BLK ML-G10+/t 400 |  | 0.4 | 10 | 232 | 40 |  | Fixed | Roof
NJADRE1555740929 | Administratively Determined Incentive Program | Hillsborough Twp | 8844 | 5 | 5.6 | Residential | Behind the Meter | Yes | Net Metered Residential | Sunrun Installation Services, Inc. |  | PSE&G | Accepted | 2024-02-05 | 2024-02-22 | 2025-02-22 | Inverters | SolarEdge Technologies | SE3800H-USMN | 3800 |  | 1 |  |  | 0.99 |  | Outside | Next to meter
NJADRE1555740929 | Administratively Determined Incentive Program | Hillsborough Twp | 8844 | 5 | 5.6 | Residential | Behind the Meter | Yes | Net Metered Residential | Sunrun Installation Services, Inc. |  | PSE&G | Accepted | 2024-02-05 | 2024-02-22 | 2025-02-22 | Solar Panels | Hanwha Q Cells | Q.PEAK DUO BLK ML-G10+/t 400 |  | 0.4 | 10 | 192 | 37 |  | Fixed | Roof
NJADRE1555740929 | Administratively Determined Incentive Program | Hillsborough Twp | 8844 | 5 | 5.6 | Residential | Behind the Meter | Yes | Net Metered Residential | Sunrun Installation Services, Inc. |  | PSE&G | Accepted | 2024-02-05 | 2024-02-22 | 2025-02-22 | Solar Panels | Hanwha Q Cells | Q.PEAK DUO BLK ML-G10+/t 400 |  | 0.4 | 4 | 195 | 37 |  | Fixed | Roof
NJADRE1555740929 | Administratively Determined Incentive Program | Hillsborough Twp | 8844 | 5 | 5.6 | Residential | Behind the Meter | Yes | Net Metered Residential | Sunrun Installation Services, Inc. |  | PSE&G | Accepted | 2024-02-05 | 2024-02-22 | 2025-02-22 | Electric Storage Battery | Tesla | Powerwall |  |  | 1 |  |  |  | Lithium Ion |  | OUTSIDE?
NJADRE1555740937 | Administratively Determined Incentive Program | Blackwood | 8012 | 14 | 6.48 | Residential | Behind the Meter | Yes | Net Metered Residential | EMT Renewables |  | AC Electric | Accepted | 2024-02-05 | 2024-02-22 | 2025-02-22 | Inverters | ENPHASE | IQ8+ | 290 |  | 16 |  |  | 0.98 |  | Other | UNDER EACH PANEL
NJADRE1555740937 | Administratively Determined Incentive Program | Blackwood | 8012 | 14 | 6.48 | Residential | Behind the Meter | Yes | Net Metered Residential | EMT Renewables |  | AC Electric | Accepted | 2024-02-05 | 2024-02-22 | 2025-02-22 | Solar Panels | Q CELLS | Q PEAK DUO BLK |  | 0.405 | 16 | 200 | 22 |  | Fixed | Roof
NJADRE1555740987 | Administratively Determined Incentive Program | Allentown | 8501 | 17 | 14.8 | Residential | Behind the Meter | Yes | Net Metered Residential | Pro Custom Solar dba Momentum Solar |  | JCP&L | Accepted | 2024-02-05 | 2024-02-28 | 2025-02-28 | Solar Panels | Q. PEAK DUO BLK ML-G10+400 | HANWHA |  | 0.4 | 3 | 65 | 18 |  | Fixed | Roof
NJADRE1555740987 | Administratively Determined Incentive Program | Allentown | 8501 | 17 | 14.8 | Residential | Behind the Meter | Yes | Net Metered Residential | Pro Custom Solar dba Momentum Solar |  | JCP&L | Accepted | 2024-02-05 | 2024-02-28 | 2025-02-28 | Solar Panels | Q. PEAK DUO BLK ML-G10+400 | HANWHA |  | 0.4 | 34 | 245 | 18 |  | Fixed | Roof
NJADRE1555740987 | Administratively Determined Incentive Program | Allentown | 8501 | 17 | 14.8 | Residential | Behind the Meter | Yes | Net Metered Residential | Pro Custom Solar dba Momentum Solar |  | JCP&L | Accepted | 2024-02-05 | 2024-02-28 | 2025-02-28 | Inverters | IQ8PLUS-72-2-US | ENPHASE | 290 |  | 34 |  |  | 0.97 |  | Outdoor
NJADRE1555741021 | Administratively Determined Incentive Program | EAST ORANGE | 7018 | 9 | 7.2 | Residential | Behind the Meter | Yes | Net Metered Residential | Pro Custom Solar dba Momentum Solar |  | PSE&G | Accepted | 2024-02-05 | 2024-02-22 | 2025-02-22 | Solar Panels | Q. PEAK DUO BLK ML-G10+400 | HANWHA |  | 0.4 | 12 | 114 | 29 |  | Fixed | Roof
NJADRE1555741021 | Administratively Determined Incentive Program | EAST ORANGE | 7018 | 9 | 7.2 | Residential | Behind the Meter | Yes | Net Metered Residential | Pro Custom Solar dba Momentum Solar |  | PSE&G | Accepted | 2024-02-05 | 2024-02-22 | 2025-02-22 | Solar Panels | Q. PEAK DUO BLK ML-G10+400 | HANWHA |  | 0.4 | 6 | 114 | 11 |  | Fixed | Roof
NJADRE1555741021 | Administratively Determined Incentive Program | EAST ORANGE | 7018 | 9 | 7.2 | Residential | Behind the Meter | Yes | Net Metered Residential | Pro Custom Solar dba Momentum Solar |  | PSE&G | Accepted | 2024-02-05 | 2024-02-22 | 2025-02-22 | Inverters | IQ8PLUS-72-2-US | ENPHASE | 290 |  | 18 |  |  | 0.97 |  | Outdoor
NJADRE1555741022 | Administratively Determined Incentive Program | NORTHVALE | 7647 | 7 | 10 | Residential | Behind the Meter | Yes | Net Metered Residential | SunnyMac LLC |  | Orange Rockland Electric | Accepted | 2024-02-05 | 2024-02-23 | 2025-02-23 | Solar Panels | Q.PEAK DUO BLK ML-G10+ 400W | HANWHA |  | 0.4 | 13 | 13 | 30 |  | Fixed | Roof
NJADRE1555741022 | Administratively Determined Incentive Program | NORTHVALE | 7647 | 7 | 10 | Residential | Behind the Meter | Yes | Net Metered Residential | SunnyMac LLC |  | Orange Rockland Electric | Accepted | 2024-02-05 | 2024-02-23 | 2025-02-23 | Solar Panels | Q.PEAK DUO BLK ML-G10+400 | HANWHA |  | 0.4 | 12 | 206 | 30 |  | Fixed | Roof
NJADRE1555741022 | Administratively Determined Incentive Program | NORTHVALE | 7647 | 7 | 10 | Residential | Behind the Meter | Yes | Net Metered Residential | SunnyMac LLC |  | Orange Rockland Electric | Accepted | 2024-02-05 | 2024-02-23 | 2025-02-23 | Inverters | SE7600H-US | Solaredge | 7600 |  | 1 |  |  | 0.1 |  | Outdoor | next to meter
NJADRE1555741043 | Administratively Determined Incentive Program | BLOOMFIELD | 7003 | 9 | 9.6 | Residential | Behind the Meter | Yes | Net Metered Residential | Pro Custom Solar dba Momentum Solar |  | PSE&G | Accepted | 2024-02-05 | 2024-02-22 | 2025-02-22 | Solar Panels | Q. PEAK DUO BLK ML-G10+400 | HANWHA |  | 0.4 | 6 | 263 | 38 |  | Fixed | Roof
NJADRE1555741043 | Administratively Determined Incentive Program | BLOOMFIELD | 7003 | 9 | 9.6 | Residential | Behind the Meter | Yes | Net Metered Residential | Pro Custom Solar dba Momentum Solar |  | PSE&G | Accepted | 2024-02-05 | 2024-02-22 | 2025-02-22 | Solar Panels | Q. PEAK DUO BLK ML-G10+400 | HANWHA |  | 0.4 | 10 | 83 | 38 |  | Fixed | Roof
NJADRE1555741043 | Administratively Determined Incentive Program | BLOOMFIELD | 7003 | 9 | 9.6 | Residential | Behind the Meter | Yes | Net Metered Residential | Pro Custom Solar dba Momentum Solar |  | PSE&G | Accepted | 2024-02-05 | 2024-02-22 | 2025-02-22 | Solar Panels | Q. PEAK DUO BLK ML-G10+400 | HANWHA |  | 0.4 | 4 | 264 | 24 |  | Fixed | Roof
NJADRE1555741043 | Administratively Determined Incentive Program | BLOOMFIELD | 7003 | 9 | 9.6 | Residential | Behind the Meter | Yes | Net Metered Residential | Pro Custom Solar dba Momentum Solar |  | PSE&G | Accepted | 2024-02-05 | 2024-02-22 | 2025-02-22 | Solar Panels | Q. PEAK DUO BLK ML-G10+400 | HANWHA |  | 0.4 | 4 | 84 | 24 |  | Fixed | Roof
NJADRE1555741043 | Administratively Determined Incentive Program | BLOOMFIELD | 7003 | 9 | 9.6 | Residential | Behind the Meter | Yes | Net Metered Residential | Pro Custom Solar dba Momentum Solar |  | PSE&G | Accepted | 2024-02-05 | 2024-02-22 | 2025-02-22 | Inverters | IQ8PLUS-72-2-US | ENPHASE | 290 |  | 24 |  |  | 0.97 |  | Outdoor
NJADRE1555741053 | Administratively Determined Incentive Program | BRIDGETON | 8302 | 20 | 14 | Residential | Behind the Meter | Yes | Net Metered Residential | Power Energy Solutions |  | AC Electric | Accepted | 2024-02-05 | 2024-02-22 | 2025-02-22 | Inverters | SolarEdge | SE10000H-US | 10000 |  | 1 |  |  | 0.97 |  | Outdoor
NJADRE1555741053 | Administratively Determined Incentive Program | BRIDGETON | 8302 | 20 | 14 | Residential | Behind the Meter | Yes | Net Metered Residential | Power Energy Solutions |  | AC Electric | Accepted | 2024-02-05 | 2024-02-22 | 2025-02-22 | Solar Panels | Canadian Solar | CS6R-400MS-HL HIKU6 BLACK MONO |  | 0.4 | 35 | 186 | 24 |  | Fixed | Roof
NJADRE1555741067 | Administratively Determined Incentive Program | POINT PLEASANT BORO | 8742 | 18 | 6.4 | Residential | Behind the Meter | Yes | Net Metered Residential | Pro Custom Solar dba Momentum Solar |  | JCP&L | Accepted | 2024-02-05 | 2024-02-22 | 2025-02-22 | Solar Panels | Q. PEAK DUO BLK ML-G10+400 | HANWHA |  | 0.4 | 3 | 359 | 40 |  | Fixed | Roof
NJADRE1555741067 | Administratively Determined Incentive Program | POINT PLEASANT BORO | 8742 | 18 | 6.4 | Residential | Behind the Meter | Yes | Net Metered Residential | Pro Custom Solar dba Momentum Solar |  | JCP&L | Accepted | 2024-02-05 | 2024-02-22 | 2025-02-22 | Solar Panels | Q. PEAK DUO BLK ML-G10+400 | HANWHA |  | 0.4 | 13 | 179 | 40 |  | Fixed | Roof
NJADRE1555741067 | Administratively Determined Incentive Program | POINT PLEASANT BORO | 8742 | 18 | 6.4 | Residential | Behind the Meter | Yes | Net Metered Residential | Pro Custom Solar dba Momentum Solar |  | JCP&L | Accepted | 2024-02-05 | 2024-02-22 | 2025-02-22 | Inverters | IQ8PLUS-72-2-US | ENPHASE | 290 |  | 16 |  |  | 0.97 |  | Outdoor
NJADRE1555741103 | Administratively Determined Incentive Program | ATCO | 8004 | 14 | 16.2 | Residential | Behind the Meter | Yes | Net Metered Residential | Trinity Solar |  | AC Electric | Accepted | 2024-02-05 | 2024-02-22 | 2025-02-22 | Inverters | Solar Edge | SE6000H-US | 6000 |  | 2 |  |  | 0.97 |  | Outdoor
NJADRE1555741103 | Administratively Determined Incentive Program | ATCO | 8004 | 14 | 16.2 | Residential | Behind the Meter | Yes | Net Metered Residential | Trinity Solar |  | AC Electric | Accepted | 2024-02-05 | 2024-02-22 | 2025-02-22 | Solar Panels | HANWHA | (Q.PEAK DUO BLK ML-G10+ 405) |  | 0.405 | 24 | 96 | 18 |  | Fixed | Roof
NJADRE1555741103 | Administratively Determined Incentive Program | ATCO | 8004 | 14 | 16.2 | Residential | Behind the Meter | Yes | Net Metered Residential | Trinity Solar |  | AC Electric | Accepted | 2024-02-05 | 2024-02-22 | 2025-02-22 | Solar Panels | HANWHA | (Q.PEAK DUO BLK ML-G10+ 405) |  | 0.405 | 13 | 276 | 18 |  | Fixed | Roof
NJADRE1555741103 | Administratively Determined Incentive Program | ATCO | 8004 | 14 | 16.2 | Residential | Behind the Meter | Yes | Net Metered Residential | Trinity Solar |  | AC Electric | Accepted | 2024-02-05 | 2024-02-22 | 2025-02-22 | Solar Panels | HANWHA | (Q.PEAK DUO BLK ML-G10+ 405) |  | 0.405 | 3 | 96 | 18 |  | Fixed | Roof
NJADRE1555741140 | Administratively Determined Incentive Program | Bayonne | 7002 | 8 | 6.4 | Residential | Behind the Meter | Yes | Small Net-Metered Non-Residential located on Rooftop, Carport, Canopy and Floating Solar | Pro Custom Solar dba Momentum Solar |  | PSE&G | Accepted | 2024-02-05 | 2024-02-23 | 2025-02-23 | Solar Panels | Q. PEAK DUO BLK ML-G10+400 | HANWHA |  | 0.4 | 3 | 89 | 45 |  | Fixed | Roof
NJADRE1555741140 | Administratively Determined Incentive Program | Bayonne | 7002 | 8 | 6.4 | Residential | Behind the Meter | Yes | Small Net-Metered Non-Residential located on Rooftop, Carport, Canopy and Floating Solar | Pro Custom Solar dba Momentum Solar |  | PSE&G | Accepted | 2024-02-05 | 2024-02-23 | 2025-02-23 | Solar Panels | Q. PEAK DUO BLK ML-G10+400 | HANWHA |  | 0.4 | 13 | 269 | 45 |  | Fixed | Roof
NJADRE1555741140 | Administratively Determined Incentive Program | Bayonne | 7002 | 8 | 6.4 | Residential | Behind the Meter | Yes | Small Net-Metered Non-Residential located on Rooftop, Carport, Canopy and Floating Solar | Pro Custom Solar dba Momentum Solar |  | PSE&G | Accepted | 2024-02-05 | 2024-02-23 | 2025-02-23 | Inverters | IQ8PLUS-72-2-US | ENPHASE | 290 |  | 16 |  |  | 0.97 |  | Outdoor
NJADRE1555741152 | Administratively Determined Incentive Program | Glassboro | 8028 | 15 | 6.89 | Residential | Behind the Meter | Yes | Net Metered Residential | Trinity Solar LLC |  | AC Electric | Accepted | 2024-02-05 | 2024-02-22 | 2025-02-22 | Inverters | Solar Edge | SE6000H-US | 6000 |  | 1 |  |  | 0.97 |  | Outside
NJADRE1555741152 | Administratively Determined Incentive Program | Glassboro | 8028 | 15 | 6.89 | Residential | Behind the Meter | Yes | Net Metered Residential | Trinity Solar LLC |  | AC Electric | Accepted | 2024-02-05 | 2024-02-22 | 2025-02-22 | Solar Panels | HANWHA | Q.PEAK DUO BLK ML-G10+ 405 |  | 0.405 | 10 | 68 | 29 |  | Fixed | Roof
NJADRE1555741152 | Administratively Determined Incentive Program | Glassboro | 8028 | 15 | 6.89 | Residential | Behind the Meter | Yes | Net Metered Residential | Trinity Solar LLC |  | AC Electric | Accepted | 2024-02-05 | 2024-02-22 | 2025-02-22 | Solar Panels | HANWHA | Q.PEAK DUO BLK ML-G10+ 405 |  | 0.405 | 7 | 248 | 29 |  | Fixed | Roof
NJADRE1555741168 | Administratively Determined Incentive Program | MORRISTOWN | 7960 | 3 | 6.4 | Residential | Behind the Meter | Yes | Net Metered Residential | Pro Custom Solar dba Momentum Solar |  | JCP&L | Accepted | 2024-02-05 | 2024-02-23 | 2025-02-23 | Solar Panels | Q. PEAK DUO BLK ML-G10+400 | HANWHA |  | 0.4 | 9 | 2689 | 33 |  | Fixed | Roof
NJADRE1555741168 | Administratively Determined Incentive Program | MORRISTOWN | 7960 | 3 | 6.4 | Residential | Behind the Meter | Yes | Net Metered Residential | Pro Custom Solar dba Momentum Solar |  | JCP&L | Accepted | 2024-02-05 | 2024-02-23 | 2025-02-23 | Solar Panels | Q. PEAK DUO BLK ML-G10+400 | HANWHA |  | 0.4 | 5 | 88 | 33 |  | Fixed | Roof
NJADRE1555741168 | Administratively Determined Incentive Program | MORRISTOWN | 7960 | 3 | 6.4 | Residential | Behind the Meter | Yes | Net Metered Residential | Pro Custom Solar dba Momentum Solar |  | JCP&L | Accepted | 2024-02-05 | 2024-02-23 | 2025-02-23 | Solar Panels | Q. PEAK DUO BLK ML-G10+400 | HANWHA |  | 0.4 | 2 | 269 | 23 |  | Fixed | Roof
NJADRE1555741168 | Administratively Determined Incentive Program | MORRISTOWN | 7960 | 3 | 6.4 | Residential | Behind the Meter | Yes | Net Metered Residential | Pro Custom Solar dba Momentum Solar |  | JCP&L | Accepted | 2024-02-05 | 2024-02-23 | 2025-02-23 | Inverters | IQ8PLUS-72-2-US | ENPHASE | 290 |  | 16 |  |  | 0.97 |  | Outdoor
NJADRE1555741170 | Administratively Determined Incentive Program | MARLBORO | 7746 | 17 | 12.15 | Residential | Behind the Meter | Yes | Net Metered Residential | Sunrun Installation Services, Inc. |  | JCP&L | Accepted | 2024-02-05 | 2024-02-22 | 2025-02-22 | Inverters | SolarEdge Technologies | SE10000H-USSN | 10000 |  | 1 |  |  | 0.99 |  | Outside | Next to meter
NJADRE1555741170 | Administratively Determined Incentive Program | MARLBORO | 7746 | 17 | 12.15 | Residential | Behind the Meter | Yes | Net Metered Residential | Sunrun Installation Services, Inc. |  | JCP&L | Accepted | 2024-02-05 | 2024-02-22 | 2025-02-22 | Solar Panels | Hanwha Q Cells | Q.PEAK DUO BLK ML-G10+ 405 |  | 0.405 | 22 | 263 | 32 |  | Fixed | Roof
NJADRE1555741170 | Administratively Determined Incentive Program | MARLBORO | 7746 | 17 | 12.15 | Residential | Behind the Meter | Yes | Net Metered Residential | Sunrun Installation Services, Inc. |  | JCP&L | Accepted | 2024-02-05 | 2024-02-22 | 2025-02-22 | Solar Panels | Hanwha Q Cells | Q.PEAK DUO BLK ML-G10+ 405 |  | 0.405 | 8 | 83 | 28 |  | Fixed | Roof
NJADRE1555741171 | Administratively Determined Incentive Program | LAKEWOOD | 8701 | 18 | 14.76 | Residential | Behind the Meter | Yes | Net Metered Residential | Powerlutions |  | JCP&L | Accepted | 2024-02-05 | 2024-02-22 | 2025-02-22 | Solar Panels | SEG | SEG-410-BMD-HV |  | 0.41 | 16 | 169 | 27 |  | Fixed | Roof
NJADRE1555741171 | Administratively Determined Incentive Program | LAKEWOOD | 8701 | 18 | 14.76 | Residential | Behind the Meter | Yes | Net Metered Residential | Powerlutions |  | JCP&L | Accepted | 2024-02-05 | 2024-02-22 | 2025-02-22 | Solar Panels | SEG | SEG-410-BMD-HV |  | 0.41 | 2 | 259 | 33 |  | Fixed | Roof
NJADRE1555741171 | Administratively Determined Incentive Program | LAKEWOOD | 8701 | 18 | 14.76 | Residential | Behind the Meter | Yes | Net Metered Residential | Powerlutions |  | JCP&L | Accepted | 2024-02-05 | 2024-02-22 | 2025-02-22 | Solar Panels | SEG | SEG-410-BMD-HV |  | 0.41 | 18 | 349 | 27 |  | Fixed | Roof
NJADRE1555741171 | Administratively Determined Incentive Program | LAKEWOOD | 8701 | 18 | 14.76 | Residential | Behind the Meter | Yes | Net Metered Residential | Powerlutions |  | JCP&L | Accepted | 2024-02-05 | 2024-02-22 | 2025-02-22 | Inverters | Enphase | IQ7PLUS-72-2-US | 290 |  | 36 |  |  | 0.98 |  | Outdoor
NJADRE1555741190 | Administratively Determined Incentive Program | MONTGOMERY TWP | 8540 | 12 | 9.32 | Residential | Behind the Meter | No | Net Metered Residential | Tesla Energy Operations Inc |  | PSE&G | Accepted | 2024-02-05 | 2024-02-22 | 2025-02-22 | Inverters | Tesla | 1538000-45-A | 7600 |  | 1 |  |  | 0.98 |  | Outside
NJADRE1555741190 | Administratively Determined Incentive Program | MONTGOMERY TWP | 8540 | 12 | 9.32 | Residential | Behind the Meter | No | Net Metered Residential | Tesla Energy Operations Inc |  | PSE&G | Accepted | 2024-02-05 | 2024-02-22 | 2025-02-22 | Solar Panels | Hanwha | # Q.PEAK DUO BLK ML-G10+/TS 405 |  | 0.405 | 3 | 96 | 18 |  | Fixed | Roof
NJADRE1555741190 | Administratively Determined Incentive Program | MONTGOMERY TWP | 8540 | 12 | 9.32 | Residential | Behind the Meter | No | Net Metered Residential | Tesla Energy Operations Inc |  | PSE&G | Accepted | 2024-02-05 | 2024-02-22 | 2025-02-22 | Solar Panels | Neurio | # Q.PEAK DUO BLK ML-G10+/TS 405 |  | 0.405 | 7 | 96 | 34 |  | Fixed | Roof
NJADRE1555741190 | Administratively Determined Incentive Program | MONTGOMERY TWP | 8540 | 12 | 9.32 | Residential | Behind the Meter | No | Net Metered Residential | Tesla Energy Operations Inc |  | PSE&G | Accepted | 2024-02-05 | 2024-02-22 | 2025-02-22 | Solar Panels | Hanwha | # Q.PEAK DUO BLK ML-G10+/TS 405 |  | 0.405 | 13 | 276 | 34 |  | Fixed | Roof
NJADRE1555741198 | Administratively Determined Incentive Program | WESTVILLE | 8093 | 15 | 6.15 | Residential | Behind the Meter | Yes | Net Metered Residential | Define Solar LLC |  | PSE&G | Accepted | 2024-02-05 | 2024-02-27 | 2025-02-27 | Solar Panels | Znshine | ZXM7-SH108 410W |  | 0.41 | 9 | 223 | 20 |  | Fixed | Roof
NJADRE1555741198 | Administratively Determined Incentive Program | WESTVILLE | 8093 | 15 | 6.15 | Residential | Behind the Meter | Yes | Net Metered Residential | Define Solar LLC |  | PSE&G | Accepted | 2024-02-05 | 2024-02-27 | 2025-02-27 | Solar Panels | Znshine | ZXM7-SH108 410W |  | 0.41 | 6 | 223 | 21 |  | Fixed | Roof
NJADRE1555741198 | Administratively Determined Incentive Program | WESTVILLE | 8093 | 15 | 6.15 | Residential | Behind the Meter | Yes | Net Metered Residential | Define Solar LLC |  | PSE&G | Accepted | 2024-02-05 | 2024-02-27 | 2025-02-27 | Inverters | Enphase | IQ8PLUS-72-2-US | 290 |  | 9 |  |  | 0.976 |  | Outside | Under each pv panel
NJADRE1555741198 | Administratively Determined Incentive Program | WESTVILLE | 8093 | 15 | 6.15 | Residential | Behind the Meter | Yes | Net Metered Residential | Define Solar LLC |  | PSE&G | Accepted | 2024-02-05 | 2024-02-27 | 2025-02-27 | Inverters | Enphase | IQ8PLUS-72-2-US | 290 |  | 6 |  |  | 0.976 |  | Outside | Under each pv panel
NJADRE1555741198 | Administratively Determined Incentive Program | WESTVILLE | 8093 | 15 | 6.15 | Residential | Behind the Meter | Yes | Net Metered Residential | Define Solar LLC |  | PSE&G | Accepted | 2024-02-05 | 2024-02-27 | 2025-02-27 | Meters | Enphase | X2-IQ-AM1-240-4 |  |  | 1 |  |  |  | Yes | Outdoor
NJADRE1555741200 | Administratively Determined Incentive Program | EGG HARBOR TOWNSHIP | 8234 | 19 | 6.08 | Residential | Behind the Meter | Yes | Net Metered Residential | Trinity Solar Inc. |  | AC Electric | Accepted | 2024-02-05 | 2024-02-22 | 2025-02-22 | Inverters | Solar Edge | SE5000H-US | 5000 |  | 1 |  |  | 0.97 |  | Outdoor
NJADRE1555741200 | Administratively Determined Incentive Program | EGG HARBOR TOWNSHIP | 8234 | 19 | 6.08 | Residential | Behind the Meter | Yes | Net Metered Residential | Trinity Solar Inc. |  | AC Electric | Accepted | 2024-02-05 | 2024-02-22 | 2025-02-22 | Solar Panels | HANWHA | (Q.PEAK DUO BLK ML-G10+ 405) |  | 0.405 | 15 | 202 | 18 |  | Fixed | Roof
NJADRE1555741201 | Administratively Determined Incentive Program | CLIFTON | 7011 | 6 | 6.89 | Residential | Behind the Meter | Yes | Net Metered Residential | Sunny Mac LLC |  | PSE&G | Accepted | 2024-02-05 | 2024-02-26 | 2025-02-26 | Solar Panels | Q.PEAK DUO BLK ML-G10+ 405 | HANWHA |  | 0.405 | 7 | 127 | 18 |  | Fixed | Roof
NJADRE1555741201 | Administratively Determined Incentive Program | CLIFTON | 7011 | 6 | 6.89 | Residential | Behind the Meter | Yes | Net Metered Residential | Sunny Mac LLC |  | PSE&G | Accepted | 2024-02-05 | 2024-02-26 | 2025-02-26 | Solar Panels | Q.PEAK DUO BLK ML-G10+ 405 | HANWHA |  | 0.405 | 10 | 307 | 18 |  | Fixed | Roof
NJADRE1555741201 | Administratively Determined Incentive Program | CLIFTON | 7011 | 6 | 6.89 | Residential | Behind the Meter | Yes | Net Metered Residential | Sunny Mac LLC |  | PSE&G | Accepted | 2024-02-05 | 2024-02-26 | 2025-02-26 | Inverters | SE5000H-US | Solaredge | 5000 |  | 1 |  |  | 0.1 |  | Outdoor | next to meter
NJADRE1555741204 | Administratively Determined Incentive Program | PERTH AMBOY | 8861 | 11 | 3.6 | Residential | Behind the Meter | Yes | Net Metered Residential | Pro Custom Solar dba Momentum Solar |  | PSE&G | Accepted | 2024-02-05 | 2024-02-23 | 2025-02-23 | Solar Panels | Q. PEAK DUO BLK ML-G10+400 | HANWHA |  | 0.4 | 3 | 202 | 33 |  | Fixed | Roof
NJADRE1555741204 | Administratively Determined Incentive Program | PERTH AMBOY | 8861 | 11 | 3.6 | Residential | Behind the Meter | Yes | Net Metered Residential | Pro Custom Solar dba Momentum Solar |  | PSE&G | Accepted | 2024-02-05 | 2024-02-23 | 2025-02-23 | Solar Panels | Q. PEAK DUO BLK ML-G10+400 | HANWHA |  | 0.4 | 2 | 292 | 33 |  | Fixed | Roof
NJADRE1555741204 | Administratively Determined Incentive Program | PERTH AMBOY | 8861 | 11 | 3.6 | Residential | Behind the Meter | Yes | Net Metered Residential | Pro Custom Solar dba Momentum Solar |  | PSE&G | Accepted | 2024-02-05 | 2024-02-23 | 2025-02-23 | Solar Panels | Q. PEAK DUO BLK ML-G10+400 | HANWHA |  | 0.4 | 2 | 112 | 33 |  | Fixed | Roof
NJADRE1555741204 | Administratively Determined Incentive Program | PERTH AMBOY | 8861 | 11 | 3.6 | Residential | Behind the Meter | Yes | Net Metered Residential | Pro Custom Solar dba Momentum Solar |  | PSE&G | Accepted | 2024-02-05 | 2024-02-23 | 2025-02-23 | Solar Panels | Q. PEAK DUO BLK ML-G10+400 | HANWHA |  | 0.4 | 2 | 22 | 33 |  | Fixed | Roof
NJADRE1555741204 | Administratively Determined Incentive Program | PERTH AMBOY | 8861 | 11 | 3.6 | Residential | Behind the Meter | Yes | Net Metered Residential | Pro Custom Solar dba Momentum Solar |  | PSE&G | Accepted | 2024-02-05 | 2024-02-23 | 2025-02-23 | Inverters | IQ8PLUS-72-2-US | ENPHASE | 290 |  | 9 |  |  | 0.97 |  | Outdoor
NJADRE1555741244 | Administratively Determined Incentive Program | PLEASANTVILLE | 8232 | 19 | 12.15 | Residential | Behind the Meter | Yes | Net Metered Residential | Sunny Mac LLC |  | AC Electric | Accepted | 2024-02-05 | 2024-02-23 | 2025-02-23 | Solar Panels | Q.PEAK DUO BLK ML-G10+ 405 | HANWHA |  | 0.405 | 20 | 262 | 23 |  | Fixed | Roof
NJADRE1555741244 | Administratively Determined Incentive Program | PLEASANTVILLE | 8232 | 19 | 12.15 | Residential | Behind the Meter | Yes | Net Metered Residential | Sunny Mac LLC |  | AC Electric | Accepted | 2024-02-05 | 2024-02-23 | 2025-02-23 | Solar Panels | Q.PEAK DUO BLK ML-G10+ 405 | HANWHA |  | 0.405 | 10 | 82 | 23 |  | Fixed | Roof
NJADRE1555741244 | Administratively Determined Incentive Program | PLEASANTVILLE | 8232 | 19 | 12.15 | Residential | Behind the Meter | Yes | Net Metered Residential | Sunny Mac LLC |  | AC Electric | Accepted | 2024-02-05 | 2024-02-23 | 2025-02-23 | Inverters | SE10000H-US | Solaredge | 10000 |  | 1 |  |  | 0.1 |  | Outdoor | next to meter
NJADRE1555741249 | Administratively Determined Incentive Program | PISCATAWAY | 8854 | 11 | 6.4 | Residential | Behind the Meter | Yes | Net Metered Residential | Pro Custom Solar dba Momentum Solar |  | PSE&G | Accepted | 2024-02-05 | 2024-02-22 | 2025-02-22 | Solar Panels | Q. PEAK DUO BLK ML-G10+400 | HANWHA |  | 0.4 | 16 | 144 | 34 |  | Fixed | Roof
NJADRE1555741249 | Administratively Determined Incentive Program | PISCATAWAY | 8854 | 11 | 6.4 | Residential | Behind the Meter | Yes | Net Metered Residential | Pro Custom Solar dba Momentum Solar |  | PSE&G | Accepted | 2024-02-05 | 2024-02-22 | 2025-02-22 | Inverters | IQ8PLUS-72-2-US | ENPHASE | 290 |  | 16 |  |  | 0.97 |  | Outdoor
NJADRE1555741260 | Administratively Determined Incentive Program | MOORESTOWN | 8057 | 13 | 13.37 | Residential | Behind the Meter | No | Net Metered Residential | Tesla Energy Operations Inc |  | PSE&G | Accepted | 2024-02-05 | 2024-02-22 | 2025-02-22 | Inverters | Tesla | 1538000-45-A | 5000 |  | 2 |  |  | 0.98 |  | Outside
NJADRE1555741260 | Administratively Determined Incentive Program | MOORESTOWN | 8057 | 13 | 13.37 | Residential | Behind the Meter | No | Net Metered Residential | Tesla Energy Operations Inc |  | PSE&G | Accepted | 2024-02-05 | 2024-02-22 | 2025-02-22 | Solar Panels | Hanwha | # Q.PEAK DUO BLK ML-G10+/TS 405 |  | 0.405 | 4 | 230 | 37 |  | Fixed | Roof
NJADRE1555741260 | Administratively Determined Incentive Program | MOORESTOWN | 8057 | 13 | 13.37 | Residential | Behind the Meter | No | Net Metered Residential | Tesla Energy Operations Inc |  | PSE&G | Accepted | 2024-02-05 | 2024-02-22 | 2025-02-22 | Solar Panels | Hanwha | # Q.PEAK DUO BLK ML-G10+/TS 405 |  | 0.405 | 13 | 140 | 37 |  | Fixed | Roof
NJADRE1555741260 | Administratively Determined Incentive Program | MOORESTOWN | 8057 | 13 | 13.37 | Residential | Behind the Meter | No | Net Metered Residential | Tesla Energy Operations Inc |  | PSE&G | Accepted | 2024-02-05 | 2024-02-22 | 2025-02-22 | Solar Panels | Hanwha | # Q.PEAK DUO BLK ML-G10+/TS 405 |  | 0.405 | 2 | 320 | 37 |  | Fixed | Roof
NJADRE1555741260 | Administratively Determined Incentive Program | MOORESTOWN | 8057 | 13 | 13.37 | Residential | Behind the Meter | No | Net Metered Residential | Tesla Energy Operations Inc |  | PSE&G | Accepted | 2024-02-05 | 2024-02-22 | 2025-02-22 | Solar Panels | Hanwha | # Q.PEAK DUO BLK ML-G10+/TS 405 |  | 0.405 | 7 | 320 | 37 |  | Fixed | Roof
NJADRE1555741260 | Administratively Determined Incentive Program | MOORESTOWN | 8057 | 13 | 13.37 | Residential | Behind the Meter | No | Net Metered Residential | Tesla Energy Operations Inc |  | PSE&G | Accepted | 2024-02-05 | 2024-02-22 | 2025-02-22 | Solar Panels | Hanwha | # Q.PEAK DUO BLK ML-G10+/TS 405 |  | 0.405 | 7 | 50 | 37 |  | Fixed | Roof
NJADRE1555741271 | Administratively Determined Incentive Program | Parkertown | 8087 | 18 | 15.39 | Residential | Behind the Meter | Yes | Net Metered Residential | Trinity Solar Inc. |  | AC Electric | Accepted | 2024-02-05 | 2024-02-23 | 2025-02-23 | Inverters | Solar Edge | SE11400H-US | 11400 |  | 1 |  |  | 0.97 |  | Outdoor
NJADRE1555741271 | Administratively Determined Incentive Program | Parkertown | 8087 | 18 | 15.39 | Residential | Behind the Meter | Yes | Net Metered Residential | Trinity Solar Inc. |  | AC Electric | Accepted | 2024-02-05 | 2024-02-23 | 2025-02-23 | Solar Panels | Hanwha | Q.PEAK DUO BLK ML-G10+ 405 |  | 0.405 | 21 | 230 | 14 |  | Fixed | Roof
NJADRE1555741271 | Administratively Determined Incentive Program | Parkertown | 8087 | 18 | 15.39 | Residential | Behind the Meter | Yes | Net Metered Residential | Trinity Solar Inc. |  | AC Electric | Accepted | 2024-02-05 | 2024-02-23 | 2025-02-23 | Solar Panels | Hanwha | Q.PEAK DUO BLK ML-G10+ 405 |  | 0.405 | 17 | 50 | 14 |  | Fixed | Roof
NJADRE1555741275 | Administratively Determined Incentive Program | PHILLIPSBURG | 8865 | 2 | 3.2 | Residential | Behind the Meter | Yes | Net Metered Residential | Pro Custom Solar dba Momentum Solar |  | JCP&L | Accepted | 2024-02-05 | 2024-02-22 | 2025-02-22 | Inverters | IQ8PLUS-72-2-US | ENPHASE | 290 |  | 8 |  |  | 0.97 |  | Outdoor
NJADRE1555741275 | Administratively Determined Incentive Program | PHILLIPSBURG | 8865 | 2 | 3.2 | Residential | Behind the Meter | Yes | Net Metered Residential | Pro Custom Solar dba Momentum Solar |  | JCP&L | Accepted | 2024-02-05 | 2024-02-22 | 2025-02-22 | Solar Panels | Q. PEAK DUO BLK ML-G10+400 | HANWHA |  | 0.4 | 8 | 13 | 26 |  | Fixed | Roof
NJADRE1555741302 | Administratively Determined Incentive Program | MOUNT LAUREL | 8054 | 13 | 6.8 | Residential | Behind the Meter | Yes | Net Metered Residential | Sunrun Installation Services, Inc. |  | PSE&G | Accepted | 2024-02-05 | 2024-02-22 | 2025-02-22 | Inverters | SolarEdge Technologies | SE6000H-USSN | 6000 |  | 1 |  |  | 0.99 |  | Outside
NJADRE1555741302 | Administratively Determined Incentive Program | MOUNT LAUREL | 8054 | 13 | 6.8 | Residential | Behind the Meter | Yes | Net Metered Residential | Sunrun Installation Services, Inc. |  | PSE&G | Accepted | 2024-02-05 | 2024-02-22 | 2025-02-22 | Solar Panels | Hanwha Q Cells | Q.PEAK DUO BLK ML-G10+/t 400 |  | 0.4 | 17 | 291 | 23 |  | Fixed | Roof
NJADRE1555741304 | Administratively Determined Incentive Program | BRIDGEWATER TWP | 8807 | 5 | 11.75 | Residential | Behind the Meter | No | Net Metered Residential | Tesla Energy Operations Inc. |  | PSE&G | Accepted | 2024-02-05 | 2024-02-22 | 2025-02-22 | Solar Panels | Hanwha | Q.PEAK DUO BLK ML-G10+/TS 405 |  | 0.405 | 15 | 83 | 30 |  | Fixed | Roof
NJADRE1555741304 | Administratively Determined Incentive Program | BRIDGEWATER TWP | 8807 | 5 | 11.75 | Residential | Behind the Meter | No | Net Metered Residential | Tesla Energy Operations Inc. |  | PSE&G | Accepted | 2024-02-05 | 2024-02-22 | 2025-02-22 | Solar Panels | Hanwha | Q.PEAK DUO BLK ML-G10+/TS 405 |  | 0.405 | 14 | 83 | 30 |  | Fixed | Roof
NJADRE1555741304 | Administratively Determined Incentive Program | BRIDGEWATER TWP | 8807 | 5 | 11.75 | Residential | Behind the Meter | No | Net Metered Residential | Tesla Energy Operations Inc. |  | PSE&G | Accepted | 2024-02-05 | 2024-02-22 | 2025-02-22 | Inverters | Tesla | 1538000-45-A | 5000 |  | 2 |  |  | 0.98 |  | Outdoor
NJADRE1555741311 | Administratively Determined Incentive Program | BLOOMFIELD | 7003 | 9 | 5.67 | Residential | Behind the Meter | Yes | Net Metered Residential | Trinity Solar Inc. |  | PSE&G | Accepted | 2024-02-05 | 2024-02-23 | 2025-02-23 | Solar Panels | HANWHA | (Q.PEAK DUO BLK ML-G10+ 405) |  | 0.405 | 9 | 173 | 43 |  | Fixed | Roof
NJADRE1555741311 | Administratively Determined Incentive Program | BLOOMFIELD | 7003 | 9 | 5.67 | Residential | Behind the Meter | Yes | Net Metered Residential | Trinity Solar Inc. |  | PSE&G | Accepted | 2024-02-05 | 2024-02-23 | 2025-02-23 | Solar Panels | HANWHA | (Q.PEAK DUO BLK ML-G10+ 405) |  | 0.405 | 5 | 263 | 43 |  | Fixed | Roof
NJADRE1555741311 | Administratively Determined Incentive Program | BLOOMFIELD | 7003 | 9 | 5.67 | Residential | Behind the Meter | Yes | Net Metered Residential | Trinity Solar Inc. |  | PSE&G | Accepted | 2024-02-05 | 2024-02-23 | 2025-02-23 | Inverters | Solar Edge | SE5000H-US | 5000 |  | 1 |  |  | 0.97 |  | Outdoor
NJADRE1555741331 | Administratively Determined Incentive Program | KEARNY | 7032 | 8 | 3.24 | Residential | Behind the Meter | Yes | Net Metered Residential | SunnyMac LLC |  | PSE&G | Accepted | 2024-02-05 | 2024-02-26 | 2025-02-26 | Solar Panels | Q.PEAK DUO BLK ML-G10+ 405 | HANWHA |  | 0.405 | 8 | 200 | 9 |  | Fixed | Roof
NJADRE1555741331 | Administratively Determined Incentive Program | KEARNY | 7032 | 8 | 3.24 | Residential | Behind the Meter | Yes | Net Metered Residential | SunnyMac LLC |  | PSE&G | Accepted | 2024-02-05 | 2024-02-26 | 2025-02-26 | Inverters | SE3000H-US | Solaredge | 3000 |  | 1 |  |  | 0.1 |  | Outdoor | next to meter
NJADRE1555741339 | Administratively Determined Incentive Program | MAHWAH | 7430 | 7 | 6.89 | Residential | Behind the Meter | No | Net Metered Residential | Tesla Energy Operations Inc. |  | Orange Rockland Electric | Accepted | 2024-02-05 | 2024-02-27 | 2025-02-27 | Solar Panels | Hanwha | Q.PEAK DUO BLK ML-G10+/TS 405 |  | 0.405 | 8 | 35 | 23 |  | Fixed | Roof
NJADRE1555741339 | Administratively Determined Incentive Program | MAHWAH | 7430 | 7 | 6.89 | Residential | Behind the Meter | No | Net Metered Residential | Tesla Energy Operations Inc. |  | Orange Rockland Electric | Accepted | 2024-02-05 | 2024-02-27 | 2025-02-27 | Solar Panels | Hanwha | Q.PEAK DUO BLK ML-G10+/TS 405 |  | 0.405 | 9 | 215 | 23 |  | Fixed | Roof
NJADRE1555741339 | Administratively Determined Incentive Program | MAHWAH | 7430 | 7 | 6.89 | Residential | Behind the Meter | No | Net Metered Residential | Tesla Energy Operations Inc. |  | Orange Rockland Electric | Accepted | 2024-02-05 | 2024-02-27 | 2025-02-27 | Inverters | Tesla | #1850000-XX-Y | 7600 |  | 1 |  |  | 0.98 |  | Outdoor
NJADRE1555741339 | Administratively Determined Incentive Program | MAHWAH | 7430 | 7 | 6.89 | Residential | Behind the Meter | No | Net Metered Residential | Tesla Energy Operations Inc. |  | Orange Rockland Electric | Accepted | 2024-02-05 | 2024-02-27 | 2025-02-27 | Electric Storage Battery | Tesla | AC Powerwall 2.0 |  |  | 1 |  |  |  | Lithium Ion |  | OUTSIDE?
NJADRE1555741346 | Administratively Determined Incentive Program | FRENCHTOWN | 8825 | 4 | 4.8 | Residential | Behind the Meter | Yes | Net Metered Residential | Sunrun Installation Services, Inc. |  | JCP&L | Accepted | 2024-02-05 | 2024-02-23 | 2025-02-23 | Inverters | SolarEdge Technologies | SE3800H-USMN | 3800 |  | 1 |  |  | 0.99 |  | Outside | Next to meter
NJADRE1555741346 | Administratively Determined Incentive Program | FRENCHTOWN | 8825 | 4 | 4.8 | Residential | Behind the Meter | Yes | Net Metered Residential | Sunrun Installation Services, Inc. |  | JCP&L | Accepted | 2024-02-05 | 2024-02-23 | 2025-02-23 | Solar Panels | Hanwha Q Cells | Q.PEAK DUO BLK ML-G10+/t 400 |  | 0.4 | 5 | 356 | 18 |  | Fixed | Roof
NJADRE1555741346 | Administratively Determined Incentive Program | FRENCHTOWN | 8825 | 4 | 4.8 | Residential | Behind the Meter | Yes | Net Metered Residential | Sunrun Installation Services, Inc. |  | JCP&L | Accepted | 2024-02-05 | 2024-02-23 | 2025-02-23 | Solar Panels | Hanwha Q Cells | Q.PEAK DUO BLK ML-G10+/t 400 |  | 0.4 | 7 | 356 | 18 |  | Fixed | Roof
NJADRE1555741356 | Administratively Determined Incentive Program | CRESSKILL | 7626 | 7 | 6.89 | Residential | Behind the Meter | Yes | Net Metered Residential | Trinity Solar Inc. |  | Orange Rockland Electric | Accepted | 2024-02-05 | 2024-02-23 | 2025-02-23 | Solar Panels | HANWHA | (Q.PEAK DUO BLK ML-G10+ 405) |  | 0.405 | 8 | 38 | 34 |  | Fixed | Roof
NJADRE1555741356 | Administratively Determined Incentive Program | CRESSKILL | 7626 | 7 | 6.89 | Residential | Behind the Meter | Yes | Net Metered Residential | Trinity Solar Inc. |  | Orange Rockland Electric | Accepted | 2024-02-05 | 2024-02-23 | 2025-02-23 | Solar Panels | HANWHA | (Q.PEAK DUO BLK ML-G10+ 405) |  | 0.405 | 7 | 218 | 14 |  | Fixed | Roof
NJADRE1555741356 | Administratively Determined Incentive Program | CRESSKILL | 7626 | 7 | 6.89 | Residential | Behind the Meter | Yes | Net Metered Residential | Trinity Solar Inc. |  | Orange Rockland Electric | Accepted | 2024-02-05 | 2024-02-23 | 2025-02-23 | Solar Panels | HANWHA | (Q.PEAK DUO BLK ML-G10+ 405) |  | 0.405 | 2 | 308 | 14 |  | Fixed | Roof
NJADRE1555741356 | Administratively Determined Incentive Program | CRESSKILL | 7626 | 7 | 6.89 | Residential | Behind the Meter | Yes | Net Metered Residential | Trinity Solar Inc. |  | Orange Rockland Electric | Accepted | 2024-02-05 | 2024-02-23 | 2025-02-23 | Inverters | Solar Edge | SE6000H-US | 6000 |  | 1 |  |  | 0.97 |  | Outside
NJADRE1555741358 | Administratively Determined Incentive Program | Hillsdale | 7642 | 7 | 14.8 | Residential | Behind the Meter | No | Net Metered Residential | Tesla Energy Operations Inc |  | PSE&G | Accepted | 2024-02-05 | 2024-02-22 | 2025-02-22 | Electric Storage Battery | Tesla | AC Powerwall 2.0 |  |  | 1 |  |  |  | Lithium Ion |  | Outside
NJADRE1555741358 | Administratively Determined Incentive Program | Hillsdale | 7642 | 7 | 14.8 | Residential | Behind the Meter | No | Net Metered Residential | Tesla Energy Operations Inc |  | PSE&G | Accepted | 2024-02-05 | 2024-02-22 | 2025-02-22 | Inverters | Tesla | #1850000-00-C | 7600 |  | 1 |  |  | 0.98 |  | Outside
NJADRE1555741358 | Administratively Determined Incentive Program | Hillsdale | 7642 | 7 | 14.8 | Residential | Behind the Meter | No | Net Metered Residential | Tesla Energy Operations Inc |  | PSE&G | Accepted | 2024-02-05 | 2024-02-22 | 2025-02-22 | Inverters | Tesla | 1538000-45-A | 3800 |  | 1 |  |  | 0.98 |  | Outside
NJADRE1555741358 | Administratively Determined Incentive Program | Hillsdale | 7642 | 7 | 14.8 | Residential | Behind the Meter | No | Net Metered Residential | Tesla Energy Operations Inc |  | PSE&G | Accepted | 2024-02-05 | 2024-02-22 | 2025-02-22 | Solar Panels | Hanwha | # Q.PEAK DUO BLK ML-G10+/TS 400 |  | 0.4 | 7 | 262 | 37 |  | Fixed | Roof
NJADRE1555741358 | Administratively Determined Incentive Program | Hillsdale | 7642 | 7 | 14.8 | Residential | Behind the Meter | No | Net Metered Residential | Tesla Energy Operations Inc |  | PSE&G | Accepted | 2024-02-05 | 2024-02-22 | 2025-02-22 | Solar Panels | Hanwha | # Q.PEAK DUO BLK ML-G10+/TS 400 |  | 0.4 | 9 | 82 | 37 |  | Fixed | Roof
NJADRE1555741358 | Administratively Determined Incentive Program | Hillsdale | 7642 | 7 | 14.8 | Residential | Behind the Meter | No | Net Metered Residential | Tesla Energy Operations Inc |  | PSE&G | Accepted | 2024-02-05 | 2024-02-22 | 2025-02-22 | Solar Panels | Hanwha | # Q.PEAK DUO BLK ML-G10+/TS 400 |  | 0.4 | 6 | 262 | 37 |  | Fixed | Roof
NJADRE1555741358 | Administratively Determined Incentive Program | Hillsdale | 7642 | 7 | 14.8 | Residential | Behind the Meter | No | Net Metered Residential | Tesla Energy Operations Inc |  | PSE&G | Accepted | 2024-02-05 | 2024-02-22 | 2025-02-22 | Solar Panels | Hanwha | # Q.PEAK DUO BLK ML-G10+/TS 400 |  | 0.4 | 15 | 82 | 37 |  | Fixed | Roof
NJADRE1555741374 | Administratively Determined Incentive Program | Clementon | 8021 | 14 | 16 | Residential | Behind the Meter | Yes | Net Metered Residential | Power Energy Solutions |  | AC Electric | Accepted | 2024-02-05 | 2024-02-26 | 2025-02-26 | Inverters | SolarEdge | SE11400H-US | 11 |  | 1 |  |  | 0.97 |  | Outdoor
NJADRE1555741374 | Administratively Determined Incentive Program | Clementon | 8021 | 14 | 16 | Residential | Behind the Meter | Yes | Net Metered Residential | Power Energy Solutions |  | AC Electric | Accepted | 2024-02-05 | 2024-02-26 | 2025-02-26 | Solar Panels | Canadian Solar | CS6R-400MS-HL HIKU6 BLACK MONO |  | 0.4 | 20 | 203 | 27 |  | Fixed | Roof
NJADRE1555741374 | Administratively Determined Incentive Program | Clementon | 8021 | 14 | 16 | Residential | Behind the Meter | Yes | Net Metered Residential | Power Energy Solutions |  | AC Electric | Accepted | 2024-02-05 | 2024-02-26 | 2025-02-26 | Solar Panels | Canadian Solar | CS6R-400MS-HL HIKU6 BLACK MONO |  | 0.4 | 20 | 23 | 27 |  | Fixed | Roof
NJADRE1555741385 | Administratively Determined Incentive Program | Union Twp | 7083 | 10 | 6.48 | Residential | Behind the Meter | Yes | Net Metered Residential | Sunrun Installation Services, Inc. |  | PSE&G | Accepted | 2024-02-05 | 2024-02-22 | 2025-02-22 | Inverters | SolarEdge Technologies | SE6000H-USSN | 6000 |  | 1 |  |  | 0.99 |  | Outdoor | Next to meter
NJADRE1555741385 | Administratively Determined Incentive Program | Union Twp | 7083 | 10 | 6.48 | Residential | Behind the Meter | Yes | Net Metered Residential | Sunrun Installation Services, Inc. |  | PSE&G | Accepted | 2024-02-05 | 2024-02-22 | 2025-02-22 | Solar Panels | Hanwha Q Cells | Q.PEAK DUO BLK ML-G10+ 405 |  | 0.405 | 4 | 263 | 34 |  | Fixed | Roof
NJADRE1555741385 | Administratively Determined Incentive Program | Union Twp | 7083 | 10 | 6.48 | Residential | Behind the Meter | Yes | Net Metered Residential | Sunrun Installation Services, Inc. |  | PSE&G | Accepted | 2024-02-05 | 2024-02-22 | 2025-02-22 | Solar Panels | Hanwha Q Cells | Q.PEAK DUO BLK ML-G10+ 405 |  | 0.405 | 12 | 83 | 34 |  | Fixed | Roof
NJADRE1555741387 | Administratively Determined Incentive Program | SOMERVILLE | 8876 | 5 | 4.38 | Residential | Behind the Meter | No | Net Metered Residential | Power Home Remodeling |  | PSE&G | Accepted | 2024-02-05 | 2024-02-22 | 2025-02-22 | Inverters | SolarEdge | SE3800H-US | 3800 |  | 1 |  |  | 0.99 |  | Outdoor
NJADRE1555741387 | Administratively Determined Incentive Program | SOMERVILLE | 8876 | 5 | 4.38 | Residential | Behind the Meter | No | Net Metered Residential | Power Home Remodeling |  | PSE&G | Accepted | 2024-02-05 | 2024-02-22 | 2025-02-22 | Meters | SolarEdge | Revenue Grade Data Ansi C12.20 |  |  | 1 |  |  |  | Yes | Outdoor
NJADRE1555741387 | Administratively Determined Incentive Program | SOMERVILLE | 8876 | 5 | 4.38 | Residential | Behind the Meter | No | Net Metered Residential | Power Home Remodeling |  | PSE&G | Accepted | 2024-02-05 | 2024-02-22 | 2025-02-22 | Solar Panels | QCell | Q.PEAK DUO BLK-G10+ 365 |  | 0.365 | 9 | 277 | 36 |  | Fixed | Roof
NJADRE1555741387 | Administratively Determined Incentive Program | SOMERVILLE | 8876 | 5 | 4.38 | Residential | Behind the Meter | No | Net Metered Residential | Power Home Remodeling |  | PSE&G | Accepted | 2024-02-05 | 2024-02-22 | 2025-02-22 | Solar Panels | QCell | Q.PEAK DUO BLK-G10+ 365 |  | 0.365 | 3 | 97 | 38 |  | Fixed | Roof
NJADRE1555741390 | Administratively Determined Incentive Program | SOMERDALE | 8083 | 14 | 9.02 | Residential | Behind the Meter | No | Net Metered Residential | United Solar LLC |  | PSE&G | Accepted | 2024-02-08 | 2024-03-01 | 2025-03-01 | Inverters | SOLAR EDGE | SE7600H-US | 7600 |  | 1 |  |  | 0.99 |  | Outside | NEXT TO METER
NJADRE1555741390 | Administratively Determined Incentive Program | SOMERDALE | 8083 | 14 | 9.02 | Residential | Behind the Meter | No | Net Metered Residential | United Solar LLC |  | PSE&G | Accepted | 2024-02-08 | 2024-03-01 | 2025-03-01 | Solar Panels | SOLAR4AMERICA | S44410 410W |  | 0.41 | 22 | 227 | 17 |  | Fixed | Roof
NJADRE1555741395 | Administratively Determined Incentive Program | Belle Meade | 8502 | 5 | 8.51 | Residential | Behind the Meter | Yes | Net Metered Residential | Trinity Solar Inc. |  | PSE&G | Accepted | 2024-02-05 | 2024-02-22 | 2025-02-22 | Inverters | Solar Edge | SE7600H-US | 7600 |  | 1 |  |  | 0.97 |  | Outdoor
NJADRE1555741395 | Administratively Determined Incentive Program | Belle Meade | 8502 | 5 | 8.51 | Residential | Behind the Meter | Yes | Net Metered Residential | Trinity Solar Inc. |  | PSE&G | Accepted | 2024-02-05 | 2024-02-22 | 2025-02-22 | Solar Panels | HANWHA | (Q.PEAK DUO BLK ML-G10+ 405) |  | 0.405 | 19 | 210 | 34 |  | Fixed | Roof
NJADRE1555741395 | Administratively Determined Incentive Program | Belle Meade | 8502 | 5 | 8.51 | Residential | Behind the Meter | Yes | Net Metered Residential | Trinity Solar Inc. |  | PSE&G | Accepted | 2024-02-05 | 2024-02-22 | 2025-02-22 | Solar Panels | HANWHA | (Q.PEAK DUO BLK ML-G10+ 405)HANWHA 405 (Q.PE |  | 0.405 | 2 | 30 | 34 |  | Fixed | Roof
NJADRE1555741420 | Administratively Determined Incentive Program | OAKLYN | 8107 | 14 | 8.1 | Residential | Behind the Meter | Yes | Net Metered Residential | SunnyMac LLC |  | PSE&G | Accepted | 2024-02-05 | 2024-02-23 | 2025-02-23 | Solar Panels | Q.PEAK DUO BLK ML-G10+ 405 | HANWHA |  | 0.405 | 2 | 155 | 42 |  | Fixed | Roof
NJADRE1555741420 | Administratively Determined Incentive Program | OAKLYN | 8107 | 14 | 8.1 | Residential | Behind the Meter | Yes | Net Metered Residential | SunnyMac LLC |  | PSE&G | Accepted | 2024-02-05 | 2024-02-23 | 2025-02-23 | Solar Panels | Q.PEAK DUO BLK ML-G10+ 405 | HANWHA |  | 0.405 | 2 | 155 | 27 |  | Fixed | Roof
NJADRE1555741420 | Administratively Determined Incentive Program | OAKLYN | 8107 | 14 | 8.1 | Residential | Behind the Meter | Yes | Net Metered Residential | SunnyMac LLC |  | PSE&G | Accepted | 2024-02-05 | 2024-02-23 | 2025-02-23 | Solar Panels | Q.PEAK DUO BLK ML-G10+ 405 | HANWHA |  | 0.405 | 4 | 69 | 16 |  | Fixed | Roof
NJADRE1555741420 | Administratively Determined Incentive Program | OAKLYN | 8107 | 14 | 8.1 | Residential | Behind the Meter | Yes | Net Metered Residential | SunnyMac LLC |  | PSE&G | Accepted | 2024-02-05 | 2024-02-23 | 2025-02-23 | Solar Panels | Q.PEAK DUO BLK ML-G10+ 405 | HANWHA |  | 0.405 | 3 | 334 | 30 |  | Fixed | Roof
NJADRE1555741420 | Administratively Determined Incentive Program | OAKLYN | 8107 | 14 | 8.1 | Residential | Behind the Meter | Yes | Net Metered Residential | SunnyMac LLC |  | PSE&G | Accepted | 2024-02-05 | 2024-02-23 | 2025-02-23 | Solar Panels | Q.PEAK DUO BLK ML-G10+ 405 | HANWHA |  | 0.405 | 3 | 64 | 30 |  | Fixed | Roof
NJADRE1555741420 | Administratively Determined Incentive Program | OAKLYN | 8107 | 14 | 8.1 | Residential | Behind the Meter | Yes | Net Metered Residential | SunnyMac LLC |  | PSE&G | Accepted | 2024-02-05 | 2024-02-23 | 2025-02-23 | Solar Panels | Q.PEAK DUO BLK ML-G10+ 405 | HANWHA |  | 0.405 | 3 | 154 | 30 |  | Fixed | Roof
NJADRE1555741420 | Administratively Determined Incentive Program | OAKLYN | 8107 | 14 | 8.1 | Residential | Behind the Meter | Yes | Net Metered Residential | SunnyMac LLC |  | PSE&G | Accepted | 2024-02-05 | 2024-02-23 | 2025-02-23 | Solar Panels | Q.PEAK DUO BLK ML-G10+ 405 | HANWHA |  | 0.405 | 3 | 244 | 30 |  | Fixed | Roof
NJADRE1555741420 | Administratively Determined Incentive Program | OAKLYN | 8107 | 14 | 8.1 | Residential | Behind the Meter | Yes | Net Metered Residential | SunnyMac LLC |  | PSE&G | Accepted | 2024-02-05 | 2024-02-23 | 2025-02-23 | Inverters | SE3800H-US | Solaredge | 3800 |  | 1 |  |  | 0.1 |  | Outdoor | next to meter
NJADRE1555741420 | Administratively Determined Incentive Program | OAKLYN | 8107 | 14 | 8.1 | Residential | Behind the Meter | Yes | Net Metered Residential | SunnyMac LLC |  | PSE&G | Accepted | 2024-02-05 | 2024-02-23 | 2025-02-23 | Inverters | SE3000H-US | Solaredge | 3000 |  | 1 |  |  | 0.1 |  | Outdoor | next to meter
NJADRE1555741426 | Administratively Determined Incentive Program | Woodbridge | 8863 | 11 | 4.8 | Residential | Behind the Meter | Yes | Net Metered Residential | Sunrun Installation Services, Inc. |  | PSE&G | Accepted | 2024-02-05 | 2024-02-22 | 2025-02-22 | Inverters | Delta Electronics | E4-TL-US | 3840 |  | 1 |  |  | 0.97 |  | Outside
NJADRE1555741426 | Administratively Determined Incentive Program | Woodbridge | 8863 | 11 | 4.8 | Residential | Behind the Meter | Yes | Net Metered Residential | Sunrun Installation Services, Inc. |  | PSE&G | Accepted | 2024-02-05 | 2024-02-22 | 2025-02-22 | Solar Panels | Hanwha Q Cells | Q.PEAK DUO BLK ML-G10+/t 400 |  | 0.4 | 12 | 159 | 38 |  | Fixed | Roof
NJADRE1555741433 | Administratively Determined Incentive Program | SPRINGFIELD | 7081 | 10 | 4.4 | Residential | Behind the Meter | Yes | Net Metered Residential | Sunrun Installation Services, Inc. |  | JCP&L | Accepted | 2024-02-05 | 2024-02-22 | 2025-02-22 | Inverters | SolarEdge Technologies | SE3800H-USMN | 3800 |  | 1 |  |  | 0.99 |  | Outside | Next to meter
NJADRE1555741433 | Administratively Determined Incentive Program | SPRINGFIELD | 7081 | 10 | 4.4 | Residential | Behind the Meter | Yes | Net Metered Residential | Sunrun Installation Services, Inc. |  | JCP&L | Accepted | 2024-02-05 | 2024-02-22 | 2025-02-22 | Solar Panels | Hanwha Q Cells | Q.PEAK DUO BLK ML-G10+/t 400 |  | 0.4 | 8 | 220 | 24 |  | Fixed | Roof
NJADRE1555741433 | Administratively Determined Incentive Program | SPRINGFIELD | 7081 | 10 | 4.4 | Residential | Behind the Meter | Yes | Net Metered Residential | Sunrun Installation Services, Inc. |  | JCP&L | Accepted | 2024-02-05 | 2024-02-22 | 2025-02-22 | Solar Panels | Hanwha Q Cells | Q.PEAK DUO BLK ML-G10+/t 400 |  | 0.4 | 3 | 220 | 24 |  | Fixed | Roof
NJADRE1555741435 | Administratively Determined Incentive Program | MAYS LANDING | 8330 | 19 | 6.4 | Residential | Behind the Meter | Yes | Net Metered Residential | Sunrun Installation Services, Inc. |  | AC Electric | Accepted | 2024-02-05 | 2024-02-22 | 2025-02-22 | Inverters | SolarEdge Technologies | SE6000H-USSN | 6000 |  | 1 |  |  | 0.99 |  | Outdoor | Next to meter
NJADRE1555741435 | Administratively Determined Incentive Program | MAYS LANDING | 8330 | 19 | 6.4 | Residential | Behind the Meter | Yes | Net Metered Residential | Sunrun Installation Services, Inc. |  | AC Electric | Accepted | 2024-02-05 | 2024-02-22 | 2025-02-22 | Solar Panels | Hanwha Q Cells | Q.PEAK DUO BLK ML-G10+/T 400 |  | 0.4 | 16 | 203 | 26 |  | Fixed | Roof
NJADRE1555741438 | Administratively Determined Incentive Program | FLORENCE | 8518 | 13 | 7.7 | Residential | Behind the Meter | Yes | Net Metered Residential | SunnyMac LLC |  | PSE&G | Accepted | 2024-02-05 | 2024-02-23 | 2025-02-23 | Solar Panels | Q.PEAK DUO BLK ML-G10+ 405 | HANWHA |  | 0.405 | 6 | 317 | 5 |  | Fixed | Roof
NJADRE1555741438 | Administratively Determined Incentive Program | FLORENCE | 8518 | 13 | 7.7 | Residential | Behind the Meter | Yes | Net Metered Residential | SunnyMac LLC |  | PSE&G | Accepted | 2024-02-05 | 2024-02-23 | 2025-02-23 | Solar Panels | Q.PEAK DUO BLK ML-G10+ 405 | HANWHA |  | 0.405 | 13 | 317 | 5 |  | Fixed | Roof
NJADRE1555741438 | Administratively Determined Incentive Program | FLORENCE | 8518 | 13 | 7.7 | Residential | Behind the Meter | Yes | Net Metered Residential | SunnyMac LLC |  | PSE&G | Accepted | 2024-02-05 | 2024-02-23 | 2025-02-23 | Inverters | SE6000H-US | Solaredge | 6000 |  | 1 |  |  | 0.1 |  | Outdoor | next to meter
NJADRE1555741444 | Administratively Determined Incentive Program | PINE HILL | 8021 | 14 | 6.48 | Residential | Behind the Meter | Yes | Net Metered Residential | Trinity Solar |  | AC Electric | Accepted | 2024-02-05 | 2024-02-22 | 2025-02-22 | Inverters | Solar Edge | SE5000H-US | 5000 |  | 1 |  |  | 0.97 |  | Outdoor
NJADRE1555741444 | Administratively Determined Incentive Program | PINE HILL | 8021 | 14 | 6.48 | Residential | Behind the Meter | Yes | Net Metered Residential | Trinity Solar |  | AC Electric | Accepted | 2024-02-05 | 2024-02-22 | 2025-02-22 | Solar Panels | HANWHA | HANWHA 405 (Q.PEAK DUO BLK ML-G10+ 405) |  | 0.405 | 16 | 154 | 27 |  | Fixed | Roof
NJADRE1555741446 | Administratively Determined Incentive Program | TEANECK | 7666 | 7 | 4.8 | Residential | Behind the Meter | Yes | Net Metered Residential | Sunrun Installation Services, Inc. |  | PSE&G | Accepted | 2024-02-05 | 2024-02-22 | 2025-02-22 | Inverters | Delta Electronics | E4-TL-US | 3840 |  | 1 |  |  | 0.97 |  | Outside
NJADRE1555741446 | Administratively Determined Incentive Program | TEANECK | 7666 | 7 | 4.8 | Residential | Behind the Meter | Yes | Net Metered Residential | Sunrun Installation Services, Inc. |  | PSE&G | Accepted | 2024-02-05 | 2024-02-22 | 2025-02-22 | Solar Panels | Hanwha Q Cells | Q.PEAK DUO BLK ML-G10+/t 400 |  | 0.4 | 7 | 195 | 34 |  | Fixed | Roof
NJADRE1555741446 | Administratively Determined Incentive Program | TEANECK | 7666 | 7 | 4.8 | Residential | Behind the Meter | Yes | Net Metered Residential | Sunrun Installation Services, Inc. |  | PSE&G | Accepted | 2024-02-05 | 2024-02-22 | 2025-02-22 | Solar Panels | Hanwha Q Cells | Q.PEAK DUO BLK ML-G10+/t 400 |  | 0.4 | 5 | 15 | 29 |  | Fixed | Roof
NJADRE1555742093 | Administratively Determined Incentive Program | MAPLE SHADE | 8052 | 13 | 11.2 | Residential | Behind the Meter | Yes | Net Metered Residential | Sunrun Installation Services, Inc. |  | PSE&G | Accepted | 2024-02-05 | 2024-02-22 | 2025-02-22 | Electric Storage Battery | Tesla | Powerwall 2 AC |  |  | 1 |  |  |  | Lithium Ion |  | Inside
NJADRE1555742093 | Administratively Determined Incentive Program | MAPLE SHADE | 8052 | 13 | 11.2 | Residential | Behind the Meter | Yes | Net Metered Residential | Sunrun Installation Services, Inc. |  | PSE&G | Accepted | 2024-02-05 | 2024-02-22 | 2025-02-22 | Inverters | SolarEdge Technologies | SE7600H-USSN | 7600 |  | 1 |  |  | 0.99 |  | Indoor
NJADRE1555742093 | Administratively Determined Incentive Program | MAPLE SHADE | 8052 | 13 | 11.2 | Residential | Behind the Meter | Yes | Net Metered Residential | Sunrun Installation Services, Inc. |  | PSE&G | Accepted | 2024-02-05 | 2024-02-22 | 2025-02-22 | Solar Panels | Hanwha Q Cells | Q.PEAK DUO BLK ML-G10+/t 400 |  | 0.4 | 12 | 82 | 20 |  | Fixed | Roof
NJADRE1555742093 | Administratively Determined Incentive Program | MAPLE SHADE | 8052 | 13 | 11.2 | Residential | Behind the Meter | Yes | Net Metered Residential | Sunrun Installation Services, Inc. |  | PSE&G | Accepted | 2024-02-05 | 2024-02-22 | 2025-02-22 | Solar Panels | Hanwha Q Cells | Q.PEAK DUO BLK ML-G10+/t 400 |  | 0.4 | 16 | 262 | 33 |  | Fixed | Roof
NJADRE1555742320 | Administratively Determined Incentive Program | WOODBRIDGE | 7095 | 11 | 5.6 | Residential | Behind the Meter | Yes | Net Metered Residential | Sunrun Installation Services, Inc. |  | PSE&G | Accepted | 2024-02-05 | 2024-02-22 | 2025-02-22 | Inverters | SolarEdge Technologies | SE3800H-USMN | 3800 |  | 1 |  |  | 0.99 |  | Outside
NJADRE1555742320 | Administratively Determined Incentive Program | WOODBRIDGE | 7095 | 11 | 5.6 | Residential | Behind the Meter | Yes | Net Metered Residential | Sunrun Installation Services, Inc. |  | PSE&G | Accepted | 2024-02-05 | 2024-02-22 | 2025-02-22 | Solar Panels | Hanwha Q Cells | Q.PEAK DUO BLK ML-G10+/t 400 |  | 0.4 | 3 | 3 | 23 |  | Fixed | Roof
NJADRE1555742320 | Administratively Determined Incentive Program | WOODBRIDGE | 7095 | 11 | 5.6 | Residential | Behind the Meter | Yes | Net Metered Residential | Sunrun Installation Services, Inc. |  | PSE&G | Accepted | 2024-02-05 | 2024-02-22 | 2025-02-22 | Solar Panels | Hanwha Q Cells | Q.PEAK DUO BLK ML-G10+/t 400 |  | 0.4 | 11 | 183 | 23 |  | Fixed | Roof
NJADRE1555742357 | Administratively Determined Incentive Program | WESTFIELD | 7090 | 10 | 5.27 | Residential | Behind the Meter | Yes | Net Metered Residential | Trinity Solar Inc. |  | PSE&G | Accepted | 2024-02-05 | 2024-02-22 | 2025-02-22 | Inverters | Solar Edge | SE5000H-US | 5000 |  | 1 |  |  | 0.97 |  | Outdoor
NJADRE1555742357 | Administratively Determined Incentive Program | WESTFIELD | 7090 | 10 | 5.27 | Residential | Behind the Meter | Yes | Net Metered Residential | Trinity Solar Inc. |  | PSE&G | Accepted | 2024-02-05 | 2024-02-22 | 2025-02-22 | Solar Panels | HANWHA | (Q.PEAK DUO BLK ML-G10+ 405) |  | 0.405 | 13 | 144 | 23 |  | Fixed | Roof
NJADRE1555742359 | Administratively Determined Incentive Program | BRANCHBURG | 8876 | 5 | 10.2 | Residential | Behind the Meter | No | Net Metered Residential | Green Power Energy |  | JCP&L | Accepted | 2024-02-05 | 2024-02-22 | 2025-02-22 | Inverters | Enphase Energy | IQ8PLUS-72-2-US [240V] | 290 |  | 24 |  |  | 0.975 |  | Outdoor | Roof
NJADRE1555742359 | Administratively Determined Incentive Program | BRANCHBURG | 8876 | 5 | 10.2 | Residential | Behind the Meter | No | Net Metered Residential | Green Power Energy |  | JCP&L | Accepted | 2024-02-05 | 2024-02-22 | 2025-02-22 | Solar Panels | Q-Cells | Q.Tron BLK M-G2+ 425 |  | 0.425 | 2 | 232 | 23 |  | Fixed | Roof
NJADRE1555742359 | Administratively Determined Incentive Program | BRANCHBURG | 8876 | 5 | 10.2 | Residential | Behind the Meter | No | Net Metered Residential | Green Power Energy |  | JCP&L | Accepted | 2024-02-05 | 2024-02-22 | 2025-02-22 | Solar Panels | Q-Cells | Q.Tron BLK M-G2+ 425 |  | 0.425 | 7 | 141 | 35 |  | Fixed | Roof
NJADRE1555742359 | Administratively Determined Incentive Program | BRANCHBURG | 8876 | 5 | 10.2 | Residential | Behind the Meter | No | Net Metered Residential | Green Power Energy |  | JCP&L | Accepted | 2024-02-05 | 2024-02-22 | 2025-02-22 | Solar Panels | Q-Cells | Q.Tron BLK M-G2+ 425 |  | 0.425 | 15 | 321 | 35 |  | Fixed | Roof
NJADRE1555742363 | Administratively Determined Incentive Program | TOMS RIVER | 8757 | 18 | 115.5 | Commercial | Behind the Meter | Yes | Small Net-Metered Non-Residential located on Rooftop, Carport, Canopy and Floating Solar | All Season Solar |  | JCP&L | Accepted | 2024-02-05 | 2024-02-26 | 2025-02-26 | Inverters | Solar Edge | SE100KUS | 100000 |  | 1 |  |  | 0.97 |  | Outdoor
NJADRE1555742363 | Administratively Determined Incentive Program | TOMS RIVER | 8757 | 18 | 115.5 | Commercial | Behind the Meter | Yes | Small Net-Metered Non-Residential located on Rooftop, Carport, Canopy and Floating Solar | All Season Solar |  | JCP&L | Accepted | 2024-02-05 | 2024-02-26 | 2025-02-26 | Solar Panels | Trina | TSMDE09C.07 |  | 0.385 | 5 | 171 | 37 |  | Fixed | Roof
NJADRE1555742363 | Administratively Determined Incentive Program | TOMS RIVER | 8757 | 18 | 115.5 | Commercial | Behind the Meter | Yes | Small Net-Metered Non-Residential located on Rooftop, Carport, Canopy and Floating Solar | All Season Solar |  | JCP&L | Accepted | 2024-02-05 | 2024-02-26 | 2025-02-26 | Solar Panels | Trina | TSMDE09C.07 |  | 0.385 | 12 | 81 | 27 |  | Fixed | Roof
NJADRE1555742363 | Administratively Determined Incentive Program | TOMS RIVER | 8757 | 18 | 115.5 | Commercial | Behind the Meter | Yes | Small Net-Metered Non-Residential located on Rooftop, Carport, Canopy and Floating Solar | All Season Solar |  | JCP&L | Accepted | 2024-02-05 | 2024-02-26 | 2025-02-26 | Solar Panels | Trina | TSMDE09C.07 |  | 0.385 | 26 | 171 | 27 |  | Fixed | Roof
NJADRE1555742363 | Administratively Determined Incentive Program | TOMS RIVER | 8757 | 18 | 115.5 | Commercial | Behind the Meter | Yes | Small Net-Metered Non-Residential located on Rooftop, Carport, Canopy and Floating Solar | All Season Solar |  | JCP&L | Accepted | 2024-02-05 | 2024-02-26 | 2025-02-26 | Solar Panels | Trina | TSMDE09C.07 |  | 0.385 | 12 | 261 | 27 |  | Fixed | Roof
NJADRE1555742363 | Administratively Determined Incentive Program | TOMS RIVER | 8757 | 18 | 115.5 | Commercial | Behind the Meter | Yes | Small Net-Metered Non-Residential located on Rooftop, Carport, Canopy and Floating Solar | All Season Solar |  | JCP&L | Accepted | 2024-02-05 | 2024-02-26 | 2025-02-26 | Solar Panels | Trina | TSMDE09C.07 |  | 0.385 | 24 | 81 | 27 |  | Fixed | Roof
NJADRE1555742363 | Administratively Determined Incentive Program | TOMS RIVER | 8757 | 18 | 115.5 | Commercial | Behind the Meter | Yes | Small Net-Metered Non-Residential located on Rooftop, Carport, Canopy and Floating Solar | All Season Solar |  | JCP&L | Accepted | 2024-02-05 | 2024-02-26 | 2025-02-26 | Solar Panels | Trina | TSMDE09C.07 |  | 0.385 | 23 | 261 | 27 |  | Fixed | Roof
NJADRE1555742363 | Administratively Determined Incentive Program | TOMS RIVER | 8757 | 18 | 115.5 | Commercial | Behind the Meter | Yes | Small Net-Metered Non-Residential located on Rooftop, Carport, Canopy and Floating Solar | All Season Solar |  | JCP&L | Accepted | 2024-02-05 | 2024-02-26 | 2025-02-26 | Solar Panels | Trina | TSMDE09C.07 |  | 0.385 | 25 | 281 | 27 |  | Fixed | Roof
NJADRE1555742363 | Administratively Determined Incentive Program | TOMS RIVER | 8757 | 18 | 115.5 | Commercial | Behind the Meter | Yes | Small Net-Metered Non-Residential located on Rooftop, Carport, Canopy and Floating Solar | All Season Solar |  | JCP&L | Accepted | 2024-02-05 | 2024-02-26 | 2025-02-26 | Solar Panels | Trina | TSMDE09C.07 |  | 0.385 | 7 | 171 | 27 |  | Fixed | Roof
NJADRE1555742363 | Administratively Determined Incentive Program | TOMS RIVER | 8757 | 18 | 115.5 | Commercial | Behind the Meter | Yes | Small Net-Metered Non-Residential located on Rooftop, Carport, Canopy and Floating Solar | All Season Solar |  | JCP&L | Accepted | 2024-02-05 | 2024-02-26 | 2025-02-26 | Solar Panels | Trina | TSMDE09C.07 |  | 0.385 | 13 | 81 | 27 |  | Fixed | Roof
NJADRE1555742363 | Administratively Determined Incentive Program | TOMS RIVER | 8757 | 18 | 115.5 | Commercial | Behind the Meter | Yes | Small Net-Metered Non-Residential located on Rooftop, Carport, Canopy and Floating Solar | All Season Solar |  | JCP&L | Accepted | 2024-02-05 | 2024-02-26 | 2025-02-26 | Solar Panels | Trina | TSMDE09C.07 |  | 0.385 | 26 | 171 | 27 |  | Fixed | Roof
NJADRE1555742363 | Administratively Determined Incentive Program | TOMS RIVER | 8757 | 18 | 115.5 | Commercial | Behind the Meter | Yes | Small Net-Metered Non-Residential located on Rooftop, Carport, Canopy and Floating Solar | All Season Solar |  | JCP&L | Accepted | 2024-02-05 | 2024-02-26 | 2025-02-26 | Solar Panels | Trina | TSMDE09C.07 |  | 0.385 | 42 | 261 | 27 |  | Fixed | Roof
NJADRE1555742363 | Administratively Determined Incentive Program | TOMS RIVER | 8757 | 18 | 115.5 | Commercial | Behind the Meter | Yes | Small Net-Metered Non-Residential located on Rooftop, Carport, Canopy and Floating Solar | All Season Solar |  | JCP&L | Accepted | 2024-02-05 | 2024-02-26 | 2025-02-26 | Solar Panels | Trina | TSMDE09C.07 |  | 0.385 | 67 | 87 | 27 |  | Fixed | Roof
NJADRE1555742363 | Administratively Determined Incentive Program | TOMS RIVER | 8757 | 18 | 115.5 | Commercial | Behind the Meter | Yes | Small Net-Metered Non-Residential located on Rooftop, Carport, Canopy and Floating Solar | All Season Solar |  | JCP&L | Accepted | 2024-02-05 | 2024-02-26 | 2025-02-26 | Solar Panels | Trina | TSMDE09C.07 |  | 0.385 | 18 | 171 | 27 |  | Fixed | Roof
NJADRE1555742397 | Administratively Determined Incentive Program | IRVINGTON | 7111 | 9 | 8.4 | Residential | Behind the Meter | Yes | Net Metered Residential | Pro Custom Solar dba Momentum Solar |  | PSE&G | Accepted | 2024-02-05 | 2024-02-22 | 2025-02-22 | Solar Panels | Q. PEAK DUO BLK ML-G10+400 | HANWHA |  | 0.4 | 6 | 189 | 21 |  | Fixed | Roof
NJADRE1555742397 | Administratively Determined Incentive Program | IRVINGTON | 7111 | 9 | 8.4 | Residential | Behind the Meter | Yes | Net Metered Residential | Pro Custom Solar dba Momentum Solar |  | PSE&G | Accepted | 2024-02-05 | 2024-02-22 | 2025-02-22 | Solar Panels | Q. PEAK DUO BLK ML-G10+400 | HANWHA |  | 0.4 | 8 | 278 | 18 |  | Fixed | Roof
NJADRE1555742397 | Administratively Determined Incentive Program | IRVINGTON | 7111 | 9 | 8.4 | Residential | Behind the Meter | Yes | Net Metered Residential | Pro Custom Solar dba Momentum Solar |  | PSE&G | Accepted | 2024-02-05 | 2024-02-22 | 2025-02-22 | Solar Panels | Q. PEAK DUO BLK ML-G10+400 | HANWHA |  | 0.4 | 7 | 98 | 5 |  | Fixed | Roof
NJADRE1555742397 | Administratively Determined Incentive Program | IRVINGTON | 7111 | 9 | 8.4 | Residential | Behind the Meter | Yes | Net Metered Residential | Pro Custom Solar dba Momentum Solar |  | PSE&G | Accepted | 2024-02-05 | 2024-02-22 | 2025-02-22 | Inverters | IQ8PLUS-72-2-US | ENPHASE | 290 |  | 21 |  |  | 0.97 |  | Outdoor
NJADRE1555742398 | Administratively Determined Incentive Program | SOUTH BOUND BROOK | 8880 | 5 | 3.2 | Residential | Behind the Meter | Yes | Net Metered Residential | Sunrun Installation Services, Inc. |  | PSE&G | Accepted | 2024-02-05 | 2024-02-22 | 2025-02-22 | Inverters | SolarEdge Technologies | SE3800H-USMN | 3800 |  | 1 |  |  | 0.99 |  | Outside
NJADRE1555742398 | Administratively Determined Incentive Program | SOUTH BOUND BROOK | 8880 | 5 | 3.2 | Residential | Behind the Meter | Yes | Net Metered Residential | Sunrun Installation Services, Inc. |  | PSE&G | Accepted | 2024-02-05 | 2024-02-22 | 2025-02-22 | Solar Panels | Hanwha Q Cells | Q.PEAK DUO BLK ML-G10+/t 400 |  | 0.4 | 2 | 99 | 19 |  | Fixed | Roof
NJADRE1555742398 | Administratively Determined Incentive Program | SOUTH BOUND BROOK | 8880 | 5 | 3.2 | Residential | Behind the Meter | Yes | Net Metered Residential | Sunrun Installation Services, Inc. |  | PSE&G | Accepted | 2024-02-05 | 2024-02-22 | 2025-02-22 | Solar Panels | Hanwha Q Cells | Q.PEAK DUO BLK ML-G10+/t 400 |  | 0.4 | 6 | 189 | 18 |  | Fixed | Roof
NJADRE1555742413 | Administratively Determined Incentive Program | HILLSBOROUGH | 8844 | 5 | 12.05 | Residential | Behind the Meter | No | Net Metered Residential | Power Home Remodeling |  | PSE&G | Accepted | 2024-02-05 | 2024-02-27 | 2025-02-27 | Inverters | SolarEdge | SE10000H-US | 10 |  | 1 |  |  | 0.99 |  | Outdoor
NJADRE1555742413 | Administratively Determined Incentive Program | HILLSBOROUGH | 8844 | 5 | 12.05 | Residential | Behind the Meter | No | Net Metered Residential | Power Home Remodeling |  | PSE&G | Accepted | 2024-02-05 | 2024-02-27 | 2025-02-27 | Meters | SolarEdge | Revenue Grade Data Ansi C12.20 |  |  | 1 |  |  |  | Yes | Outdoor
NJADRE1555742413 | Administratively Determined Incentive Program | HILLSBOROUGH | 8844 | 5 | 12.05 | Residential | Behind the Meter | No | Net Metered Residential | Power Home Remodeling |  | PSE&G | Accepted | 2024-02-05 | 2024-02-27 | 2025-02-27 | Solar Panels | QCell | Q.PEAK DUO BLK-G10+ 365 |  | 0.365 | 11 | 193 | 33 |  | Fixed | Roof
NJADRE1555742413 | Administratively Determined Incentive Program | HILLSBOROUGH | 8844 | 5 | 12.05 | Residential | Behind the Meter | No | Net Metered Residential | Power Home Remodeling |  | PSE&G | Accepted | 2024-02-05 | 2024-02-27 | 2025-02-27 | Solar Panels | QCell | Q.PEAK DUO BLK-G10+ 365 |  | 0.365 | 16 | 283 | 42 |  | Fixed | Roof
NJADRE1555742413 | Administratively Determined Incentive Program | HILLSBOROUGH | 8844 | 5 | 12.05 | Residential | Behind the Meter | No | Net Metered Residential | Power Home Remodeling |  | PSE&G | Accepted | 2024-02-05 | 2024-02-27 | 2025-02-27 | Solar Panels | QCell | Q.PEAK DUO BLK-G10+ 365 |  | 0.365 | 3 | 103 | 40 |  | Fixed | Roof
NJADRE1555742413 | Administratively Determined Incentive Program | HILLSBOROUGH | 8844 | 5 | 12.05 | Residential | Behind the Meter | No | Net Metered Residential | Power Home Remodeling |  | PSE&G | Accepted | 2024-02-05 | 2024-02-27 | 2025-02-27 | Solar Panels | QCell | Q.PEAK DUO BLK-G10+ 365 |  | 0.365 | 3 | 283 | 40 |  | Fixed | Roof
NJADRE1555742438 | Administratively Determined Incentive Program | LITTLE FERRY | 7643 | 7 | 3.6 | Residential | Behind the Meter | Yes | Net Metered Residential | Pro Custom Solar dba Momentum Solar |  | PSE&G | Accepted | 2024-02-05 | 2024-02-22 | 2025-02-22 | Solar Panels | Q. PEAK DUO BLK ML-G10+400 | HANWHA |  | 0.4 | 2 | 228 | 31 |  | Fixed | Roof
NJADRE1555742438 | Administratively Determined Incentive Program | LITTLE FERRY | 7643 | 7 | 3.6 | Residential | Behind the Meter | Yes | Net Metered Residential | Pro Custom Solar dba Momentum Solar |  | PSE&G | Accepted | 2024-02-05 | 2024-02-22 | 2025-02-22 | Solar Panels | Q. PEAK DUO BLK ML-G10+400 | HANWHA |  | 0.4 | 7 | 48 | 29 |  | Fixed | Roof
NJADRE1555742438 | Administratively Determined Incentive Program | LITTLE FERRY | 7643 | 7 | 3.6 | Residential | Behind the Meter | Yes | Net Metered Residential | Pro Custom Solar dba Momentum Solar |  | PSE&G | Accepted | 2024-02-05 | 2024-02-22 | 2025-02-22 | Inverters | IQ8PLUS-72-2-US | ENPHASE | 290 |  | 9 |  |  | 0.97 |  | Outdoor
NJADRE1555742442 | Administratively Determined Incentive Program | NUTLEY | 7110 | 9 | 6.4 | Residential | Behind the Meter | Yes | Net Metered Residential | Sunrun Installation Services, Inc. |  | PSE&G | Accepted | 2024-02-05 | 2024-02-22 | 2025-02-22 | Inverters | SolarEdge Technologies | SE6000H-USSN | 6000 |  | 1 |  |  | 0.99 |  | Outside
NJADRE1555742442 | Administratively Determined Incentive Program | NUTLEY | 7110 | 9 | 6.4 | Residential | Behind the Meter | Yes | Net Metered Residential | Sunrun Installation Services, Inc. |  | PSE&G | Accepted | 2024-02-05 | 2024-02-22 | 2025-02-22 | Solar Panels | Hanwha Q Cells | Q.PEAK DUO BLK ML-G10+/t 400 |  | 0.4 | 9 | 301 | 41 |  | Fixed | Roof
NJADRE1555742442 | Administratively Determined Incentive Program | NUTLEY | 7110 | 9 | 6.4 | Residential | Behind the Meter | Yes | Net Metered Residential | Sunrun Installation Services, Inc. |  | PSE&G | Accepted | 2024-02-05 | 2024-02-22 | 2025-02-22 | Solar Panels | Hanwha Q Cells | Q.PEAK DUO BLK ML-G10+/t 400 |  | 0.4 | 7 | 121 | 40 |  | Fixed | Roof
NJADRE1555742463 | Administratively Determined Incentive Program | BERLIN | 8009 | 14 | 11.48 | Residential | Behind the Meter | Yes | Net Metered Residential | Define Solar, LLC |  | AC Electric | Accepted | 2024-02-05 | 2024-02-22 | 2025-02-22 | Inverters | Enphase | IQ8PLUS-72-2-US | 290 |  | 15 |  |  | 0.976 |  | Outside | Under each pv panel
NJADRE1555742463 | Administratively Determined Incentive Program | BERLIN | 8009 | 14 | 11.48 | Residential | Behind the Meter | Yes | Net Metered Residential | Define Solar, LLC |  | AC Electric | Accepted | 2024-02-05 | 2024-02-22 | 2025-02-22 | Inverters | Enphase | IQ8PLUS-72-2-US | 290 |  | 13 |  |  | 0.976 |  | Outside | Under each pv panel
NJADRE1555742463 | Administratively Determined Incentive Program | BERLIN | 8009 | 14 | 11.48 | Residential | Behind the Meter | Yes | Net Metered Residential | Define Solar, LLC |  | AC Electric | Accepted | 2024-02-05 | 2024-02-22 | 2025-02-22 | Solar Panels | Znshine | ZXM7-SH108 410W |  | 0.41 | 15 | 222 | 33 |  | Fixed | Roof
NJADRE1555742463 | Administratively Determined Incentive Program | BERLIN | 8009 | 14 | 11.48 | Residential | Behind the Meter | Yes | Net Metered Residential | Define Solar, LLC |  | AC Electric | Accepted | 2024-02-05 | 2024-02-22 | 2025-02-22 | Solar Panels | Znshine | ZXM7-SH108 410W |  | 0.41 | 13 | 42 | 34 |  | Fixed | Roof
NJADRE1555742475 | Administratively Determined Incentive Program | CLAYTON | 8312 | 15 | 8.4 | Residential | Behind the Meter | Yes | Net Metered Residential | Sunrun Installation Services, Inc. |  | AC Electric | Accepted | 2024-02-05 | 2024-02-22 | 2025-02-22 | Inverters | SolarEdge Technologies | SE6000H-USSN | 6000 |  | 1 |  |  | 0.99 |  | Outside
NJADRE1555742475 | Administratively Determined Incentive Program | CLAYTON | 8312 | 15 | 8.4 | Residential | Behind the Meter | Yes | Net Metered Residential | Sunrun Installation Services, Inc. |  | AC Electric | Accepted | 2024-02-05 | 2024-02-22 | 2025-02-22 | Solar Panels | Hanwha Q Cells | Q.PEAK DUO BLK ML-G10+/t 400 |  | 0.4 | 16 | 343 | 27 |  | Fixed | Roof
NJADRE1555742475 | Administratively Determined Incentive Program | CLAYTON | 8312 | 15 | 8.4 | Residential | Behind the Meter | Yes | Net Metered Residential | Sunrun Installation Services, Inc. |  | AC Electric | Accepted | 2024-02-05 | 2024-02-22 | 2025-02-22 | Solar Panels | Hanwha Q Cells | Q.PEAK DUO BLK ML-G10+/t 400 |  | 0.4 | 2 | 343 | 20 |  | Fixed | Roof
NJADRE1555742475 | Administratively Determined Incentive Program | CLAYTON | 8312 | 15 | 8.4 | Residential | Behind the Meter | Yes | Net Metered Residential | Sunrun Installation Services, Inc. |  | AC Electric | Accepted | 2024-02-05 | 2024-02-22 | 2025-02-22 | Solar Panels | Hanwha Q Cells | Q.PEAK DUO BLK ML-G10+/t 400 |  | 0.4 | 3 | 163 | 19 |  | Fixed | Roof
NJADRE1555742487 | Administratively Determined Incentive Program | WEST PATERSON | 7424 | 6 | 10.8 | Residential | Behind the Meter | Yes | Net Metered Residential | Sunrun Installation Services, Inc. |  | PSE&G | Accepted | 2024-02-05 | 2024-02-22 | 2025-02-22 | Inverters | SolarEdge Technologies | SE7600H-USSN | 7600 |  | 1 |  |  | 0.99 |  | Outside
NJADRE1555742487 | Administratively Determined Incentive Program | WEST PATERSON | 7424 | 6 | 10.8 | Residential | Behind the Meter | Yes | Net Metered Residential | Sunrun Installation Services, Inc. |  | PSE&G | Accepted | 2024-02-05 | 2024-02-22 | 2025-02-22 | Solar Panels | Hanwha Q Cells | Q.PEAK DUO BLK ML-G10+/t 400 |  | 0.4 | 3 | 291 | 21 |  | Fixed | Roof
NJADRE1555742487 | Administratively Determined Incentive Program | WEST PATERSON | 7424 | 6 | 10.8 | Residential | Behind the Meter | Yes | Net Metered Residential | Sunrun Installation Services, Inc. |  | PSE&G | Accepted | 2024-02-05 | 2024-02-22 | 2025-02-22 | Solar Panels | Hanwha Q Cells | Q.PEAK DUO BLK ML-G10+/t 400 |  | 0.4 | 3 | 111 | 21 |  | Fixed | Roof
NJADRE1555742487 | Administratively Determined Incentive Program | WEST PATERSON | 7424 | 6 | 10.8 | Residential | Behind the Meter | Yes | Net Metered Residential | Sunrun Installation Services, Inc. |  | PSE&G | Accepted | 2024-02-05 | 2024-02-22 | 2025-02-22 | Solar Panels | Hanwha Q Cells | Q.PEAK DUO BLK ML-G10+/t 400 |  | 0.4 | 6 | 21 | 21 |  | Fixed | Roof
NJADRE1555742487 | Administratively Determined Incentive Program | WEST PATERSON | 7424 | 6 | 10.8 | Residential | Behind the Meter | Yes | Net Metered Residential | Sunrun Installation Services, Inc. |  | PSE&G | Accepted | 2024-02-05 | 2024-02-22 | 2025-02-22 | Solar Panels | Hanwha Q Cells | Q.PEAK DUO BLK ML-G10+/t 400 |  | 0.4 | 15 | 201 | 21 |  | Fixed | Roof
NJADRE1555742495 | Administratively Determined Incentive Program | ELIZABETH | 7202 | 10 | 11.34 | Residential | Behind the Meter | Yes | Net Metered Residential | Sunrun Installation Services, Inc. |  | PSE&G | Accepted | 2024-02-05 | 2024-02-22 | 2025-02-22 | Inverters | Delta Electronics | E6-TL-US | 6000 |  | 1 |  |  | 0.975 |  | Outdoor | next to meter
NJADRE1555742495 | Administratively Determined Incentive Program | ELIZABETH | 7202 | 10 | 11.34 | Residential | Behind the Meter | Yes | Net Metered Residential | Sunrun Installation Services, Inc. |  | PSE&G | Accepted | 2024-02-05 | 2024-02-22 | 2025-02-22 | Inverters | Delta Electronics | E4-TL-US | 4000 |  | 1 |  |  | 0.975 |  | Outdoor | next to meter
NJADRE1555742495 | Administratively Determined Incentive Program | ELIZABETH | 7202 | 10 | 11.34 | Residential | Behind the Meter | Yes | Net Metered Residential | Sunrun Installation Services, Inc. |  | PSE&G | Accepted | 2024-02-05 | 2024-02-22 | 2025-02-22 | Solar Panels | Hanwha Q Cells | Q.PEAK DUO BLK ML-G10+ 405 |  | 0.405 | 11 | 220 | 17 |  | Fixed | Roof
NJADRE1555742495 | Administratively Determined Incentive Program | ELIZABETH | 7202 | 10 | 11.34 | Residential | Behind the Meter | Yes | Net Metered Residential | Sunrun Installation Services, Inc. |  | PSE&G | Accepted | 2024-02-05 | 2024-02-22 | 2025-02-22 | Solar Panels | Hanwha Q Cells | Q.PEAK DUO BLK ML-G10+ 405 |  | 0.405 | 12 | 40 | 22 |  | Fixed | Roof
NJADRE1555742495 | Administratively Determined Incentive Program | ELIZABETH | 7202 | 10 | 11.34 | Residential | Behind the Meter | Yes | Net Metered Residential | Sunrun Installation Services, Inc. |  | PSE&G | Accepted | 2024-02-05 | 2024-02-22 | 2025-02-22 | Solar Panels | Hanwha Q Cells | Q.PEAK DUO BLK ML-G10+ 405 |  | 0.405 | 5 | 310 | 20 |  | Fixed | Roof
NJADRE1555742498 | Administratively Determined Incentive Program | Woodstown | 8098 | 16 | 15.6 | Residential | Behind the Meter | Yes | Net Metered Residential | Sunrun Installation Services, Inc. |  | AC Electric | Accepted | 2024-02-05 | 2024-02-22 | 2025-02-22 | Inverters | SolarEdge Technologies | SE3800H-USMN | 3800 |  | 1 |  |  | 0.99 |  | Outside
NJADRE1555742498 | Administratively Determined Incentive Program | Woodstown | 8098 | 16 | 15.6 | Residential | Behind the Meter | Yes | Net Metered Residential | Sunrun Installation Services, Inc. |  | AC Electric | Accepted | 2024-02-05 | 2024-02-22 | 2025-02-22 | Inverters | SolarEdge Technologies | SE7600H-USSN | 7600 |  | 1 |  |  | 0.99 |  | Outside
NJADRE1555742498 | Administratively Determined Incentive Program | Woodstown | 8098 | 16 | 15.6 | Residential | Behind the Meter | Yes | Net Metered Residential | Sunrun Installation Services, Inc. |  | AC Electric | Accepted | 2024-02-05 | 2024-02-22 | 2025-02-22 | Solar Panels | Hanwha Q Cells | Q.PEAK DUO BLK ML-G10+/t 400 |  | 0.4 | 11 | 280 | 31 |  | Fixed | Roof
NJADRE1555742498 | Administratively Determined Incentive Program | Woodstown | 8098 | 16 | 15.6 | Residential | Behind the Meter | Yes | Net Metered Residential | Sunrun Installation Services, Inc. |  | AC Electric | Accepted | 2024-02-05 | 2024-02-22 | 2025-02-22 | Solar Panels | Hanwha Q Cells | Q.PEAK DUO BLK ML-G10+/t 400 |  | 0.4 | 11 | 280 | 31 |  | Fixed | Roof
NJADRE1555742498 | Administratively Determined Incentive Program | Woodstown | 8098 | 16 | 15.6 | Residential | Behind the Meter | Yes | Net Metered Residential | Sunrun Installation Services, Inc. |  | AC Electric | Accepted | 2024-02-05 | 2024-02-22 | 2025-02-22 | Solar Panels | Hanwha Q Cells | Q.PEAK DUO BLK ML-G10+/t 400 |  | 0.4 | 17 | 100 | 31 |  | Fixed | Roof
NJADRE1555742512 | Administratively Determined Incentive Program | FRANKLIN | 8873 | 5 | 13.37 | Residential | Behind the Meter | Yes | Net Metered Residential | Sunrun Installation Services, Inc. |  | PSE&G | Accepted | 2024-02-05 | 2024-02-22 | 2025-02-22 | Inverters | SolarEdge Technologies | SE10000H-USSN | 10000 |  | 1 |  |  | 0.99 |  | Outside
NJADRE1555742512 | Administratively Determined Incentive Program | FRANKLIN | 8873 | 5 | 13.37 | Residential | Behind the Meter | Yes | Net Metered Residential | Sunrun Installation Services, Inc. |  | PSE&G | Accepted | 2024-02-05 | 2024-02-22 | 2025-02-22 | Solar Panels | Hanwha Q Cells | Q.PEAK DUO BLK ML-G10+ 405 |  | 0.405 | 5 | 39 | 22 |  | Fixed | Roof
NJADRE1555742512 | Administratively Determined Incentive Program | FRANKLIN | 8873 | 5 | 13.37 | Residential | Behind the Meter | Yes | Net Metered Residential | Sunrun Installation Services, Inc. |  | PSE&G | Accepted | 2024-02-05 | 2024-02-22 | 2025-02-22 | Solar Panels | Hanwha Q Cells | Q.PEAK DUO BLK ML-G10+ 405 |  | 0.405 | 7 | 129 | 23 |  | Fixed | Roof
NJADRE1555742512 | Administratively Determined Incentive Program | FRANKLIN | 8873 | 5 | 13.37 | Residential | Behind the Meter | Yes | Net Metered Residential | Sunrun Installation Services, Inc. |  | PSE&G | Accepted | 2024-02-05 | 2024-02-22 | 2025-02-22 | Solar Panels | Hanwha Q Cells | Q.PEAK DUO BLK ML-G10+ 405 |  | 0.405 | 21 | 309 | 23 |  | Fixed | Roof
NJADRE1555743870 | Administratively Determined Incentive Program | BELLEVILLE | 7109 | 9 | 12.6 | Residential | Behind the Meter | No | Net Metered Residential | Bright Planet Solar |  | PSE&G | Accepted | 2024-02-05 | 2024-02-27 | 2025-02-27 | Inverters | Solar Edge | SE6000H-USRGM | 6000 |  | 1 |  |  | 0.98 |  | Outdoor | OUTSIDE
NJADRE1555743870 | Administratively Determined Incentive Program | BELLEVILLE | 7109 | 9 | 12.6 | Residential | Behind the Meter | No | Net Metered Residential | Bright Planet Solar |  | PSE&G | Accepted | 2024-02-05 | 2024-02-27 | 2025-02-27 | Solar Panels | Longi | LR4-60HPB-360M |  | 0.36 | 12 | 190 | 43 |  | Fixed | Roof
NJADRE1555743870 | Administratively Determined Incentive Program | BELLEVILLE | 7109 | 9 | 12.6 | Residential | Behind the Meter | No | Net Metered Residential | Bright Planet Solar |  | PSE&G | Accepted | 2024-02-05 | 2024-02-27 | 2025-02-27 | Solar Panels | Longi | LR4-60HPB-360M |  | 0.36 | 5 | 10 | 45 |  | Fixed | Roof
NJADRE1555743870 | Administratively Determined Incentive Program | BELLEVILLE | 7109 | 9 | 12.6 | Residential | Behind the Meter | No | Net Metered Residential | Bright Planet Solar |  | PSE&G | Accepted | 2024-02-05 | 2024-02-27 | 2025-02-27 | Solar Panels | Longi | LR4-60HPB-360M |  | 0.36 | 2 | 9 | 9 |  | Fixed | Roof
NJADRE1555743870 | Administratively Determined Incentive Program | BELLEVILLE | 7109 | 9 | 12.6 | Residential | Behind the Meter | No | Net Metered Residential | Bright Planet Solar |  | PSE&G | Accepted | 2024-02-05 | 2024-02-27 | 2025-02-27 | Solar Panels | Longi | LR4-60HPB-360M |  | 0.36 | 2 | 6 | 5 |  | Fixed | Roof
NJADRE1555743870 | Administratively Determined Incentive Program | BELLEVILLE | 7109 | 9 | 12.6 | Residential | Behind the Meter | No | Net Metered Residential | Bright Planet Solar |  | PSE&G | Accepted | 2024-02-05 | 2024-02-27 | 2025-02-27 | Solar Panels | Longi | LR4-60HPB-360M |  | 0.36 | 4 | 276 | 40 |  | Fixed | Roof
NJADRE1555743870 | Administratively Determined Incentive Program | BELLEVILLE | 7109 | 9 | 12.6 | Residential | Behind the Meter | No | Net Metered Residential | Bright Planet Solar |  | PSE&G | Accepted | 2024-02-05 | 2024-02-27 | 2025-02-27 | Solar Panels | Longi | LR4-60HPB-360M |  | 0.36 | 10 | 96 | 43 |  | Fixed | Roof
NJADRE1555743964 | Administratively Determined Incentive Program | West Berlin | 8091 | 14 | 11.6 | Residential | Behind the Meter | Yes | Net Metered Residential | Sunrun Installation Services, Inc. |  | AC Electric | Accepted | 2024-02-05 | 2024-02-22 | 2025-02-22 | Inverters | Delta Electronics | E10-TL-US | 9600 |  | 1 |  |  | 0.97 |  | Outside
NJADRE1555743964 | Administratively Determined Incentive Program | West Berlin | 8091 | 14 | 11.6 | Residential | Behind the Meter | Yes | Net Metered Residential | Sunrun Installation Services, Inc. |  | AC Electric | Accepted | 2024-02-05 | 2024-02-22 | 2025-02-22 | Solar Panels | Hanwha Q Cells | Q.PEAK DUO BLK ML-G10+/t 400 |  | 0.4 | 29 | 186 | 34 |  | Fixed | Roof
NJADRE1555743969 | Administratively Determined Incentive Program | DELRAN | 8075 | 13 | 9.48 | Residential | Behind the Meter | No | Net Metered Residential | Fusion Solar Energy LLC |  | PSE&G | Accepted | 2024-02-06 | 2024-02-23 | 2025-02-23 | Inverters | ENPHASE | IQ7PLUS-72-2-US | 290 |  | 24 |  |  | 0.94 |  | Outside
NJADRE1555743969 | Administratively Determined Incentive Program | DELRAN | 8075 | 13 | 9.48 | Residential | Behind the Meter | No | Net Metered Residential | Fusion Solar Energy LLC |  | PSE&G | Accepted | 2024-02-06 | 2024-02-23 | 2025-02-23 | Solar Panels | CANADIAN SOLAR | CS6R-395MS-HL |  | 0.395 | 4 | 149 | 31 |  | Fixed | Roof
NJADRE1555743969 | Administratively Determined Incentive Program | DELRAN | 8075 | 13 | 9.48 | Residential | Behind the Meter | No | Net Metered Residential | Fusion Solar Energy LLC |  | PSE&G | Accepted | 2024-02-06 | 2024-02-23 | 2025-02-23 | Solar Panels | CANADIAN SOLAR | CS6R-395MS-HL |  | 0.395 | 5 | 329 | 44 |  | Fixed | Roof
NJADRE1555743969 | Administratively Determined Incentive Program | DELRAN | 8075 | 13 | 9.48 | Residential | Behind the Meter | No | Net Metered Residential | Fusion Solar Energy LLC |  | PSE&G | Accepted | 2024-02-06 | 2024-02-23 | 2025-02-23 | Solar Panels | CANADIAN SOLAR | CS6R-395MS-HL |  | 0.395 | 15 | 239 | 33 |  | Fixed | Roof
NJADRE1555747720 | Administratively Determined Incentive Program | PISCATAWAY TWP | 8854 | 11 | 5.2 | Residential | Behind the Meter | Yes | Net Metered Residential | Sunrun Installation Services, Inc. |  | PSE&G | Accepted | 2024-02-06 | 2024-02-26 | 2025-02-26 | Inverters | SolarEdge Technologies | SE3800H-USMN | 3800 |  | 1 |  |  | 0.99 |  | Outdoor | Next to meter
NJADRE1555747720 | Administratively Determined Incentive Program | PISCATAWAY TWP | 8854 | 11 | 5.2 | Residential | Behind the Meter | Yes | Net Metered Residential | Sunrun Installation Services, Inc. |  | PSE&G | Accepted | 2024-02-06 | 2024-02-26 | 2025-02-26 | Solar Panels | Hanwha Q Cells | Q.PEAK DUO BLK ML-G10+/T 400 |  | 0.4 | 13 | 270 | 26 |  | Fixed | Roof
NJADRE1555747722 | Administratively Determined Incentive Program | LAUREL SPRINGS | 8021 | 14 | 6.48 | Residential | Behind the Meter | Yes | Net Metered Residential | Sunny Mac LLC |  | AC Electric | Accepted | 2024-02-06 | 2024-02-27 | 2025-02-27 | Solar Panels | Q.PEAK DUO BLK ML-G10+ 405 | HANWHA |  | 0.405 | 8 | 142 | 39 |  | Fixed | Roof
NJADRE1555747722 | Administratively Determined Incentive Program | LAUREL SPRINGS | 8021 | 14 | 6.48 | Residential | Behind the Meter | Yes | Net Metered Residential | Sunny Mac LLC |  | AC Electric | Accepted | 2024-02-06 | 2024-02-27 | 2025-02-27 | Solar Panels | Q.PEAK DUO BLK ML-G10+ 405 | HANWHA |  | 0.405 | 8 | 322 | 39 |  | Fixed | Roof
NJADRE1555747722 | Administratively Determined Incentive Program | LAUREL SPRINGS | 8021 | 14 | 6.48 | Residential | Behind the Meter | Yes | Net Metered Residential | Sunny Mac LLC |  | AC Electric | Accepted | 2024-02-06 | 2024-02-27 | 2025-02-27 | Inverters | SE5000H-US | Solaredge | 5000 |  | 1 |  |  | 0.1 |  | Outdoor | next to meter
NJADRE1555747723 | Administratively Determined Incentive Program | COLLINGSWOOD BORO | 8108 | 14 | 3.2 | Residential | Behind the Meter | Yes | Net Metered Residential | Sunrun Installation Services, Inc. |  | PSE&G | Accepted | 2024-02-06 | 2024-02-26 | 2025-02-26 | Inverters | SolarEdge Technologies | SE3800H-USMN | 3800 |  | 1 |  |  | 0.99 |  | Outdoor | Next to meter
NJADRE1555747723 | Administratively Determined Incentive Program | COLLINGSWOOD BORO | 8108 | 14 | 3.2 | Residential | Behind the Meter | Yes | Net Metered Residential | Sunrun Installation Services, Inc. |  | PSE&G | Accepted | 2024-02-06 | 2024-02-26 | 2025-02-26 | Solar Panels | Hanwha Q Cells | Q.PEAK DUO BLK ML-G10+/t 400 |  | 0.4 | 8 | 80 | 34 |  | Fixed | Roof
NJADRE1555747724 | Administratively Determined Incentive Program | HAMILTON TOWNSHIP | 8619 | 12 | 11.34 | Residential | Behind the Meter | Yes | Net Metered Residential | Sunny Mac LLC |  | PSE&G | Accepted | 2024-02-06 | 2024-02-27 | 2025-02-27 | Solar Panels | Q.PEAK DUO BLK ML-G10+ 405 | HANWHA |  | 0.405 | 20 | 89 | 21 |  | Fixed | Roof
NJADRE1555747724 | Administratively Determined Incentive Program | HAMILTON TOWNSHIP | 8619 | 12 | 11.34 | Residential | Behind the Meter | Yes | Net Metered Residential | Sunny Mac LLC |  | PSE&G | Accepted | 2024-02-06 | 2024-02-27 | 2025-02-27 | Solar Panels | Q.PEAK DUO BLK ML-G10+ 405 | HANWHA |  | 0.405 | 8 | 269 | 23 |  | Fixed | Roof
NJADRE1555747724 | Administratively Determined Incentive Program | HAMILTON TOWNSHIP | 8619 | 12 | 11.34 | Residential | Behind the Meter | Yes | Net Metered Residential | Sunny Mac LLC |  | PSE&G | Accepted | 2024-02-06 | 2024-02-27 | 2025-02-27 | Inverters | SE10000H-US | Solaredge | 10000 |  | 1 |  |  | 0.1 |  | Outdoor | next to meter
NJADRE1555747725 | Administratively Determined Incentive Program | LAWRENCE TWP | 8648 | 12 | 6.48 | Residential | Behind the Meter | Yes | Net Metered Residential | Sunny Mac LLC |  | PSE&G | Accepted | 2024-02-06 | 2024-02-27 | 2025-02-27 | Solar Panels | Q.PEAK DUO BLK ML-G10+ 405 | HANWHA |  | 0.405 | 16 | 195 | 17 |  | Fixed | Roof
NJADRE1555747725 | Administratively Determined Incentive Program | LAWRENCE TWP | 8648 | 12 | 6.48 | Residential | Behind the Meter | Yes | Net Metered Residential | Sunny Mac LLC |  | PSE&G | Accepted | 2024-02-06 | 2024-02-27 | 2025-02-27 | Inverters | SE5000H-US | Solaredge | 5000 |  | 1 |  |  | 0.1 |  | Outdoor | next to meter
NJADRE1555747727 | Administratively Determined Incentive Program | EVESHAM | 8053 | 13 | 10.53 | Residential | Behind the Meter | Yes | Net Metered Residential | Sunny Mac LLC |  | PSE&G | Accepted | 2024-02-06 | 2024-02-26 | 2025-02-26 | Solar Panels | Q.PEAK DUO BLK ML-G10+ 405 | HANWHA |  | 0.405 | 9 | 3 | 29 |  | Fixed | Roof
NJADRE1555747727 | Administratively Determined Incentive Program | EVESHAM | 8053 | 13 | 10.53 | Residential | Behind the Meter | Yes | Net Metered Residential | Sunny Mac LLC |  | PSE&G | Accepted | 2024-02-06 | 2024-02-26 | 2025-02-26 | Solar Panels | Q.PEAK DUO BLK ML-G10+ 405 | HANWHA |  | 0.405 | 17 | 183 | 29 |  | Fixed | Roof
NJADRE1555747727 | Administratively Determined Incentive Program | EVESHAM | 8053 | 13 | 10.53 | Residential | Behind the Meter | Yes | Net Metered Residential | Sunny Mac LLC |  | PSE&G | Accepted | 2024-02-06 | 2024-02-26 | 2025-02-26 | Inverters | IQ8PLUS-72-2-US | ENPHASE | 290 |  | 26 |  |  | 0.1 |  | Outdoor | next to meter
NJADRE1555747732 | Administratively Determined Incentive Program | CLINTON | 8809 | 4 | 14.18 | Residential | Behind the Meter | Yes | Net Metered Residential | Trinity Solar Inc. |  | JCP&L | Accepted | 2024-02-06 | 2024-02-23 | 2025-02-23 | Inverters | Solar Edge | SE11400H-US | 11400 |  | 1 |  |  | 0.97 |  | Outside
NJADRE1555747732 | Administratively Determined Incentive Program | CLINTON | 8809 | 4 | 14.18 | Residential | Behind the Meter | Yes | Net Metered Residential | Trinity Solar Inc. |  | JCP&L | Accepted | 2024-02-06 | 2024-02-23 | 2025-02-23 | Solar Panels | HANWHA | Q.PEAK DUO BLK ML-G10+ 405 |  | 0.405 | 16 | 71 | 30 |  | Fixed | Roof
NJADRE1555747732 | Administratively Determined Incentive Program | CLINTON | 8809 | 4 | 14.18 | Residential | Behind the Meter | Yes | Net Metered Residential | Trinity Solar Inc. |  | JCP&L | Accepted | 2024-02-06 | 2024-02-23 | 2025-02-23 | Solar Panels | HANWHA | Q.PEAK DUO BLK ML-G10+ 405 |  | 0.405 | 12 | 71 | 30 |  | Fixed | Roof
NJADRE1555747732 | Administratively Determined Incentive Program | CLINTON | 8809 | 4 | 14.18 | Residential | Behind the Meter | Yes | Net Metered Residential | Trinity Solar Inc. |  | JCP&L | Accepted | 2024-02-06 | 2024-02-23 | 2025-02-23 | Solar Panels | HANWHA | Q.PEAK DUO BLK ML-G10+ 405 |  | 0.405 | 3 | 161 | 43 |  | Fixed | Roof
NJADRE1555747732 | Administratively Determined Incentive Program | CLINTON | 8809 | 4 | 14.18 | Residential | Behind the Meter | Yes | Net Metered Residential | Trinity Solar Inc. |  | JCP&L | Accepted | 2024-02-06 | 2024-02-23 | 2025-02-23 | Solar Panels | HANWHA | Q.PEAK DUO BLK ML-G10+ 405 |  | 0.405 | 2 | 251 | 30 |  | Fixed | Roof
NJADRE1555747732 | Administratively Determined Incentive Program | CLINTON | 8809 | 4 | 14.18 | Residential | Behind the Meter | Yes | Net Metered Residential | Trinity Solar Inc. |  | JCP&L | Accepted | 2024-02-06 | 2024-02-23 | 2025-02-23 | Solar Panels | HANWHA | Q.PEAK DUO BLK ML-G10+ 405 |  | 0.405 | 2 | 161 | 43 |  | Fixed | Roof
NJADRE1555747734 | Administratively Determined Incentive Program | BELLE MEAD | 8502 | 5 | 9.99 | Residential | Behind the Meter | No | Net Metered Residential | Over the Top Solar Solutions |  | PSE&G | Accepted | 2024-02-06 | 2024-02-27 | 2025-02-27 | Solar Panels | Hanwha | Qcell g9+ |  | 0.37 | 27 | 142 | 28 |  | Fixed | Roof
NJADRE1555747734 | Administratively Determined Incentive Program | BELLE MEAD | 8502 | 5 | 9.99 | Residential | Behind the Meter | No | Net Metered Residential | Over the Top Solar Solutions |  | PSE&G | Accepted | 2024-02-06 | 2024-02-27 | 2025-02-27 | Inverters | Enphase | IQ8A | 349 |  | 27 |  |  | 0.985 |  | Outside
NJADRE1555747734 | Administratively Determined Incentive Program | BELLE MEAD | 8502 | 5 | 9.99 | Residential | Behind the Meter | No | Net Metered Residential | Over the Top Solar Solutions |  | PSE&G | Accepted | 2024-02-06 | 2024-02-27 | 2025-02-27 | Meters | Enphase | x2-iq-ami-240-4 | 3 |  | 1 |  |  |  | Yes | Outdoor
NJADRE1555747735 | Administratively Determined Incentive Program | TURNERSVILLE | 8012 | 14 | 9.32 | Residential | Behind the Meter | Yes | Net Metered Residential | SunnyMac LLC |  | AC Electric | Accepted | 2024-02-06 | 2024-02-26 | 2025-02-26 | Solar Panels | Q.PEAK DUO BLK ML-G10+ 405 | HANWHA |  | 0.405 | 12 | 246 | 21 |  | Fixed | Roof
NJADRE1555747735 | Administratively Determined Incentive Program | TURNERSVILLE | 8012 | 14 | 9.32 | Residential | Behind the Meter | Yes | Net Metered Residential | SunnyMac LLC |  | AC Electric | Accepted | 2024-02-06 | 2024-02-26 | 2025-02-26 | Solar Panels | Q.PEAK DUO BLK ML-G10+ 405 | HANWHA |  | 0.405 | 11 | 66 | 24 |  | Fixed | Roof
NJADRE1555747735 | Administratively Determined Incentive Program | TURNERSVILLE | 8012 | 14 | 9.32 | Residential | Behind the Meter | Yes | Net Metered Residential | SunnyMac LLC |  | AC Electric | Accepted | 2024-02-06 | 2024-02-26 | 2025-02-26 | Inverters | SE7600H-US | Solaredge | 7600 |  | 1 |  |  | 0.1 |  | Outdoor | next to meter
NJADRE1555747736 | Administratively Determined Incentive Program | NEWARK | 7106 | 9 | 5.2 | Residential | Behind the Meter | Yes | Net Metered Residential | Power Energy Solutions |  | PSE&G | Accepted | 2024-02-06 | 2024-02-23 | 2025-02-23 | Inverters | SolarEdge | SE3800H-US | 4 |  | 1 |  |  | 0.97 |  | Outdoor
NJADRE1555747736 | Administratively Determined Incentive Program | NEWARK | 7106 | 9 | 5.2 | Residential | Behind the Meter | Yes | Net Metered Residential | Power Energy Solutions |  | PSE&G | Accepted | 2024-02-06 | 2024-02-23 | 2025-02-23 | Solar Panels | Canadian Solar | CS6R-400MS-HL HIKU6 BLACK MONO |  | 0.4 | 10 | 111 | 34 |  | Fixed | Roof
NJADRE1555747736 | Administratively Determined Incentive Program | NEWARK | 7106 | 9 | 5.2 | Residential | Behind the Meter | Yes | Net Metered Residential | Power Energy Solutions |  | PSE&G | Accepted | 2024-02-06 | 2024-02-23 | 2025-02-23 | Solar Panels | Canadian Solar | CS6R-400MS-HL HIKU6 BLACK MONO |  | 0.4 | 3 | 291 | 20 |  | Fixed | Roof
NJADRE1555747739 | Administratively Determined Incentive Program | MYSTIC ISLAND | 8087 | 18 | 5.2 | Residential | Behind the Meter | Yes | Net Metered Residential | Sunrun Installation Services, Inc. |  | AC Electric | Accepted | 2024-02-06 | 2024-02-23 | 2025-02-23 | Inverters | Delta Electronics | E4-TL-US | 3840 |  | 1 |  |  | 0.975 |  | Outside | next to meter
NJADRE1555747739 | Administratively Determined Incentive Program | MYSTIC ISLAND | 8087 | 18 | 5.2 | Residential | Behind the Meter | Yes | Net Metered Residential | Sunrun Installation Services, Inc. |  | AC Electric | Accepted | 2024-02-06 | 2024-02-23 | 2025-02-23 | Solar Panels | Hanwha Q Cells | Q.PEAK DUO BLK ML-G10+/t 400 |  | 0.4 | 5 | 226 | 20 |  | Fixed | Roof
NJADRE1555747739 | Administratively Determined Incentive Program | MYSTIC ISLAND | 8087 | 18 | 5.2 | Residential | Behind the Meter | Yes | Net Metered Residential | Sunrun Installation Services, Inc. |  | AC Electric | Accepted | 2024-02-06 | 2024-02-23 | 2025-02-23 | Solar Panels | Hanwha Q Cells | Q.PEAK DUO BLK ML-G10+/t 400 |  | 0.4 | 8 | 226 | 20 |  | Fixed | Roof
NJADRE1555747748 | Administratively Determined Incentive Program | HAMMONTON | 8037 | 19 | 9.72 | Residential | Behind the Meter | Yes | Net Metered Residential | SunnyMac LLC |  | AC Electric | Accepted | 2024-02-06 | 2024-02-26 | 2025-02-26 | Solar Panels | Q.PEAK DUO BLK ML-G10+ 405 | HANWHA |  | 0.405 | 24 | 121 | 20 |  | Fixed | Roof
NJADRE1555747748 | Administratively Determined Incentive Program | HAMMONTON | 8037 | 19 | 9.72 | Residential | Behind the Meter | Yes | Net Metered Residential | SunnyMac LLC |  | AC Electric | Accepted | 2024-02-06 | 2024-02-26 | 2025-02-26 | Inverters | SE7600H-US | Solaredge | 7600 |  | 1 |  |  | 0.1 |  | Outdoor | next to meter
NJADRE1555747761 | Administratively Determined Incentive Program | MORRISTOWN | 7960 | 3 | 5.67 | Residential | Behind the Meter | Yes | Net Metered Residential | Sunrun Installation Services, Inc. |  | JCP&L | Accepted | 2024-02-06 | 2024-02-23 | 2025-02-23 | Inverters | SolarEdge Technologies | SE3800H-USMN | 3800 |  | 1 |  |  | 0.99 |  | Outside | Next to meter
NJADRE1555747761 | Administratively Determined Incentive Program | MORRISTOWN | 7960 | 3 | 5.67 | Residential | Behind the Meter | Yes | Net Metered Residential | Sunrun Installation Services, Inc. |  | JCP&L | Accepted | 2024-02-06 | 2024-02-23 | 2025-02-23 | Solar Panels | Hanwha Q Cells | Q.PEAK DUO BLK ML-G10+ 405 |  | 0.405 | 8 | 118 | 28 |  | Fixed | Roof
NJADRE1555747761 | Administratively Determined Incentive Program | MORRISTOWN | 7960 | 3 | 5.67 | Residential | Behind the Meter | Yes | Net Metered Residential | Sunrun Installation Services, Inc. |  | JCP&L | Accepted | 2024-02-06 | 2024-02-23 | 2025-02-23 | Solar Panels | Hanwha Q Cells | Q.PEAK DUO BLK ML-G10+ 405 |  | 0.405 | 2 | 118 | 26 |  | Fixed | Roof
NJADRE1555747761 | Administratively Determined Incentive Program | MORRISTOWN | 7960 | 3 | 5.67 | Residential | Behind the Meter | Yes | Net Metered Residential | Sunrun Installation Services, Inc. |  | JCP&L | Accepted | 2024-02-06 | 2024-02-23 | 2025-02-23 | Solar Panels | Hanwha Q Cells | Q.PEAK DUO BLK ML-G10+ 405 |  | 0.405 | 4 | 118 | 33 |  | Fixed | Roof
NJADRE1555747775 | Administratively Determined Incentive Program | Neptune | 7753 | 17 | 8 | Residential | Behind the Meter | Yes | Net Metered Residential | Sunrun Installation Services, Inc. |  | JCP&L | Accepted | 2024-02-06 | 2024-02-23 | 2025-02-23 | Inverters | DELTA ELECTRONICS | E6-TL-US | 6000 |  | 1 |  |  | 0.975 |  | Outdoor | Next to meter
NJADRE1555747775 | Administratively Determined Incentive Program | Neptune | 7753 | 17 | 8 | Residential | Behind the Meter | Yes | Net Metered Residential | Sunrun Installation Services, Inc. |  | JCP&L | Accepted | 2024-02-06 | 2024-02-23 | 2025-02-23 | Solar Panels | Hanwha Q Cells | Q.PEAK DUO BLK ML-G10+/T 400 |  | 0.4 | 20 | 267 | 28 |  | Fixed | Roof
NJADRE1555747778 | Administratively Determined Incentive Program | Brick | 8723 | 18 | 11.2 | Residential | Behind the Meter | Yes | Net Metered Residential | Sunrun Installation Services, Inc. |  | JCP&L | Accepted | 2024-02-06 | 2024-02-23 | 2025-02-23 | Inverters | SolarEdge Technologies | SE7600H-USSN | 7600 |  | 1 |  |  | 0.99 |  | Outside | Next to meter
NJADRE1555747778 | Administratively Determined Incentive Program | Brick | 8723 | 18 | 11.2 | Residential | Behind the Meter | Yes | Net Metered Residential | Sunrun Installation Services, Inc. |  | JCP&L | Accepted | 2024-02-06 | 2024-02-23 | 2025-02-23 | Solar Panels | Hanwha Q Cells | Q.PEAK DUO BLK ML-G10+/t 400 |  | 0.4 | 13 | 253 | 23 |  | Fixed | Roof
NJADRE1555747778 | Administratively Determined Incentive Program | Brick | 8723 | 18 | 11.2 | Residential | Behind the Meter | Yes | Net Metered Residential | Sunrun Installation Services, Inc. |  | JCP&L | Accepted | 2024-02-06 | 2024-02-23 | 2025-02-23 | Solar Panels | Hanwha Q Cells | Q.PEAK DUO BLK ML-G10+/t 400 |  | 0.4 | 15 | 73 | 23 |  | Fixed | Roof
NJADRE1555747781 | Administratively Determined Incentive Program | Neptune | 7753 | 17 | 8.51 | Residential | Behind the Meter | Yes | Net Metered Residential | EMT Renewables |  | JCP&L | Accepted | 2024-02-06 | 2024-02-23 | 2025-02-23 | Inverters | ENPHASE | IQ8+ | 290 |  | 21 |  |  | 0.98 |  | Other | UNDER EACH PANEL
NJADRE1555747781 | Administratively Determined Incentive Program | Neptune | 7753 | 17 | 8.51 | Residential | Behind the Meter | Yes | Net Metered Residential | EMT Renewables |  | JCP&L | Accepted | 2024-02-06 | 2024-02-23 | 2025-02-23 | Solar Panels | Q CELLS | Q PEAK DUO BLK |  | 0.405 | 5 | 283 | 18 |  | Fixed | Roof
NJADRE1555747781 | Administratively Determined Incentive Program | Neptune | 7753 | 17 | 8.51 | Residential | Behind the Meter | Yes | Net Metered Residential | EMT Renewables |  | JCP&L | Accepted | 2024-02-06 | 2024-02-23 | 2025-02-23 | Solar Panels | Q CELLS | Q PEAK DUO BLK |  | 0.405 | 16 | 193 | 19 |  | Fixed | Roof
NJADRE1555747802 | Administratively Determined Incentive Program | Bordentown | 8505 | 13 | 4.1 | Residential | Behind the Meter | No | Net Metered Residential | Maier Engineering dba Solar Me |  | PSE&G | Accepted | 2024-02-06 | 2024-02-26 | 2025-02-26 | Solar Panels | Hanwha | Q.PEAK ML-G10+410W |  | 0.41 | 10 | 226 | 23 |  | Fixed | Roof
NJADRE1555747802 | Administratively Determined Incentive Program | Bordentown | 8505 | 13 | 4.1 | Residential | Behind the Meter | No | Net Metered Residential | Maier Engineering dba Solar Me |  | PSE&G | Accepted | 2024-02-06 | 2024-02-26 | 2025-02-26 | Inverters | Enphase | IQ8+ | 290 |  | 10 |  |  | 0.96 |  | Outside | Next to meter
NJADRE1555747811 | Administratively Determined Incentive Program | POMPTON LAKES | 7442 | 6 | 6.48 | Residential | Behind the Meter | No | Net Metered Residential | Sunrun Installation Services, Inc. |  | JCP&L | Accepted | 2024-02-06 | 2024-02-23 | 2025-02-23 | Inverters | SolarEdge Technologies | SE6000H-USSN | 6000 |  | 1 |  |  | 0.99 |  | Outdoor | Next to meter
NJADRE1555747811 | Administratively Determined Incentive Program | POMPTON LAKES | 7442 | 6 | 6.48 | Residential | Behind the Meter | No | Net Metered Residential | Sunrun Installation Services, Inc. |  | JCP&L | Accepted | 2024-02-06 | 2024-02-23 | 2025-02-23 | Solar Panels | Hanwha Q Cells | Q.PEAK DUO BLK ML-G10+ 405 |  | 0.405 | 6 | 174 | 22 |  | Fixed | Roof
NJADRE1555747811 | Administratively Determined Incentive Program | POMPTON LAKES | 7442 | 6 | 6.48 | Residential | Behind the Meter | No | Net Metered Residential | Sunrun Installation Services, Inc. |  | JCP&L | Accepted | 2024-02-06 | 2024-02-23 | 2025-02-23 | Solar Panels | Hanwha Q Cells | Q.PEAK DUO BLK ML-G10+ 405 |  | 0.405 | 10 | 174 | 21 |  | Fixed | Roof
NJADRE1555747816 | Administratively Determined Incentive Program | EDISON | 8837 | 11 | 134.82 | School Public K-12 | Behind the Meter | No | Small Net-Metered Non-Residential located on Rooftop, Carport, Canopy and Floating Solar-PUBLIC | Advanced Solar Products, Inc. |  | PSE&G | Accepted | 2024-02-06 | 2024-03-13 | 2025-03-13 | Inverters | SolarEdge | SE17.3KUS | 17299 |  | 1 |  |  | 0.985 |  | Outdoor | The side wall of the school
NJADRE1555747816 | Administratively Determined Incentive Program | EDISON | 8837 | 11 | 134.82 | School Public K-12 | Behind the Meter | No | Small Net-Metered Non-Residential located on Rooftop, Carport, Canopy and Floating Solar-PUBLIC | Advanced Solar Products, Inc. |  | PSE&G | Accepted | 2024-02-06 | 2024-03-13 | 2025-03-13 | Meters | WattsOn-Mark II | W2-MI-5A-DL | n/a |  | 1 |  |  |  | Yes | Outdoor
NJADRE1555747816 | Administratively Determined Incentive Program | EDISON | 8837 | 11 | 134.82 | School Public K-12 | Behind the Meter | No | Small Net-Metered Non-Residential located on Rooftop, Carport, Canopy and Floating Solar-PUBLIC | Advanced Solar Products, Inc. |  | PSE&G | Accepted | 2024-02-06 | 2024-03-13 | 2025-03-13 | Solar Panels | HELIENE | 144HCM10SL |  | 0.535 | 252 | 197 | 5 |  | Fixed | Roof
NJADRE1555747826 | Administratively Determined Incentive Program | UNION TWP UNI | 7083 | 10 | 5.6 | Residential | Behind the Meter | Yes | Net Metered Residential | Sunrun Installation Services, Inc. |  | PSE&G | Accepted | 2024-02-06 | 2024-02-23 | 2025-02-23 | Inverters | SolarEdge Technologies | SE3800H-USMN | 3800 |  | 1 |  |  | 0.99 |  | Outdoor | Next to meter
NJADRE1555747826 | Administratively Determined Incentive Program | UNION TWP UNI | 7083 | 10 | 5.6 | Residential | Behind the Meter | Yes | Net Metered Residential | Sunrun Installation Services, Inc. |  | PSE&G | Accepted | 2024-02-06 | 2024-02-23 | 2025-02-23 | Solar Panels | Hanwha Q Cells | Q.PEAK DUO BLK ML-G10+/T 400 |  | 0.4 | 14 | 218 | 40 |  | Fixed | Roof
NJADRE1555747834 | Administratively Determined Incentive Program | NORTHFIELD | 8225 | 19 | 9.78 | Residential | Behind the Meter | No | Net Metered Residential | Sun Up Zero Down |  | AC Electric | Accepted | 2024-02-06 | 2024-02-26 | 2025-02-26 | Meters | Enphase | TBD |  |  | 1 |  |  |  | Yes
NJADRE1555747834 | Administratively Determined Incentive Program | NORTHFIELD | 8225 | 19 | 9.78 | Residential | Behind the Meter | No | Net Metered Residential | Sun Up Zero Down |  | AC Electric | Accepted | 2024-02-06 | 2024-02-26 | 2025-02-26 | Solar Panels | QCell | QCell Q.TRON (425)BLK M-G2+ |  | 0.425 | 23 | 224 | 30 |  | Fixed | Roof
NJADRE1555747834 | Administratively Determined Incentive Program | NORTHFIELD | 8225 | 19 | 9.78 | Residential | Behind the Meter | No | Net Metered Residential | Sun Up Zero Down |  | AC Electric | Accepted | 2024-02-06 | 2024-02-26 | 2025-02-26 | Inverters | Enphase | IQ8PLUS-72-2-US | 290 |  | 23 |  |  | 0.976 |  | Outdoor
NJADRE1555747851 | Administratively Determined Incentive Program | Paterson | 7501 | 6 | 8 | Residential | Behind the Meter | Yes | Net Metered Residential | Pro Custom Solar dba Momentum Solar |  | PSE&G | Accepted | 2024-02-06 | 2024-02-23 | 2025-02-23 | Solar Panels | Q. PEAK DUO BLK ML-G10+400 | HANWHA |  | 0.4 | 10 | 93 | 19 |  | Fixed | Roof
NJADRE1555747851 | Administratively Determined Incentive Program | Paterson | 7501 | 6 | 8 | Residential | Behind the Meter | Yes | Net Metered Residential | Pro Custom Solar dba Momentum Solar |  | PSE&G | Accepted | 2024-02-06 | 2024-02-23 | 2025-02-23 | Solar Panels | Q. PEAK DUO BLK ML-G10+400 | HANWHA |  | 0.4 | 10 | 273 | 19 |  | Fixed | Roof
NJADRE1555747851 | Administratively Determined Incentive Program | Paterson | 7501 | 6 | 8 | Residential | Behind the Meter | Yes | Net Metered Residential | Pro Custom Solar dba Momentum Solar |  | PSE&G | Accepted | 2024-02-06 | 2024-02-23 | 2025-02-23 | Inverters | IQ8PLUS-72-2-US | ENPHASE | 290 |  | 20 |  |  | 0.97 |  | Outdoor
NJADRE1555747862 | Administratively Determined Incentive Program | SANDYSTON | 7826 | 1 | 19.44 | Residential | Behind the Meter | Yes | Net Metered Residential | Trinity Solar |  | JCP&L | Accepted | 2024-02-06 | 2024-02-23 | 2025-02-23 | Inverters | Solar Edge | SE7600H-US | 7600 |  | 2 |  |  | 0.97 |  | Outdoor
NJADRE1555747862 | Administratively Determined Incentive Program | SANDYSTON | 7826 | 1 | 19.44 | Residential | Behind the Meter | Yes | Net Metered Residential | Trinity Solar |  | JCP&L | Accepted | 2024-02-06 | 2024-02-23 | 2025-02-23 | Solar Panels | HANWHA | HANWHA 405 (Q.PEAK DUO BLK ML-G10+ 405) |  | 0.405 | 28 | 284 | 30 |  | Fixed | Roof
NJADRE1555747862 | Administratively Determined Incentive Program | SANDYSTON | 7826 | 1 | 19.44 | Residential | Behind the Meter | Yes | Net Metered Residential | Trinity Solar |  | JCP&L | Accepted | 2024-02-06 | 2024-02-23 | 2025-02-23 | Solar Panels | HANWHA | HANWHA 405 (Q.PEAK DUO BLK ML-G10+ 405) |  | 0.405 | 18 | 104 | 30 |  | Fixed | Roof
NJADRE1555747862 | Administratively Determined Incentive Program | SANDYSTON | 7826 | 1 | 19.44 | Residential | Behind the Meter | Yes | Net Metered Residential | Trinity Solar |  | JCP&L | Accepted | 2024-02-06 | 2024-02-23 | 2025-02-23 | Solar Panels | HANWHA | HANWHA 405 (Q.PEAK DUO BLK ML-G10+ 405) |  | 0.405 | 2 | 14 | 23 |  | Fixed | Roof
NJADRE1555747865 | Administratively Determined Incentive Program | MAHWAH | 7430 | 7 | 13.77 | Residential | Behind the Meter | No | Net Metered Residential | EMT Renewables |  | Orange Rockland Electric | Accepted | 2024-02-06 | 2024-02-23 | 2025-02-23 | Inverters | ENPHASE | IQ8+ | 290 |  | 34 |  |  | 0.98 |  | Other | UNDER EACH PANEL
NJADRE1555747865 | Administratively Determined Incentive Program | MAHWAH | 7430 | 7 | 13.77 | Residential | Behind the Meter | No | Net Metered Residential | EMT Renewables |  | Orange Rockland Electric | Accepted | 2024-02-06 | 2024-02-23 | 2025-02-23 | Solar Panels | Q CELLS | Q PEAK DUO BLK |  | 0.405 | 15 | 55 | 29 |  | Fixed | Roof
NJADRE1555747865 | Administratively Determined Incentive Program | MAHWAH | 7430 | 7 | 13.77 | Residential | Behind the Meter | No | Net Metered Residential | EMT Renewables |  | Orange Rockland Electric | Accepted | 2024-02-06 | 2024-02-23 | 2025-02-23 | Solar Panels | Q CELLS | Q PEAK DUO BLK |  | 0.405 | 5 | 145 | 41 |  | Fixed | Roof
NJADRE1555747865 | Administratively Determined Incentive Program | MAHWAH | 7430 | 7 | 13.77 | Residential | Behind the Meter | No | Net Metered Residential | EMT Renewables |  | Orange Rockland Electric | Accepted | 2024-02-06 | 2024-02-23 | 2025-02-23 | Solar Panels | Q CELLS | Q PEAK DUO BLK |  | 0.405 | 3 | 145 | 40 |  | Fixed | Roof
NJADRE1555747865 | Administratively Determined Incentive Program | MAHWAH | 7430 | 7 | 13.77 | Residential | Behind the Meter | No | Net Metered Residential | EMT Renewables |  | Orange Rockland Electric | Accepted | 2024-02-06 | 2024-02-23 | 2025-02-23 | Solar Panels | Q CELLS | Q PEAK DUO BLK |  | 0.405 | 11 | 145 | 40 |  | Fixed | Roof
NJADRE1555747874 | Administratively Determined Incentive Program | PASSAIC | 7055 | 6 | 6 | Residential | Behind the Meter | Yes | Net Metered Residential | Pro Custom Solar dba Momentum Solar |  | PSE&G | Accepted | 2024-02-06 | 2024-02-23 | 2025-02-23 | Solar Panels | Q. PEAK DUO BLK ML-G10+400 | HANWHA |  | 0.4 | 8 | 242 | 23 |  | Fixed | Roof
NJADRE1555747874 | Administratively Determined Incentive Program | PASSAIC | 7055 | 6 | 6 | Residential | Behind the Meter | Yes | Net Metered Residential | Pro Custom Solar dba Momentum Solar |  | PSE&G | Accepted | 2024-02-06 | 2024-02-23 | 2025-02-23 | Solar Panels | Q. PEAK DUO BLK ML-G10+400 | HANWHA |  | 0.4 | 7 | 61 | 23 |  | Fixed | Roof
NJADRE1555747874 | Administratively Determined Incentive Program | PASSAIC | 7055 | 6 | 6 | Residential | Behind the Meter | Yes | Net Metered Residential | Pro Custom Solar dba Momentum Solar |  | PSE&G | Accepted | 2024-02-06 | 2024-02-23 | 2025-02-23 | Inverters | IQ8PLUS-72-2-US | ENPHASE | 290 |  | 15 |  |  | 0.97 |  | Outdoor
NJADRE1555747890 | Administratively Determined Incentive Program | MONTVILLE | 7045 | 3 | 4 | Residential | Behind the Meter | Yes | Net Metered Residential | Sunrun Installation Services, Inc. |  | JCP&L | Accepted | 2024-02-06 | 2024-02-23 | 2025-02-23 | Inverters | SolarEdge Technologies | SE3800H-USMN | 3800 |  | 1 |  |  | 0.99 |  | Outside | Next to meter
NJADRE1555747890 | Administratively Determined Incentive Program | MONTVILLE | 7045 | 3 | 4 | Residential | Behind the Meter | Yes | Net Metered Residential | Sunrun Installation Services, Inc. |  | JCP&L | Accepted | 2024-02-06 | 2024-02-23 | 2025-02-23 | Solar Panels | Hanwha Q Cells | Q.PEAK DUO BLK ML-G10+/t 400 |  | 0.4 | 10 | 53 | 29 |  | Fixed | Roof
NJADRE1555747912 | Administratively Determined Incentive Program | WESTAMPTON | 8060 | 13 | 7.29 | Residential | Behind the Meter | Yes | Net Metered Residential | Trinity Solar Inc. |  | PSE&G | Accepted | 2024-02-06 | 2024-02-23 | 2025-02-23 | Solar Panels | HANWHA | (Q.PEAK DUO BLK ML-G10+ 405) |  | 0.405 | 11 | 18 | 27 |  | Fixed | Roof
NJADRE1555747912 | Administratively Determined Incentive Program | WESTAMPTON | 8060 | 13 | 7.29 | Residential | Behind the Meter | Yes | Net Metered Residential | Trinity Solar Inc. |  | PSE&G | Accepted | 2024-02-06 | 2024-02-23 | 2025-02-23 | Solar Panels | HANWHA | (Q.PEAK DUO BLK ML-G10+ 405) |  | 0.405 | 4 | 198 | 27 |  | Fixed | Roof
NJADRE1555747912 | Administratively Determined Incentive Program | WESTAMPTON | 8060 | 13 | 7.29 | Residential | Behind the Meter | Yes | Net Metered Residential | Trinity Solar Inc. |  | PSE&G | Accepted | 2024-02-06 | 2024-02-23 | 2025-02-23 | Solar Panels | HANWHA | (Q.PEAK DUO BLK ML-G10+ 405) |  | 0.405 | 3 | 288 | 27 |  | Fixed | Roof
NJADRE1555747912 | Administratively Determined Incentive Program | WESTAMPTON | 8060 | 13 | 7.29 | Residential | Behind the Meter | Yes | Net Metered Residential | Trinity Solar Inc. |  | PSE&G | Accepted | 2024-02-06 | 2024-02-23 | 2025-02-23 | Inverters | Solar Edge | SE6000H-US | 6000 |  | 1 |  |  | 0.97 |  | Outdoor
NJADRE1555747918 | Administratively Determined Incentive Program | MILLVILLE | 8332 | 20 | 13.6 | Residential | Behind the Meter | Yes | Net Metered Residential | Power Energy Solutions |  | AC Electric | Accepted | 2024-02-06 | 2024-02-23 | 2025-02-23 | Inverters | SolarEdge | SE10000H-US | 10 |  | 1 |  |  | 0.97 |  | Outdoor
NJADRE1555747918 | Administratively Determined Incentive Program | MILLVILLE | 8332 | 20 | 13.6 | Residential | Behind the Meter | Yes | Net Metered Residential | Power Energy Solutions |  | AC Electric | Accepted | 2024-02-06 | 2024-02-23 | 2025-02-23 | Solar Panels | Canadian Solar | CS6R-400MS-HL HIKU6 BLACK MONO |  | 0.4 | 20 | 276 | 26 |  | Fixed | Roof
NJADRE1555747918 | Administratively Determined Incentive Program | MILLVILLE | 8332 | 20 | 13.6 | Residential | Behind the Meter | Yes | Net Metered Residential | Power Energy Solutions |  | AC Electric | Accepted | 2024-02-06 | 2024-02-23 | 2025-02-23 | Solar Panels | Canadian Solar | CS6R-400MS-HL HIKU6 BLACK MONO |  | 0.4 | 14 | 96 | 26 |  | Fixed | Roof
NJADRE1555747922 | Administratively Determined Incentive Program | LIVINGSTON | 7039 | 9 | 9.72 | Residential | Behind the Meter | Yes | Net Metered Residential | Sunrun Installation Services, Inc. |  | PSE&G | Accepted | 2024-02-06 | 2024-02-23 | 2025-02-23 | Inverters | SolarEdge Technologies | SE7600H-USSN | 7600 |  | 1 |  |  | 0.99 |  | Outdoor | Next to meter
NJADRE1555747922 | Administratively Determined Incentive Program | LIVINGSTON | 7039 | 9 | 9.72 | Residential | Behind the Meter | Yes | Net Metered Residential | Sunrun Installation Services, Inc. |  | PSE&G | Accepted | 2024-02-06 | 2024-02-23 | 2025-02-23 | Solar Panels | Hanwha Q Cells | Q.PEAK DUO BLK ML-G10+ 405 |  | 0.405 | 12 | 151 | 27 |  | Fixed | Roof
NJADRE1555747922 | Administratively Determined Incentive Program | LIVINGSTON | 7039 | 9 | 9.72 | Residential | Behind the Meter | Yes | Net Metered Residential | Sunrun Installation Services, Inc. |  | PSE&G | Accepted | 2024-02-06 | 2024-02-23 | 2025-02-23 | Solar Panels | Hanwha Q Cells | Q.PEAK DUO BLK ML-G10+ 405 |  | 0.405 | 12 | 151 | 28 |  | Fixed | Roof
NJADRE1555747922 | Administratively Determined Incentive Program | LIVINGSTON | 7039 | 9 | 9.72 | Residential | Behind the Meter | Yes | Net Metered Residential | Sunrun Installation Services, Inc. |  | PSE&G | Accepted | 2024-02-06 | 2024-02-23 | 2025-02-23 | Electric Storage Battery | Tesla | Powerwall |  |  | 1 |  |  |  | Lithium Ion |  | Outside
NJADRE1555747934 | Administratively Determined Incentive Program | ROSELLE | 7203 | 10 | 4.4 | Residential | Behind the Meter | Yes | Net Metered Residential | Sunrun Installation Services, Inc. |  | PSE&G | Accepted | 2024-02-06 | 2024-02-23 | 2025-02-23 | Inverters | DELTA ELECTRONICS | E4-TL-US | 4000 |  | 1 |  |  | 0.975 |  | Outdoor | Next to meter
NJADRE1555747934 | Administratively Determined Incentive Program | ROSELLE | 7203 | 10 | 4.4 | Residential | Behind the Meter | Yes | Net Metered Residential | Sunrun Installation Services, Inc. |  | PSE&G | Accepted | 2024-02-06 | 2024-02-23 | 2025-02-23 | Solar Panels | Hanwha Q Cells | Q.PEAK DUO BLK ML-G10+/T 400 |  | 0.4 | 11 | 171 | 36 |  | Fixed | Roof
NJADRE1555747939 | Administratively Determined Incentive Program | NEWARK | 7106 | 9 | 5.27 | Residential | Behind the Meter | No | Net Metered Residential | Trinity Solar Inc. |  | PSE&G | Accepted | 2024-02-06 | 2024-02-23 | 2025-02-23 | Inverters | Solar Edge | SE5000H-US | 5000 |  | 1 |  |  | 0.97 |  | Outdoor
NJADRE1555747939 | Administratively Determined Incentive Program | NEWARK | 7106 | 9 | 5.27 | Residential | Behind the Meter | No | Net Metered Residential | Trinity Solar Inc. |  | PSE&G | Accepted | 2024-02-06 | 2024-02-23 | 2025-02-23 | Solar Panels | HANWHA | HANWHA 405 (Q.PEAK DUO BLK ML-G10+ 405) |  | 0.405 | 13 | 287 | 5 |  | Fixed | Roof
NJADRE1555747953 | Administratively Determined Incentive Program | Woodbridge Twp | 7095 | 11 | 8.8 | Residential | Behind the Meter | Yes | Net Metered Residential | Sunrun Installation Services, Inc. |  | PSE&G | Accepted | 2024-02-06 | 2024-02-23 | 2025-02-23 | Inverters | SolarEdge Technologies | SE6000H-USSN | 6000 |  | 1 |  |  | 0.99 |  | Outside | Next to meter
NJADRE1555747953 | Administratively Determined Incentive Program | Woodbridge Twp | 7095 | 11 | 8.8 | Residential | Behind the Meter | Yes | Net Metered Residential | Sunrun Installation Services, Inc. |  | PSE&G | Accepted | 2024-02-06 | 2024-02-23 | 2025-02-23 | Solar Panels | Hanwha Q Cells | Q.PEAK DUO BLK ML-G10+/t 400 |  | 0.4 | 6 | 336 | 20 |  | Fixed | Roof
NJADRE1555747953 | Administratively Determined Incentive Program | Woodbridge Twp | 7095 | 11 | 8.8 | Residential | Behind the Meter | Yes | Net Metered Residential | Sunrun Installation Services, Inc. |  | PSE&G | Accepted | 2024-02-06 | 2024-02-23 | 2025-02-23 | Solar Panels | Hanwha Q Cells | Q.PEAK DUO BLK ML-G10+/t 400 |  | 0.4 | 8 | 156 | 20 |  | Fixed | Roof
NJADRE1555747953 | Administratively Determined Incentive Program | Woodbridge Twp | 7095 | 11 | 8.8 | Residential | Behind the Meter | Yes | Net Metered Residential | Sunrun Installation Services, Inc. |  | PSE&G | Accepted | 2024-02-06 | 2024-02-23 | 2025-02-23 | Solar Panels | Hanwha Q Cells | Q.PEAK DUO BLK ML-G10+/t 400 |  | 0.4 | 4 | 65 | 19 |  | Fixed | Roof
NJADRE1555747953 | Administratively Determined Incentive Program | Woodbridge Twp | 7095 | 11 | 8.8 | Residential | Behind the Meter | Yes | Net Metered Residential | Sunrun Installation Services, Inc. |  | PSE&G | Accepted | 2024-02-06 | 2024-02-23 | 2025-02-23 | Solar Panels | Hanwha Q Cells | Q.PEAK DUO BLK ML-G10+/t 400 |  | 0.4 | 4 | 245 | 20 |  | Fixed | Roof
NJADRE1555747966 | Administratively Determined Incentive Program | Lumberton Twp | 8048 | 13 | 5.67 | Residential | Behind the Meter | No | Net Metered Residential | EMT Renewables LLC |  | PSE&G | Accepted | 2024-02-06 | 2024-02-23 | 2025-02-23 | Inverters | ENPHASE | IQ8+ | 290 |  | 14 |  |  | 0.98 |  | Other | UNDER EACH PANEL
NJADRE1555747966 | Administratively Determined Incentive Program | Lumberton Twp | 8048 | 13 | 5.67 | Residential | Behind the Meter | No | Net Metered Residential | EMT Renewables LLC |  | PSE&G | Accepted | 2024-02-06 | 2024-02-23 | 2025-02-23 | Solar Panels | Q CELLS | Q PEAK DUO BLK |  | 0.405 | 9 | 165 | 36 |  | Fixed | Roof
NJADRE1555747966 | Administratively Determined Incentive Program | Lumberton Twp | 8048 | 13 | 5.67 | Residential | Behind the Meter | No | Net Metered Residential | EMT Renewables LLC |  | PSE&G | Accepted | 2024-02-06 | 2024-02-23 | 2025-02-23 | Solar Panels | Q CELLS | Q PEAK DUO BLK |  | 0.405 | 2 | 165 | 32 |  | Fixed | Roof
NJADRE1555747966 | Administratively Determined Incentive Program | Lumberton Twp | 8048 | 13 | 5.67 | Residential | Behind the Meter | No | Net Metered Residential | EMT Renewables LLC |  | PSE&G | Accepted | 2024-02-06 | 2024-02-23 | 2025-02-23 | Solar Panels | Q CELLS | Q PEAK DUO BLK |  | 0.405 | 3 | 255 | 45 |  | Fixed | Roof
NJADRE1555747994 | Administratively Determined Incentive Program | TOMS RIVER | 8753 | 18 | 13.7 | Residential | Behind the Meter | No | Net Metered Residential | Ecological Systems LLC |  | JCP&L | Accepted | 2024-02-06 | 2024-02-28 | 2025-02-28 | Inverters | SOLAREDGE | SE11400 | 11400 |  | 1 |  |  | 0.975 |  | Outside
NJADRE1555747994 | Administratively Determined Incentive Program | TOMS RIVER | 8753 | 18 | 13.7 | Residential | Behind the Meter | No | Net Metered Residential | Ecological Systems LLC |  | JCP&L | Accepted | 2024-02-06 | 2024-02-28 | 2025-02-28 | Meters | SOLAREDGE | RGM MTR |  |  | 1 |  |  |  | Yes | Indoor
NJADRE1555747994 | Administratively Determined Incentive Program | TOMS RIVER | 8753 | 18 | 13.7 | Residential | Behind the Meter | No | Net Metered Residential | Ecological Systems LLC |  | JCP&L | Accepted | 2024-02-06 | 2024-02-28 | 2025-02-28 | Solar Panels | Bluesun | BMS415 |  | 0.415 | 33 | 252 | 22 |  | Fixed | Roof
NJADRE1555748009 | Administratively Determined Incentive Program | NEW EGYPT | 8533 | 18 | 18.45 | Residential | Behind the Meter | No | Net Metered Residential | Sun Up Zero Down LLC |  | JCP&L | Accepted | 2024-02-06 | 2024-02-23 | 2025-02-23 | Meters | Enphase | TBD |  |  | 1 |  |  |  | Yes
NJADRE1555748009 | Administratively Determined Incentive Program | NEW EGYPT | 8533 | 18 | 18.45 | Residential | Behind the Meter | No | Net Metered Residential | Sun Up Zero Down LLC |  | JCP&L | Accepted | 2024-02-06 | 2024-02-23 | 2025-02-23 | Inverters | Enphase | IQ8PLUS-72-2-US | 290 |  | 45 |  |  | 0.976 |  | Outdoor
NJADRE1555748009 | Administratively Determined Incentive Program | NEW EGYPT | 8533 | 18 | 18.45 | Residential | Behind the Meter | No | Net Metered Residential | Sun Up Zero Down LLC |  | JCP&L | Accepted | 2024-02-06 | 2024-02-23 | 2025-02-23 | Solar Panels | Trina | TSM-410-NE09RC.05 Vertex S+ |  | 0.41 | 45 | 180 | 28 |  | Fixed | Roof
NJADRE1555748024 | Administratively Determined Incentive Program | NEWFOUNDLAND | 7435 | 6 | 12 | Residential | Behind the Meter | No | Net Metered Residential | Reliable Solar and Roofing |  | JCP&L | Accepted | 2024-02-09 | 2024-03-06 | 2025-03-06 | Solar Panels | REC | NP3BLACK |  | 0.4 | 6 | 48 | 27 |  | Fixed | Roof
NJADRE1555748024 | Administratively Determined Incentive Program | NEWFOUNDLAND | 7435 | 6 | 12 | Residential | Behind the Meter | No | Net Metered Residential | Reliable Solar and Roofing |  | JCP&L | Accepted | 2024-02-09 | 2024-03-06 | 2025-03-06 | Solar Panels | REC | NP3BLACK |  | 0.4 | 24 | 228 | 28 |  | Fixed | Roof
NJADRE1555748024 | Administratively Determined Incentive Program | NEWFOUNDLAND | 7435 | 6 | 12 | Residential | Behind the Meter | No | Net Metered Residential | Reliable Solar and Roofing |  | JCP&L | Accepted | 2024-02-09 | 2024-03-06 | 2025-03-06 | Inverters | Enphase | IQ8+ | 290 |  | 30 |  |  | 0.97 |  | Outside
NJADRE1555748044 | Administratively Determined Incentive Program | BRANCHVILLE | 7826 | 1 | 8.4 | Residential | Behind the Meter | No | Net Metered Residential | Reliable Solar and Roofing |  | JCP&L | Accepted | 2024-02-09 | 2024-03-04 | 2025-03-04 | Solar Panels | REC | NP3BLACK |  | 0.4 | 21 | 197 | 40 |  | Fixed | Roof
NJADRE1555748044 | Administratively Determined Incentive Program | BRANCHVILLE | 7826 | 1 | 8.4 | Residential | Behind the Meter | No | Net Metered Residential | Reliable Solar and Roofing |  | JCP&L | Accepted | 2024-02-09 | 2024-03-04 | 2025-03-04 | Inverters | Enphase | IQ8+ | 290 |  | 21 |  |  | 0.97 |  | Outside
NJADRE1555748072 | Administratively Determined Incentive Program | AUGUSTA | 7822 | 1 | 8.4 | Residential | Behind the Meter | No | Net Metered Residential | Reliable Solar and Roofing |  | JCP&L | Accepted | 2024-02-10 | 2024-03-04 | 2025-03-04 | Inverters | Enphase | IQ8+ | 290 |  | 21 |  |  | 0.97 |  | Outside
NJADRE1555748072 | Administratively Determined Incentive Program | AUGUSTA | 7822 | 1 | 8.4 | Residential | Behind the Meter | No | Net Metered Residential | Reliable Solar and Roofing |  | JCP&L | Accepted | 2024-02-10 | 2024-03-04 | 2025-03-04 | Solar Panels | REC | NP3BLACK |  | 0.4 | 21 | 159 | 35 |  | Fixed | Roof
NJADRE1555748074 | Administratively Determined Incentive Program | BERGENFIELD | 7621 | 7 | 12.15 | Residential | Behind the Meter | No | Net Metered Residential | Trinity Solar Inc. |  | PSE&G | Accepted | 2024-02-06 | 2024-02-23 | 2025-02-23 | Inverters | Solar Edge | SE10000H-US | 10000 |  | 1 |  |  | 0.97 |  | Outdoor
NJADRE1555748074 | Administratively Determined Incentive Program | BERGENFIELD | 7621 | 7 | 12.15 | Residential | Behind the Meter | No | Net Metered Residential | Trinity Solar Inc. |  | PSE&G | Accepted | 2024-02-06 | 2024-02-23 | 2025-02-23 | Solar Panels | HANWHA | (Q.PEAK DUO BLK ML-G10+ 405) |  | 0.405 | 8 | 288 | 43 |  | Fixed | Roof
NJADRE1555748074 | Administratively Determined Incentive Program | BERGENFIELD | 7621 | 7 | 12.15 | Residential | Behind the Meter | No | Net Metered Residential | Trinity Solar Inc. |  | PSE&G | Accepted | 2024-02-06 | 2024-02-23 | 2025-02-23 | Solar Panels | HANWHA | (Q.PEAK DUO BLK ML-G10+ 405) |  | 0.405 | 10 | 108 | 14 |  | Fixed | Roof
NJADRE1555748074 | Administratively Determined Incentive Program | BERGENFIELD | 7621 | 7 | 12.15 | Residential | Behind the Meter | No | Net Metered Residential | Trinity Solar Inc. |  | PSE&G | Accepted | 2024-02-06 | 2024-02-23 | 2025-02-23 | Solar Panels | HANWHA | (Q.PEAK DUO BLK ML-G10+ 405) |  | 0.405 | 7 | 108 | 27 |  | Fixed | Roof
NJADRE1555748074 | Administratively Determined Incentive Program | BERGENFIELD | 7621 | 7 | 12.15 | Residential | Behind the Meter | No | Net Metered Residential | Trinity Solar Inc. |  | PSE&G | Accepted | 2024-02-06 | 2024-02-23 | 2025-02-23 | Solar Panels | HANWHA | (Q.PEAK DUO BLK ML-G10+ 405) |  | 0.405 | 5 | 108 | 27 |  | Fixed | Roof
NJADRE1555748077 | Administratively Determined Incentive Program | PERTH AMBOY | 8861 | 11 | 4.86 | Residential | Behind the Meter | Yes | Net Metered Residential | Sunrun Installation Services, Inc. |  | PSE&G | Accepted | 2024-02-06 | 2024-02-23 | 2025-02-23 | Inverters | SolarEdge Technologies | SE3800H-USMN | 3800 |  | 1 |  |  | 0.99 |  | Outdoor | Next to meter
NJADRE1555748077 | Administratively Determined Incentive Program | PERTH AMBOY | 8861 | 11 | 4.86 | Residential | Behind the Meter | Yes | Net Metered Residential | Sunrun Installation Services, Inc. |  | PSE&G | Accepted | 2024-02-06 | 2024-02-23 | 2025-02-23 | Solar Panels | Hanwha Q Cells | Q.PEAK DUO BLK ML-G10+ 405 |  | 0.405 | 12 | 200 | 1 |  | Fixed | Roof
NJADRE1555748082 | Administratively Determined Incentive Program | Browns Mills | 8015 | 13 | 3.24 | Residential | Behind the Meter | Yes | Net Metered Residential | Sunrun Installation Services, Inc. |  | JCP&L | Accepted | 2024-02-06 | 2024-03-20 | 2025-03-20 | Inverters | DELTA ELECTRONICS | E4-TL-US | 4000 |  | 1 |  |  | 0.975 |  | Outdoor | Next to meter
NJADRE1555748082 | Administratively Determined Incentive Program | Browns Mills | 8015 | 13 | 3.24 | Residential | Behind the Meter | Yes | Net Metered Residential | Sunrun Installation Services, Inc. |  | JCP&L | Accepted | 2024-02-06 | 2024-03-20 | 2025-03-20 | Solar Panels | Hanwha Q Cells | Q.PEAK DUO BLK ML-G10+ 405 |  | 0.405 | 8 | 261 | 45 |  | Fixed | Roof
NJADRE1555748091 | Administratively Determined Incentive Program | Brigantine | 8203 | 19 | 8.4 | Residential | Behind the Meter | Yes | Net Metered Residential | Power Energy Solutions |  | AC Electric | Accepted | 2024-02-06 | 2024-02-26 | 2025-02-26 | Inverters | SolarEdge | SE6000H-US | 6 |  | 1 |  |  | 0.97 |  | Outdoor
NJADRE1555748091 | Administratively Determined Incentive Program | Brigantine | 8203 | 19 | 8.4 | Residential | Behind the Meter | Yes | Net Metered Residential | Power Energy Solutions |  | AC Electric | Accepted | 2024-02-06 | 2024-02-26 | 2025-02-26 | Solar Panels | Canadian Solar | CS6R-400MS-HL HIKU6 BLACK MONO |  | 0.4 | 6 | 240 | 19 |  | Fixed | Roof
NJADRE1555748091 | Administratively Determined Incentive Program | Brigantine | 8203 | 19 | 8.4 | Residential | Behind the Meter | Yes | Net Metered Residential | Power Energy Solutions |  | AC Electric | Accepted | 2024-02-06 | 2024-02-26 | 2025-02-26 | Solar Panels | Canadian Solar | CS6R-400MS-HL HIKU6 BLACK MONO |  | 0.4 | 2 | 240 | 10 |  | Fixed | Roof
NJADRE1555748091 | Administratively Determined Incentive Program | Brigantine | 8203 | 19 | 8.4 | Residential | Behind the Meter | Yes | Net Metered Residential | Power Energy Solutions |  | AC Electric | Accepted | 2024-02-06 | 2024-02-26 | 2025-02-26 | Solar Panels | Canadian Solar | CS6R-400MS-HL HIKU6 BLACK MONO |  | 0.4 | 10 | 60 | 17 |  | Fixed | Roof
NJADRE1555748091 | Administratively Determined Incentive Program | Brigantine | 8203 | 19 | 8.4 | Residential | Behind the Meter | Yes | Net Metered Residential | Power Energy Solutions |  | AC Electric | Accepted | 2024-02-06 | 2024-02-26 | 2025-02-26 | Solar Panels | Canadian Solar | CS6R-400MS-HL HIKU6 BLACK MONO |  | 0.4 | 3 | 60 | 19 |  | Fixed | Roof
NJADRE1555748324 | Administratively Determined Incentive Program | RED BANK | 7701 | 17 | 5.6 | Residential | Behind the Meter | Yes | Small Net-Metered Non-Residential located on Rooftop, Carport, Canopy and Floating Solar | Sunrun Installation Services, Inc. |  | JCP&L | Accepted | 2024-02-06 | 2024-02-23 | 2025-02-23 | Inverters | SolarEdge Technologies | SE3800H-USMN | 3800 |  | 1 |  |  | 0.99 |  | Outside | Next to meter
NJADRE1555748324 | Administratively Determined Incentive Program | RED BANK | 7701 | 17 | 5.6 | Residential | Behind the Meter | Yes | Small Net-Metered Non-Residential located on Rooftop, Carport, Canopy and Floating Solar | Sunrun Installation Services, Inc. |  | JCP&L | Accepted | 2024-02-06 | 2024-02-23 | 2025-02-23 | Solar Panels | Hanwha Q Cells | Q.PEAK DUO BLK ML-G10+/t 400 |  | 0.4 | 14 | 186 | 33 |  | Fixed | Roof
NJADRE1555748369 | Administratively Determined Incentive Program | SICKLERVILLE | 8081 | 14 | 6.4 | Residential | Behind the Meter | Yes | Net Metered Residential | Power Energy Solutions |  | AC Electric | Accepted | 2024-02-06 | 2024-02-23 | 2025-02-23 | Inverters | SolarEdge | SE5000H-US | 5 |  | 1 |  |  | 0.97 |  | Outdoor
NJADRE1555748369 | Administratively Determined Incentive Program | SICKLERVILLE | 8081 | 14 | 6.4 | Residential | Behind the Meter | Yes | Net Metered Residential | Power Energy Solutions |  | AC Electric | Accepted | 2024-02-06 | 2024-02-23 | 2025-02-23 | Solar Panels | Canadian Solar | CS6R-400MS-HL HIKU6 BLACK MONO |  | 0.4 | 11 | 174 | 28 |  | Fixed | Roof
NJADRE1555748369 | Administratively Determined Incentive Program | SICKLERVILLE | 8081 | 14 | 6.4 | Residential | Behind the Meter | Yes | Net Metered Residential | Power Energy Solutions |  | AC Electric | Accepted | 2024-02-06 | 2024-02-23 | 2025-02-23 | Solar Panels | Canadian Solar | CS6R-400MS-HL HIKU6 BLACK MONO |  | 0.4 | 5 | 354 | 28 |  | Fixed | Roof
NJADRE1555748376 | Administratively Determined Incentive Program | NUTLEY | 7110 | 9 | 5.74 | Residential | Behind the Meter | No | Net Metered Residential | Infinity Solar Systems |  | PSE&G | Accepted | 2024-02-06 | 2024-02-28 | 2025-02-28 | Inverters | Enphase | IQ8PLUS-72-2-US | 290 |  | 14 |  |  | 0.97 |  | Outdoor
NJADRE1555748376 | Administratively Determined Incentive Program | NUTLEY | 7110 | 9 | 5.74 | Residential | Behind the Meter | No | Net Metered Residential | Infinity Solar Systems |  | PSE&G | Accepted | 2024-02-06 | 2024-02-28 | 2025-02-28 | Solar Panels | SEG Solar | SEG-410-BMD-HV |  | 0.41 | 6 | 114 | 45 |  | Fixed | Roof
NJADRE1555748376 | Administratively Determined Incentive Program | NUTLEY | 7110 | 9 | 5.74 | Residential | Behind the Meter | No | Net Metered Residential | Infinity Solar Systems |  | PSE&G | Accepted | 2024-02-06 | 2024-02-28 | 2025-02-28 | Solar Panels | SEG Solar | SEG-410-BMD-HV |  | 0.41 | 3 | 114 | 16 |  | Fixed | Roof
NJADRE1555748376 | Administratively Determined Incentive Program | NUTLEY | 7110 | 9 | 5.74 | Residential | Behind the Meter | No | Net Metered Residential | Infinity Solar Systems |  | PSE&G | Accepted | 2024-02-06 | 2024-02-28 | 2025-02-28 | Solar Panels | SEG Solar | SEG-410-BMD-HV |  | 0.41 | 5 | 294 | 46 |  | Fixed | Roof
NJADRE1555748391 | Administratively Determined Incentive Program | BRIGANTINE | 8203 | 19 | 8.91 | Residential | Behind the Meter | No | Net Metered Residential | EMT Renewables |  | AC Electric | Accepted | 2024-02-06 | 2024-02-23 | 2025-02-23 | Inverters | ENPHASE | IQ8+ | 290 |  | 22 |  |  | 0.98 |  | Other | UNDER EACH PANEL
NJADRE1555748391 | Administratively Determined Incentive Program | BRIGANTINE | 8203 | 19 | 8.91 | Residential | Behind the Meter | No | Net Metered Residential | EMT Renewables |  | AC Electric | Accepted | 2024-02-06 | 2024-02-23 | 2025-02-23 | Solar Panels | Q CELLS | Q PEAK DUO BLK |  | 0.405 | 6 | 264 | 23 |  | Fixed | Roof
NJADRE1555748391 | Administratively Determined Incentive Program | BRIGANTINE | 8203 | 19 | 8.91 | Residential | Behind the Meter | No | Net Metered Residential | EMT Renewables |  | AC Electric | Accepted | 2024-02-06 | 2024-02-23 | 2025-02-23 | Solar Panels | Q CELLS | Q PEAK DUO BLK |  | 0.405 | 7 | 84 | 23 |  | Fixed | Roof
NJADRE1555748391 | Administratively Determined Incentive Program | BRIGANTINE | 8203 | 19 | 8.91 | Residential | Behind the Meter | No | Net Metered Residential | EMT Renewables |  | AC Electric | Accepted | 2024-02-06 | 2024-02-23 | 2025-02-23 | Solar Panels | Q CELLS | Q PEAK DUO BLK |  | 0.405 | 3 | 83 | 23 |  | Fixed | Roof
NJADRE1555748391 | Administratively Determined Incentive Program | BRIGANTINE | 8203 | 19 | 8.91 | Residential | Behind the Meter | No | Net Metered Residential | EMT Renewables |  | AC Electric | Accepted | 2024-02-06 | 2024-02-23 | 2025-02-23 | Solar Panels | Q CELLS | Q PEAK DUO BLK |  | 0.405 | 2 | 263 | 23 |  | Fixed | Roof
NJADRE1555748391 | Administratively Determined Incentive Program | BRIGANTINE | 8203 | 19 | 8.91 | Residential | Behind the Meter | No | Net Metered Residential | EMT Renewables |  | AC Electric | Accepted | 2024-02-06 | 2024-02-23 | 2025-02-23 | Solar Panels | Q CELLS | Q PEAK DUO BLK |  | 0.405 | 4 | 264 | 18 |  | Fixed | Roof
NJADRE1555748397 | Administratively Determined Incentive Program | IRVINGTON | 7111 | 9 | 3.2 | Residential | Behind the Meter | Yes | Net Metered Residential | Power Energy Solutions |  | PSE&G | Accepted | 2024-02-06 | 2024-02-26 | 2025-02-26 | Inverters | SolarEdge | SE3800H-US | 4 |  | 1 |  |  | 0.97 |  | Outdoor
NJADRE1555748397 | Administratively Determined Incentive Program | IRVINGTON | 7111 | 9 | 3.2 | Residential | Behind the Meter | Yes | Net Metered Residential | Power Energy Solutions |  | PSE&G | Accepted | 2024-02-06 | 2024-02-26 | 2025-02-26 | Solar Panels | Canadian Solar | CS6R-400MS-HL HIKU6 BLACK MONO |  | 0.4 | 8 | 266 | 36 |  | Fixed | Roof
NJADRE1555748398 | Administratively Determined Incentive Program | CHERRY HILL | 8003 | 14 | 4.46 | Residential | Behind the Meter | Yes | Net Metered Residential | Sunny Mac LLC |  | PSE&G | Accepted | 2024-02-06 | 2024-02-28 | 2025-02-28 | Solar Panels | Q.PEAK DUO BLK ML-G10+ 405 | HANWHA |  | 0.405 | 11 | 157 | 23 |  | Fixed | Roof
NJADRE1555748398 | Administratively Determined Incentive Program | CHERRY HILL | 8003 | 14 | 4.46 | Residential | Behind the Meter | Yes | Net Metered Residential | Sunny Mac LLC |  | PSE&G | Accepted | 2024-02-06 | 2024-02-28 | 2025-02-28 | Inverters | SE3800H-US | Solaredge | 3800 |  | 1 |  |  | 0.1 |  | Outdoor | next to meter
NJADRE1555748406 | Administratively Determined Incentive Program | CLAYTON | 8312 | 15 | 7.32 | Residential | Behind the Meter | Yes | Net Metered Residential | Freedom Forever New Jersey LLC |  | AC Electric | Accepted | 2024-02-06 | 2024-02-27 | 2025-02-27 | Inverters | Solar Edge | SE6000H-USRGM [SI1] | 6000 |  | 1 |  |  | 0.99 |  | Outside
NJADRE1555748406 | Administratively Determined Incentive Program | CLAYTON | 8312 | 15 | 7.32 | Residential | Behind the Meter | Yes | Net Metered Residential | Freedom Forever New Jersey LLC |  | AC Electric | Accepted | 2024-02-06 | 2024-02-27 | 2025-02-27 | Solar Panels | JINKO SOLAR | JKM385M-6RL3-B |  | 0.385 | 19 | 131 | 29 |  | Fixed | Roof
NJADRE1555748413 | Administratively Determined Incentive Program | LONG HILL | 7933 | 3 | 10.94 | Residential | Behind the Meter | Yes | Net Metered Residential | Sunny Mac LLC |  | JCP&L | Accepted | 2024-02-06 | 2024-02-26 | 2025-02-26 | Solar Panels | Q.PEAK DUO BLK ML-G10+ 405 | HANWHA |  | 0.405 | 9 | 164 | 20 |  | Fixed | Roof
NJADRE1555748413 | Administratively Determined Incentive Program | LONG HILL | 7933 | 3 | 10.94 | Residential | Behind the Meter | Yes | Net Metered Residential | Sunny Mac LLC |  | JCP&L | Accepted | 2024-02-06 | 2024-02-26 | 2025-02-26 | Solar Panels | Q.PEAK DUO BLK ML-G10+ 405 | HANWHA |  | 0.405 | 10 | 344 | 23 |  | Fixed | Roof
NJADRE1555748413 | Administratively Determined Incentive Program | LONG HILL | 7933 | 3 | 10.94 | Residential | Behind the Meter | Yes | Net Metered Residential | Sunny Mac LLC |  | JCP&L | Accepted | 2024-02-06 | 2024-02-26 | 2025-02-26 | Solar Panels | Q.PEAK DUO BLK ML-G10+ 405 | HANWHA |  | 0.405 | 2 | 254 | 20 |  | Fixed | Roof
NJADRE1555748413 | Administratively Determined Incentive Program | LONG HILL | 7933 | 3 | 10.94 | Residential | Behind the Meter | Yes | Net Metered Residential | Sunny Mac LLC |  | JCP&L | Accepted | 2024-02-06 | 2024-02-26 | 2025-02-26 | Solar Panels | Q.PEAK DUO BLK ML-G10+ 405 | HANWHA |  | 0.405 | 4 | 74 | 36 |  | Fixed | Roof
NJADRE1555748413 | Administratively Determined Incentive Program | LONG HILL | 7933 | 3 | 10.94 | Residential | Behind the Meter | Yes | Net Metered Residential | Sunny Mac LLC |  | JCP&L | Accepted | 2024-02-06 | 2024-02-26 | 2025-02-26 | Solar Panels | Q.PEAK DUO BLK ML-G10+ 405 | HANWHA |  | 0.405 | 2 | 164 | 14 |  | Fixed | Roof
NJADRE1555748413 | Administratively Determined Incentive Program | LONG HILL | 7933 | 3 | 10.94 | Residential | Behind the Meter | Yes | Net Metered Residential | Sunny Mac LLC |  | JCP&L | Accepted | 2024-02-06 | 2024-02-26 | 2025-02-26 | Inverters | SE7600H-US | Solaredge | 7600 |  | 1 |  |  | 0.1 |  | Outdoor | next to meter
NJADRE1555748421 | Administratively Determined Incentive Program | Rahway City | 7065 | 10 | 5.6 | Residential | Behind the Meter | Yes | Small Net-Metered Non-Residential located on Rooftop, Carport, Canopy and Floating Solar | Sunrun Installation Services, Inc. |  | PSE&G | Accepted | 2024-02-06 | 2024-02-23 | 2025-02-23 | Inverters | SolarEdge Technologies | SE3800H-USMN | 3800 |  | 1 |  |  | 0.99 |  | Outdoor | Next to meter
NJADRE1555748421 | Administratively Determined Incentive Program | Rahway City | 7065 | 10 | 5.6 | Residential | Behind the Meter | Yes | Small Net-Metered Non-Residential located on Rooftop, Carport, Canopy and Floating Solar | Sunrun Installation Services, Inc. |  | PSE&G | Accepted | 2024-02-06 | 2024-02-23 | 2025-02-23 | Solar Panels | Hanwha Q Cells | Q.PEAK DUO BLK ML-G10+/T 400 |  | 0.4 | 14 | 210 | 20 |  | Fixed | Roof
NJADRE1555748428 | Administratively Determined Incentive Program | Newark | 7106 | 9 | 8 | Residential | Behind the Meter | Yes | Net Metered Residential | Pro Custom Solar dba Momentum Solar |  | PSE&G | Accepted | 2024-02-06 | 2024-02-23 | 2025-02-23 | Inverters | IQ8PLUS-72-2-US | ENPHASE | 290 |  | 20 |  |  | 0.97 |  | Outdoor
NJADRE1555748428 | Administratively Determined Incentive Program | Newark | 7106 | 9 | 8 | Residential | Behind the Meter | Yes | Net Metered Residential | Pro Custom Solar dba Momentum Solar |  | PSE&G | Accepted | 2024-02-06 | 2024-02-23 | 2025-02-23 | Solar Panels | Q. PEAK DUO BLK-G10+400 | HANWHA |  | 0.4 | 13 | 111 | 36 |  | Fixed | Roof
NJADRE1555748428 | Administratively Determined Incentive Program | Newark | 7106 | 9 | 8 | Residential | Behind the Meter | Yes | Net Metered Residential | Pro Custom Solar dba Momentum Solar |  | PSE&G | Accepted | 2024-02-06 | 2024-02-23 | 2025-02-23 | Solar Panels | Q. PEAK DUO BLK-G10+400 | HANWHA |  | 0.4 | 7 | 291 | 37 |  | Fixed | Roof
NJADRE1555748454 | Administratively Determined Incentive Program | North Plainfield | 7060 | 10 | 8.1 | Residential | Behind the Meter | Yes | Net Metered Residential | SunnyMac LLC |  | PSE&G | Accepted | 2024-02-06 | 2024-02-26 | 2025-02-26 | Solar Panels | Q.PEAK DUO BLK ML-G10+ 405 | HANWHA |  | 0.405 | 6 | 129 | 41 |  | Fixed | Roof
NJADRE1555748454 | Administratively Determined Incentive Program | North Plainfield | 7060 | 10 | 8.1 | Residential | Behind the Meter | Yes | Net Metered Residential | SunnyMac LLC |  | PSE&G | Accepted | 2024-02-06 | 2024-02-26 | 2025-02-26 | Solar Panels | Q.PEAK DUO BLK ML-G10+ 405 | HANWHA |  | 0.405 | 2 | 219 | 45 |  | Fixed | Roof
NJADRE1555748454 | Administratively Determined Incentive Program | North Plainfield | 7060 | 10 | 8.1 | Residential | Behind the Meter | Yes | Net Metered Residential | SunnyMac LLC |  | PSE&G | Accepted | 2024-02-06 | 2024-02-26 | 2025-02-26 | Solar Panels | Q.PEAK DUO BLK ML-G10+ 405 | HANWHA |  | 0.405 | 12 | 309 | 41 |  | Fixed | Roof
NJADRE1555748454 | Administratively Determined Incentive Program | North Plainfield | 7060 | 10 | 8.1 | Residential | Behind the Meter | Yes | Net Metered Residential | SunnyMac LLC |  | PSE&G | Accepted | 2024-02-06 | 2024-02-26 | 2025-02-26 | Inverters | SE6000H-US | Solaredge | 6000 |  | 1 |  |  | 0.1 |  | Outdoor | next to meter
NJADRE1555748463 | Administratively Determined Incentive Program | Lanoka Harbor | 8734 | 18 | 11.2 | Residential | Behind the Meter | Yes | Net Metered Residential | Pro Custom Solar dba Momentum Solar |  | JCP&L | Accepted | 2024-02-06 | 2024-02-23 | 2025-02-23 | Inverters | IQ8PLUS-72-2-US | ENPHASE | 290 |  | 28 |  |  | 0.97 |  | Outdoor
NJADRE1555748463 | Administratively Determined Incentive Program | Lanoka Harbor | 8734 | 18 | 11.2 | Residential | Behind the Meter | Yes | Net Metered Residential | Pro Custom Solar dba Momentum Solar |  | JCP&L | Accepted | 2024-02-06 | 2024-02-23 | 2025-02-23 | Solar Panels | Q. PEAK DUO BLK-G10+400 | HANWHA |  | 0.4 | 18 | 126 | 17 |  | Fixed | Roof
NJADRE1555748463 | Administratively Determined Incentive Program | Lanoka Harbor | 8734 | 18 | 11.2 | Residential | Behind the Meter | Yes | Net Metered Residential | Pro Custom Solar dba Momentum Solar |  | JCP&L | Accepted | 2024-02-06 | 2024-02-23 | 2025-02-23 | Solar Panels | Q. PEAK DUO BLK-G10+400 | HANWHA |  | 0.4 | 4 | 306 | 25 |  | Fixed | Roof
NJADRE1555748463 | Administratively Determined Incentive Program | Lanoka Harbor | 8734 | 18 | 11.2 | Residential | Behind the Meter | Yes | Net Metered Residential | Pro Custom Solar dba Momentum Solar |  | JCP&L | Accepted | 2024-02-06 | 2024-02-23 | 2025-02-23 | Solar Panels | Q. PEAK DUO BLK-G10+400 | HANWHA |  | 0.4 | 6 | 126 | 13 |  | Fixed | Roof
NJADRE1555748487 | Administratively Determined Incentive Program | PRINCETON JUNCTION | 8550 | 12 | 13.2 | Residential | Behind the Meter | No | Net Metered Residential | Solar Energy World |  | PSE&G | Accepted | 2024-02-06 | 2024-02-26 | 2025-02-26 | Solar Panels | SILFAB | SIL-400 HC+ |  | 0.4 | 27 | 249 | 35 |  | Fixed | Roof
NJADRE1555748487 | Administratively Determined Incentive Program | PRINCETON JUNCTION | 8550 | 12 | 13.2 | Residential | Behind the Meter | No | Net Metered Residential | Solar Energy World |  | PSE&G | Accepted | 2024-02-06 | 2024-02-26 | 2025-02-26 | Solar Panels | SILFAB | SIL-400 HC+ |  | 0.4 | 6 | 159 | 45 |  | Fixed | Roof
NJADRE1555748487 | Administratively Determined Incentive Program | PRINCETON JUNCTION | 8550 | 12 | 13.2 | Residential | Behind the Meter | No | Net Metered Residential | Solar Energy World |  | PSE&G | Accepted | 2024-02-06 | 2024-02-26 | 2025-02-26 | Inverters | Enphase | IQ8PLUS-72-2-US | 290 |  | 33 |  |  | 0.97 |  | Outside
NJADRE1555748491 | Administratively Determined Incentive Program | SOMERSET | 8873 | 5 | 5.2 | Residential | Behind the Meter | Yes | Net Metered Residential | Pro Custom Solar dba Momentum Solar |  | PSE&G | Accepted | 2024-02-06 | 2024-02-23 | 2025-02-23 | Inverters | IQ8PLUS-72-2-US | ENPHASE | 290 |  | 13 |  |  | 0.97 |  | Outdoor
NJADRE1555748491 | Administratively Determined Incentive Program | SOMERSET | 8873 | 5 | 5.2 | Residential | Behind the Meter | Yes | Net Metered Residential | Pro Custom Solar dba Momentum Solar |  | PSE&G | Accepted | 2024-02-06 | 2024-02-23 | 2025-02-23 | Solar Panels | Q. PEAK DUO BLK-G10+400 | HANWHA |  | 0.4 | 13 | 154 | 31 |  | Fixed | Roof
NJADRE1555748492 | Administratively Determined Incentive Program | Rosenhayn | 8352 | 20 | 7.29 | Residential | Behind the Meter | Yes | Net Metered Residential | EMT Renewables |  | AC Electric | Accepted | 2024-02-06 | 2024-02-23 | 2025-02-23 | Inverters | ENPHASE | IQ8+ | 290 |  | 18 |  |  | 0.98 |  | Other | UNDER EACH PANEL
NJADRE1555748492 | Administratively Determined Incentive Program | Rosenhayn | 8352 | 20 | 7.29 | Residential | Behind the Meter | Yes | Net Metered Residential | EMT Renewables |  | AC Electric | Accepted | 2024-02-06 | 2024-02-23 | 2025-02-23 | Solar Panels | Q CELLS | Q PEAK DUO BLK |  | 0.405 | 10 | 256 | 32 |  | Fixed | Roof
NJADRE1555748492 | Administratively Determined Incentive Program | Rosenhayn | 8352 | 20 | 7.29 | Residential | Behind the Meter | Yes | Net Metered Residential | EMT Renewables |  | AC Electric | Accepted | 2024-02-06 | 2024-02-23 | 2025-02-23 | Solar Panels | Q CELLS | Q PEAK DUO BLK |  | 0.405 | 8 | 76 | 32 |  | Fixed | Roof
NJADRE1555748528 | Administratively Determined Incentive Program | FREEHOLD | 7728 | 17 | 15.79 | Residential | Behind the Meter | Yes | Net Metered Residential | Freedom Forever New Jersey LLC |  | JCP&L | Accepted | 2024-02-06 | 2024-02-23 | 2025-02-23 | Inverters | Solar Edge | SE6000H-USRGM [SI1 | 6000 |  | 1 |  |  | 0.99 |  | Outside
NJADRE1555748528 | Administratively Determined Incentive Program | FREEHOLD | 7728 | 17 | 15.79 | Residential | Behind the Meter | Yes | Net Metered Residential | Freedom Forever New Jersey LLC |  | JCP&L | Accepted | 2024-02-06 | 2024-02-23 | 2025-02-23 | Inverters | Solar Edge | SE7600H-USRGM [SI1 | 7600 |  | 1 |  |  | 0.99 |  | Outside
NJADRE1555748528 | Administratively Determined Incentive Program | FREEHOLD | 7728 | 17 | 15.79 | Residential | Behind the Meter | Yes | Net Metered Residential | Freedom Forever New Jersey LLC |  | JCP&L | Accepted | 2024-02-06 | 2024-02-23 | 2025-02-23 | Solar Panels | JINKO SOLAR | JKM385M-6RL3-B |  | 0.385 | 12 | 277 | 36 |  | Fixed | Roof
NJADRE1555748528 | Administratively Determined Incentive Program | FREEHOLD | 7728 | 17 | 15.79 | Residential | Behind the Meter | Yes | Net Metered Residential | Freedom Forever New Jersey LLC |  | JCP&L | Accepted | 2024-02-06 | 2024-02-23 | 2025-02-23 | Solar Panels | JINKO SOLAR | JKM385M-6RL3-B |  | 0.385 | 5 | 97 | 36 |  | Fixed | Roof
NJADRE1555748528 | Administratively Determined Incentive Program | FREEHOLD | 7728 | 17 | 15.79 | Residential | Behind the Meter | Yes | Net Metered Residential | Freedom Forever New Jersey LLC |  | JCP&L | Accepted | 2024-02-06 | 2024-02-23 | 2025-02-23 | Solar Panels | JINKO SOLAR | JKM385M-6RL3-B |  | 0.385 | 4 | 187 | 35 |  | Fixed | Roof
NJADRE1555748528 | Administratively Determined Incentive Program | FREEHOLD | 7728 | 17 | 15.79 | Residential | Behind the Meter | Yes | Net Metered Residential | Freedom Forever New Jersey LLC |  | JCP&L | Accepted | 2024-02-06 | 2024-02-23 | 2025-02-23 | Solar Panels | JINKO SOLAR | JKM385M-6RL3-B |  | 0.385 | 13 | 277 | 36 |  | Fixed | Roof
NJADRE1555748528 | Administratively Determined Incentive Program | FREEHOLD | 7728 | 17 | 15.79 | Residential | Behind the Meter | Yes | Net Metered Residential | Freedom Forever New Jersey LLC |  | JCP&L | Accepted | 2024-02-06 | 2024-02-23 | 2025-02-23 | Solar Panels | JINKO SOLAR | JKM385M-6RL3-B |  | 0.385 | 7 | 97 | 36 |  | Fixed | Roof
NJADRE1555748589 | Administratively Determined Incentive Program | NEWARK | 7106 | 9 | 6.4 | Residential | Behind the Meter | Yes | Net Metered Residential | Momentum Solar Energy Services |  | PSE&G | Accepted | 2024-02-06 | 2024-02-23 | 2025-02-23 | Inverters | IQ8PLUS-72-2-US | ENPHASE | 290 |  | 16 |  |  | 0.97 |  | Outdoor
NJADRE1555748589 | Administratively Determined Incentive Program | NEWARK | 7106 | 9 | 6.4 | Residential | Behind the Meter | Yes | Net Metered Residential | Momentum Solar Energy Services |  | PSE&G | Accepted | 2024-02-06 | 2024-02-23 | 2025-02-23 | Solar Panels | Q. PEAK DUO BLK-G10+400 | HANWHA |  | 0.4 | 16 | 287 | 6 |  | Fixed | Roof
NJADRE1555748605 | Administratively Determined Incentive Program | MARLTON LAKES | 8053 | 13 | 8.4 | Residential | Behind the Meter | Yes | Net Metered Residential | Sunrun Installation Services, Inc. |  | AC Electric | Accepted | 2024-02-06 | 2024-02-23 | 2025-02-23 | Inverters | SolarEdge Technologies | SE6000H-USSN | 6000 |  | 1 |  |  | 0.99 |  | Outdoor | Next to meter
NJADRE1555748605 | Administratively Determined Incentive Program | MARLTON LAKES | 8053 | 13 | 8.4 | Residential | Behind the Meter | Yes | Net Metered Residential | Sunrun Installation Services, Inc. |  | AC Electric | Accepted | 2024-02-06 | 2024-02-23 | 2025-02-23 | Solar Panels | Hanwha Q Cells | Q.PEAK DUO BLK ML-G10+/T 400 |  | 0.4 | 21 | 186 | 20 |  | Fixed | Roof
NJADRE1555748607 | Administratively Determined Incentive Program | PATERSON CITY | 7503 | 6 | 4.86 | Residential | Behind the Meter | Yes | Net Metered Residential | Sunrun, Inc. |  | PSE&G | Accepted | 2024-02-06 | 2024-02-23 | 2025-02-23 | Solar Panels | HANWHA Q-CELLS | Q.PEAK DUO BLK ML-G10+ 405 |  | 0.405 | 12 | 77 | 40 |  | Fixed | Roof
NJADRE1555748607 | Administratively Determined Incentive Program | PATERSON CITY | 7503 | 6 | 4.86 | Residential | Behind the Meter | Yes | Net Metered Residential | Sunrun, Inc. |  | PSE&G | Accepted | 2024-02-06 | 2024-02-23 | 2025-02-23 | Inverters | SOLAREDGE TECHNOLOGIES | SE3800H-USMN | 3800 |  | 1 |  |  | 0.99 |  | Outdoor | Next To Meter
NJADRE1555748614 | Administratively Determined Incentive Program | NEWARK | 7106 | 9 | 6.4 | Residential | Behind the Meter | Yes | Net Metered Residential | Momentum Solar Energy Services |  | PSE&G | Accepted | 2024-02-06 | 2024-02-23 | 2025-02-23 | Inverters | IQ8PLUS-72-2-US | ENPHASE | 290 |  | 16 |  |  | 0.97 |  | Outdoor
NJADRE1555748614 | Administratively Determined Incentive Program | NEWARK | 7106 | 9 | 6.4 | Residential | Behind the Meter | Yes | Net Metered Residential | Momentum Solar Energy Services |  | PSE&G | Accepted | 2024-02-06 | 2024-02-23 | 2025-02-23 | Solar Panels | Q. PEAK DUO BLK-G10+400 | HANWHA |  | 0.4 | 16 | 287 | 6 |  | Fixed | Roof
NJADRE1555748618 | Administratively Determined Incentive Program | DUNELLEN | 8812 | 11 | 6.4 | Residential | Behind the Meter | Yes | Net Metered Residential | Sunrun Installation Services, Inc |  | PSE&G | Accepted | 2024-02-06 | 2024-02-23 | 2025-02-23 | Inverters | SOLAREDGE TECHNOLOGIES | SE6000H-USSN | 6000 |  | 1 |  |  | 0.99 |  | Outdoor | Next To Meter
NJADRE1555748618 | Administratively Determined Incentive Program | DUNELLEN | 8812 | 11 | 6.4 | Residential | Behind the Meter | Yes | Net Metered Residential | Sunrun Installation Services, Inc |  | PSE&G | Accepted | 2024-02-06 | 2024-02-23 | 2025-02-23 | Solar Panels | HANWHA Q-CELLS | Q.PEAK DUO BLK ML-G10+/T 400 |  | 0.4 | 4 | 141 | 39 |  | Fixed | Roof
NJADRE1555748618 | Administratively Determined Incentive Program | DUNELLEN | 8812 | 11 | 6.4 | Residential | Behind the Meter | Yes | Net Metered Residential | Sunrun Installation Services, Inc |  | PSE&G | Accepted | 2024-02-06 | 2024-02-23 | 2025-02-23 | Solar Panels | HANWHA Q-CELLS | Q.PEAK DUO BLK ML-G10+/T 400 |  | 0.4 | 2 | 321 | 40 |  | Fixed | Roof
NJADRE1555748618 | Administratively Determined Incentive Program | DUNELLEN | 8812 | 11 | 6.4 | Residential | Behind the Meter | Yes | Net Metered Residential | Sunrun Installation Services, Inc |  | PSE&G | Accepted | 2024-02-06 | 2024-02-23 | 2025-02-23 | Solar Panels | HANWHA Q-CELLS | Q.PEAK DUO BLK ML-G10+/T 400 |  | 0.4 | 6 | 231 | 23 |  | Fixed | Roof
NJADRE1555748618 | Administratively Determined Incentive Program | DUNELLEN | 8812 | 11 | 6.4 | Residential | Behind the Meter | Yes | Net Metered Residential | Sunrun Installation Services, Inc |  | PSE&G | Accepted | 2024-02-06 | 2024-02-23 | 2025-02-23 | Solar Panels | HANWHA Q-CELLS | Q.PEAK DUO BLK ML-G10+/T 400 |  | 0.4 | 2 | 51 | 23 |  | Fixed | Roof
NJADRE1555748618 | Administratively Determined Incentive Program | DUNELLEN | 8812 | 11 | 6.4 | Residential | Behind the Meter | Yes | Net Metered Residential | Sunrun Installation Services, Inc |  | PSE&G | Accepted | 2024-02-06 | 2024-02-23 | 2025-02-23 | Solar Panels | HANWHA Q-CELLS | Q.PEAK DUO BLK ML-G10+/T 400 |  | 0.4 | 2 | 231 | 14 |  | Fixed | Roof
NJADRE1555748625 | Administratively Determined Incentive Program | BRIGANTINE | 8203 | 19 | 3.65 | Residential | Behind the Meter | No | Net Metered Residential | EMT Renewables |  | AC Electric | Accepted | 2024-02-06 | 2024-02-23 | 2025-02-23 | Inverters | ENPHASE | IQ8+ | 290 |  | 9 |  |  | 0.98 |  | Other | UNDER EACH PANEL
NJADRE1555748625 | Administratively Determined Incentive Program | BRIGANTINE | 8203 | 19 | 3.65 | Residential | Behind the Meter | No | Net Metered Residential | EMT Renewables |  | AC Electric | Accepted | 2024-02-06 | 2024-02-23 | 2025-02-23 | Solar Panels | Q CELLS | Q PEAK DUO BLK |  | 0.405 | 7 | 223 | 27 |  | Fixed | Roof
NJADRE1555748625 | Administratively Determined Incentive Program | BRIGANTINE | 8203 | 19 | 3.65 | Residential | Behind the Meter | No | Net Metered Residential | EMT Renewables |  | AC Electric | Accepted | 2024-02-06 | 2024-02-23 | 2025-02-23 | Solar Panels | Q CELLS | Q PEAK DUO BLK |  | 0.405 | 2 | 43 | 27 |  | Fixed | Roof
NJADRE1555748633 | Administratively Determined Incentive Program | MOORESTOWN | 8057 | 13 | 10.13 | Commercial | Behind the Meter | No | Small Net-Metered Non-Residential located on Rooftop, Carport, Canopy and Floating Solar | Sunwise Energy LLC |  | PSE&G | Accepted | 2024-02-06 | 2024-02-23 | 2025-02-23 | Solar Panels | HANWHA Q CELLS | Q.PEAK DUO BLK ML-G10+ |  | 0.405 | 25 | 171 | 10 |  | Fixed | Roof
NJADRE1555748633 | Administratively Determined Incentive Program | MOORESTOWN | 8057 | 13 | 10.13 | Commercial | Behind the Meter | No | Small Net-Metered Non-Residential located on Rooftop, Carport, Canopy and Floating Solar | Sunwise Energy LLC |  | PSE&G | Accepted | 2024-02-06 | 2024-02-23 | 2025-02-23 | Inverters | Enphase Energy | IQ8A-72-2-US | 349 |  | 25 |  |  | 0.977 |  | Outside
NJADRE1555748643 | Administratively Determined Incentive Program | Hackensack | 7601 | 7 | 6.94 | Residential | Behind the Meter | Yes | Net Metered Residential | Sunrun Installation Services, Inc. |  | PSE&G | Accepted | 2024-02-06 | 2024-02-23 | 2025-02-23 | Inverters | SolarEdge Technologies | SE6000H-USSN | 6000 |  | 1 |  |  | 0.99 |  | Outside
NJADRE1555748643 | Administratively Determined Incentive Program | Hackensack | 7601 | 7 | 6.94 | Residential | Behind the Meter | Yes | Net Metered Residential | Sunrun Installation Services, Inc. |  | PSE&G | Accepted | 2024-02-06 | 2024-02-23 | 2025-02-23 | Solar Panels | Hanwha Q Cells | Q.PEAK DUO BLK-G10+ 365 |  | 0.365 | 16 | 195 | 15 |  | Fixed | Roof
NJADRE1555748643 | Administratively Determined Incentive Program | Hackensack | 7601 | 7 | 6.94 | Residential | Behind the Meter | Yes | Net Metered Residential | Sunrun Installation Services, Inc. |  | PSE&G | Accepted | 2024-02-06 | 2024-02-23 | 2025-02-23 | Solar Panels | Hanwha Q Cells | Q.PEAK DUO BLK-G10+ 365 |  | 0.365 | 3 | 106 | 25 |  | Fixed | Roof
NJADRE1555748658 | Administratively Determined Incentive Program | ROCHELLE PARK | 7662 | 7 | 3.6 | Residential | Behind the Meter | Yes | Net Metered Residential | Pro Custom Solar dba Momentum Solar |  | PSE&G | Accepted | 2024-02-06 | 2024-02-23 | 2025-02-23 | Inverters | IQ8PLUS-72-2-US | ENPHASE | 290 |  | 9 |  |  | 0.97 |  | Outdoor
NJADRE1555748658 | Administratively Determined Incentive Program | ROCHELLE PARK | 7662 | 7 | 3.6 | Residential | Behind the Meter | Yes | Net Metered Residential | Pro Custom Solar dba Momentum Solar |  | PSE&G | Accepted | 2024-02-06 | 2024-02-23 | 2025-02-23 | Solar Panels | Q. PEAK DUO BLK-G10+400 | HANWHA |  | 0.4 | 9 | 219 | 27 |  | Fixed | Roof
NJADRE1555748662 | Administratively Determined Incentive Program | CEDAR GROVE | 7009 | 9 | 13.09 | Residential | Behind the Meter | Yes | Net Metered Residential | Freedom Forever New Jersey LLC |  | PSE&G | Accepted | 2024-02-06 | 2024-02-23 | 2025-02-23 | Inverters | Solar Edge | SE11400H-USRGM [SI | 11400 |  | 1 |  |  | 0.99 |  | Outside
NJADRE1555748662 | Administratively Determined Incentive Program | CEDAR GROVE | 7009 | 9 | 13.09 | Residential | Behind the Meter | Yes | Net Metered Residential | Freedom Forever New Jersey LLC |  | PSE&G | Accepted | 2024-02-06 | 2024-02-23 | 2025-02-23 | Solar Panels | JINKO SOLAR | JKM385M-6RL3-B |  | 0.385 | 8 | 298 | 25 |  | Fixed | Roof
NJADRE1555748662 | Administratively Determined Incentive Program | CEDAR GROVE | 7009 | 9 | 13.09 | Residential | Behind the Meter | Yes | Net Metered Residential | Freedom Forever New Jersey LLC |  | PSE&G | Accepted | 2024-02-06 | 2024-02-23 | 2025-02-23 | Solar Panels | JINKO SOLAR | JKM385M-6RL3-B |  | 0.385 | 26 | 118 | 10 |  | Fixed | Roof
NJADRE1555748663 | Administratively Determined Incentive Program | GLOUCESTER CITY | 8030 | 14 | 4.8 | Residential | Behind the Meter | Yes | Net Metered Residential | Sunrun Installation Services, Inc. |  | PSE&G | Accepted | 2024-02-06 | 2024-02-23 | 2025-02-23 | Inverters | SolarEdge Technologies | SE3800H-USMN | 3800 |  | 1 |  |  | 0.99 |  | Outside
NJADRE1555748663 | Administratively Determined Incentive Program | GLOUCESTER CITY | 8030 | 14 | 4.8 | Residential | Behind the Meter | Yes | Net Metered Residential | Sunrun Installation Services, Inc. |  | PSE&G | Accepted | 2024-02-06 | 2024-02-23 | 2025-02-23 | Solar Panels | Hanwha Q Cells | Q.PEAK DUO BLK ML-G10+/t 400 |  | 0.4 | 12 | 95 | 19 |  | Fixed | Roof
NJADRE1555748669 | Administratively Determined Incentive Program | Vineland | 8360 | 20 | 5.6 | Residential | Behind the Meter | Yes | Net Metered Residential | Big Solar Energy, LLC |  | Vineland Muni Electric | Accepted | 2024-02-06 | 2024-02-26 | 2025-02-26 | Inverters | SolarEdge | SE3800H-US | 16 |  | 1 |  |  | 0.992 |  | Outdoor
NJADRE1555748669 | Administratively Determined Incentive Program | Vineland | 8360 | 20 | 5.6 | Residential | Behind the Meter | Yes | Net Metered Residential | Big Solar Energy, LLC |  | Vineland Muni Electric | Accepted | 2024-02-06 | 2024-02-26 | 2025-02-26 | Solar Panels | Canadian Solar | CS6R-400MS-HL |  | 0.4 | 14 | 183 | 25 |  | Fixed | Roof
NJADRE1555748677 | Administratively Determined Incentive Program | Monroe Township | 8831 | 11 | 6.8 | Residential | Behind the Meter | No | Net Metered Residential | Sunrun Installation Services Inc. |  | JCP&L | Accepted | 2024-02-06 | 2024-02-23 | 2025-02-23 | Inverters | SolarEdge Technologies | SE6000H-USSN | 6000 |  | 1 |  |  | 0.99 |  | Indoor
NJADRE1555748677 | Administratively Determined Incentive Program | Monroe Township | 8831 | 11 | 6.8 | Residential | Behind the Meter | No | Net Metered Residential | Sunrun Installation Services Inc. |  | JCP&L | Accepted | 2024-02-06 | 2024-02-23 | 2025-02-23 | Solar Panels | Hanwha Q Cells | Q.PEAK DUO BLK ML-G10+/t 400 |  | 0.4 | 17 | 213 | 30 |  | Fixed | Roof
NJADRE1555748677 | Administratively Determined Incentive Program | Monroe Township | 8831 | 11 | 6.8 | Residential | Behind the Meter | No | Net Metered Residential | Sunrun Installation Services Inc. |  | JCP&L | Accepted | 2024-02-06 | 2024-02-23 | 2025-02-23 | Electric Storage Battery | Tesla | Powerwall 2 AC |  |  | 2 |  |  |  | Lithium Ion |  | Inside
NJADRE1555748690 | Administratively Determined Incentive Program | ELMWOOD PARK | 7407 | 7 | 7.48 | Residential | Behind the Meter | Yes | Net Metered Residential | Sunrun Installation Services, Inc. |  | PSE&G | Accepted | 2024-02-06 | 2024-02-23 | 2025-02-23 | Inverters | SolarEdge Technologies | SE6000H-USSN | 6000 |  | 1 |  |  | 0.99 |  | Outside
NJADRE1555748690 | Administratively Determined Incentive Program | ELMWOOD PARK | 7407 | 7 | 7.48 | Residential | Behind the Meter | Yes | Net Metered Residential | Sunrun Installation Services, Inc. |  | PSE&G | Accepted | 2024-02-06 | 2024-02-23 | 2025-02-23 | Solar Panels | JA Solar | JAM60S10-340/MR |  | 0.34 | 6 | 161 | 15 |  | Fixed | Roof
NJADRE1555748690 | Administratively Determined Incentive Program | ELMWOOD PARK | 7407 | 7 | 7.48 | Residential | Behind the Meter | Yes | Net Metered Residential | Sunrun Installation Services, Inc. |  | PSE&G | Accepted | 2024-02-06 | 2024-02-23 | 2025-02-23 | Solar Panels | JA Solar | JAM60S10-340/MR |  | 0.34 | 16 | 251 | 16 |  | Fixed | Roof
NJADRE1555748691 | Administratively Determined Incentive Program | Willingboro Twp | 8046 | 13 | 4.05 | Residential | Behind the Meter | No | Net Metered Residential | EMT Renewables |  | PSE&G | Accepted | 2024-02-06 | 2024-02-26 | 2025-02-26 | Inverters | ENPHASE | IQ8+ | 290 |  | 10 |  |  | 0.98 |  | Other | UNDER EACH PANEL
NJADRE1555748691 | Administratively Determined Incentive Program | Willingboro Twp | 8046 | 13 | 4.05 | Residential | Behind the Meter | No | Net Metered Residential | EMT Renewables |  | PSE&G | Accepted | 2024-02-06 | 2024-02-26 | 2025-02-26 | Solar Panels | Q CELLS | Q PEAK DUO BLK |  | 0.405 | 10 | 237 | 30 |  | Fixed | Roof
NJADRE1555748699 | Administratively Determined Incentive Program | Voorhees | 8043 | 14 | 11.89 | Residential | Behind the Meter | Yes | Net Metered Residential | Define Solar LLC |  | AC Electric | Accepted | 2024-02-06 | 2024-02-23 | 2025-02-23 | Inverters | Enphase | IQ8PLUS-72-2-US | 290 |  | 9 |  |  | 0.976 |  | Outside | Under each pv panel
NJADRE1555748699 | Administratively Determined Incentive Program | Voorhees | 8043 | 14 | 11.89 | Residential | Behind the Meter | Yes | Net Metered Residential | Define Solar LLC |  | AC Electric | Accepted | 2024-02-06 | 2024-02-23 | 2025-02-23 | Inverters | Enphase | IQ8PLUS-72-2-US | 290 |  | 20 |  |  | 0.976 |  | Outside | Under each pv panel
NJADRE1555748699 | Administratively Determined Incentive Program | Voorhees | 8043 | 14 | 11.89 | Residential | Behind the Meter | Yes | Net Metered Residential | Define Solar LLC |  | AC Electric | Accepted | 2024-02-06 | 2024-02-23 | 2025-02-23 | Solar Panels | Znshine | ZXM7-SH108 410W |  | 0.41 | 9 | 238 | 25 |  | Fixed | Roof
NJADRE1555748699 | Administratively Determined Incentive Program | Voorhees | 8043 | 14 | 11.89 | Residential | Behind the Meter | Yes | Net Metered Residential | Define Solar LLC |  | AC Electric | Accepted | 2024-02-06 | 2024-02-23 | 2025-02-23 | Solar Panels | Znshine | ZXM7-SH108 410W |  | 0.41 | 20 | 58 | 25 |  | Fixed | Roof
NJADRE1555748721 | Administratively Determined Incentive Program | CHERRY HILL | 8003 | 14 | 13.94 | Residential | Behind the Meter | Yes | Net Metered Residential | Define Solar LLC |  | AC Electric | Accepted | 2024-02-06 | 2024-02-23 | 2025-02-23 | Solar Panels | Znshine | ZXM7-SH108 410W |  | 0.41 | 16 | 249 | 20 |  | Fixed | Roof
NJADRE1555748721 | Administratively Determined Incentive Program | CHERRY HILL | 8003 | 14 | 13.94 | Residential | Behind the Meter | Yes | Net Metered Residential | Define Solar LLC |  | AC Electric | Accepted | 2024-02-06 | 2024-02-23 | 2025-02-23 | Solar Panels | Znshine | ZXM7-SH108 410W |  | 0.41 | 4 | 249 | 28 |  | Fixed | Roof
NJADRE1555748721 | Administratively Determined Incentive Program | CHERRY HILL | 8003 | 14 | 13.94 | Residential | Behind the Meter | Yes | Net Metered Residential | Define Solar LLC |  | AC Electric | Accepted | 2024-02-06 | 2024-02-23 | 2025-02-23 | Solar Panels | Znshine | ZXM7-SH108 410W |  | 0.41 | 4 | 69 | 8 |  | Fixed | Roof
NJADRE1555748721 | Administratively Determined Incentive Program | CHERRY HILL | 8003 | 14 | 13.94 | Residential | Behind the Meter | Yes | Net Metered Residential | Define Solar LLC |  | AC Electric | Accepted | 2024-02-06 | 2024-02-23 | 2025-02-23 | Solar Panels | Znshine | ZXM7-SH108 410W |  | 0.41 | 10 | 69 | 20 |  | Fixed | Roof
NJADRE1555748721 | Administratively Determined Incentive Program | CHERRY HILL | 8003 | 14 | 13.94 | Residential | Behind the Meter | Yes | Net Metered Residential | Define Solar LLC |  | AC Electric | Accepted | 2024-02-06 | 2024-02-23 | 2025-02-23 | Inverters | Enphase | IQ8PLUS-72-2-US | 290 |  | 16 |  |  | 0.976 |  | Outside | Under each pv panel
NJADRE1555748721 | Administratively Determined Incentive Program | CHERRY HILL | 8003 | 14 | 13.94 | Residential | Behind the Meter | Yes | Net Metered Residential | Define Solar LLC |  | AC Electric | Accepted | 2024-02-06 | 2024-02-23 | 2025-02-23 | Inverters | Enphase | IQ8PLUS-72-2-US | 290 |  | 4 |  |  | 0.976 |  | Outside | Under each pv panel
NJADRE1555748721 | Administratively Determined Incentive Program | CHERRY HILL | 8003 | 14 | 13.94 | Residential | Behind the Meter | Yes | Net Metered Residential | Define Solar LLC |  | AC Electric | Accepted | 2024-02-06 | 2024-02-23 | 2025-02-23 | Inverters | Enphase | IQ8PLUS-72-2-US | 290 |  | 4 |  |  | 0.976 |  | Outside | Under each pv panel
NJADRE1555748721 | Administratively Determined Incentive Program | CHERRY HILL | 8003 | 14 | 13.94 | Residential | Behind the Meter | Yes | Net Metered Residential | Define Solar LLC |  | AC Electric | Accepted | 2024-02-06 | 2024-02-23 | 2025-02-23 | Inverters | Enphase | IQ8PLUS-72-2-US | 290 |  | 10 |  |  | 0.976 |  | Outside | Under each pv panel
NJADRE1555748723 | Administratively Determined Incentive Program | BRIDGETON | 8302 | 20 | 5.6 | Residential | Behind the Meter | Yes | Net Metered Residential | Sunrun Installation Services, Inc. |  | AC Electric | Accepted | 2024-02-06 | 2024-02-27 | 2025-02-27 | Solar Panels | HANWHA Q-CELLS | Q.PEAK DUO BLK ML-G10+/T 400 |  | 0.4 | 6 | 100 | 34 |  | Fixed | Roof
NJADRE1555748723 | Administratively Determined Incentive Program | BRIDGETON | 8302 | 20 | 5.6 | Residential | Behind the Meter | Yes | Net Metered Residential | Sunrun Installation Services, Inc. |  | AC Electric | Accepted | 2024-02-06 | 2024-02-27 | 2025-02-27 | Solar Panels | HANWHA Q-CELLS | Q.PEAK DUO BLK ML-G10+/T 400 |  | 0.4 | 8 | 280 | 37 |  | Fixed | Roof
NJADRE1555748723 | Administratively Determined Incentive Program | BRIDGETON | 8302 | 20 | 5.6 | Residential | Behind the Meter | Yes | Net Metered Residential | Sunrun Installation Services, Inc. |  | AC Electric | Accepted | 2024-02-06 | 2024-02-27 | 2025-02-27 | Inverters | SolarEdge Technologies | SE3800H-USS3 | 3800 |  | 1 |  |  | 0.99 |  | Outdoor | Next to meter
NJADRE1555748737 | Administratively Determined Incentive Program | Egg Harbor City | 8215 | 19 | 6.32 | Residential | Behind the Meter | Yes | Net Metered Residential | Big Solar Energy, LLC |  | AC Electric | Accepted | 2024-02-06 | 2024-02-26 | 2025-02-26 | Inverters | SolarEdge | SE5000H-US | 21 |  | 1 |  |  | 0.992 |  | Outdoor
NJADRE1555748737 | Administratively Determined Incentive Program | Egg Harbor City | 8215 | 19 | 6.32 | Residential | Behind the Meter | Yes | Net Metered Residential | Big Solar Energy, LLC |  | AC Electric | Accepted | 2024-02-06 | 2024-02-26 | 2025-02-26 | Solar Panels | JA Solar | JAM54S31-395/MR |  | 0.395 | 9 | 130 | 23 |  | Fixed | Roof
NJADRE1555748737 | Administratively Determined Incentive Program | Egg Harbor City | 8215 | 19 | 6.32 | Residential | Behind the Meter | Yes | Net Metered Residential | Big Solar Energy, LLC |  | AC Electric | Accepted | 2024-02-06 | 2024-02-26 | 2025-02-26 | Solar Panels | JA Solar | JAM54S31-395/MR |  | 0.395 | 7 | 130 | 23 |  | Fixed | Roof
NJADRE1555748799 | Administratively Determined Incentive Program | TOMS RIVER | 8753 | 18 | 9.32 | Residential | Behind the Meter | Yes | Net Metered Residential | Sunrun Installation Services, Inc. |  | JCP&L | Accepted | 2024-02-06 | 2024-02-23 | 2025-02-23 | Solar Panels | SOLAREDGE TECHNOLOGIES | Q.PEAK DUO BLK ML-G10+ 405 |  | 0.405 | 9 | 96 | 22 |  | Fixed | Roof
NJADRE1555748799 | Administratively Determined Incentive Program | TOMS RIVER | 8753 | 18 | 9.32 | Residential | Behind the Meter | Yes | Net Metered Residential | Sunrun Installation Services, Inc. |  | JCP&L | Accepted | 2024-02-06 | 2024-02-23 | 2025-02-23 | Solar Panels | HANWHA Q-CELLS | Q.PEAK DUO BLK ML-G10+ 405 |  | 0.405 | 9 | 276 | 25 |  | Fixed | Roof
NJADRE1555748799 | Administratively Determined Incentive Program | TOMS RIVER | 8753 | 18 | 9.32 | Residential | Behind the Meter | Yes | Net Metered Residential | Sunrun Installation Services, Inc. |  | JCP&L | Accepted | 2024-02-06 | 2024-02-23 | 2025-02-23 | Solar Panels | HANWHA Q-CELLS | Q.PEAK DUO BLK ML-G10+ 405 |  | 0.405 | 5 | 185 | 17 |  | Fixed | Roof
NJADRE1555748799 | Administratively Determined Incentive Program | TOMS RIVER | 8753 | 18 | 9.32 | Residential | Behind the Meter | Yes | Net Metered Residential | Sunrun Installation Services, Inc. |  | JCP&L | Accepted | 2024-02-06 | 2024-02-23 | 2025-02-23 | Inverters | DELTA ELECTRONICS | E8-TL-US | 8000 |  | 1 |  |  | 0.975 |  | Outdoor | Next To Meter
NJADRE1555748822 | Administratively Determined Incentive Program | WEST ORANGE | 7052 | 9 | 7.29 | Residential | Behind the Meter | Yes | Net Metered Residential | Sunpower Corporation |  | PSE&G | Accepted | 2024-02-06 | 2024-02-23 | 2025-02-23 | Solar Panels | HANWHA Q CELLS | Q.PEAK DUO BLK ML-G10+ 405 |  | 0.405 | 8 | 113 | 26 |  | Fixed | Roof
NJADRE1555748822 | Administratively Determined Incentive Program | WEST ORANGE | 7052 | 9 | 7.29 | Residential | Behind the Meter | Yes | Net Metered Residential | Sunpower Corporation |  | PSE&G | Accepted | 2024-02-06 | 2024-02-23 | 2025-02-23 | Solar Panels | HANWHA Q CELLS | Q.PEAK DUO BLK ML-G10+ 405 |  | 0.405 | 5 | 293 | 26 |  | Fixed | Roof
NJADRE1555748822 | Administratively Determined Incentive Program | WEST ORANGE | 7052 | 9 | 7.29 | Residential | Behind the Meter | Yes | Net Metered Residential | Sunpower Corporation |  | PSE&G | Accepted | 2024-02-06 | 2024-02-23 | 2025-02-23 | Solar Panels | HANWHA Q CELLS | Q.PEAK DUO BLK ML-G10+ 405 |  | 0.405 | 2 | 293 | 18 |  | Fixed | Roof
NJADRE1555748822 | Administratively Determined Incentive Program | WEST ORANGE | 7052 | 9 | 7.29 | Residential | Behind the Meter | Yes | Net Metered Residential | Sunpower Corporation |  | PSE&G | Accepted | 2024-02-06 | 2024-02-23 | 2025-02-23 | Solar Panels | HANWHA Q CELLS | Q.PEAK DUO BLK ML-G10+ 405 |  | 0.405 | 3 | 23 | 22 |  | Fixed | Roof
NJADRE1555748822 | Administratively Determined Incentive Program | WEST ORANGE | 7052 | 9 | 7.29 | Residential | Behind the Meter | Yes | Net Metered Residential | Sunpower Corporation |  | PSE&G | Accepted | 2024-02-06 | 2024-02-23 | 2025-02-23 | Inverters | Enphase | IQ7HS-66-M-US | 384 |  | 18 |  |  | 0.97 |  | Other | Under Each Panel
NJADRE1555748924 | Administratively Determined Incentive Program | TURNERSVILLE | 8012 | 14 | 17.01 | Residential | Behind the Meter | Yes | Net Metered Residential | SunPower Corporation, Systems |  | AC Electric | Accepted | 2024-02-06 | 2024-02-23 | 2025-02-23 | Solar Panels | HANWHA Q CELLS | Q.PEAK DUO BLK ML-G10+ 405 |  | 0.405 | 4 | 253 | 30 |  | Fixed | Roof
NJADRE1555748924 | Administratively Determined Incentive Program | TURNERSVILLE | 8012 | 14 | 17.01 | Residential | Behind the Meter | Yes | Net Metered Residential | SunPower Corporation, Systems |  | AC Electric | Accepted | 2024-02-06 | 2024-02-23 | 2025-02-23 | Solar Panels | HANWHA Q CELLS | Q.PEAK DUO BLK ML-G10+ 405 |  | 0.405 | 3 | 73 | 30 |  | Fixed | Roof
NJADRE1555748924 | Administratively Determined Incentive Program | TURNERSVILLE | 8012 | 14 | 17.01 | Residential | Behind the Meter | Yes | Net Metered Residential | SunPower Corporation, Systems |  | AC Electric | Accepted | 2024-02-06 | 2024-02-23 | 2025-02-23 | Solar Panels | HANWHA Q CELLS | Q.PEAK DUO BLK ML-G10+ 405 |  | 0.405 | 17 | 253 | 30 |  | Fixed | Roof
NJADRE1555748924 | Administratively Determined Incentive Program | TURNERSVILLE | 8012 | 14 | 17.01 | Residential | Behind the Meter | Yes | Net Metered Residential | SunPower Corporation, Systems |  | AC Electric | Accepted | 2024-02-06 | 2024-02-23 | 2025-02-23 | Solar Panels | HANWHA Q CELLS | Q.PEAK DUO BLK ML-G10+ 405 |  | 0.405 | 14 | 73 | 30 |  | Fixed | Roof
NJADRE1555748924 | Administratively Determined Incentive Program | TURNERSVILLE | 8012 | 14 | 17.01 | Residential | Behind the Meter | Yes | Net Metered Residential | SunPower Corporation, Systems |  | AC Electric | Accepted | 2024-02-06 | 2024-02-23 | 2025-02-23 | Solar Panels | HANWHA Q CELLS | Q.PEAK DUO BLK ML-G10+ 405 |  | 0.405 | 4 | 343 | 20 |  | Fixed | Roof
NJADRE1555748924 | Administratively Determined Incentive Program | TURNERSVILLE | 8012 | 14 | 17.01 | Residential | Behind the Meter | Yes | Net Metered Residential | SunPower Corporation, Systems |  | AC Electric | Accepted | 2024-02-06 | 2024-02-23 | 2025-02-23 | Inverters | Enphase | IQ7HS-66-M-US | 384 |  | 42 |  |  | 0.97 |  | Other | Under Each Panel
NJADRE1555748933 | Administratively Determined Incentive Program | PERTH AMBOY | 8861 | 11 | 3.95 | Residential | Behind the Meter | Yes | Net Metered Residential | Bright Planet Solar |  | PSE&G | Accepted | 2024-02-06 | 2024-02-29 | 2025-02-28 | Inverters | Solar Edge | SE3800H-USMN | 3800 |  | 1 |  |  | 0.98 |  | Outdoor | OUTSIDE
NJADRE1555748933 | Administratively Determined Incentive Program | PERTH AMBOY | 8861 | 11 | 3.95 | Residential | Behind the Meter | Yes | Net Metered Residential | Bright Planet Solar |  | PSE&G | Accepted | 2024-02-06 | 2024-02-29 | 2025-02-28 | Solar Panels | Canadian Solar | CS3N-395MS |  | 0.395 | 10 | 285 | 3 |  | Fixed | Roof
NJADRE1555748947 | Administratively Determined Incentive Program | BERGENFIELD | 7621 | 7 | 8 | Residential | Behind the Meter | Yes | Net Metered Residential | SunPower Corporation, Systems |  | PSE&G | Accepted | 2024-02-06 | 2024-02-23 | 2025-02-23 | Solar Panels | WAAREE ENERGIES LIMITED | WSMDI-400 |  | 0.4 | 20 | 267 | 22 |  | Fixed | Roof
NJADRE1555748947 | Administratively Determined Incentive Program | BERGENFIELD | 7621 | 7 | 8 | Residential | Behind the Meter | Yes | Net Metered Residential | SunPower Corporation, Systems |  | PSE&G | Accepted | 2024-02-06 | 2024-02-23 | 2025-02-23 | Inverters | Enphase | IQ7HS-66-M-US | 384 |  | 20 |  |  | 0.97 |  | Other | Under Each Panel
NJADRE1555754171 | Administratively Determined Incentive Program | HIGHTSTOWN | 8520 | 12 | 10.63 | Residential | Behind the Meter | Yes | Net Metered Residential | Venture Solar |  | JCP&L | Accepted | 2024-02-07 | 2024-02-23 | 2025-02-23 | Inverters | EnPhase | IQ8PLUS-72-2-US (240V) | 290 |  | 25 |  |  | 0.96667 |  | Outside
NJADRE1555754171 | Administratively Determined Incentive Program | HIGHTSTOWN | 8520 | 12 | 10.63 | Residential | Behind the Meter | Yes | Net Metered Residential | Venture Solar |  | JCP&L | Accepted | 2024-02-07 | 2024-02-23 | 2025-02-23 | Solar Panels | Hanwha | Q.TRON BLK M-G2+ 425W |  | 0.425 | 12 | 167 | 30 |  | Fixed | Roof
NJADRE1555754171 | Administratively Determined Incentive Program | HIGHTSTOWN | 8520 | 12 | 10.63 | Residential | Behind the Meter | Yes | Net Metered Residential | Venture Solar |  | JCP&L | Accepted | 2024-02-07 | 2024-02-23 | 2025-02-23 | Solar Panels | Hanwha | Q.TRON BLK M-G2+ 425W |  | 0.425 | 7 | 167 | 30 |  | Fixed | Roof
NJADRE1555754171 | Administratively Determined Incentive Program | HIGHTSTOWN | 8520 | 12 | 10.63 | Residential | Behind the Meter | Yes | Net Metered Residential | Venture Solar |  | JCP&L | Accepted | 2024-02-07 | 2024-02-23 | 2025-02-23 | Solar Panels | Hanwha | Q.TRON BLK M-G2+ 425W |  | 0.425 | 6 | 167 | 30 |  | Fixed | Roof
NJADRE1555754174 | Administratively Determined Incentive Program | PERTH AMBOY | 8861 | 11 | 7.29 | Residential | Behind the Meter | Yes | Net Metered Residential | SunnyMac LLC |  | PSE&G | Accepted | 2024-02-07 | 2024-02-26 | 2025-02-26 | Solar Panels | Q.PEAK DUO BLK ML-G10+ 405 | HANWHA |  | 0.405 | 8 | 106 | 28 |  | Fixed | Roof
NJADRE1555754174 | Administratively Determined Incentive Program | PERTH AMBOY | 8861 | 11 | 7.29 | Residential | Behind the Meter | Yes | Net Metered Residential | SunnyMac LLC |  | PSE&G | Accepted | 2024-02-07 | 2024-02-26 | 2025-02-26 | Solar Panels | Q.PEAK DUO BLK ML-G10+ 405 | HANWHA |  | 0.405 | 4 | 286 | 25 |  | Fixed | Roof
NJADRE1555754174 | Administratively Determined Incentive Program | PERTH AMBOY | 8861 | 11 | 7.29 | Residential | Behind the Meter | Yes | Net Metered Residential | SunnyMac LLC |  | PSE&G | Accepted | 2024-02-07 | 2024-02-26 | 2025-02-26 | Solar Panels | Q.PEAK DUO BLK ML-G10+ 405 | HANWHA |  | 0.405 | 3 | 106 | 20 |  | Fixed | Roof
NJADRE1555754174 | Administratively Determined Incentive Program | PERTH AMBOY | 8861 | 11 | 7.29 | Residential | Behind the Meter | Yes | Net Metered Residential | SunnyMac LLC |  | PSE&G | Accepted | 2024-02-07 | 2024-02-26 | 2025-02-26 | Solar Panels | Q.PEAK DUO BLK ML-G10+ 405 | HANWHA |  | 0.405 | 3 | 286 | 17 |  | Fixed | Roof
NJADRE1555754174 | Administratively Determined Incentive Program | PERTH AMBOY | 8861 | 11 | 7.29 | Residential | Behind the Meter | Yes | Net Metered Residential | SunnyMac LLC |  | PSE&G | Accepted | 2024-02-07 | 2024-02-26 | 2025-02-26 | Inverters | SE5000H-US | Solaredge | 5000 |  | 1 |  |  | 0.1 |  | Outdoor | next to meter
NJADRE1555754180 | Administratively Determined Incentive Program | WEST WINDSOR | 8550 | 12 | 10.13 | Residential | Behind the Meter | Yes | Net Metered Residential | Sunny Mac LLC |  | PSE&G | Accepted | 2024-02-07 | 2024-02-26 | 2025-02-26 | Solar Panels | Q.PEAK DUO BLK ML-G10+ 405 | HANWHA |  | 0.405 | 3 | 148 | 30 |  | Fixed | Roof
NJADRE1555754180 | Administratively Determined Incentive Program | WEST WINDSOR | 8550 | 12 | 10.13 | Residential | Behind the Meter | Yes | Net Metered Residential | Sunny Mac LLC |  | PSE&G | Accepted | 2024-02-07 | 2024-02-26 | 2025-02-26 | Solar Panels | Q.PEAK DUO BLK ML-G10+ 405 | HANWHA |  | 0.405 | 6 | 148 | 26 |  | Fixed | Roof
NJADRE1555754180 | Administratively Determined Incentive Program | WEST WINDSOR | 8550 | 12 | 10.13 | Residential | Behind the Meter | Yes | Net Metered Residential | Sunny Mac LLC |  | PSE&G | Accepted | 2024-02-07 | 2024-02-26 | 2025-02-26 | Solar Panels | Q.PEAK DUO BLK ML-G10+ 405 | HANWHA |  | 0.405 | 3 | 148 | 28 |  | Fixed | Roof
NJADRE1555754180 | Administratively Determined Incentive Program | WEST WINDSOR | 8550 | 12 | 10.13 | Residential | Behind the Meter | Yes | Net Metered Residential | Sunny Mac LLC |  | PSE&G | Accepted | 2024-02-07 | 2024-02-26 | 2025-02-26 | Solar Panels | Q.PEAK DUO BLK ML-G10+ 405 | HANWHA |  | 0.405 | 6 | 238 | 31 |  | Fixed | Roof
NJADRE1555754180 | Administratively Determined Incentive Program | WEST WINDSOR | 8550 | 12 | 10.13 | Residential | Behind the Meter | Yes | Net Metered Residential | Sunny Mac LLC |  | PSE&G | Accepted | 2024-02-07 | 2024-02-26 | 2025-02-26 | Solar Panels | Q.PEAK DUO BLK ML-G10+ 405 | HANWHA |  | 0.405 | 2 | 238 | 27 |  | Fixed | Roof
NJADRE1555754180 | Administratively Determined Incentive Program | WEST WINDSOR | 8550 | 12 | 10.13 | Residential | Behind the Meter | Yes | Net Metered Residential | Sunny Mac LLC |  | PSE&G | Accepted | 2024-02-07 | 2024-02-26 | 2025-02-26 | Solar Panels | Q.PEAK DUO BLK ML-G10+ 405 | HANWHA |  | 0.405 | 5 | 58 | 27 |  | Fixed | Roof
NJADRE1555754180 | Administratively Determined Incentive Program | WEST WINDSOR | 8550 | 12 | 10.13 | Residential | Behind the Meter | Yes | Net Metered Residential | Sunny Mac LLC |  | PSE&G | Accepted | 2024-02-07 | 2024-02-26 | 2025-02-26 | Inverters | SE7600H-US | Solaredge | 7600 |  | 1 |  |  | 0.1 |  | Outdoor | next to meter
NJADRE1555754188 | Administratively Determined Incentive Program | BOUND BROOK | 8805 | 5 | 9.32 | Residential | Behind the Meter | Yes | Net Metered Residential | Sunny Mac LLC |  | PSE&G | Accepted | 2024-02-07 | 2024-02-26 | 2025-02-26 | Solar Panels | Q.PEAK DUO BLK ML-G10+ 405 | HANWHA |  | 0.405 | 11 | 105 | 35 |  | Fixed | Roof
NJADRE1555754188 | Administratively Determined Incentive Program | BOUND BROOK | 8805 | 5 | 9.32 | Residential | Behind the Meter | Yes | Net Metered Residential | Sunny Mac LLC |  | PSE&G | Accepted | 2024-02-07 | 2024-02-26 | 2025-02-26 | Solar Panels | Q.PEAK DUO BLK ML-G10+ 405 | HANWHA |  | 0.405 | 12 | 285 | 35 |  | Fixed | Roof
NJADRE1555754188 | Administratively Determined Incentive Program | BOUND BROOK | 8805 | 5 | 9.32 | Residential | Behind the Meter | Yes | Net Metered Residential | Sunny Mac LLC |  | PSE&G | Accepted | 2024-02-07 | 2024-02-26 | 2025-02-26 | Inverters | SE6000H-US | Solaredge | 6000 |  | 1 |  |  | 0.1 |  | Outdoor | next to meter
NJADRE1555754196 | Administratively Determined Incentive Program | Wayne | 7470 | 6 | 10.53 | Residential | Behind the Meter | Yes | Net Metered Residential | SunnyMac LLC |  | PSE&G | Accepted | 2024-02-07 | 2024-02-27 | 2025-02-27 | Solar Panels | Q.PEAK DUO BLK ML-G10+ 405 | HANWHA |  | 0.405 | 14 | 264 | 22 |  | Fixed | Roof
NJADRE1555754196 | Administratively Determined Incentive Program | Wayne | 7470 | 6 | 10.53 | Residential | Behind the Meter | Yes | Net Metered Residential | SunnyMac LLC |  | PSE&G | Accepted | 2024-02-07 | 2024-02-27 | 2025-02-27 | Solar Panels | Q.PEAK DUO BLK ML-G10+ 405 | HANWHA |  | 0.405 | 6 | 84 | 22 |  | Fixed | Roof
NJADRE1555754196 | Administratively Determined Incentive Program | Wayne | 7470 | 6 | 10.53 | Residential | Behind the Meter | Yes | Net Metered Residential | SunnyMac LLC |  | PSE&G | Accepted | 2024-02-07 | 2024-02-27 | 2025-02-27 | Solar Panels | Q.PEAK DUO BLK ML-G10+ 405 | HANWHA |  | 0.405 | 2 | 84 | 23 |  | Fixed | Roof
NJADRE1555754196 | Administratively Determined Incentive Program | Wayne | 7470 | 6 | 10.53 | Residential | Behind the Meter | Yes | Net Metered Residential | SunnyMac LLC |  | PSE&G | Accepted | 2024-02-07 | 2024-02-27 | 2025-02-27 | Solar Panels | Q.PEAK DUO BLK ML-G10+ 405 | HANWHA |  | 0.405 | 4 | 264 | 23 |  | Fixed | Roof
NJADRE1555754196 | Administratively Determined Incentive Program | Wayne | 7470 | 6 | 10.53 | Residential | Behind the Meter | Yes | Net Metered Residential | SunnyMac LLC |  | PSE&G | Accepted | 2024-02-07 | 2024-02-27 | 2025-02-27 | Inverters | IQ8PLUS-72-2-US | ENPHASE | 290 |  | 26 |  |  | 0.1 |  | Outdoor | next to meter
NJADRE1555754211 | Administratively Determined Incentive Program | Ewing Twp | 8618 | 12 | 5.27 | Residential | Behind the Meter | No | Net Metered Residential | Sunrun Installation Services, Inc. |  | PSE&G | Accepted | 2024-02-07 | 2024-02-23 | 2025-02-23 | Inverters | SolarEdge Technologies | SE3800H-USMN | 3800 |  | 1 |  |  | 0.99 |  | Outside | Next to meter
NJADRE1555754211 | Administratively Determined Incentive Program | Ewing Twp | 8618 | 12 | 5.27 | Residential | Behind the Meter | No | Net Metered Residential | Sunrun Installation Services, Inc. |  | PSE&G | Accepted | 2024-02-07 | 2024-02-23 | 2025-02-23 | Solar Panels | Hanwha Q Cells | Q.PEAK DUO BLK ML-G10+ 405 |  | 0.405 | 7 | 218 | 22 |  | Fixed | Roof
NJADRE1555754211 | Administratively Determined Incentive Program | Ewing Twp | 8618 | 12 | 5.27 | Residential | Behind the Meter | No | Net Metered Residential | Sunrun Installation Services, Inc. |  | PSE&G | Accepted | 2024-02-07 | 2024-02-23 | 2025-02-23 | Solar Panels | Hanwha Q Cells | Q.PEAK DUO BLK ML-G10+ 405 |  | 0.405 | 6 | 218 | 21 |  | Fixed | Roof
NJADRE1555754215 | Administratively Determined Incentive Program | Willingboro | 8046 | 13 | 12.56 | Residential | Behind the Meter | Yes | Net Metered Residential | SunnyMac LLC |  | PSE&G | Accepted | 2024-02-07 | 2024-02-27 | 2025-02-27 | Solar Panels | Q.PEAK DUO BLK ML-G10+ 405 | HANWHA |  | 0.405 | 19 | 135 | 22 |  | Fixed | Roof
NJADRE1555754215 | Administratively Determined Incentive Program | Willingboro | 8046 | 13 | 12.56 | Residential | Behind the Meter | Yes | Net Metered Residential | SunnyMac LLC |  | PSE&G | Accepted | 2024-02-07 | 2024-02-27 | 2025-02-27 | Solar Panels | Q.PEAK DUO BLK ML-G10+ 405 | HANWHA |  | 0.405 | 12 | 315 | 22 |  | Fixed | Roof
NJADRE1555754215 | Administratively Determined Incentive Program | Willingboro | 8046 | 13 | 12.56 | Residential | Behind the Meter | Yes | Net Metered Residential | SunnyMac LLC |  | PSE&G | Accepted | 2024-02-07 | 2024-02-27 | 2025-02-27 | Inverters | SE10000H-US | Solaredge | 10000 |  | 1 |  |  | 0.1 |  | Outdoor | next to meter
NJADRE1555754216 | Administratively Determined Incentive Program | Rochelle Park | 7662 | 7 | 7.7 | Residential | Behind the Meter | No | Net Metered Residential | EMT Renewables |  | PSE&G | Accepted | 2024-02-07 | 2024-02-23 | 2025-02-23 | Inverters | ENPHASE | IQ8+ | 290 |  | 19 |  |  | 0.98 |  | Other | UNDER EACH PANEL
NJADRE1555754216 | Administratively Determined Incentive Program | Rochelle Park | 7662 | 7 | 7.7 | Residential | Behind the Meter | No | Net Metered Residential | EMT Renewables |  | PSE&G | Accepted | 2024-02-07 | 2024-02-23 | 2025-02-23 | Solar Panels | Q CELLS | Q PEAK DUO BLK |  | 0.405 | 6 | 128 | 40 |  | Fixed | Roof
NJADRE1555754216 | Administratively Determined Incentive Program | Rochelle Park | 7662 | 7 | 7.7 | Residential | Behind the Meter | No | Net Metered Residential | EMT Renewables |  | PSE&G | Accepted | 2024-02-07 | 2024-02-23 | 2025-02-23 | Solar Panels | Q CELLS | Q PEAK DUO BLK |  | 0.405 | 12 | 308 | 40 |  | Fixed | Roof
NJADRE1555754216 | Administratively Determined Incentive Program | Rochelle Park | 7662 | 7 | 7.7 | Residential | Behind the Meter | No | Net Metered Residential | EMT Renewables |  | PSE&G | Accepted | 2024-02-07 | 2024-02-23 | 2025-02-23 | Solar Panels | Q CELLS | Q PEAK DUO BLK |  | 0.405 | 1 | 218 | 39 |  | Fixed | Roof
NJADRE1555754226 | Administratively Determined Incentive Program | NEWFIELD | 8344 | 15 | 17.82 | Residential | Behind the Meter | Yes | Net Metered Residential | SunnyMac LLC |  | AC Electric | Accepted | 2024-02-07 | 2024-02-26 | 2025-02-26 | Solar Panels | Q.PEAK DUO BLK ML-G10+ 405 | HANWHA |  | 0.405 | 26 | 95 | 35 |  | Fixed | Roof
NJADRE1555754226 | Administratively Determined Incentive Program | NEWFIELD | 8344 | 15 | 17.82 | Residential | Behind the Meter | Yes | Net Metered Residential | SunnyMac LLC |  | AC Electric | Accepted | 2024-02-07 | 2024-02-26 | 2025-02-26 | Solar Panels | Q.PEAK DUO BLK ML-G10+ 405 | HANWHA |  | 0.405 | 12 | 275 | 35 |  | Fixed | Roof
NJADRE1555754226 | Administratively Determined Incentive Program | NEWFIELD | 8344 | 15 | 17.82 | Residential | Behind the Meter | Yes | Net Metered Residential | SunnyMac LLC |  | AC Electric | Accepted | 2024-02-07 | 2024-02-26 | 2025-02-26 | Solar Panels | Q.PEAK DUO BLK ML-G10+ 405 | HANWHA |  | 0.405 | 6 | 275 | 35 |  | Fixed | Roof
NJADRE1555754226 | Administratively Determined Incentive Program | NEWFIELD | 8344 | 15 | 17.82 | Residential | Behind the Meter | Yes | Net Metered Residential | SunnyMac LLC |  | AC Electric | Accepted | 2024-02-07 | 2024-02-26 | 2025-02-26 | Inverters | SE10000H-US | Solaredge | 10000 |  | 1 |  |  | 0.1 |  | Outdoor | next to meter
NJADRE1555754226 | Administratively Determined Incentive Program | NEWFIELD | 8344 | 15 | 17.82 | Residential | Behind the Meter | Yes | Net Metered Residential | SunnyMac LLC |  | AC Electric | Accepted | 2024-02-07 | 2024-02-26 | 2025-02-26 | Inverters | SE3800H-US | Solaredge | 3800 |  | 1 |  |  | 0.1 |  | Outdoor | next to meter
NJADRE1555754230 | Administratively Determined Incentive Program | GIBBSTOWN | 8027 | 15 | 6.48 | Residential | Behind the Meter | Yes | Net Metered Residential | Trinity Solar |  | AC Electric | Accepted | 2024-02-07 | 2024-02-23 | 2025-02-23 | Inverters | Solar Edge | SE5000H-US | 5000 |  | 1 |  |  | 0.97 |  | Outdoor
NJADRE1555754230 | Administratively Determined Incentive Program | GIBBSTOWN | 8027 | 15 | 6.48 | Residential | Behind the Meter | Yes | Net Metered Residential | Trinity Solar |  | AC Electric | Accepted | 2024-02-07 | 2024-02-23 | 2025-02-23 | Solar Panels | HANWHA | (Q.PEAK DUO BLK ML-G10+ 405) |  | 0.405 | 8 | 306 | 18 |  | Fixed | Roof
NJADRE1555754230 | Administratively Determined Incentive Program | GIBBSTOWN | 8027 | 15 | 6.48 | Residential | Behind the Meter | Yes | Net Metered Residential | Trinity Solar |  | AC Electric | Accepted | 2024-02-07 | 2024-02-23 | 2025-02-23 | Solar Panels | HANWHA | (Q.PEAK DUO BLK ML-G10+ 405) |  | 0.405 | 8 | 126 | 18 |  | Fixed | Roof
NJADRE1555754238 | Administratively Determined Incentive Program | PISCATAWAY | 8854 | 11 | 6.4 | Residential | Behind the Meter | Yes | Net Metered Residential | Sunrun Installation Services, Inc. |  | PSE&G | Accepted | 2024-02-07 | 2024-02-26 | 2025-02-26 | Inverters | SolarEdge Technologies | SE6000H-USSN | 6000 |  | 1 |  |  | 0.99 |  | Outside | Next to meter
NJADRE1555754238 | Administratively Determined Incentive Program | PISCATAWAY | 8854 | 11 | 6.4 | Residential | Behind the Meter | Yes | Net Metered Residential | Sunrun Installation Services, Inc. |  | PSE&G | Accepted | 2024-02-07 | 2024-02-26 | 2025-02-26 | Solar Panels | Hanwha Q Cells | Q.PEAK DUO BLK ML-G10+/t 400 |  | 0.4 | 12 | 336 | 30 |  | Fixed | Roof
NJADRE1555754238 | Administratively Determined Incentive Program | PISCATAWAY | 8854 | 11 | 6.4 | Residential | Behind the Meter | Yes | Net Metered Residential | Sunrun Installation Services, Inc. |  | PSE&G | Accepted | 2024-02-07 | 2024-02-26 | 2025-02-26 | Solar Panels | Hanwha Q Cells | Q.PEAK DUO BLK ML-G10+/t 400 |  | 0.4 | 4 | 156 | 31 |  | Fixed | Roof
NJADRE1555754239 | Administratively Determined Incentive Program | MARLTON | 8053 | 13 | 3.24 | Residential | Behind the Meter | Yes | Net Metered Residential | SunnyMac LLC |  | PSE&G | Accepted | 2024-02-07 | 2024-02-26 | 2025-02-26 | Solar Panels | Q.PEAK DUO BLK ML-G10+ 405 | HANWHA |  | 0.405 | 8 | 148 | 23 |  | Fixed | Roof
NJADRE1555754239 | Administratively Determined Incentive Program | MARLTON | 8053 | 13 | 3.24 | Residential | Behind the Meter | Yes | Net Metered Residential | SunnyMac LLC |  | PSE&G | Accepted | 2024-02-07 | 2024-02-26 | 2025-02-26 | Inverters | SE3000H-US | Solaredge | 3000 |  | 1 |  |  | 0.1 |  | Outdoor | next to meter
NJADRE1555754256 | Administratively Determined Incentive Program | BERLIN | 8009 | 14 | 3.2 | Residential | Behind the Meter | Yes | Net Metered Residential | Pro Custom Solar dba Momentum Solar |  | AC Electric | Accepted | 2024-02-07 | 2024-02-23 | 2025-02-23 | Solar Panels | Q. PEAK DUO BLK ML-G10+400 | HANWHA |  | 0.4 | 8 | 119 | 26 |  | Fixed | Roof
NJADRE1555754256 | Administratively Determined Incentive Program | BERLIN | 8009 | 14 | 3.2 | Residential | Behind the Meter | Yes | Net Metered Residential | Pro Custom Solar dba Momentum Solar |  | AC Electric | Accepted | 2024-02-07 | 2024-02-23 | 2025-02-23 | Inverters | IQ8PLUS-72-2-US | ENPHASE | 290 |  | 8 |  |  | 0.97 |  | Outdoor
NJADRE1555754266 | Administratively Determined Incentive Program | PATERSON | 7522 | 6 | 5.67 | Residential | Behind the Meter | Yes | Net Metered Residential | Venture Home Solar, LLC |  | PSE&G | Accepted | 2024-02-07 | 2024-02-29 | 2025-02-28 | Inverters | EnPhase | IQ8PLUS-72-2-US (240V) | 300 |  | 14 |  |  | 0.96667 |  | Outside
NJADRE1555754266 | Administratively Determined Incentive Program | PATERSON | 7522 | 6 | 5.67 | Residential | Behind the Meter | Yes | Net Metered Residential | Venture Home Solar, LLC |  | PSE&G | Accepted | 2024-02-07 | 2024-02-29 | 2025-02-28 | Solar Panels | Hanwha | Q.PEAK DUO BLK ML-G10+ 405 |  | 0.405 | 3 | 138 | 30 |  | Fixed | Roof
NJADRE1555754266 | Administratively Determined Incentive Program | PATERSON | 7522 | 6 | 5.67 | Residential | Behind the Meter | Yes | Net Metered Residential | Venture Home Solar, LLC |  | PSE&G | Accepted | 2024-02-07 | 2024-02-29 | 2025-02-28 | Solar Panels | Hanwha | Q.PEAK DUO BLK ML-G10+ 405 |  | 0.405 | 4 | 228 | 30 |  | Fixed | Roof
NJADRE1555754266 | Administratively Determined Incentive Program | PATERSON | 7522 | 6 | 5.67 | Residential | Behind the Meter | Yes | Net Metered Residential | Venture Home Solar, LLC |  | PSE&G | Accepted | 2024-02-07 | 2024-02-29 | 2025-02-28 | Solar Panels | Hanwha | Q.PEAK DUO BLK ML-G10+ 405 |  | 0.405 | 1 | 138 | 30 |  | Fixed | Roof
NJADRE1555754266 | Administratively Determined Incentive Program | PATERSON | 7522 | 6 | 5.67 | Residential | Behind the Meter | Yes | Net Metered Residential | Venture Home Solar, LLC |  | PSE&G | Accepted | 2024-02-07 | 2024-02-29 | 2025-02-28 | Solar Panels | Hanwha | Q.PEAK DUO BLK ML-G10+ 405 |  | 0.405 | 6 | 228 | 30 |  | Fixed | Roof
NJADRE1555754275 | Administratively Determined Incentive Program | LAKEWOOD | 8701 | 18 | 6 | Residential | Behind the Meter | Yes | Net Metered Residential | Pro Custom Solar dba Momentum Solar |  | JCP&L | Accepted | 2024-02-07 | 2024-02-23 | 2025-02-23 | Solar Panels | Q. PEAK DUO BLK ML-G10+400 | HANWHA |  | 0.4 | 6 | 277 | 24 |  | Fixed | Roof
NJADRE1555754275 | Administratively Determined Incentive Program | LAKEWOOD | 8701 | 18 | 6 | Residential | Behind the Meter | Yes | Net Metered Residential | Pro Custom Solar dba Momentum Solar |  | JCP&L | Accepted | 2024-02-07 | 2024-02-23 | 2025-02-23 | Solar Panels | Q. PEAK DUO BLK ML-G10+400 | HANWHA |  | 0.4 | 9 | 97 | 24 |  | Fixed | Roof
NJADRE1555754275 | Administratively Determined Incentive Program | LAKEWOOD | 8701 | 18 | 6 | Residential | Behind the Meter | Yes | Net Metered Residential | Pro Custom Solar dba Momentum Solar |  | JCP&L | Accepted | 2024-02-07 | 2024-02-23 | 2025-02-23 | Inverters | IQ8PLUS-72-2-US | ENPHASE | 290 |  | 15 |  |  | 0.97 |  | Outdoor
NJADRE1555754276 | Administratively Determined Incentive Program | DUMONT | 7628 | 7 | 5.67 | Residential | Behind the Meter | No | Net Metered Residential | EMT Renewables |  | PSE&G | Accepted | 2024-02-07 | 2024-02-23 | 2025-02-23 | Inverters | ENPHASE | IQ8+ | 290 |  | 14 |  |  | 0.98 |  | Other | UNDER EACH PANEL
NJADRE1555754276 | Administratively Determined Incentive Program | DUMONT | 7628 | 7 | 5.67 | Residential | Behind the Meter | No | Net Metered Residential | EMT Renewables |  | PSE&G | Accepted | 2024-02-07 | 2024-02-23 | 2025-02-23 | Solar Panels | Q CELLS | Q PEAK DUO BLK |  | 0.405 | 14 | 177 | 23 |  | Fixed | Roof
NJADRE1555754298 | Administratively Determined Incentive Program | Washington Township | 8080 | 15 | 5.67 | Residential | Behind the Meter | Yes | Net Metered Residential | Sunny Mac LLC |  | AC Electric | Accepted | 2024-02-07 | 2024-02-27 | 2025-02-27 | Solar Panels | Q.PEAK DUO BLK ML-G10+ 405 | HANWHA |  | 0.405 | 8 | 150 | 20 |  | Fixed | Roof
NJADRE1555754298 | Administratively Determined Incentive Program | Washington Township | 8080 | 15 | 5.67 | Residential | Behind the Meter | Yes | Net Metered Residential | Sunny Mac LLC |  | AC Electric | Accepted | 2024-02-07 | 2024-02-27 | 2025-02-27 | Solar Panels | Q.PEAK DUO BLK ML-G10+ 405 | HANWHA |  | 0.405 | 6 | 60 | 19 |  | Fixed | Roof
NJADRE1555754298 | Administratively Determined Incentive Program | Washington Township | 8080 | 15 | 5.67 | Residential | Behind the Meter | Yes | Net Metered Residential | Sunny Mac LLC |  | AC Electric | Accepted | 2024-02-07 | 2024-02-27 | 2025-02-27 | Inverters | SE5000H-US | Solaredge | 5000 |  | 1 |  |  | 0.1 |  | Outdoor | next to meter
NJADRE1555754304 | Administratively Determined Incentive Program | BLACKWOOD | 8012 | 14 | 4.1 | Residential | Behind the Meter | No | Net Metered Residential | Sun Up Zero Down LLC |  | PSE&G | Accepted | 2024-02-07 | 2024-02-26 | 2025-02-26 | Meters | Enphase | TBD |  |  | 1 |  |  |  | Yes
NJADRE1555754304 | Administratively Determined Incentive Program | BLACKWOOD | 8012 | 14 | 4.1 | Residential | Behind the Meter | No | Net Metered Residential | Sun Up Zero Down LLC |  | PSE&G | Accepted | 2024-02-07 | 2024-02-26 | 2025-02-26 | Inverters | Enphase | IQ8PLUS-72-2-US | 290 |  | 10 |  |  | 0.976 |  | Outdoor
NJADRE1555754304 | Administratively Determined Incentive Program | BLACKWOOD | 8012 | 14 | 4.1 | Residential | Behind the Meter | No | Net Metered Residential | Sun Up Zero Down LLC |  | PSE&G | Accepted | 2024-02-07 | 2024-02-26 | 2025-02-26 | Solar Panels | Trina | TSM-410-NE09RC.05 Vertex S+ |  | 0.41 | 10 | 238 | 34 |  | Fixed | Roof
NJADRE1555754324 | Administratively Determined Incentive Program | WILLINGBORO | 8046 | 13 | 4.46 | Residential | Behind the Meter | No | Net Metered Residential | Sunny Mac LLC |  | PSE&G | Accepted | 2024-02-07 | 2024-02-27 | 2025-02-27 | Solar Panels | Q.PEAK DUO BLK ML-G10+ 405 | HANWHA |  | 0.405 | 8 | 208 | 27 |  | Fixed | Roof
NJADRE1555754324 | Administratively Determined Incentive Program | WILLINGBORO | 8046 | 13 | 4.46 | Residential | Behind the Meter | No | Net Metered Residential | Sunny Mac LLC |  | PSE&G | Accepted | 2024-02-07 | 2024-02-27 | 2025-02-27 | Solar Panels | Q.PEAK DUO BLK ML-G10+ 405 | HANWHA |  | 0.405 | 3 | 208 | 21 |  | Fixed | Roof
NJADRE1555754324 | Administratively Determined Incentive Program | WILLINGBORO | 8046 | 13 | 4.46 | Residential | Behind the Meter | No | Net Metered Residential | Sunny Mac LLC |  | PSE&G | Accepted | 2024-02-07 | 2024-02-27 | 2025-02-27 | Inverters | SE3800H-US | Solaredge | 3800 |  | 1 |  |  | 0.1 |  | Outdoor | next to meter
NJADRE1555754332 | Administratively Determined Incentive Program | AVON BY THE SEA | 7717 | 17 | 7.2 | Residential | Behind the Meter | Yes | Net Metered Residential | Pro Custom Solar dba Momentum Solar |  | JCP&L | Accepted | 2024-02-07 | 2024-02-23 | 2025-02-23 | Solar Panels | Q. PEAK DUO BLK ML-G10+400 | HANWHA |  | 0.4 | 9 | 96 | 29 |  | Fixed | Roof
NJADRE1555754332 | Administratively Determined Incentive Program | AVON BY THE SEA | 7717 | 17 | 7.2 | Residential | Behind the Meter | Yes | Net Metered Residential | Pro Custom Solar dba Momentum Solar |  | JCP&L | Accepted | 2024-02-07 | 2024-02-23 | 2025-02-23 | Solar Panels | Q. PEAK DUO BLK ML-G10+400 | HANWHA |  | 0.4 | 9 | 276 | 28 |  | Fixed | Roof
NJADRE1555754332 | Administratively Determined Incentive Program | AVON BY THE SEA | 7717 | 17 | 7.2 | Residential | Behind the Meter | Yes | Net Metered Residential | Pro Custom Solar dba Momentum Solar |  | JCP&L | Accepted | 2024-02-07 | 2024-02-23 | 2025-02-23 | Inverters | IQ8PLUS-72-2-US | ENPHASE | 290 |  | 18 |  |  | 0.97 |  | Outdoor
NJADRE1555754346 | Administratively Determined Incentive Program | CLIFTON | 7013 | 6 | 9.6 | Residential | Behind the Meter | Yes | Net Metered Residential | Sunrun Installation Services, Inc. |  | PSE&G | Accepted | 2024-02-07 | 2024-02-23 | 2025-02-23 | Inverters | SolarEdge Technologies | SE7600H-USSN | 7600 |  | 1 |  |  | 0.99 |  | Outside | Next to meter
NJADRE1555754346 | Administratively Determined Incentive Program | CLIFTON | 7013 | 6 | 9.6 | Residential | Behind the Meter | Yes | Net Metered Residential | Sunrun Installation Services, Inc. |  | PSE&G | Accepted | 2024-02-07 | 2024-02-23 | 2025-02-23 | Solar Panels | Hanwha Q Cells | Q.PEAK DUO BLK ML-G10+/t 400 |  | 0.4 | 12 | 131 | 45 |  | Fixed | Roof
NJADRE1555754346 | Administratively Determined Incentive Program | CLIFTON | 7013 | 6 | 9.6 | Residential | Behind the Meter | Yes | Net Metered Residential | Sunrun Installation Services, Inc. |  | PSE&G | Accepted | 2024-02-07 | 2024-02-23 | 2025-02-23 | Solar Panels | Hanwha Q Cells | Q.PEAK DUO BLK ML-G10+/t 400 |  | 0.4 | 12 | 311 | 25 |  | Fixed | Roof
NJADRE1555754349 | Administratively Determined Incentive Program | BOGOTA | 7603 | 7 | 4.05 | Residential | Behind the Meter | No | Net Metered Residential | EMT Renewables |  | PSE&G | Accepted | 2024-02-07 | 2024-02-23 | 2025-02-23 | Inverters | ENPHASE | IQ8+ | 290 |  | 10 |  |  | 0.98 |  | Other | UNDER EACH PANEL
NJADRE1555754349 | Administratively Determined Incentive Program | BOGOTA | 7603 | 7 | 4.05 | Residential | Behind the Meter | No | Net Metered Residential | EMT Renewables |  | PSE&G | Accepted | 2024-02-07 | 2024-02-23 | 2025-02-23 | Solar Panels | Q CELLS | Q PEAK DUO BLK |  | 0.405 | 7 | 288 | 33 |  | Fixed | Roof
NJADRE1555754349 | Administratively Determined Incentive Program | BOGOTA | 7603 | 7 | 4.05 | Residential | Behind the Meter | No | Net Metered Residential | EMT Renewables |  | PSE&G | Accepted | 2024-02-07 | 2024-02-23 | 2025-02-23 | Solar Panels | Q CELLS | Q PEAK DUO BLK |  | 0.405 | 1 | 108 | 17 |  | Fixed | Roof
NJADRE1555754349 | Administratively Determined Incentive Program | BOGOTA | 7603 | 7 | 4.05 | Residential | Behind the Meter | No | Net Metered Residential | EMT Renewables |  | PSE&G | Accepted | 2024-02-07 | 2024-02-23 | 2025-02-23 | Solar Panels | Q CELLS | Q PEAK DUO BLK |  | 0.405 | 2 | 108 | 20 |  | Fixed | Roof
NJADRE1555754355 | Administratively Determined Incentive Program | CLINTON TOWNSHIP | 8801 | 4 | 6.48 | Residential | Behind the Meter | Yes | Net Metered Residential | Trinity Solar Inc. |  | JCP&L | Accepted | 2024-02-07 | 2024-02-23 | 2025-02-23 | Inverters | Solar Edge | SE5000H-US | 5 |  | 1 |  |  | 0.97 |  | Outdoor
NJADRE1555754355 | Administratively Determined Incentive Program | CLINTON TOWNSHIP | 8801 | 4 | 6.48 | Residential | Behind the Meter | Yes | Net Metered Residential | Trinity Solar Inc. |  | JCP&L | Accepted | 2024-02-07 | 2024-02-23 | 2025-02-23 | Solar Panels | Hanwha | Q.PEAK DUO BLK ML-G10+ 405 |  | 0.405 | 6 | 181 | 27 |  | Fixed | Roof
NJADRE1555754355 | Administratively Determined Incentive Program | CLINTON TOWNSHIP | 8801 | 4 | 6.48 | Residential | Behind the Meter | Yes | Net Metered Residential | Trinity Solar Inc. |  | JCP&L | Accepted | 2024-02-07 | 2024-02-23 | 2025-02-23 | Solar Panels | Hanwha | Q.PEAK DUO BLK ML-G10+ 405 |  | 0.405 | 3 | 91 | 27 |  | Fixed | Roof
NJADRE1555754355 | Administratively Determined Incentive Program | CLINTON TOWNSHIP | 8801 | 4 | 6.48 | Residential | Behind the Meter | Yes | Net Metered Residential | Trinity Solar Inc. |  | JCP&L | Accepted | 2024-02-07 | 2024-02-23 | 2025-02-23 | Solar Panels | Hanwha | Q.PEAK DUO BLK ML-G10+ 405 |  | 0.405 | 5 | 181 | 27 |  | Fixed | Roof
NJADRE1555754355 | Administratively Determined Incentive Program | CLINTON TOWNSHIP | 8801 | 4 | 6.48 | Residential | Behind the Meter | Yes | Net Metered Residential | Trinity Solar Inc. |  | JCP&L | Accepted | 2024-02-07 | 2024-02-23 | 2025-02-23 | Solar Panels | Hanwha | Q.PEAK DUO BLK ML-G10+ 405 |  | 0.405 | 2 | 91 | 27 |  | Fixed | Roof
NJADRE1555754406 | Administratively Determined Incentive Program | Avon By The Sea | 7717 | 17 | 4.4 | Residential | Behind the Meter | Yes | Net Metered Residential | Pro Custom Solar dba Momentum Solar |  | JCP&L | Accepted | 2024-02-07 | 2024-02-23 | 2025-02-23 | Inverters | IQ8PLUS-72-2-US | ENPHASE | 290 |  | 11 |  |  | 0.97 |  | Outdoor
NJADRE1555754406 | Administratively Determined Incentive Program | Avon By The Sea | 7717 | 17 | 4.4 | Residential | Behind the Meter | Yes | Net Metered Residential | Pro Custom Solar dba Momentum Solar |  | JCP&L | Accepted | 2024-02-07 | 2024-02-23 | 2025-02-23 | Solar Panels | Q. PEAK DUO BLK ML-G10+400 | HANWHA |  | 0.4 | 6 | 96 | 29 |  | Fixed | Roof
NJADRE1555754406 | Administratively Determined Incentive Program | Avon By The Sea | 7717 | 17 | 4.4 | Residential | Behind the Meter | Yes | Net Metered Residential | Pro Custom Solar dba Momentum Solar |  | JCP&L | Accepted | 2024-02-07 | 2024-02-23 | 2025-02-23 | Solar Panels | Q. PEAK DUO BLK ML-G10+400 | HANWHA |  | 0.4 | 5 | 276 | 28 |  | Fixed | Roof
NJADRE1555754436 | Administratively Determined Incentive Program | Williamstown | 8094 | 15 | 6.97 | Residential | Behind the Meter | Yes | Net Metered Residential | Define Solar LLC |  | AC Electric | Accepted | 2024-02-07 | 2024-02-23 | 2025-02-23 | Inverters | Enphase | IQ8PLUS-72-2-US | 290 |  | 10 |  |  | 0.976 |  | Outside | Under each pv panel
NJADRE1555754436 | Administratively Determined Incentive Program | Williamstown | 8094 | 15 | 6.97 | Residential | Behind the Meter | Yes | Net Metered Residential | Define Solar LLC |  | AC Electric | Accepted | 2024-02-07 | 2024-02-23 | 2025-02-23 | Inverters | Enphase | IQ8PLUS-72-2-US | 290 |  | 7 |  |  | 0.976 |  | Outside | Under each pv panel
NJADRE1555754436 | Administratively Determined Incentive Program | Williamstown | 8094 | 15 | 6.97 | Residential | Behind the Meter | Yes | Net Metered Residential | Define Solar LLC |  | AC Electric | Accepted | 2024-02-07 | 2024-02-23 | 2025-02-23 | Solar Panels | Znshine | ZXM7-SH108 410W |  | 0.41 | 10 | 164 | 32 |  | Fixed | Roof
NJADRE1555754436 | Administratively Determined Incentive Program | Williamstown | 8094 | 15 | 6.97 | Residential | Behind the Meter | Yes | Net Metered Residential | Define Solar LLC |  | AC Electric | Accepted | 2024-02-07 | 2024-02-23 | 2025-02-23 | Solar Panels | Znshine | ZXM7-SH108 410W |  | 0.41 | 7 | 254 | 34 |  | Fixed | Roof
NJADRE1555754440 | Administratively Determined Incentive Program | Randolph | 7869 | 3 | 9.02 | Residential | Behind the Meter | No | Net Metered Residential | Infinity Solar Systems |  | JCP&L | Accepted | 2024-02-07 | 2024-02-23 | 2025-02-23 | Inverters | Enphase | IQ8PLUS-72-2-US | 290 |  | 22 |  |  | 0.97 |  | Outdoor
NJADRE1555754440 | Administratively Determined Incentive Program | Randolph | 7869 | 3 | 9.02 | Residential | Behind the Meter | No | Net Metered Residential | Infinity Solar Systems |  | JCP&L | Accepted | 2024-02-07 | 2024-02-23 | 2025-02-23 | Solar Panels | SEG Solar | SEG-410-BMD-HV |  | 0.41 | 7 | 145 | 34 |  | Fixed | Roof
NJADRE1555754440 | Administratively Determined Incentive Program | Randolph | 7869 | 3 | 9.02 | Residential | Behind the Meter | No | Net Metered Residential | Infinity Solar Systems |  | JCP&L | Accepted | 2024-02-07 | 2024-02-23 | 2025-02-23 | Solar Panels | SEG Solar | SEG-410-BMD-HV |  | 0.41 | 6 | 235 | 34 |  | Fixed | Roof
NJADRE1555754440 | Administratively Determined Incentive Program | Randolph | 7869 | 3 | 9.02 | Residential | Behind the Meter | No | Net Metered Residential | Infinity Solar Systems |  | JCP&L | Accepted | 2024-02-07 | 2024-02-23 | 2025-02-23 | Solar Panels | SEG Solar | SEG-410-BMD-HV |  | 0.41 | 2 | 235 | 34 |  | Fixed | Roof
NJADRE1555754440 | Administratively Determined Incentive Program | Randolph | 7869 | 3 | 9.02 | Residential | Behind the Meter | No | Net Metered Residential | Infinity Solar Systems |  | JCP&L | Accepted | 2024-02-07 | 2024-02-23 | 2025-02-23 | Solar Panels | SEG Solar | SEG-410-BMD-HV |  | 0.41 | 2 | 55 | 34 |  | Fixed | Roof
NJADRE1555754440 | Administratively Determined Incentive Program | Randolph | 7869 | 3 | 9.02 | Residential | Behind the Meter | No | Net Metered Residential | Infinity Solar Systems |  | JCP&L | Accepted | 2024-02-07 | 2024-02-23 | 2025-02-23 | Solar Panels | SEG Solar | SEG-410-BMD-HV |  | 0.41 | 5 | 55 | 34 |  | Fixed | Roof
NJADRE1555754448 | Administratively Determined Incentive Program | EVESHAM TWP | 8053 | 13 | 10.4 | Residential | Behind the Meter | Yes | Net Metered Residential | Sunrun Installation Services, Inc. |  | PSE&G | Accepted | 2024-02-07 | 2024-02-23 | 2025-02-23 | Inverters | SolarEdge Technologies | SE7600H-USSN | 7600 |  | 1 |  |  | 0.99 |  | Outside | Next to meter
NJADRE1555754448 | Administratively Determined Incentive Program | EVESHAM TWP | 8053 | 13 | 10.4 | Residential | Behind the Meter | Yes | Net Metered Residential | Sunrun Installation Services, Inc. |  | PSE&G | Accepted | 2024-02-07 | 2024-02-23 | 2025-02-23 | Solar Panels | Hanwha Q Cells | Q.PEAK DUO BLK ML-G10+/t 400 |  | 0.4 | 15 | 214 | 27 |  | Fixed | Roof
NJADRE1555754448 | Administratively Determined Incentive Program | EVESHAM TWP | 8053 | 13 | 10.4 | Residential | Behind the Meter | Yes | Net Metered Residential | Sunrun Installation Services, Inc. |  | PSE&G | Accepted | 2024-02-07 | 2024-02-23 | 2025-02-23 | Solar Panels | Hanwha Q Cells | Q.PEAK DUO BLK ML-G10+/t 400 |  | 0.4 | 11 | 34 | 26 |  | Fixed | Roof
NJADRE1555754471 | Administratively Determined Incentive Program | GLASSBORO | 8028 | 15 | 11.34 | Residential | Behind the Meter | Yes | Net Metered Residential | Sunny Mac LLC |  | AC Electric | Accepted | 2024-02-07 | 2024-02-27 | 2025-02-27 | Solar Panels | Q.PEAK DUO BLK ML-G10+ 405 | HANWHA |  | 0.405 | 6 | 152 | 26 |  | Fixed | Roof
NJADRE1555754471 | Administratively Determined Incentive Program | GLASSBORO | 8028 | 15 | 11.34 | Residential | Behind the Meter | Yes | Net Metered Residential | Sunny Mac LLC |  | AC Electric | Accepted | 2024-02-07 | 2024-02-27 | 2025-02-27 | Solar Panels | Q.PEAK DUO BLK ML-G10+ 405 | HANWHA |  | 0.405 | 8 | 332 | 13 |  | Fixed | Roof
NJADRE1555754471 | Administratively Determined Incentive Program | GLASSBORO | 8028 | 15 | 11.34 | Residential | Behind the Meter | Yes | Net Metered Residential | Sunny Mac LLC |  | AC Electric | Accepted | 2024-02-07 | 2024-02-27 | 2025-02-27 | Solar Panels | Q.PEAK DUO BLK ML-G10+ 405 | HANWHA |  | 0.405 | 14 | 332 | 26 |  | Fixed | Roof
NJADRE1555754471 | Administratively Determined Incentive Program | GLASSBORO | 8028 | 15 | 11.34 | Residential | Behind the Meter | Yes | Net Metered Residential | Sunny Mac LLC |  | AC Electric | Accepted | 2024-02-07 | 2024-02-27 | 2025-02-27 | Inverters | SE7600H-US | Solaredge | 7600 |  | 1 |  |  | 0.1 |  | Outdoor | next to meter
NJADRE1555754472 | Administratively Determined Incentive Program | NORWOOD | 7648 | 7 | 10.4 | Residential | Behind the Meter | Yes | Net Metered Residential | SunPower Corporation |  | Orange Rockland Electric | Accepted | 2024-02-07 | 2024-02-26 | 2025-02-26 | Solar Panels | WAAREE ENERGIES LIMITED | WSMDI-400 |  | 0.4 | 8 | 119 | 34 |  | Fixed | Roof
NJADRE1555754472 | Administratively Determined Incentive Program | NORWOOD | 7648 | 7 | 10.4 | Residential | Behind the Meter | Yes | Net Metered Residential | SunPower Corporation |  | Orange Rockland Electric | Accepted | 2024-02-07 | 2024-02-26 | 2025-02-26 | Solar Panels | WAAREE ENERGIES LIMITED | WSMDI-400 |  | 0.4 | 4 | 299 | 34 |  | Fixed | Roof
NJADRE1555754472 | Administratively Determined Incentive Program | NORWOOD | 7648 | 7 | 10.4 | Residential | Behind the Meter | Yes | Net Metered Residential | SunPower Corporation |  | Orange Rockland Electric | Accepted | 2024-02-07 | 2024-02-26 | 2025-02-26 | Solar Panels | WAAREE ENERGIES LIMITED | WSMDI-400 |  | 0.4 | 4 | 299 | 11 |  | Fixed | Roof
NJADRE1555754472 | Administratively Determined Incentive Program | NORWOOD | 7648 | 7 | 10.4 | Residential | Behind the Meter | Yes | Net Metered Residential | SunPower Corporation |  | Orange Rockland Electric | Accepted | 2024-02-07 | 2024-02-26 | 2025-02-26 | Solar Panels | WAAREE ENERGIES LIMITED | WSMDI-400 |  | 0.4 | 3 | 29 | 20 |  | Fixed | Roof
NJADRE1555754472 | Administratively Determined Incentive Program | NORWOOD | 7648 | 7 | 10.4 | Residential | Behind the Meter | Yes | Net Metered Residential | SunPower Corporation |  | Orange Rockland Electric | Accepted | 2024-02-07 | 2024-02-26 | 2025-02-26 | Solar Panels | WAAREE ENERGIES LIMITED | WSMDI-400 |  | 0.4 | 7 | 209 | 19 |  | Fixed | Roof
NJADRE1555754472 | Administratively Determined Incentive Program | NORWOOD | 7648 | 7 | 10.4 | Residential | Behind the Meter | Yes | Net Metered Residential | SunPower Corporation |  | Orange Rockland Electric | Accepted | 2024-02-07 | 2024-02-26 | 2025-02-26 | Inverters | Enphase | IQ7HS-66-M-US | 384 |  | 26 |  |  | 0.97 |  | Other | Under Each Panel
NJADRE1555754476 | Administratively Determined Incentive Program | BROWNS MILLS | 8015 | 13 | 12.15 | Residential | Behind the Meter | Yes | Net Metered Residential | Trinity Solar Inc. |  | JCP&L | Accepted | 2024-02-07 | 2024-02-26 | 2025-02-26 | Inverters | Solar Edge | SE10000H-US | 10000 |  | 1 |  |  | 0.97 |  | Outdoor
NJADRE1555754476 | Administratively Determined Incentive Program | BROWNS MILLS | 8015 | 13 | 12.15 | Residential | Behind the Meter | Yes | Net Metered Residential | Trinity Solar Inc. |  | JCP&L | Accepted | 2024-02-07 | 2024-02-26 | 2025-02-26 | Solar Panels | HANWHA | (Q.PEAK DUO BLK ML-G10+ 405) |  | 0.405 | 16 | 289 | 30 |  | Fixed | Roof
NJADRE1555754476 | Administratively Determined Incentive Program | BROWNS MILLS | 8015 | 13 | 12.15 | Residential | Behind the Meter | Yes | Net Metered Residential | Trinity Solar Inc. |  | JCP&L | Accepted | 2024-02-07 | 2024-02-26 | 2025-02-26 | Solar Panels | HANWHA | (Q.PEAK DUO BLK ML-G10+ 405) |  | 0.405 | 12 | 109 | 30 |  | Fixed | Roof
NJADRE1555754476 | Administratively Determined Incentive Program | BROWNS MILLS | 8015 | 13 | 12.15 | Residential | Behind the Meter | Yes | Net Metered Residential | Trinity Solar Inc. |  | JCP&L | Accepted | 2024-02-07 | 2024-02-26 | 2025-02-26 | Solar Panels | HANWHA | (Q.PEAK DUO BLK ML-G10+ 405) |  | 0.405 | 2 | 109 | 30 |  | Fixed | Roof
NJADRE1555754482 | Administratively Determined Incentive Program | Hillsdale | 7642 | 7 | 8.51 | Residential | Behind the Meter | Yes | Net Metered Residential | SunnyMac LLC |  | PSE&G | Accepted | 2024-02-07 | 2024-02-28 | 2025-02-28 | Solar Panels | Q.PEAK DUO BLK ML-G10+ 405 | HANWHA |  | 0.405 | 21 | 171 | 23 |  | Fixed | Roof
NJADRE1555754482 | Administratively Determined Incentive Program | Hillsdale | 7642 | 7 | 8.51 | Residential | Behind the Meter | Yes | Net Metered Residential | SunnyMac LLC |  | PSE&G | Accepted | 2024-02-07 | 2024-02-28 | 2025-02-28 | Inverters | SE7600H-US | Solaredge | 7600 |  | 1 |  |  | 0.1 |  | Outdoor | next to meter
NJADRE1555754495 | Administratively Determined Incentive Program | MAYS LANDING | 8330 | 19 | 6.8 | Residential | Behind the Meter | Yes | Net Metered Residential | Power Energy Solutions |  | AC Electric | Accepted | 2024-02-07 | 2024-02-26 | 2025-02-26 | Inverters | SolarEdge | SE5000H-US | 5 |  | 1 |  |  | 0.97 |  | Outdoor
NJADRE1555754495 | Administratively Determined Incentive Program | MAYS LANDING | 8330 | 19 | 6.8 | Residential | Behind the Meter | Yes | Net Metered Residential | Power Energy Solutions |  | AC Electric | Accepted | 2024-02-07 | 2024-02-26 | 2025-02-26 | Solar Panels | Canadian Solar | CS6R-400MS-HL HIKU6 BLACK MONO |  | 0.4 | 12 | 147 | 31 |  | Fixed | Roof
NJADRE1555754495 | Administratively Determined Incentive Program | MAYS LANDING | 8330 | 19 | 6.8 | Residential | Behind the Meter | Yes | Net Metered Residential | Power Energy Solutions |  | AC Electric | Accepted | 2024-02-07 | 2024-02-26 | 2025-02-26 | Solar Panels | Canadian Solar | CS6R-400MS-HL HIKU6 BLACK MONO |  | 0.4 | 5 | 327 | 31 |  | Fixed | Roof
NJADRE1555754507 | Administratively Determined Incentive Program | MEDFORD | 8055 | 13 | 6.08 | Residential | Behind the Meter | Yes | Net Metered Residential | SunnyMac LLC |  | PSE&G | Accepted | 2024-02-07 | 2024-02-26 | 2025-02-26 | Solar Panels | Q.PEAK DUO BLK ML-G10+ 405 | HANWHA |  | 0.405 | 15 | 110 | 31 |  | Fixed | Roof
NJADRE1555754507 | Administratively Determined Incentive Program | MEDFORD | 8055 | 13 | 6.08 | Residential | Behind the Meter | Yes | Net Metered Residential | SunnyMac LLC |  | PSE&G | Accepted | 2024-02-07 | 2024-02-26 | 2025-02-26 | Inverters | SE5000H-US | Solaredge | 5000 |  | 1 |  |  | 0.1 |  | Outdoor | next to meter
NJADRE1555754511 | Administratively Determined Incentive Program | PITTSTOWN | 8867 | 4 | 6.08 | Residential | Behind the Meter | No | Net Metered Residential | Green Power Energy |  | JCP&L | Accepted | 2024-02-07 | 2024-02-26 | 2025-02-26 | Inverters | Enphase Energy | IQ8PLUS-72-2-US [240V] | 290 |  | 15 |  |  | 0.975 |  | Outdoor | Roof
NJADRE1555754511 | Administratively Determined Incentive Program | PITTSTOWN | 8867 | 4 | 6.08 | Residential | Behind the Meter | No | Net Metered Residential | Green Power Energy |  | JCP&L | Accepted | 2024-02-07 | 2024-02-26 | 2025-02-26 | Solar Panels | Hanwha Q-Cells | Q.PEAK DUO BLK ML-G10+ 405 |  | 0.405 | 15 | 177 | 23 |  | Fixed | Roof
NJADRE1555754524 | Administratively Determined Incentive Program | ELMWOOD PARK | 7407 | 7 | 4 | Residential | Behind the Meter | Yes | Net Metered Residential | Sunrun Installation Services, Inc. |  | PSE&G | Accepted | 2024-02-07 | 2024-02-26 | 2025-02-26 | Inverters | SolarEdge Technologies | SE3800H-USMN | 3800 |  | 1 |  |  | 0.99 |  | Outside | Next to meter
NJADRE1555754524 | Administratively Determined Incentive Program | ELMWOOD PARK | 7407 | 7 | 4 | Residential | Behind the Meter | Yes | Net Metered Residential | Sunrun Installation Services, Inc. |  | PSE&G | Accepted | 2024-02-07 | 2024-02-26 | 2025-02-26 | Solar Panels | Hanwha Q Cells | Q.PEAK DUO BLK ML-G10+/t 400 |  | 0.4 | 6 | 252 | 20 |  | Fixed | Roof
NJADRE1555754524 | Administratively Determined Incentive Program | ELMWOOD PARK | 7407 | 7 | 4 | Residential | Behind the Meter | Yes | Net Metered Residential | Sunrun Installation Services, Inc. |  | PSE&G | Accepted | 2024-02-07 | 2024-02-26 | 2025-02-26 | Solar Panels | Hanwha Q Cells | Q.PEAK DUO BLK ML-G10+/t 400 |  | 0.4 | 4 | 162 | 20 |  | Fixed | Roof
NJADRE1555754524 | Administratively Determined Incentive Program | ELMWOOD PARK | 7407 | 7 | 4 | Residential | Behind the Meter | Yes | Net Metered Residential | Sunrun Installation Services, Inc. |  | PSE&G | Accepted | 2024-02-07 | 2024-02-26 | 2025-02-26 | Electric Storage Battery | Tesla | Powerwall |  |  | 1 |  |  |  | Lithium Ion |  | INSIDE
NJADRE1555754532 | Administratively Determined Incentive Program | MONROE | 8831 | 11 | 5.48 | Residential | Behind the Meter | No | Net Metered Residential | Power Home Remodeling |  | JCP&L | Accepted | 2024-02-07 | 2024-02-27 | 2025-02-27 | Inverters | SolarEdge | SE3800H-US | 3800 |  | 1 |  |  | 0.99 |  | Outdoor
NJADRE1555754532 | Administratively Determined Incentive Program | MONROE | 8831 | 11 | 5.48 | Residential | Behind the Meter | No | Net Metered Residential | Power Home Remodeling |  | JCP&L | Accepted | 2024-02-07 | 2024-02-27 | 2025-02-27 | Meters | SolarEdge | Revenue Grade Data Ansi C12.20 |  |  | 1 |  |  |  | Yes | Outdoor
NJADRE1555754532 | Administratively Determined Incentive Program | MONROE | 8831 | 11 | 5.48 | Residential | Behind the Meter | No | Net Metered Residential | Power Home Remodeling |  | JCP&L | Accepted | 2024-02-07 | 2024-02-27 | 2025-02-27 | Solar Panels | QCell | Q.PEAK DUO BLK-G10+ 365 |  | 0.365 | 15 | 185 | 27 |  | Fixed | Roof
NJADRE1555754533 | Administratively Determined Incentive Program | BERGENFIELD | 7621 | 7 | 5.27 | Residential | Behind the Meter | Yes | Net Metered Residential | EMT Renewables |  | PSE&G | Accepted | 2024-02-07 | 2024-02-26 | 2025-02-26 | Inverters | ENPHASE | IQ8+ | 290 |  | 13 |  |  | 0.98 |  | Other | UNDER EACH PANEL
NJADRE1555754533 | Administratively Determined Incentive Program | BERGENFIELD | 7621 | 7 | 5.27 | Residential | Behind the Meter | Yes | Net Metered Residential | EMT Renewables |  | PSE&G | Accepted | 2024-02-07 | 2024-02-26 | 2025-02-26 | Solar Panels | Q CELLS | Q PEAK DUO BLK |  | 0.405 | 7 | 176 | 21 |  | Fixed | Roof
NJADRE1555754533 | Administratively Determined Incentive Program | BERGENFIELD | 7621 | 7 | 5.27 | Residential | Behind the Meter | Yes | Net Metered Residential | EMT Renewables |  | PSE&G | Accepted | 2024-02-07 | 2024-02-26 | 2025-02-26 | Solar Panels | Q CELLS | Q PEAK DUO BLK |  | 0.405 | 4 | 356 | 13 |  | Fixed | Roof
NJADRE1555754533 | Administratively Determined Incentive Program | BERGENFIELD | 7621 | 7 | 5.27 | Residential | Behind the Meter | Yes | Net Metered Residential | EMT Renewables |  | PSE&G | Accepted | 2024-02-07 | 2024-02-26 | 2025-02-26 | Solar Panels | Q CELLS | Q PEAK DUO BLK |  | 0.405 | 2 | 267 | 1 |  | Fixed | Roof
NJADRE1555754540 | Administratively Determined Incentive Program | LITTLE FERRY | 7643 | 7 | 5.67 | Residential | Behind the Meter | Yes | Net Metered Residential | Trinity Solar Inc. |  | PSE&G | Accepted | 2024-02-07 | 2024-02-26 | 2025-02-26 | Inverters | Solar Edge | SE5000H-US | 5 |  | 1 |  |  | 0.97 |  | Outdoor
NJADRE1555754540 | Administratively Determined Incentive Program | LITTLE FERRY | 7643 | 7 | 5.67 | Residential | Behind the Meter | Yes | Net Metered Residential | Trinity Solar Inc. |  | PSE&G | Accepted | 2024-02-07 | 2024-02-26 | 2025-02-26 | Solar Panels | Hanwha | Q.PEAK DUO BLK ML-G10+ 405 |  | 0.405 | 3 | 178 | 23 |  | Fixed | Roof
NJADRE1555754540 | Administratively Determined Incentive Program | LITTLE FERRY | 7643 | 7 | 5.67 | Residential | Behind the Meter | Yes | Net Metered Residential | Trinity Solar Inc. |  | PSE&G | Accepted | 2024-02-07 | 2024-02-26 | 2025-02-26 | Solar Panels | Hanwha | Q.PEAK DUO BLK ML-G10+ 405 |  | 0.405 | 7 | 268 | 23 |  | Fixed | Roof
NJADRE1555754540 | Administratively Determined Incentive Program | LITTLE FERRY | 7643 | 7 | 5.67 | Residential | Behind the Meter | Yes | Net Metered Residential | Trinity Solar Inc. |  | PSE&G | Accepted | 2024-02-07 | 2024-02-26 | 2025-02-26 | Solar Panels | Hanwha | Q.PEAK DUO BLK ML-G10+ 405 |  | 0.405 | 4 | 178 | 23 |  | Fixed | Roof
NJADRE1555754554 | Administratively Determined Incentive Program | PENNINGTON | 8534 | 12 | 5.33 | Residential | Behind the Meter | No | Net Metered Residential | Solar Energy World |  | PSE&G | Accepted | 2024-02-07 | 2024-02-26 | 2025-02-26 | Solar Panels | Longi | LR4-60-HPB-355M |  | 0.355 | 15 | 225 | 25 |  | Fixed | Roof
NJADRE1555754554 | Administratively Determined Incentive Program | PENNINGTON | 8534 | 12 | 5.33 | Residential | Behind the Meter | No | Net Metered Residential | Solar Energy World |  | PSE&G | Accepted | 2024-02-07 | 2024-02-26 | 2025-02-26 | Inverters | Enphase | IQ8PLUS-72-2-US | 290 |  | 15 |  |  | 0.97 |  | Outside
NJADRE1555754564 | Administratively Determined Incentive Program | MOUNT LAUREL | 8054 | 13 | 6.08 | Residential | Behind the Meter | Yes | Net Metered Residential | Trinity Solar Inc. |  | PSE&G | Accepted | 2024-02-07 | 2024-02-26 | 2025-02-26 | Inverters | Solar Edge | SE5000H-US | 5000 |  | 1 |  |  | 0.97 |  | Outdoor
NJADRE1555754564 | Administratively Determined Incentive Program | MOUNT LAUREL | 8054 | 13 | 6.08 | Residential | Behind the Meter | Yes | Net Metered Residential | Trinity Solar Inc. |  | PSE&G | Accepted | 2024-02-07 | 2024-02-26 | 2025-02-26 | Solar Panels | HANWHA | HANWHA 405 (Q.PEAK DUO BLK ML-G10+ 405) |  | 0.405 | 8 | 251 | 30 |  | Fixed | Roof
NJADRE1555754564 | Administratively Determined Incentive Program | MOUNT LAUREL | 8054 | 13 | 6.08 | Residential | Behind the Meter | Yes | Net Metered Residential | Trinity Solar Inc. |  | PSE&G | Accepted | 2024-02-07 | 2024-02-26 | 2025-02-26 | Solar Panels | HANWHA | HANWHA 405 (Q.PEAK DUO BLK ML-G10+ 405) |  | 0.405 | 7 | 71 | 30 |  | Fixed | Roof
NJADRE1555754575 | Administratively Determined Incentive Program | NATIONAL PARK | 8063 | 15 | 6.4 | Residential | Behind the Meter | Yes | Net Metered Residential | Sunrun Installation Services, Inc. |  | PSE&G | Accepted | 2024-02-07 | 2024-02-26 | 2025-02-26 | Inverters | SolarEdge Technologies | SE6000H-USSN | 6000 |  | 1 |  |  | 0.99 |  | Outside | Next to meter
NJADRE1555754575 | Administratively Determined Incentive Program | NATIONAL PARK | 8063 | 15 | 6.4 | Residential | Behind the Meter | Yes | Net Metered Residential | Sunrun Installation Services, Inc. |  | PSE&G | Accepted | 2024-02-07 | 2024-02-26 | 2025-02-26 | Solar Panels | Hanwha Q Cells | Q.PEAK DUO BLK ML-G10+/t 400 |  | 0.4 | 12 | 203 | 28 |  | Fixed | Roof
NJADRE1555754575 | Administratively Determined Incentive Program | NATIONAL PARK | 8063 | 15 | 6.4 | Residential | Behind the Meter | Yes | Net Metered Residential | Sunrun Installation Services, Inc. |  | PSE&G | Accepted | 2024-02-07 | 2024-02-26 | 2025-02-26 | Solar Panels | Hanwha Q Cells | Q.PEAK DUO BLK ML-G10+/t 400 |  | 0.4 | 4 | 203 | 20 |  | Fixed | Roof
NJADRE1555754590 | Administratively Determined Incentive Program | Willingboro | 8046 | 13 | 8.8 | Residential | Behind the Meter | Yes | Net Metered Residential | Sunrun Installations Services Inc. |  | PSE&G | Accepted | 2024-02-07 | 2024-02-26 | 2025-02-26 | Inverters | DELTA ELECTRONICS | E8-TL-US | 8000 |  | 1 |  |  | 0.975 |  | Outdoor | Next To Meter
NJADRE1555754590 | Administratively Determined Incentive Program | Willingboro | 8046 | 13 | 8.8 | Residential | Behind the Meter | Yes | Net Metered Residential | Sunrun Installations Services Inc. |  | PSE&G | Accepted | 2024-02-07 | 2024-02-26 | 2025-02-26 | Solar Panels | HANWHA Q-CELLS | Q.PEAK DUO BLK ML-G10+/T 400 |  | 0.4 | 6 | 256 | 19 |  | Fixed | Roof
NJADRE1555754590 | Administratively Determined Incentive Program | Willingboro | 8046 | 13 | 8.8 | Residential | Behind the Meter | Yes | Net Metered Residential | Sunrun Installations Services Inc. |  | PSE&G | Accepted | 2024-02-07 | 2024-02-26 | 2025-02-26 | Solar Panels | SOLAREDGE TECHNOLOGIES | Q.PEAK DUO BLK ML-G10+/T 400 |  | 0.4 | 16 | 166 | 20 |  | Fixed | Roof
NJADRE1555754640 | Administratively Determined Incentive Program | Medford Township | 8055 | 13 | 19.85 | Residential | Behind the Meter | No | Net Metered Residential | Green Power Energy, LLC |  | PSE&G | Accepted | 2024-02-07 | 2024-02-26 | 2025-02-26 | Inverters | Enphase Energy | IQ8PLUS-72-2-US [240V] | 290 |  | 49 |  |  | 0.975 |  | Outdoor | Roof
NJADRE1555754640 | Administratively Determined Incentive Program | Medford Township | 8055 | 13 | 19.85 | Residential | Behind the Meter | No | Net Metered Residential | Green Power Energy, LLC |  | PSE&G | Accepted | 2024-02-07 | 2024-02-26 | 2025-02-26 | Solar Panels | Hanwha Q-Cells | Q.PEAK DUO BLK ML-G10+ 405 |  | 0.405 | 6 | 117 | 18 |  | Fixed | Roof
NJADRE1555754640 | Administratively Determined Incentive Program | Medford Township | 8055 | 13 | 19.85 | Residential | Behind the Meter | No | Net Metered Residential | Green Power Energy, LLC |  | PSE&G | Accepted | 2024-02-07 | 2024-02-26 | 2025-02-26 | Solar Panels | Hanwha Q-Cells | Q.PEAK DUO BLK ML-G10+ 405 |  | 0.405 | 11 | 207 | 18 |  | Fixed | Roof
NJADRE1555754640 | Administratively Determined Incentive Program | Medford Township | 8055 | 13 | 19.85 | Residential | Behind the Meter | No | Net Metered Residential | Green Power Energy, LLC |  | PSE&G | Accepted | 2024-02-07 | 2024-02-26 | 2025-02-26 | Solar Panels | Hanwha Q-Cells | Q.PEAK DUO BLK ML-G10+ 405 |  | 0.405 | 12 | 297 | 18 |  | Fixed | Roof
NJADRE1555754640 | Administratively Determined Incentive Program | Medford Township | 8055 | 13 | 19.85 | Residential | Behind the Meter | No | Net Metered Residential | Green Power Energy, LLC |  | PSE&G | Accepted | 2024-02-07 | 2024-02-26 | 2025-02-26 | Solar Panels | Hanwha Q-Cells | Q.PEAK DUO BLK ML-G10+ 405 |  | 0.405 | 20 | 206 | 27 |  | Fixed | Roof
NJADRE1555754643 | Administratively Determined Incentive Program | EAST BRUNSWICK | 8816 | 11 | 12.8 | Residential | Behind the Meter | Yes | Net Metered Residential | Sunrun Installation Services, Inc. |  | JCP&L | Accepted | 2024-02-07 | 2024-02-26 | 2025-02-26 | Inverters | SolarEdge Technologies | SE10000H-USSN | 10000 |  | 1 |  |  | 0.99 |  | Outside | Next to meter
NJADRE1555754643 | Administratively Determined Incentive Program | EAST BRUNSWICK | 8816 | 11 | 12.8 | Residential | Behind the Meter | Yes | Net Metered Residential | Sunrun Installation Services, Inc. |  | JCP&L | Accepted | 2024-02-07 | 2024-02-26 | 2025-02-26 | Solar Panels | Hanwha Q Cells | Q.PEAK DUO BLK ML-G10+/t 400 |  | 0.4 | 11 | 263 | 26 |  | Fixed | Roof
NJADRE1555754643 | Administratively Determined Incentive Program | EAST BRUNSWICK | 8816 | 11 | 12.8 | Residential | Behind the Meter | Yes | Net Metered Residential | Sunrun Installation Services, Inc. |  | JCP&L | Accepted | 2024-02-07 | 2024-02-26 | 2025-02-26 | Solar Panels | Hanwha Q Cells | Q.PEAK DUO BLK ML-G10+/t 400 |  | 0.4 | 9 | 83 | 26 |  | Fixed | Roof
NJADRE1555754643 | Administratively Determined Incentive Program | EAST BRUNSWICK | 8816 | 11 | 12.8 | Residential | Behind the Meter | Yes | Net Metered Residential | Sunrun Installation Services, Inc. |  | JCP&L | Accepted | 2024-02-07 | 2024-02-26 | 2025-02-26 | Solar Panels | Hanwha Q Cells | Q.PEAK DUO BLK ML-G10+/t 400 |  | 0.4 | 6 | 173 | 26 |  | Fixed | Roof
NJADRE1555754643 | Administratively Determined Incentive Program | EAST BRUNSWICK | 8816 | 11 | 12.8 | Residential | Behind the Meter | Yes | Net Metered Residential | Sunrun Installation Services, Inc. |  | JCP&L | Accepted | 2024-02-07 | 2024-02-26 | 2025-02-26 | Solar Panels | Hanwha Q Cells | Q.PEAK DUO BLK ML-G10+/t 400 |  | 0.4 | 6 | 354 | 26 |  | Fixed | Roof
NJADRE1555754658 | Administratively Determined Incentive Program | Willingboro | 8046 | 13 | 9.72 | Residential | Behind the Meter | Yes | Net Metered Residential | SunPower Corporation |  | PSE&G | Accepted | 2024-02-07 | 2024-02-26 | 2025-02-26 | Solar Panels | Hanwha Q CELLS | Q.PEAK DUO BLK ML-G10+ 405 |  | 0.405 | 11 | 80 | 28 |  | Fixed | Roof
NJADRE1555754658 | Administratively Determined Incentive Program | Willingboro | 8046 | 13 | 9.72 | Residential | Behind the Meter | Yes | Net Metered Residential | SunPower Corporation |  | PSE&G | Accepted | 2024-02-07 | 2024-02-26 | 2025-02-26 | Solar Panels | Hanwha Q CELLS | Q.PEAK DUO BLK ML-G10+ 405 |  | 0.405 | 6 | 80 | 8 |  | Fixed | Roof
NJADRE1555754658 | Administratively Determined Incentive Program | Willingboro | 8046 | 13 | 9.72 | Residential | Behind the Meter | Yes | Net Metered Residential | SunPower Corporation |  | PSE&G | Accepted | 2024-02-07 | 2024-02-26 | 2025-02-26 | Solar Panels | Hanwha Q CELLS | Q.PEAK DUO BLK ML-G10+ 405 |  | 0.405 | 3 | 80 | 18 |  | Fixed | Roof
NJADRE1555754658 | Administratively Determined Incentive Program | Willingboro | 8046 | 13 | 9.72 | Residential | Behind the Meter | Yes | Net Metered Residential | SunPower Corporation |  | PSE&G | Accepted | 2024-02-07 | 2024-02-26 | 2025-02-26 | Solar Panels | Hanwha Q CELLS | Q.PEAK DUO BLK ML-G10+ 405 |  | 0.405 | 4 | 260 | 18 |  | Fixed | Roof
NJADRE1555754658 | Administratively Determined Incentive Program | Willingboro | 8046 | 13 | 9.72 | Residential | Behind the Meter | Yes | Net Metered Residential | SunPower Corporation |  | PSE&G | Accepted | 2024-02-07 | 2024-02-26 | 2025-02-26 | Inverters | Enphase | IQ7HS-66-M-US | 384 |  | 24 |  |  | 0.97 |  | Other | under each panel
NJADRE1555754721 | Administratively Determined Incentive Program | Bloomfield | 7003 | 9 | 10.4 | Residential | Behind the Meter | Yes | Net Metered Residential | Pro Custom Solar dba Momentum Solar |  | PSE&G | Accepted | 2024-02-07 | 2024-02-26 | 2025-02-26 | Solar Panels | Q. PEAK DUO BLK ML-G10+400 | HANWHA |  | 0.4 | 10 | 261 | 31 |  | Fixed | Roof
NJADRE1555754721 | Administratively Determined Incentive Program | Bloomfield | 7003 | 9 | 10.4 | Residential | Behind the Meter | Yes | Net Metered Residential | Pro Custom Solar dba Momentum Solar |  | PSE&G | Accepted | 2024-02-07 | 2024-02-26 | 2025-02-26 | Solar Panels | Q. PEAK DUO BLK ML-G10+400 | HANWHA |  | 0.4 | 9 | 81 | 31 |  | Fixed | Roof
NJADRE1555754721 | Administratively Determined Incentive Program | Bloomfield | 7003 | 9 | 10.4 | Residential | Behind the Meter | Yes | Net Metered Residential | Pro Custom Solar dba Momentum Solar |  | PSE&G | Accepted | 2024-02-07 | 2024-02-26 | 2025-02-26 | Solar Panels | Q. PEAK DUO BLK ML-G10+400 | HANWHA |  | 0.4 | 3 | 80 | 28 |  | Fixed | Roof
NJADRE1555754721 | Administratively Determined Incentive Program | Bloomfield | 7003 | 9 | 10.4 | Residential | Behind the Meter | Yes | Net Metered Residential | Pro Custom Solar dba Momentum Solar |  | PSE&G | Accepted | 2024-02-07 | 2024-02-26 | 2025-02-26 | Solar Panels | Q. PEAK DUO BLK ML-G10+400 | HANWHA |  | 0.4 | 4 | 260 | 29 |  | Fixed | Roof
NJADRE1555754721 | Administratively Determined Incentive Program | Bloomfield | 7003 | 9 | 10.4 | Residential | Behind the Meter | Yes | Net Metered Residential | Pro Custom Solar dba Momentum Solar |  | PSE&G | Accepted | 2024-02-07 | 2024-02-26 | 2025-02-26 | Inverters | IQ8PLUS-72-2-US | ENPHASE | 290 |  | 26 |  |  | 0.97 |  | Outdoor
NJADRE1555754732 | Administratively Determined Incentive Program | Jackson | 8527 | 18 | 11.75 | Residential | Behind the Meter | Yes | Net Metered Residential | Sunny Mac LLC |  | JCP&L | Accepted | 2024-02-07 | 2024-02-27 | 2025-02-27 | Solar Panels | Q.PEAK DUO BLK ML-G10+ 405 | HANWHA |  | 0.405 | 17 | 222 | 26 |  | Fixed | Roof
NJADRE1555754732 | Administratively Determined Incentive Program | Jackson | 8527 | 18 | 11.75 | Residential | Behind the Meter | Yes | Net Metered Residential | Sunny Mac LLC |  | JCP&L | Accepted | 2024-02-07 | 2024-02-27 | 2025-02-27 | Solar Panels | Q.PEAK DUO BLK ML-G10+ 405 | HANWHA |  | 0.405 | 6 | 132 | 33 |  | Fixed | Roof
NJADRE1555754732 | Administratively Determined Incentive Program | Jackson | 8527 | 18 | 11.75 | Residential | Behind the Meter | Yes | Net Metered Residential | Sunny Mac LLC |  | JCP&L | Accepted | 2024-02-07 | 2024-02-27 | 2025-02-27 | Solar Panels | Q.PEAK DUO BLK ML-G10+ 405 | HANWHA |  | 0.405 | 4 | 132 | 33 |  | Fixed | Roof
NJADRE1555754732 | Administratively Determined Incentive Program | Jackson | 8527 | 18 | 11.75 | Residential | Behind the Meter | Yes | Net Metered Residential | Sunny Mac LLC |  | JCP&L | Accepted | 2024-02-07 | 2024-02-27 | 2025-02-27 | Solar Panels | Q.PEAK DUO BLK ML-G10+ 405 | HANWHA |  | 0.405 | 2 | 132 | 30 |  | Fixed | Roof
NJADRE1555754732 | Administratively Determined Incentive Program | Jackson | 8527 | 18 | 11.75 | Residential | Behind the Meter | Yes | Net Metered Residential | Sunny Mac LLC |  | JCP&L | Accepted | 2024-02-07 | 2024-02-27 | 2025-02-27 | Inverters | SE10000H-US | Solaredge | 10000 |  | 1 |  |  | 0.1 |  | Outdoor | next to meter
NJADRE1555754739 | Administratively Determined Incentive Program | TEANECK | 7666 | 7 | 6.89 | Residential | Behind the Meter | Yes | Net Metered Residential | Trinity Solar Inc. |  | PSE&G | Accepted | 2024-02-07 | 2024-02-26 | 2025-02-26 | Inverters | Solar Edge | SE6000H-US | 6000 |  | 1 |  |  | 0.97 |  | Outdoor
NJADRE1555754739 | Administratively Determined Incentive Program | TEANECK | 7666 | 7 | 6.89 | Residential | Behind the Meter | Yes | Net Metered Residential | Trinity Solar Inc. |  | PSE&G | Accepted | 2024-02-07 | 2024-02-26 | 2025-02-26 | Solar Panels | HANWHA | (Q.PEAK DUO BLK ML-G10+ 405) |  | 0.405 | 12 | 206 | 30 |  | Fixed | Roof
NJADRE1555754739 | Administratively Determined Incentive Program | TEANECK | 7666 | 7 | 6.89 | Residential | Behind the Meter | Yes | Net Metered Residential | Trinity Solar Inc. |  | PSE&G | Accepted | 2024-02-07 | 2024-02-26 | 2025-02-26 | Solar Panels | HANWHA | (Q.PEAK DUO BLK ML-G10+ 405) |  | 0.405 | 5 | 116 | 30 |  | Fixed | Roof
NJADRE1555754800 | Administratively Determined Incentive Program | GREENWICH | 8323 | 20 | 9.24 | Residential | Behind the Meter | Yes | Net Metered Residential | RCL Enterprises Inc |  | AC Electric | Accepted | 2024-02-07 | 2024-02-26 | 2025-02-26 | Inverters | Enphase | IQ8plus | 290 |  | 24 |  |  | 0.97 |  | Outdoor
NJADRE1555754800 | Administratively Determined Incentive Program | GREENWICH | 8323 | 20 | 9.24 | Residential | Behind the Meter | Yes | Net Metered Residential | RCL Enterprises Inc |  | AC Electric | Accepted | 2024-02-07 | 2024-02-26 | 2025-02-26 | Solar Panels | JA Solar | JAM54S31 |  | 0.385 | 24 | 178 | 30 |  | Fixed | Roof
NJADRE1555754818 | Administratively Determined Incentive Program | SEAVIEW | 8201 | 19 | 12.56 | Residential | Behind the Meter | No | Net Metered Residential | EMT Renewables |  | AC Electric | Accepted | 2024-02-07 | 2024-02-26 | 2025-02-26 | Inverters | ENPHASE | IQ8+ | 290 |  | 31 |  |  | 0.98 |  | Other | UNDER EACH PANEL
NJADRE1555754818 | Administratively Determined Incentive Program | SEAVIEW | 8201 | 19 | 12.56 | Residential | Behind the Meter | No | Net Metered Residential | EMT Renewables |  | AC Electric | Accepted | 2024-02-07 | 2024-02-26 | 2025-02-26 | Solar Panels | Q CELLS | Q PEAK DUO BLK |  | 0.405 | 7 | 277 | 25 |  | Fixed | Roof
NJADRE1555754818 | Administratively Determined Incentive Program | SEAVIEW | 8201 | 19 | 12.56 | Residential | Behind the Meter | No | Net Metered Residential | EMT Renewables |  | AC Electric | Accepted | 2024-02-07 | 2024-02-26 | 2025-02-26 | Solar Panels | Q CELLS | Q PEAK DUO BLK |  | 0.405 | 7 | 97 | 25 |  | Fixed | Roof
NJADRE1555754818 | Administratively Determined Incentive Program | SEAVIEW | 8201 | 19 | 12.56 | Residential | Behind the Meter | No | Net Metered Residential | EMT Renewables |  | AC Electric | Accepted | 2024-02-07 | 2024-02-26 | 2025-02-26 | Solar Panels | Q CELLS | Q PEAK DUO BLK |  | 0.405 | 3 | 276 | 17 |  | Fixed | Roof
NJADRE1555754818 | Administratively Determined Incentive Program | SEAVIEW | 8201 | 19 | 12.56 | Residential | Behind the Meter | No | Net Metered Residential | EMT Renewables |  | AC Electric | Accepted | 2024-02-07 | 2024-02-26 | 2025-02-26 | Solar Panels | Q CELLS | Q PEAK DUO BLK |  | 0.405 | 3 | 96 | 17 |  | Fixed | Roof
NJADRE1555754818 | Administratively Determined Incentive Program | SEAVIEW | 8201 | 19 | 12.56 | Residential | Behind the Meter | No | Net Metered Residential | EMT Renewables |  | AC Electric | Accepted | 2024-02-07 | 2024-02-26 | 2025-02-26 | Solar Panels | Q CELLS | Q PEAK DUO BLK |  | 0.405 | 4 | 186 | 20 |  | Fixed | Roof
NJADRE1555754818 | Administratively Determined Incentive Program | SEAVIEW | 8201 | 19 | 12.56 | Residential | Behind the Meter | No | Net Metered Residential | EMT Renewables |  | AC Electric | Accepted | 2024-02-07 | 2024-02-26 | 2025-02-26 | Solar Panels | Q CELLS | Q PEAK DUO BLK |  | 0.405 | 6 | 9 | 19 |  | Fixed | Roof
NJADRE1555754818 | Administratively Determined Incentive Program | SEAVIEW | 8201 | 19 | 12.56 | Residential | Behind the Meter | No | Net Metered Residential | EMT Renewables |  | AC Electric | Accepted | 2024-02-07 | 2024-02-26 | 2025-02-26 | Solar Panels | Q CELLS | Q PEAK DUO BLK |  | 0.405 | 1 | 99 | 15 |  | Fixed | Roof
NJADRE1555754856 | Administratively Determined Incentive Program | BRIGANTINE | 8203 | 19 | 10.53 | Residential | Behind the Meter | Yes | Net Metered Residential | Trinity Solar Inc. |  | AC Electric | Accepted | 2024-02-07 | 2024-02-26 | 2025-02-26 | Inverters | Solar Edge | SE10000H-US | 10000 |  | 1 |  |  | 0.97 |  | Outdoor
NJADRE1555754856 | Administratively Determined Incentive Program | BRIGANTINE | 8203 | 19 | 10.53 | Residential | Behind the Meter | Yes | Net Metered Residential | Trinity Solar Inc. |  | AC Electric | Accepted | 2024-02-07 | 2024-02-26 | 2025-02-26 | Solar Panels | HANWHA | HANWHA 405 (Q.PEAK DUO BLK ML-G10+ 405) |  | 0.405 | 12 | 351 | 23 |  | Fixed | Roof
NJADRE1555754856 | Administratively Determined Incentive Program | BRIGANTINE | 8203 | 19 | 10.53 | Residential | Behind the Meter | Yes | Net Metered Residential | Trinity Solar Inc. |  | AC Electric | Accepted | 2024-02-07 | 2024-02-26 | 2025-02-26 | Solar Panels | HANWHA | HANWHA 405 (Q.PEAK DUO BLK ML-G10+ 405) |  | 0.405 | 9 | 171 | 23 |  | Fixed | Roof
NJADRE1555754856 | Administratively Determined Incentive Program | BRIGANTINE | 8203 | 19 | 10.53 | Residential | Behind the Meter | Yes | Net Metered Residential | Trinity Solar Inc. |  | AC Electric | Accepted | 2024-02-07 | 2024-02-26 | 2025-02-26 | Solar Panels | HANWHA | HANWHA 405 (Q.PEAK DUO BLK ML-G10+ 405) |  | 0.405 | 5 | 171 | 30 |  | Fixed | Roof
NJADRE1555754931 | Administratively Determined Incentive Program | RIDGEFIELD PARK | 7660 | 7 | 7.2 | Residential | Behind the Meter | Yes | Net Metered Residential | Pro Custom Solar dba Momentum Solar |  | PSE&G | Accepted | 2024-02-07 | 2024-02-26 | 2025-02-26 | Solar Panels | Q. PEAK DUO BLK ML-G10+400 | HANWHA |  | 0.4 | 9 | 196 | 25 |  | Fixed | Roof
NJADRE1555754931 | Administratively Determined Incentive Program | RIDGEFIELD PARK | 7660 | 7 | 7.2 | Residential | Behind the Meter | Yes | Net Metered Residential | Pro Custom Solar dba Momentum Solar |  | PSE&G | Accepted | 2024-02-07 | 2024-02-26 | 2025-02-26 | Solar Panels | Q. PEAK DUO BLK ML-G10+400 | HANWHA |  | 0.4 | 9 | 16 | 25 |  | Fixed | Roof
NJADRE1555754931 | Administratively Determined Incentive Program | RIDGEFIELD PARK | 7660 | 7 | 7.2 | Residential | Behind the Meter | Yes | Net Metered Residential | Pro Custom Solar dba Momentum Solar |  | PSE&G | Accepted | 2024-02-07 | 2024-02-26 | 2025-02-26 | Inverters | IQ8PLUS-72-2-US | ENPHASE | 290 |  | 18 |  |  | 0.97 |  | Outdoor
NJADRE1555754973 | Administratively Determined Incentive Program | Clayton | 8312 | 15 | 7.29 | Residential | Behind the Meter | Yes | Net Metered Residential | SunnyMac LLC |  | AC Electric | Accepted | 2024-02-07 | 2024-02-27 | 2025-02-27 | Solar Panels | Q.PEAK DUO BLK ML-G10+ 405 | HANWHA |  | 0.405 | 15 | 97 | 18 |  | Fixed | Roof
NJADRE1555754973 | Administratively Determined Incentive Program | Clayton | 8312 | 15 | 7.29 | Residential | Behind the Meter | Yes | Net Metered Residential | SunnyMac LLC |  | AC Electric | Accepted | 2024-02-07 | 2024-02-27 | 2025-02-27 | Solar Panels | Q.PEAK DUO BLK ML-G10+ 405 | HANWHA |  | 0.405 | 3 | 277 | 18 |  | Fixed | Roof
NJADRE1555754973 | Administratively Determined Incentive Program | Clayton | 8312 | 15 | 7.29 | Residential | Behind the Meter | Yes | Net Metered Residential | SunnyMac LLC |  | AC Electric | Accepted | 2024-02-07 | 2024-02-27 | 2025-02-27 | Inverters | IQ8PLUS-72-2-US | ENPHASE | 290 |  | 18 |  |  | 0.1 |  | Outdoor | next to meter
NJADRE1555754983 | Administratively Determined Incentive Program | TRENTON | 8610 | 12 | 11.89 | Residential | Behind the Meter | Yes | Net Metered Residential | Define Solar LLC |  | PSE&G | Accepted | 2024-02-08 | 2024-02-27 | 2025-02-27 | Solar Panels | Znshine | ZXM7-SH108 410W |  | 0.41 | 12 | 167 | 23 |  | Fixed | Roof
NJADRE1555754983 | Administratively Determined Incentive Program | TRENTON | 8610 | 12 | 11.89 | Residential | Behind the Meter | Yes | Net Metered Residential | Define Solar LLC |  | PSE&G | Accepted | 2024-02-08 | 2024-02-27 | 2025-02-27 | Solar Panels | Znshine | ZXM7-SH108 410W |  | 0.41 | 14 | 257 | 23 |  | Fixed | Roof
NJADRE1555754983 | Administratively Determined Incentive Program | TRENTON | 8610 | 12 | 11.89 | Residential | Behind the Meter | Yes | Net Metered Residential | Define Solar LLC |  | PSE&G | Accepted | 2024-02-08 | 2024-02-27 | 2025-02-27 | Solar Panels | Znshine | ZXM7-SH108 410W |  | 0.41 | 3 | 77 | 23 |  | Fixed | Roof
NJADRE1555754983 | Administratively Determined Incentive Program | TRENTON | 8610 | 12 | 11.89 | Residential | Behind the Meter | Yes | Net Metered Residential | Define Solar LLC |  | PSE&G | Accepted | 2024-02-08 | 2024-02-27 | 2025-02-27 | Inverters | Enphase | IQ8PLUS-72-2-US | 290 |  | 12 |  |  | 0.976 |  | Outside | Under each pv panel
NJADRE1555754983 | Administratively Determined Incentive Program | TRENTON | 8610 | 12 | 11.89 | Residential | Behind the Meter | Yes | Net Metered Residential | Define Solar LLC |  | PSE&G | Accepted | 2024-02-08 | 2024-02-27 | 2025-02-27 | Inverters | Enphase | IQ8PLUS-72-2-US | 290 |  | 14 |  |  | 0.976 |  | Outside | Under each pv panel
NJADRE1555754983 | Administratively Determined Incentive Program | TRENTON | 8610 | 12 | 11.89 | Residential | Behind the Meter | Yes | Net Metered Residential | Define Solar LLC |  | PSE&G | Accepted | 2024-02-08 | 2024-02-27 | 2025-02-27 | Inverters | Enphase | IQ8PLUS-72-2-US | 290 |  | 3 |  |  | 0.976 |  | Outside | Under each pv panel
NJADRE1555754983 | Administratively Determined Incentive Program | TRENTON | 8610 | 12 | 11.89 | Residential | Behind the Meter | Yes | Net Metered Residential | Define Solar LLC |  | PSE&G | Accepted | 2024-02-08 | 2024-02-27 | 2025-02-27 | Meters | Enphase | X2-IQ-AM1-240-4 |  |  | 1 |  |  |  | Yes | Outdoor
NJADRE1555754987 | Administratively Determined Incentive Program | Hewitt | 7421 | 6 | 14.4 | Residential | Behind the Meter | Yes | Net Metered Residential | Pro Custom Solar dba Momentum Solar |  | Orange Rockland Electric | Accepted | 2024-02-07 | 2024-02-26 | 2025-02-26 | Solar Panels | Q. PEAK DUO BLK ML-G10+400 | HANWHA |  | 0.4 | 29 | 125 | 28 |  | Fixed | Roof
NJADRE1555754987 | Administratively Determined Incentive Program | Hewitt | 7421 | 6 | 14.4 | Residential | Behind the Meter | Yes | Net Metered Residential | Pro Custom Solar dba Momentum Solar |  | Orange Rockland Electric | Accepted | 2024-02-07 | 2024-02-26 | 2025-02-26 | Solar Panels | Q. PEAK DUO BLK ML-G10+400 | HANWHA |  | 0.4 | 7 | 305 | 29 |  | Fixed | Roof
NJADRE1555754987 | Administratively Determined Incentive Program | Hewitt | 7421 | 6 | 14.4 | Residential | Behind the Meter | Yes | Net Metered Residential | Pro Custom Solar dba Momentum Solar |  | Orange Rockland Electric | Accepted | 2024-02-07 | 2024-02-26 | 2025-02-26 | Inverters | IQ8PLUS-72-2-US | ENPHASE | 300 |  | 36 |  |  | 0.97 |  | Outdoor
NJADRE1555755013 | Administratively Determined Incentive Program | Salem | 8079 | 16 | 12.15 | Residential | Behind the Meter | Yes | Net Metered Residential | RCL Enterprises Inc |  | AC Electric | Accepted | 2024-02-07 | 2024-02-26 | 2025-02-26 | Inverters | Enphase | IQ8plus | 290 |  | 30 |  |  | 0.97 |  | Outdoor
NJADRE1555755013 | Administratively Determined Incentive Program | Salem | 8079 | 16 | 12.15 | Residential | Behind the Meter | Yes | Net Metered Residential | RCL Enterprises Inc |  | AC Electric | Accepted | 2024-02-07 | 2024-02-26 | 2025-02-26 | Solar Panels | Jinko | JKM405M |  | 0.405 | 30 | 180 | 25 |  | Fixed | Ground
NJADRE1555755019 | Administratively Determined Incentive Program | WEST NEW YORK | 7093 | 8 | 8.4 | Residential | Behind the Meter | No | Net Metered Residential | Pro Custom Solar dba Momentum Solar |  | PSE&G | Accepted | 2024-02-07 | 2024-02-26 | 2025-02-26 | Solar Panels | Q. PEAK DUO BLK ML-G10+400 | HANWHA |  | 0.4 | 7 | 120 | 12 |  | Fixed | Roof
NJADRE1555755019 | Administratively Determined Incentive Program | WEST NEW YORK | 7093 | 8 | 8.4 | Residential | Behind the Meter | No | Net Metered Residential | Pro Custom Solar dba Momentum Solar |  | PSE&G | Accepted | 2024-02-07 | 2024-02-26 | 2025-02-26 | Solar Panels | Q. PEAK DUO BLK ML-G10+400 | HANWHA |  | 0.4 | 14 | 300 | 12 |  | Fixed | Roof
NJADRE1555755019 | Administratively Determined Incentive Program | WEST NEW YORK | 7093 | 8 | 8.4 | Residential | Behind the Meter | No | Net Metered Residential | Pro Custom Solar dba Momentum Solar |  | PSE&G | Accepted | 2024-02-07 | 2024-02-26 | 2025-02-26 | Inverters | IQ8PLUS-72-2-US | ENPHASE | 290 |  | 21 |  |  | 0.97 |  | Outdoor
NJADRE1555755055 | Administratively Determined Incentive Program | BERGENFIELD | 7621 | 7 | 5.2 | Residential | Behind the Meter | Yes | Net Metered Residential | SunPower Corporation |  | PSE&G | Accepted | 2024-02-07 | 2024-02-26 | 2025-02-26 | Solar Panels | WAAREE ENERGIES LIMITED | WSMDI-400 |  | 0.4 | 7 | 177 | 12 |  | Fixed | Roof
NJADRE1555755055 | Administratively Determined Incentive Program | BERGENFIELD | 7621 | 7 | 5.2 | Residential | Behind the Meter | Yes | Net Metered Residential | SunPower Corporation |  | PSE&G | Accepted | 2024-02-07 | 2024-02-26 | 2025-02-26 | Solar Panels | WAAREE ENERGIES LIMITED | WSMDI-400 |  | 0.4 | 6 | 357 | 12 |  | Fixed | Roof
NJADRE1555755055 | Administratively Determined Incentive Program | BERGENFIELD | 7621 | 7 | 5.2 | Residential | Behind the Meter | Yes | Net Metered Residential | SunPower Corporation |  | PSE&G | Accepted | 2024-02-07 | 2024-02-26 | 2025-02-26 | Inverters | Enphase | IQ7HS-66-M-US | 384 |  | 13 |  |  | 0.97 |  | Other | Under Each Panel
NJADRE1555755062 | Administratively Determined Incentive Program | WESTAMPTON | 8060 | 13 | 3.65 | Residential | Behind the Meter | No | Net Metered Residential | Trinity Solar Inc. |  | PSE&G | Accepted | 2024-02-07 | 2024-02-26 | 2025-02-26 | Inverters | Solar Edge | S3000H-US | 3000 |  | 1 |  |  | 0.97 |  | Outdoor
NJADRE1555755062 | Administratively Determined Incentive Program | WESTAMPTON | 8060 | 13 | 3.65 | Residential | Behind the Meter | No | Net Metered Residential | Trinity Solar Inc. |  | PSE&G | Accepted | 2024-02-07 | 2024-02-26 | 2025-02-26 | Solar Panels | HANWHA | HANWHA 405 (Q.PEAK DUO BLK ML-G10+ 405) |  | 0.405 | 3 | 285 | 30 |  | Fixed | Roof
NJADRE1555755062 | Administratively Determined Incentive Program | WESTAMPTON | 8060 | 13 | 3.65 | Residential | Behind the Meter | No | Net Metered Residential | Trinity Solar Inc. |  | PSE&G | Accepted | 2024-02-07 | 2024-02-26 | 2025-02-26 | Solar Panels | HANWHA | HANWHA 405 (Q.PEAK DUO BLK ML-G10+ 405) |  | 0.405 | 6 | 105 | 30 |  | Fixed | Roof
NJADRE1555755063 | Administratively Determined Incentive Program | BRIGANTINE | 8203 | 19 | 12.32 | Residential | Behind the Meter | No | Net Metered Residential | SunPower Corporation |  | AC Electric | Accepted | 2024-02-07 | 2024-02-26 | 2025-02-26 | Solar Panels | Sunpower | SPR-M-440-H-AC |  | 0.44 | 4 | 319 | 24 |  | Fixed | Roof
NJADRE1555755063 | Administratively Determined Incentive Program | BRIGANTINE | 8203 | 19 | 12.32 | Residential | Behind the Meter | No | Net Metered Residential | SunPower Corporation |  | AC Electric | Accepted | 2024-02-07 | 2024-02-26 | 2025-02-26 | Solar Panels | Sunpower | SPR-M-440-H-AC |  | 0.44 | 24 | 139 | 24 |  | Fixed | Roof
NJADRE1555755063 | Administratively Determined Incentive Program | BRIGANTINE | 8203 | 19 | 12.32 | Residential | Behind the Meter | No | Net Metered Residential | SunPower Corporation |  | AC Electric | Accepted | 2024-02-07 | 2024-02-26 | 2025-02-26 | Inverters | Enphase | IQ7HS-66-ACM-US | 384 |  | 28 |  |  | 0.97 |  | Other | under each panel
NJADRE1555755113 | Administratively Determined Incentive Program | ERIAL | 8081 | 14 | 6 | Residential | Behind the Meter | Yes | Net Metered Residential | Sunrun Installation Services, Inc. |  | AC Electric | Accepted | 2024-02-07 | 2024-02-26 | 2025-02-26 | Inverters | SolarEdge Technologies | SE7600H-USSN | 7600 |  | 1 |  |  | 0.99 |  | Outside | Next to meter
NJADRE1555755113 | Administratively Determined Incentive Program | ERIAL | 8081 | 14 | 6 | Residential | Behind the Meter | Yes | Net Metered Residential | Sunrun Installation Services, Inc. |  | AC Electric | Accepted | 2024-02-07 | 2024-02-26 | 2025-02-26 | Solar Panels | Hanwha Q Cells | Q.PEAK DUO BLK ML-G10+/t 400 |  | 0.4 | 13 | 308 | 28 |  | Fixed | Roof
NJADRE1555755113 | Administratively Determined Incentive Program | ERIAL | 8081 | 14 | 6 | Residential | Behind the Meter | Yes | Net Metered Residential | Sunrun Installation Services, Inc. |  | AC Electric | Accepted | 2024-02-07 | 2024-02-26 | 2025-02-26 | Solar Panels | Hanwha Q Cells | Q.PEAK DUO BLK ML-G10+/t 400 |  | 0.4 | 2 | 127 | 28 |  | Fixed | Roof
NJADRE1555758583 | Administratively Determined Incentive Program | WESTAMPTON | 8060 | 13 | 2.84 | Residential | Behind the Meter | Yes | Net Metered Residential | Trinity Solar Inc. |  | PSE&G | Accepted | 2024-02-07 | 2024-02-26 | 2025-02-26 | Inverters | Solar Edge | SE3000H-US | 3000 |  | 1 |  |  | 0.97 |  | Indoor
NJADRE1555758583 | Administratively Determined Incentive Program | WESTAMPTON | 8060 | 13 | 2.84 | Residential | Behind the Meter | Yes | Net Metered Residential | Trinity Solar Inc. |  | PSE&G | Accepted | 2024-02-07 | 2024-02-26 | 2025-02-26 | Solar Panels | HANWHA | Q.PEAK DUO BLK ML-G10+ 405 |  | 0.405 | 7 | 194 | 34 |  | Fixed | Roof
NJADRE1555758585 | Administratively Determined Incentive Program | HILLSBOROUGH | 8844 | 5 | 15.2 | Residential | Behind the Meter | No | Net Metered Residential | Pro Custom Solar dba Momentum Solar |  | PSE&G | Accepted | 2024-02-07 | 2024-02-26 | 2025-02-26 | Solar Panels | Q. PEAK DUO BLK ML-G10+400 | HANWHA |  | 0.4 | 5 | 200 | 44 |  | Fixed | Roof
NJADRE1555758585 | Administratively Determined Incentive Program | HILLSBOROUGH | 8844 | 5 | 15.2 | Residential | Behind the Meter | No | Net Metered Residential | Pro Custom Solar dba Momentum Solar |  | PSE&G | Accepted | 2024-02-07 | 2024-02-26 | 2025-02-26 | Solar Panels | Q. PEAK DUO BLK ML-G10+400 | HANWHA |  | 0.4 | 29 | 110 | 30 |  | Fixed | Roof
NJADRE1555758585 | Administratively Determined Incentive Program | HILLSBOROUGH | 8844 | 5 | 15.2 | Residential | Behind the Meter | No | Net Metered Residential | Pro Custom Solar dba Momentum Solar |  | PSE&G | Accepted | 2024-02-07 | 2024-02-26 | 2025-02-26 | Solar Panels | Q. PEAK DUO BLK ML-G10+400 | HANWHA |  | 0.4 | 4 | 110 | 39 |  | Fixed | Roof
NJADRE1555758585 | Administratively Determined Incentive Program | HILLSBOROUGH | 8844 | 5 | 15.2 | Residential | Behind the Meter | No | Net Metered Residential | Pro Custom Solar dba Momentum Solar |  | PSE&G | Accepted | 2024-02-07 | 2024-02-26 | 2025-02-26 | Inverters | IQ8PLUS-72-2-US | ENPHASE | 290 |  | 38 |  |  | 0.97 |  | Outdoor
NJADRE1555758589 | Administratively Determined Incentive Program | Brigantine | 8203 | 19 | 8.51 | Residential | Behind the Meter | Yes | Net Metered Residential | Trinity Solar |  | AC Electric | Accepted | 2024-02-07 | 2024-02-26 | 2025-02-26 | Inverters | Solar Edge | SE7600H-US | 8 |  | 1 |  |  | 0.97 |  | Outdoor
NJADRE1555758589 | Administratively Determined Incentive Program | Brigantine | 8203 | 19 | 8.51 | Residential | Behind the Meter | Yes | Net Metered Residential | Trinity Solar |  | AC Electric | Accepted | 2024-02-07 | 2024-02-26 | 2025-02-26 | Solar Panels | HANWHA | HANWHA 405 (Q.PEAK DUO BLK ML-G10+ 405) |  | 0.405 | 21 | 144 | 34 |  | Fixed | Roof
NJADRE1555758622 | Administratively Determined Incentive Program | WOODBRIDGE | 7001 | 11 | 4.8 | Residential | Behind the Meter | Yes | Net Metered Residential | Sunrun Installation Services, Inc. |  | PSE&G | Accepted | 2024-02-07 | 2024-02-26 | 2025-02-26 | Inverters | SolarEdge Technologies | SE3800H-USMN | 3800 |  | 1 |  |  | 0.99 |  | Outside
NJADRE1555758622 | Administratively Determined Incentive Program | WOODBRIDGE | 7001 | 11 | 4.8 | Residential | Behind the Meter | Yes | Net Metered Residential | Sunrun Installation Services, Inc. |  | PSE&G | Accepted | 2024-02-07 | 2024-02-26 | 2025-02-26 | Solar Panels | Hanwha Q Cells | Q.PEAK DUO BLK ML-G10+/t 400 |  | 0.4 | 6 | 8 | 30 |  | Fixed | Roof
NJADRE1555758622 | Administratively Determined Incentive Program | WOODBRIDGE | 7001 | 11 | 4.8 | Residential | Behind the Meter | Yes | Net Metered Residential | Sunrun Installation Services, Inc. |  | PSE&G | Accepted | 2024-02-07 | 2024-02-26 | 2025-02-26 | Solar Panels | Hanwha Q Cells | Q.PEAK DUO BLK ML-G10+/t 400 |  | 0.4 | 6 | 188 | 30 |  | Fixed | Roof
NJADRE1555758651 | Administratively Determined Incentive Program | BRIDGETON | 8302 | 20 | 8.8 | Residential | Behind the Meter | Yes | Net Metered Residential | Sunrun Installation Services, Inc. |  | AC Electric | Accepted | 2024-02-07 | 2024-02-26 | 2025-02-26 | Inverters | SolarEdge Technologies | SE6000H-USSN | 6000 |  | 1 |  |  | 0.99 |  | Outside
NJADRE1555758651 | Administratively Determined Incentive Program | BRIDGETON | 8302 | 20 | 8.8 | Residential | Behind the Meter | Yes | Net Metered Residential | Sunrun Installation Services, Inc. |  | AC Electric | Accepted | 2024-02-07 | 2024-02-26 | 2025-02-26 | Solar Panels | Hanwha Q Cells | Q.PEAK DUO BLK ML-G10+/t 400 |  | 0.4 | 4 | 9 | 24 |  | Fixed | Roof
NJADRE1555758651 | Administratively Determined Incentive Program | BRIDGETON | 8302 | 20 | 8.8 | Residential | Behind the Meter | Yes | Net Metered Residential | Sunrun Installation Services, Inc. |  | AC Electric | Accepted | 2024-02-07 | 2024-02-26 | 2025-02-26 | Solar Panels | Hanwha Q Cells | Q.PEAK DUO BLK ML-G10+/t 400 |  | 0.4 | 18 | 189 | 22 |  | Fixed | Roof
NJADRE1555758658 | Administratively Determined Incentive Program | BLOOMFIELD | 7003 | 9 | 5.6 | Residential | Behind the Meter | Yes | Net Metered Residential | Sunrun Installation Services, Inc. |  | PSE&G | Accepted | 2024-02-07 | 2024-02-26 | 2025-02-26 | Inverters | SolarEdge Technologies | SE3800H-USMN | 3800 |  | 1 |  |  | 0.99 |  | Outside | Next to meter
NJADRE1555758658 | Administratively Determined Incentive Program | BLOOMFIELD | 7003 | 9 | 5.6 | Residential | Behind the Meter | Yes | Net Metered Residential | Sunrun Installation Services, Inc. |  | PSE&G | Accepted | 2024-02-07 | 2024-02-26 | 2025-02-26 | Solar Panels | Hanwha Q Cells | Q.PEAK DUO BLK ML-G10+/t 400 |  | 0.4 | 8 | 280 | 31 |  | Fixed | Roof
NJADRE1555758658 | Administratively Determined Incentive Program | BLOOMFIELD | 7003 | 9 | 5.6 | Residential | Behind the Meter | Yes | Net Metered Residential | Sunrun Installation Services, Inc. |  | PSE&G | Accepted | 2024-02-07 | 2024-02-26 | 2025-02-26 | Solar Panels | Hanwha Q Cells | Q.PEAK DUO BLK ML-G10+/t 400 |  | 0.4 | 6 | 100 | 34 |  | Fixed | Roof
NJADRE1555758663 | Administratively Determined Incentive Program | Perth Amboy | 8861 | 11 | 7.29 | Residential | Behind the Meter | Yes | Net Metered Residential | Sunrun Installation Services, Inc. |  | PSE&G | Accepted | 2024-02-07 | 2024-03-04 | 2025-03-04 | Inverters | SolarEdge Technologies | SE6000H-USSN | 6000 |  | 1 |  |  | 0.99 |  | Outside
NJADRE1555758663 | Administratively Determined Incentive Program | Perth Amboy | 8861 | 11 | 7.29 | Residential | Behind the Meter | Yes | Net Metered Residential | Sunrun Installation Services, Inc. |  | PSE&G | Accepted | 2024-02-07 | 2024-03-04 | 2025-03-04 | Solar Panels | Hanwha Q Cells | Q.PEAK DUO BLK ML-G10+ 405 |  | 0.405 | 9 | 14 | 39 |  | Fixed | Roof
NJADRE1555758663 | Administratively Determined Incentive Program | Perth Amboy | 8861 | 11 | 7.29 | Residential | Behind the Meter | Yes | Net Metered Residential | Sunrun Installation Services, Inc. |  | PSE&G | Accepted | 2024-02-07 | 2024-03-04 | 2025-03-04 | Solar Panels | Hanwha Q Cells | Q.PEAK DUO BLK ML-G10+ 405 |  | 0.405 | 9 | 196 | 41 |  | Fixed | Roof
NJADRE1555758676 | Administratively Determined Incentive Program | SOUTH BOUND BROOK | 8880 | 5 | 14 | Residential | Behind the Meter | Yes | Net Metered Residential | Sunrun Installation Services, Inc. |  | PSE&G | Accepted | 2024-02-07 | 2024-02-26 | 2025-02-26 | Inverters | SolarEdge Technologies | SE10000H-USSN | 10000 |  | 1 |  |  | 0.99 |  | Outside
NJADRE1555758676 | Administratively Determined Incentive Program | SOUTH BOUND BROOK | 8880 | 5 | 14 | Residential | Behind the Meter | Yes | Net Metered Residential | Sunrun Installation Services, Inc. |  | PSE&G | Accepted | 2024-02-07 | 2024-02-26 | 2025-02-26 | Solar Panels | Hanwha Q Cells | Q.PEAK DUO BLK ML-G10+/t 400 |  | 0.4 | 9 | 98 | 10 |  | Fixed | Roof
NJADRE1555758676 | Administratively Determined Incentive Program | SOUTH BOUND BROOK | 8880 | 5 | 14 | Residential | Behind the Meter | Yes | Net Metered Residential | Sunrun Installation Services, Inc. |  | PSE&G | Accepted | 2024-02-07 | 2024-02-26 | 2025-02-26 | Solar Panels | Hanwha Q Cells | Q.PEAK DUO BLK ML-G10+/t 400 |  | 0.4 | 12 | 99 | 39 |  | Fixed | Roof
NJADRE1555758676 | Administratively Determined Incentive Program | SOUTH BOUND BROOK | 8880 | 5 | 14 | Residential | Behind the Meter | Yes | Net Metered Residential | Sunrun Installation Services, Inc. |  | PSE&G | Accepted | 2024-02-07 | 2024-02-26 | 2025-02-26 | Solar Panels | Hanwha Q Cells | Q.PEAK DUO BLK ML-G10+/t 400 |  | 0.4 | 14 | 279 | 40 |  | Fixed | Roof
NJADRE1555758685 | Administratively Determined Incentive Program | NORTH BRUNSWICK | 8902 | 11 | 15.8 | Residential | Behind the Meter | No | Net Metered Residential | EMT Renewables |  | PSE&G | Accepted | 2024-02-07 | 2024-02-26 | 2025-02-26 | Inverters | ENPHASE | IQ8+ | 290 |  | 39 |  |  | 0.98 |  | Other
NJADRE1555758685 | Administratively Determined Incentive Program | NORTH BRUNSWICK | 8902 | 11 | 15.8 | Residential | Behind the Meter | No | Net Metered Residential | EMT Renewables |  | PSE&G | Accepted | 2024-02-07 | 2024-02-26 | 2025-02-26 | Solar Panels | Q CELLS | Q PEAK DUO BLK |  | 0.405 | 12 | 137 | 26 |  | Fixed | Roof
NJADRE1555758685 | Administratively Determined Incentive Program | NORTH BRUNSWICK | 8902 | 11 | 15.8 | Residential | Behind the Meter | No | Net Metered Residential | EMT Renewables |  | PSE&G | Accepted | 2024-02-07 | 2024-02-26 | 2025-02-26 | Solar Panels | Q CELLS | Q PEAK DUO BLK |  | 0.405 | 14 | 317 | 26 |  | Fixed | Roof
NJADRE1555758685 | Administratively Determined Incentive Program | NORTH BRUNSWICK | 8902 | 11 | 15.8 | Residential | Behind the Meter | No | Net Metered Residential | EMT Renewables |  | PSE&G | Accepted | 2024-02-07 | 2024-02-26 | 2025-02-26 | Solar Panels | Q CELLS | Q PEAK DUO BLK |  | 0.405 | 4 | 137 | 26 |  | Fixed | Roof
NJADRE1555758685 | Administratively Determined Incentive Program | NORTH BRUNSWICK | 8902 | 11 | 15.8 | Residential | Behind the Meter | No | Net Metered Residential | EMT Renewables |  | PSE&G | Accepted | 2024-02-07 | 2024-02-26 | 2025-02-26 | Solar Panels | Q CELLS | Q PEAK DUO BLK |  | 0.405 | 3 | 317 | 26 |  | Fixed | Roof
NJADRE1555758685 | Administratively Determined Incentive Program | NORTH BRUNSWICK | 8902 | 11 | 15.8 | Residential | Behind the Meter | No | Net Metered Residential | EMT Renewables |  | PSE&G | Accepted | 2024-02-07 | 2024-02-26 | 2025-02-26 | Solar Panels | Q CELLS | Q PEAK DUO BLK |  | 0.405 | 1 | 47 | 27 |  | Fixed | Roof
NJADRE1555758685 | Administratively Determined Incentive Program | NORTH BRUNSWICK | 8902 | 11 | 15.8 | Residential | Behind the Meter | No | Net Metered Residential | EMT Renewables |  | PSE&G | Accepted | 2024-02-07 | 2024-02-26 | 2025-02-26 | Solar Panels | Q CELLS | Q PEAK DUO BLK |  | 0.405 | 5 | 227 | 27 |  | Fixed | Roof
NJADRE1555758695 | Administratively Determined Incentive Program | Newark | 7106 | 9 | 5.6 | Residential | Behind the Meter | Yes | Net Metered Residential | SunPower Corporation |  | PSE&G | Accepted | 2024-02-07 | 2024-02-26 | 2025-02-26 | Solar Panels | SunPower | SPR-X21-350-BLK-E-AC |  | 0.35 | 16 | 205 | 35 |  | Fixed | Pole
NJADRE1555758695 | Administratively Determined Incentive Program | Newark | 7106 | 9 | 5.6 | Residential | Behind the Meter | Yes | Net Metered Residential | SunPower Corporation |  | PSE&G | Accepted | 2024-02-07 | 2024-02-26 | 2025-02-26 | Inverters | Enphase | IQ7XS-96-2-US | 315 |  | 16 |  |  | 0.98 |  | Other | Under Each Panel
NJADRE1555758709 | Administratively Determined Incentive Program | PLAINFIELD | 7060 | 10 | 12.4 | Residential | Behind the Meter | Yes | Net Metered Residential | Sunrun Installation Services, Inc. |  | PSE&G | Accepted | 2024-02-07 | 2024-02-26 | 2025-02-26 | Inverters | SolarEdge Technologies | SE3800H-USMN | 3800 |  | 1 |  |  | 0.99 |  | Indoor
NJADRE1555758709 | Administratively Determined Incentive Program | PLAINFIELD | 7060 | 10 | 12.4 | Residential | Behind the Meter | Yes | Net Metered Residential | Sunrun Installation Services, Inc. |  | PSE&G | Accepted | 2024-02-07 | 2024-02-26 | 2025-02-26 | Inverters | SolarEdge Technologies | SE6000H-USSN | 6000 |  | 1 |  |  | 0.99 |  | Indoor
NJADRE1555758709 | Administratively Determined Incentive Program | PLAINFIELD | 7060 | 10 | 12.4 | Residential | Behind the Meter | Yes | Net Metered Residential | Sunrun Installation Services, Inc. |  | PSE&G | Accepted | 2024-02-07 | 2024-02-26 | 2025-02-26 | Solar Panels | Hanwha Q Cells | Q.PEAK DUO BLK ML-G10+/t 400 |  | 0.4 | 6 | 359 | 24 |  | Fixed | Roof
NJADRE1555758709 | Administratively Determined Incentive Program | PLAINFIELD | 7060 | 10 | 12.4 | Residential | Behind the Meter | Yes | Net Metered Residential | Sunrun Installation Services, Inc. |  | PSE&G | Accepted | 2024-02-07 | 2024-02-26 | 2025-02-26 | Solar Panels | Hanwha Q Cells | Q.PEAK DUO BLK ML-G10+/t 400 |  | 0.4 | 3 | 179 | 25 |  | Fixed | Roof
NJADRE1555758709 | Administratively Determined Incentive Program | PLAINFIELD | 7060 | 10 | 12.4 | Residential | Behind the Meter | Yes | Net Metered Residential | Sunrun Installation Services, Inc. |  | PSE&G | Accepted | 2024-02-07 | 2024-02-26 | 2025-02-26 | Solar Panels | Hanwha Q Cells | Q.PEAK DUO BLK ML-G10+/t 400 |  | 0.4 | 22 | 179 | 25 |  | Fixed | Roof
NJADRE1555758709 | Administratively Determined Incentive Program | PLAINFIELD | 7060 | 10 | 12.4 | Residential | Behind the Meter | Yes | Net Metered Residential | Sunrun Installation Services, Inc. |  | PSE&G | Accepted | 2024-02-07 | 2024-02-26 | 2025-02-26 | Electric Storage Battery | Tesla | Powerwall 2 AC |  |  | 1 |  |  |  | Lithium Ion |  | Inside
NJADRE1555758730 | Administratively Determined Incentive Program | Cranford | 7016 | 10 | 19.25 | Residential | Behind the Meter | Yes | Net Metered Residential | Freedom Forever New Jersey LLC |  | PSE&G | Accepted | 2024-02-07 | 2024-02-26 | 2025-02-26 | Inverters | Solar Edge | SE7600H-USRGM [SI | 7600 |  | 1 |  |  | 0.99 |  | Outside
NJADRE1555758730 | Administratively Determined Incentive Program | Cranford | 7016 | 10 | 19.25 | Residential | Behind the Meter | Yes | Net Metered Residential | Freedom Forever New Jersey LLC |  | PSE&G | Accepted | 2024-02-07 | 2024-02-26 | 2025-02-26 | Inverters | Solar Edge | SE10000H-USRGM [SI1 | 10000 |  | 1 |  |  | 0.99 |  | Outside
NJADRE1555758730 | Administratively Determined Incentive Program | Cranford | 7016 | 10 | 19.25 | Residential | Behind the Meter | Yes | Net Metered Residential | Freedom Forever New Jersey LLC |  | PSE&G | Accepted | 2024-02-07 | 2024-02-26 | 2025-02-26 | Solar Panels | JINKO SOLAR | JKM385M-6RL3-B |  | 0.385 | 16 | 136 | 28 |  | Fixed | Roof
NJADRE1555758730 | Administratively Determined Incentive Program | Cranford | 7016 | 10 | 19.25 | Residential | Behind the Meter | Yes | Net Metered Residential | Freedom Forever New Jersey LLC |  | PSE&G | Accepted | 2024-02-07 | 2024-02-26 | 2025-02-26 | Solar Panels | JINKO SOLAR | JKM385M-6RL3-B |  | 0.385 | 13 | 316 | 28 |  | Fixed | Roof
NJADRE1555758730 | Administratively Determined Incentive Program | Cranford | 7016 | 10 | 19.25 | Residential | Behind the Meter | Yes | Net Metered Residential | Freedom Forever New Jersey LLC |  | PSE&G | Accepted | 2024-02-07 | 2024-02-26 | 2025-02-26 | Solar Panels | JINKO SOLAR | JKM385M-6RL3-B |  | 0.385 | 9 | 46 | 16 |  | Fixed | Roof
NJADRE1555758730 | Administratively Determined Incentive Program | Cranford | 7016 | 10 | 19.25 | Residential | Behind the Meter | Yes | Net Metered Residential | Freedom Forever New Jersey LLC |  | PSE&G | Accepted | 2024-02-07 | 2024-02-26 | 2025-02-26 | Solar Panels | JINKO SOLAR | JKM385M-6RL3-B |  | 0.385 | 12 | 226 | 16 |  | Fixed | Roof
NJADRE1555758735 | Administratively Determined Incentive Program | FREEHOLD | 7728 | 17 | 16.4 | Residential | Behind the Meter | Yes | Net Metered Residential | Sunrun Installation Services, Inc. |  | JCP&L | Accepted | 2024-02-07 | 2024-02-26 | 2025-02-26 | Inverters | SolarEdge Technologies | SE3800H-USMN | 3800 |  | 1 |  |  | 0.99 |  | Outside
NJADRE1555758735 | Administratively Determined Incentive Program | FREEHOLD | 7728 | 17 | 16.4 | Residential | Behind the Meter | Yes | Net Metered Residential | Sunrun Installation Services, Inc. |  | JCP&L | Accepted | 2024-02-07 | 2024-02-26 | 2025-02-26 | Inverters | SolarEdge Technologies | SE7600H-USSN | 7600 |  | 1 |  |  | 0.99 |  | Outside
NJADRE1555758735 | Administratively Determined Incentive Program | FREEHOLD | 7728 | 17 | 16.4 | Residential | Behind the Meter | Yes | Net Metered Residential | Sunrun Installation Services, Inc. |  | JCP&L | Accepted | 2024-02-07 | 2024-02-26 | 2025-02-26 | Solar Panels | Hanwha Q Cells | Q.PEAK DUO BLK ML-G10+/t 400 |  | 0.4 | 13 | 213 | 26 |  | Fixed | Roof
NJADRE1555758735 | Administratively Determined Incentive Program | FREEHOLD | 7728 | 17 | 16.4 | Residential | Behind the Meter | Yes | Net Metered Residential | Sunrun Installation Services, Inc. |  | JCP&L | Accepted | 2024-02-07 | 2024-02-26 | 2025-02-26 | Solar Panels | Hanwha Q Cells | Q.PEAK DUO BLK ML-G10+/t 400 |  | 0.4 | 14 | 213 | 26 |  | Fixed | Roof
NJADRE1555758735 | Administratively Determined Incentive Program | FREEHOLD | 7728 | 17 | 16.4 | Residential | Behind the Meter | Yes | Net Metered Residential | Sunrun Installation Services, Inc. |  | JCP&L | Accepted | 2024-02-07 | 2024-02-26 | 2025-02-26 | Solar Panels | Hanwha Q Cells | Q.PEAK DUO BLK ML-G10+/t 400 |  | 0.4 | 14 | 32 | 26 |  | Fixed | Roof
NJADRE1555758742 | Administratively Determined Incentive Program | Medford | 8055 | 13 | 8 | Residential | Behind the Meter | No | Net Metered Residential | Sunrun Installation Services, Inc. |  | PSE&G | Accepted | 2024-02-07 | 2024-02-26 | 2025-02-26 | Inverters | SolarEdge Technologies | SE6000H-USSN | 6000 |  | 1 |  |  | 0.99 |  | Outside
NJADRE1555758742 | Administratively Determined Incentive Program | Medford | 8055 | 13 | 8 | Residential | Behind the Meter | No | Net Metered Residential | Sunrun Installation Services, Inc. |  | PSE&G | Accepted | 2024-02-07 | 2024-02-26 | 2025-02-26 | Solar Panels | Hanwha Q Cells | Q.PEAK DUO BLK ML-G10+/t 400 |  | 0.4 | 20 | 271 | 30 |  | Fixed | Roof
NJADRE1555758920 | Administratively Determined Incentive Program | LINDEN | 7036 | 10 | 7.29 | Residential | Behind the Meter | Yes | Net Metered Residential | Sunrun Installation Services, Inc. |  | PSE&G | Accepted | 2024-02-07 | 2024-03-01 | 2025-03-01 | Inverters | SolarEdge Technologies | SE6000H-USSN | 6000 |  | 1 |  |  | 0 |  | Outdoor | next to meter
NJADRE1555758920 | Administratively Determined Incentive Program | LINDEN | 7036 | 10 | 7.29 | Residential | Behind the Meter | Yes | Net Metered Residential | Sunrun Installation Services, Inc. |  | PSE&G | Accepted | 2024-02-07 | 2024-03-01 | 2025-03-01 | Solar Panels | Hanwha Q Cells | Q.PEAK DUO BLK ML-G10+ 405 |  | 0.405 | 8 | 306 | 20 |  | Fixed | Roof
NJADRE1555758920 | Administratively Determined Incentive Program | LINDEN | 7036 | 10 | 7.29 | Residential | Behind the Meter | Yes | Net Metered Residential | Sunrun Installation Services, Inc. |  | PSE&G | Accepted | 2024-02-07 | 2024-03-01 | 2025-03-01 | Solar Panels | Hanwha Q Cells | Q.PEAK DUO BLK ML-G10+ 405 |  | 0.405 | 10 | 126 | 20 |  | Fixed | Roof
NJADRE1555758920 | Administratively Determined Incentive Program | LINDEN | 7036 | 10 | 7.29 | Residential | Behind the Meter | Yes | Net Metered Residential | Sunrun Installation Services, Inc. |  | PSE&G | Accepted | 2024-02-07 | 2024-03-01 | 2025-03-01 | Electric Storage Battery | Tesla | Powerwall 2 AC |  |  | 1 |  |  |  | Lithium Ion |  | outside
NJADRE1555759320 | Administratively Determined Incentive Program | LAKEWOOD | 8701 | 18 | 340.2 | Commercial | Behind the Meter | No | Small Net-Metered Non-Residential located on Rooftop, Carport, Canopy and Floating Solar | Arosa Solar Energy Systems Inc |  | JCP&L | Accepted | 2024-02-07 | 2024-03-08 | 2025-03-08 | Solar Panels | ZnShine | ZXM6-NH |  | 0.45 | 399 | 110 | 7 |  | Fixed | Roof
NJADRE1555759320 | Administratively Determined Incentive Program | LAKEWOOD | 8701 | 18 | 340.2 | Commercial | Behind the Meter | No | Small Net-Metered Non-Residential located on Rooftop, Carport, Canopy and Floating Solar | Arosa Solar Energy Systems Inc |  | JCP&L | Accepted | 2024-02-07 | 2024-03-08 | 2025-03-08 | Solar Panels | ZnShine | ZXM6-NH |  | 0.45 | 357 | 290 | 7 |  | Fixed | Roof
NJADRE1555759320 | Administratively Determined Incentive Program | LAKEWOOD | 8701 | 18 | 340.2 | Commercial | Behind the Meter | No | Small Net-Metered Non-Residential located on Rooftop, Carport, Canopy and Floating Solar | Arosa Solar Energy Systems Inc |  | JCP&L | Accepted | 2024-02-07 | 2024-03-08 | 2025-03-08 | Inverters | SolarEdge | SE50K US | 49 |  | 6 |  |  | 0.985 |  | Outdoor | Outside
NJADRE1555761449 | Administratively Determined Incentive Program | LAMBERTVILLE | 8530 | 4 | 12 | Residential | Behind the Meter | No | Net Metered Residential | Exact Solar |  | JCP&L | Accepted | 2024-02-08 | 2024-02-26 | 2025-02-26 | Solar Panels | VSun | VSUN400-108M-BB |  | 0.4 | 15 | 155.3 | 35 |  | Fixed | Roof
NJADRE1555761449 | Administratively Determined Incentive Program | LAMBERTVILLE | 8530 | 4 | 12 | Residential | Behind the Meter | No | Net Metered Residential | Exact Solar |  | JCP&L | Accepted | 2024-02-08 | 2024-02-26 | 2025-02-26 | Solar Panels | VSun | VSUN400-108M-BB |  | 0.4 | 15 | 155.2 | 34 |  | Fixed | Roof
NJADRE1555761449 | Administratively Determined Incentive Program | LAMBERTVILLE | 8530 | 4 | 12 | Residential | Behind the Meter | No | Net Metered Residential | Exact Solar |  | JCP&L | Accepted | 2024-02-08 | 2024-02-26 | 2025-02-26 | Inverters | Enphase | IQ8M | 325 |  | 30 |  |  | 0.97 |  | Outdoor | under panels
NJADRE1555761478 | Administratively Determined Incentive Program | VERONA | 7044 | 9 | 2.43 | Residential | Behind the Meter | Yes | Net Metered Residential | Trinity Solar Inc. |  | PSE&G | Accepted | 2024-02-08 | 2024-02-26 | 2025-02-26 | Inverters | Solar Edge | SE3000H-US | 3000 |  | 1 |  |  | 0.97 |  | Outdoor
NJADRE1555761478 | Administratively Determined Incentive Program | VERONA | 7044 | 9 | 2.43 | Residential | Behind the Meter | Yes | Net Metered Residential | Trinity Solar Inc. |  | PSE&G | Accepted | 2024-02-08 | 2024-02-26 | 2025-02-26 | Solar Panels | HANWHA | (Q.PEAK DUO BLK ML-G10+ 405) |  | 0.405 | 4 | 107 | 37 |  | Fixed | Roof
NJADRE1555761478 | Administratively Determined Incentive Program | VERONA | 7044 | 9 | 2.43 | Residential | Behind the Meter | Yes | Net Metered Residential | Trinity Solar Inc. |  | PSE&G | Accepted | 2024-02-08 | 2024-02-26 | 2025-02-26 | Solar Panels | HANWHA | (Q.PEAK DUO BLK ML-G10+ 405) |  | 0.405 | 2 | 107 | 23 |  | Fixed | Roof
NJADRE1555761480 | Administratively Determined Incentive Program | TURNERSVILLE | 8012 | 14 | 5.67 | Residential | Behind the Meter | No | Net Metered Residential | EMT Renewables |  | AC Electric | Accepted | 2024-02-08 | 2024-02-26 | 2025-02-26 | Solar Panels | Q CELLS | Q PEAK DUO BLK |  | 0.405 | 13 | 63 | 22 |  | Fixed | Roof
NJADRE1555761480 | Administratively Determined Incentive Program | TURNERSVILLE | 8012 | 14 | 5.67 | Residential | Behind the Meter | No | Net Metered Residential | EMT Renewables |  | AC Electric | Accepted | 2024-02-08 | 2024-02-26 | 2025-02-26 | Solar Panels | Q CELLS | Q PEAK DUO BLK |  | 0.405 | 1 | 243 | 40 |  | Fixed | Roof
NJADRE1555761480 | Administratively Determined Incentive Program | TURNERSVILLE | 8012 | 14 | 5.67 | Residential | Behind the Meter | No | Net Metered Residential | EMT Renewables |  | AC Electric | Accepted | 2024-02-08 | 2024-02-26 | 2025-02-26 | Inverters | ENPHASE | IQ8+ | 290 |  | 14 |  |  | 0.98 |  | Other
NJADRE1555761486 | Administratively Determined Incentive Program | BRIDGETON | 8302 | 20 | 8.91 | Residential | Behind the Meter | Yes | Net Metered Residential | Trinity Solar LLC |  | AC Electric | Accepted | 2024-02-08 | 2024-02-26 | 2025-02-26 | Inverters | Solar Edge | SE7600H-US | 7600 |  | 1 |  |  | 0.97 |  | Outdoor
NJADRE1555761486 | Administratively Determined Incentive Program | BRIDGETON | 8302 | 20 | 8.91 | Residential | Behind the Meter | Yes | Net Metered Residential | Trinity Solar LLC |  | AC Electric | Accepted | 2024-02-08 | 2024-02-26 | 2025-02-26 | Solar Panels | Hanwha | Q.PEAK DUO BLK ML-G10+ 405 |  | 0.405 | 14 | 72 | 27 |  | Fixed | Roof
NJADRE1555761486 | Administratively Determined Incentive Program | BRIDGETON | 8302 | 20 | 8.91 | Residential | Behind the Meter | Yes | Net Metered Residential | Trinity Solar LLC |  | AC Electric | Accepted | 2024-02-08 | 2024-02-26 | 2025-02-26 | Solar Panels | Hanwha | Q.PEAK DUO BLK ML-G10+ 405 |  | 0.405 | 8 | 252 | 27 |  | Fixed | Roof
NJADRE1555761495 | Administratively Determined Incentive Program | EAST ORANGE | 7017 | 9 | 6.4 | Residential | Behind the Meter | Yes | Net Metered Residential | Pro Custom Solar dba Momentum Solar |  | PSE&G | Accepted | 2024-02-08 | 2024-02-26 | 2025-02-26 | Solar Panels | Q. PEAK DUO BLK ML-G10+400 | hanwha |  | 0.4 | 6 | 291 | 27 |  | Fixed | Roof
NJADRE1555761495 | Administratively Determined Incentive Program | EAST ORANGE | 7017 | 9 | 6.4 | Residential | Behind the Meter | Yes | Net Metered Residential | Pro Custom Solar dba Momentum Solar |  | PSE&G | Accepted | 2024-02-08 | 2024-02-26 | 2025-02-26 | Solar Panels | Q. PEAK DUO BLK ML-G10+400 | HANWHA |  | 0.4 | 10 | 111 | 27 |  | Fixed | Roof
NJADRE1555761495 | Administratively Determined Incentive Program | EAST ORANGE | 7017 | 9 | 6.4 | Residential | Behind the Meter | Yes | Net Metered Residential | Pro Custom Solar dba Momentum Solar |  | PSE&G | Accepted | 2024-02-08 | 2024-02-26 | 2025-02-26 | Inverters | IQ8PLUS-72-2-US | ENPHASE | 290 |  | 16 |  |  | 0.97 |  | Outdoor
NJADRE1555761526 | Administratively Determined Incentive Program | IRVINGTON | 7111 | 9 | 4 | Residential | Behind the Meter | Yes | Net Metered Residential | Pro Custom Solar dba Momentum Solar |  | PSE&G | Accepted | 2024-02-08 | 2024-02-26 | 2025-02-26 | Solar Panels | Q. PEAK DUO BLK ML-G10+400 | HANWHA |  | 0.4 | 10 | 216 | 30 |  | Fixed | Roof
NJADRE1555761526 | Administratively Determined Incentive Program | IRVINGTON | 7111 | 9 | 4 | Residential | Behind the Meter | Yes | Net Metered Residential | Pro Custom Solar dba Momentum Solar |  | PSE&G | Accepted | 2024-02-08 | 2024-02-26 | 2025-02-26 | Inverters | IQ8PLUS-72-2-US | ENPHASE | 290 |  | 10 |  |  | 0.97 |  | Outdoor
NJADRE1555761556 | Administratively Determined Incentive Program | SANDYSTON | 7827 | 1 | 8.51 | Residential | Behind the Meter | Yes | Net Metered Residential | Trinity Solar Inc. |  | JCP&L | Accepted | 2024-02-08 | 2024-02-26 | 2025-02-26 | Inverters | Solar Edge | SE7600H-US | 7600 |  | 1 |  |  | 0.63 |  | Outdoor
NJADRE1555761556 | Administratively Determined Incentive Program | SANDYSTON | 7827 | 1 | 8.51 | Residential | Behind the Meter | Yes | Net Metered Residential | Trinity Solar Inc. |  | JCP&L | Accepted | 2024-02-08 | 2024-02-26 | 2025-02-26 | Solar Panels | HANWHA | Q.PEAK DUO BLK ML-G10+405 |  | 0.405 | 5 | 116 | 32 |  | Fixed | Roof
NJADRE1555761556 | Administratively Determined Incentive Program | SANDYSTON | 7827 | 1 | 8.51 | Residential | Behind the Meter | Yes | Net Metered Residential | Trinity Solar Inc. |  | JCP&L | Accepted | 2024-02-08 | 2024-02-26 | 2025-02-26 | Solar Panels | HANWHA | Q.PEAK DUO BLK ML-G10+ 405 |  | 0.405 | 9 | 206 | 34 |  | Fixed | Roof
NJADRE1555761556 | Administratively Determined Incentive Program | SANDYSTON | 7827 | 1 | 8.51 | Residential | Behind the Meter | Yes | Net Metered Residential | Trinity Solar Inc. |  | JCP&L | Accepted | 2024-02-08 | 2024-02-26 | 2025-02-26 | Solar Panels | HANWHA | Q.PEAK DUO BLK ML-G10+ 405 |  | 0.405 | 3 | 296 | 34 |  | Fixed | Roof
NJADRE1555761556 | Administratively Determined Incentive Program | SANDYSTON | 7827 | 1 | 8.51 | Residential | Behind the Meter | Yes | Net Metered Residential | Trinity Solar Inc. |  | JCP&L | Accepted | 2024-02-08 | 2024-02-26 | 2025-02-26 | Solar Panels | HANWHA | Q.PEAK DUO BLK ML-G10+ 405 |  | 0.405 | 4 | 206 | 18 |  | Fixed | Roof
NJADRE1555761585 | Administratively Determined Incentive Program | TOMS RIVER | 8753 | 18 | 6.4 | Residential | Behind the Meter | Yes | Net Metered Residential | Power Energy Solutions |  | JCP&L | Accepted | 2024-02-08 | 2024-02-26 | 2025-02-26 | Inverters | SolarEdge | SE5000H-US | 5 |  | 1 |  |  | 0.97 |  | Outdoor
NJADRE1555761585 | Administratively Determined Incentive Program | TOMS RIVER | 8753 | 18 | 6.4 | Residential | Behind the Meter | Yes | Net Metered Residential | Power Energy Solutions |  | JCP&L | Accepted | 2024-02-08 | 2024-02-26 | 2025-02-26 | Solar Panels | Canadian Solar | CS6R-400MS-HL HIKU6 BLACK MONO |  | 0.4 | 7 | 102 | 34 |  | Fixed | Roof
NJADRE1555761585 | Administratively Determined Incentive Program | TOMS RIVER | 8753 | 18 | 6.4 | Residential | Behind the Meter | Yes | Net Metered Residential | Power Energy Solutions |  | JCP&L | Accepted | 2024-02-08 | 2024-02-26 | 2025-02-26 | Solar Panels | Canadian Solar | CS6R-400MS-HL HIKU6 BLACK MONO |  | 0.4 | 9 | 102 | 34 |  | Fixed | Roof
NJADRE1555761602 | Administratively Determined Incentive Program | IRVINGTON | 7111 | 9 | 6.8 | Residential | Behind the Meter | Yes | Net Metered Residential | Pro Custom Solar dba Momentum Solar |  | PSE&G | Accepted | 2024-02-08 | 2024-02-26 | 2025-02-26 | Solar Panels | Q. PEAK DUO BLK ML-G10+400 | HANWHA |  | 0.4 | 9 | 211 | 26 |  | Fixed | Roof
NJADRE1555761602 | Administratively Determined Incentive Program | IRVINGTON | 7111 | 9 | 6.8 | Residential | Behind the Meter | Yes | Net Metered Residential | Pro Custom Solar dba Momentum Solar |  | PSE&G | Accepted | 2024-02-08 | 2024-02-26 | 2025-02-26 | Solar Panels | Q. PEAK DUO BLK ML-G10+400 | HANWHA |  | 0.4 | 8 | 31 | 25 |  | Fixed | Roof
NJADRE1555761602 | Administratively Determined Incentive Program | IRVINGTON | 7111 | 9 | 6.8 | Residential | Behind the Meter | Yes | Net Metered Residential | Pro Custom Solar dba Momentum Solar |  | PSE&G | Accepted | 2024-02-08 | 2024-02-26 | 2025-02-26 | Inverters | IQ8PLUS-72-2-US | ENPHASE | 290 |  | 17 |  |  | 0.97 |  | Outdoor
NJADRE1555761613 | Administratively Determined Incentive Program | ORANGE | 7050 | 9 | 6 | Residential | Behind the Meter | Yes | Net Metered Residential | Sunrun Installation Services, Inc. |  | PSE&G | Accepted | 2024-02-08 | 2024-02-26 | 2025-02-26 | Inverters | SolarEdge Technologies | SE7600H-USSN | 7600 |  | 1 |  |  | 0.99 |  | Outside | Next to meter
NJADRE1555761613 | Administratively Determined Incentive Program | ORANGE | 7050 | 9 | 6 | Residential | Behind the Meter | Yes | Net Metered Residential | Sunrun Installation Services, Inc. |  | PSE&G | Accepted | 2024-02-08 | 2024-02-26 | 2025-02-26 | Solar Panels | Hanwha Q Cells | Q.PEAK DUO BLK ML-G10+/t 400 |  | 0.4 | 11 | 28 | 40 |  | Fixed | Roof
NJADRE1555761613 | Administratively Determined Incentive Program | ORANGE | 7050 | 9 | 6 | Residential | Behind the Meter | Yes | Net Metered Residential | Sunrun Installation Services, Inc. |  | PSE&G | Accepted | 2024-02-08 | 2024-02-26 | 2025-02-26 | Solar Panels | Hanwha Q Cells | Q.PEAK DUO BLK ML-G10+/t 400 |  | 0.4 | 4 | 207 | 43 |  | Fixed | Roof
NJADRE1555761618 | Administratively Determined Incentive Program | WOODBURY | 8096 | 15 | 6.56 | Residential | Behind the Meter | Yes | Net Metered Residential | Define Solar LLC |  | PSE&G | Accepted | 2024-02-08 | 2024-02-26 | 2025-02-26 | Inverters | Enphase | IQ8PLUS-72-2-US | 290 |  | 16 |  |  | 0.976 |  | Outside | Under each pv panel
NJADRE1555761618 | Administratively Determined Incentive Program | WOODBURY | 8096 | 15 | 6.56 | Residential | Behind the Meter | Yes | Net Metered Residential | Define Solar LLC |  | PSE&G | Accepted | 2024-02-08 | 2024-02-26 | 2025-02-26 | Solar Panels | Znshine | ZXM7-SH108 410W |  | 0.41 | 16 | 144 | 22 |  | Fixed | Roof
NJADRE1555761643 | Administratively Determined Incentive Program | PHILLIPSBURG | 8865 | 2 | 7.29 | Residential | Behind the Meter | Yes | Net Metered Residential | Trinity Solar |  | JCP&L | Accepted | 2024-02-08 | 2024-02-26 | 2025-02-26 | Inverters | Solar Edge | SE6000H-US | 6000 |  | 1 |  |  | 0.97 |  | Outside
NJADRE1555761643 | Administratively Determined Incentive Program | PHILLIPSBURG | 8865 | 2 | 7.29 | Residential | Behind the Meter | Yes | Net Metered Residential | Trinity Solar |  | JCP&L | Accepted | 2024-02-08 | 2024-02-26 | 2025-02-26 | Solar Panels | HANWHA | Q.PEAK DUO BLK ML-G10+ 405 |  | 0.405 | 9 | 144 | 23 |  | Fixed | Roof
NJADRE1555761643 | Administratively Determined Incentive Program | PHILLIPSBURG | 8865 | 2 | 7.29 | Residential | Behind the Meter | Yes | Net Metered Residential | Trinity Solar |  | JCP&L | Accepted | 2024-02-08 | 2024-02-26 | 2025-02-26 | Solar Panels | HANWHA | Q.PEAK DUO BLK ML-G10+ 405 |  | 0.405 | 9 | 324 | 23 |  | Fixed | Roof
NJADRE1555761644 | Administratively Determined Incentive Program | Galloway | 8205 | 19 | 7.32 | Residential | Behind the Meter | No | Net Metered Residential | Freedom Forever New Jersey LLC |  | AC Electric | Accepted | 2024-02-08 | 2024-02-26 | 2025-02-26 | Solar Panels | JINKO SOLAR | JKM385M-6RL3-B |  | 0.385 | 19 | 279 | 23 |  | Fixed | Roof
NJADRE1555761644 | Administratively Determined Incentive Program | Galloway | 8205 | 19 | 7.32 | Residential | Behind the Meter | No | Net Metered Residential | Freedom Forever New Jersey LLC |  | AC Electric | Accepted | 2024-02-08 | 2024-02-26 | 2025-02-26 | Inverters | Solar Edge | SE5000H-USRGM | 5000 |  | 1 |  |  | 0.99 |  | Outside
NJADRE1555761653 | Administratively Determined Incentive Program | Elmer | 8318 | 16 | 6 | Residential | Behind the Meter | Yes | Net Metered Residential | Sunrun Installation Services, Inc. |  | AC Electric | Accepted | 2024-02-08 | 2024-02-26 | 2025-02-26 | Inverters | SOLAREDGE TECHNOLOGIES | SE7600H-USSN | 7600 |  | 1 |  |  | 0.99 |  | Outdoor | Next To Meter
NJADRE1555761653 | Administratively Determined Incentive Program | Elmer | 8318 | 16 | 6 | Residential | Behind the Meter | Yes | Net Metered Residential | Sunrun Installation Services, Inc. |  | AC Electric | Accepted | 2024-02-08 | 2024-02-26 | 2025-02-26 | Solar Panels | HANWHA Q-CELLS | Q.PEAK DUO BLK ML-G10+/T 400 |  | 0.4 | 4 | 138 | 19 |  | Fixed | Roof
NJADRE1555761653 | Administratively Determined Incentive Program | Elmer | 8318 | 16 | 6 | Residential | Behind the Meter | Yes | Net Metered Residential | Sunrun Installation Services, Inc. |  | AC Electric | Accepted | 2024-02-08 | 2024-02-26 | 2025-02-26 | Solar Panels | HANWHA Q-CELLS | Q.PEAK DUO BLK ML-G10+/T 400 |  | 0.4 | 4 | 138 | 19 |  | Fixed | Roof
NJADRE1555761653 | Administratively Determined Incentive Program | Elmer | 8318 | 16 | 6 | Residential | Behind the Meter | Yes | Net Metered Residential | Sunrun Installation Services, Inc. |  | AC Electric | Accepted | 2024-02-08 | 2024-02-26 | 2025-02-26 | Solar Panels | HANWHA Q-CELLS | Q.PEAK DUO BLK ML-G10+/T 400 |  | 0.4 | 4 | 228 | 19 |  | Fixed | Roof
NJADRE1555761653 | Administratively Determined Incentive Program | Elmer | 8318 | 16 | 6 | Residential | Behind the Meter | Yes | Net Metered Residential | Sunrun Installation Services, Inc. |  | AC Electric | Accepted | 2024-02-08 | 2024-02-26 | 2025-02-26 | Solar Panels | HANWHA Q-CELLS | Q.PEAK DUO BLK ML-G10+/T 400 |  | 0.4 | 3 | 48 | 19 |  | Fixed | Roof
NJADRE1555761656 | Administratively Determined Incentive Program | MONROE TOWNSHIP | 8831 | 11 | 4.8 | Residential | Behind the Meter | Yes | Net Metered Residential | Pro Custom Solar dba Momentum Solar |  | JCP&L | Accepted | 2024-02-08 | 2024-02-26 | 2025-02-26 | Solar Panels | Q. PEAK DUO BLK ML-G10+400 | HANWHA |  | 0.4 | 12 | 183 | 40 |  | Fixed | Roof
NJADRE1555761656 | Administratively Determined Incentive Program | MONROE TOWNSHIP | 8831 | 11 | 4.8 | Residential | Behind the Meter | Yes | Net Metered Residential | Pro Custom Solar dba Momentum Solar |  | JCP&L | Accepted | 2024-02-08 | 2024-02-26 | 2025-02-26 | Inverters | IQ8PLUS-72-2-US | ENPHASE | 290 |  | 12 |  |  | 0.97 |  | Outdoor
NJADRE1555761664 | Administratively Determined Incentive Program | PATERSON CITY | 7514 | 6 | 4 | Residential | Behind the Meter | Yes | Net Metered Residential | Sunrun Installation Services, Inc. |  | PSE&G | Accepted | 2024-02-08 | 2024-02-26 | 2025-02-26 | Inverters | SolarEdge Technologies | SE3800H-USMN | 3800 |  | 1 |  |  | 0.99 |  | Outside | Next to meter
NJADRE1555761664 | Administratively Determined Incentive Program | PATERSON CITY | 7514 | 6 | 4 | Residential | Behind the Meter | Yes | Net Metered Residential | Sunrun Installation Services, Inc. |  | PSE&G | Accepted | 2024-02-08 | 2024-02-26 | 2025-02-26 | Solar Panels | Hanwha Q Cells | Q.PEAK DUO BLK ML-G10+/t 400 |  | 0.4 | 4 | 13 | 13 |  | Fixed | Roof
NJADRE1555761664 | Administratively Determined Incentive Program | PATERSON CITY | 7514 | 6 | 4 | Residential | Behind the Meter | Yes | Net Metered Residential | Sunrun Installation Services, Inc. |  | PSE&G | Accepted | 2024-02-08 | 2024-02-26 | 2025-02-26 | Solar Panels | Hanwha Q Cells | Q.PEAK DUO BLK ML-G10+/t 400 |  | 0.4 | 6 | 13 | 14 |  | Fixed | Roof
NJADRE1555761670 | Administratively Determined Incentive Program | LITTLE EGG HARBOR TWP | 8087 | 18 | 4.05 | Residential | Behind the Meter | Yes | Net Metered Residential | Trinity Solar |  | AC Electric | Accepted | 2024-02-08 | 2024-02-26 | 2025-02-26 | Inverters | Solar Edge | SE3000H-US | 3 |  | 1 |  |  | 0.97 |  | Outdoor
NJADRE1555761670 | Administratively Determined Incentive Program | LITTLE EGG HARBOR TWP | 8087 | 18 | 4.05 | Residential | Behind the Meter | Yes | Net Metered Residential | Trinity Solar |  | AC Electric | Accepted | 2024-02-08 | 2024-02-26 | 2025-02-26 | Solar Panels | Hanwha | Q.PEAK DUO BLK ML-G10+ 405 |  | 0.405 | 10 | 181 | 27 |  | Fixed | Roof
NJADRE1555761689 | Administratively Determined Incentive Program | Mount Holly | 8060 | 13 | 2.8 | Residential | Behind the Meter | Yes | Net Metered Residential | Pro Custom Solar dba Momentum Solar |  | PSE&G | Accepted | 2024-02-08 | 2024-02-26 | 2025-02-26 | Solar Panels | Q. PEAK DUO BLK ML-G10+400 | HANWHA |  | 0.4 | 7 | 218 | 25 |  | Fixed | Roof
NJADRE1555761689 | Administratively Determined Incentive Program | Mount Holly | 8060 | 13 | 2.8 | Residential | Behind the Meter | Yes | Net Metered Residential | Pro Custom Solar dba Momentum Solar |  | PSE&G | Accepted | 2024-02-08 | 2024-02-26 | 2025-02-26 | Inverters | IQ8PLUS-72-2-US | HANWHA | 290 |  | 7 |  |  | 0.97 |  | Outdoor
NJADRE1555761695 | Administratively Determined Incentive Program | WOODBURY | 8096 | 15 | 3.65 | Residential | Behind the Meter | Yes | Net Metered Residential | SunnyMac LLC |  | PSE&G | Accepted | 2024-02-08 | 2024-02-27 | 2025-02-27 | Solar Panels | Q.PEAK DUO BLK ML-G10+ 405 | HANWHA |  | 0.405 | 9 | 99 | 30 |  | Fixed | Roof
NJADRE1555761695 | Administratively Determined Incentive Program | WOODBURY | 8096 | 15 | 3.65 | Residential | Behind the Meter | Yes | Net Metered Residential | SunnyMac LLC |  | PSE&G | Accepted | 2024-02-08 | 2024-02-27 | 2025-02-27 | Inverters | SE3000H-US | Solaredge | 3000 |  | 1 |  |  | 0.1 |  | Outdoor | next to meter
NJADRE1555761697 | Administratively Determined Incentive Program | NEW EGYPT | 8533 | 18 | 26.33 | Residential | Behind the Meter | Yes | Net Metered Residential | Trinity Solar |  | JCP&L | Accepted | 2024-02-08 | 2024-02-27 | 2025-02-27 | Inverters | Solar Edge | SE10000H-US | 10000 |  | 2 |  |  | 0.97 |  | Outdoor
NJADRE1555761697 | Administratively Determined Incentive Program | NEW EGYPT | 8533 | 18 | 26.33 | Residential | Behind the Meter | Yes | Net Metered Residential | Trinity Solar |  | JCP&L | Accepted | 2024-02-08 | 2024-02-27 | 2025-02-27 | Solar Panels | HANWHA | (Q.PEAK DUO BLK ML-G10+ 405) |  | 0.405 | 26 | 110 | 30 |  | Fixed | Roof
NJADRE1555761697 | Administratively Determined Incentive Program | NEW EGYPT | 8533 | 18 | 26.33 | Residential | Behind the Meter | Yes | Net Metered Residential | Trinity Solar |  | JCP&L | Accepted | 2024-02-08 | 2024-02-27 | 2025-02-27 | Solar Panels | HANWHA | (Q.PEAK DUO BLK ML-G10+ 405) |  | 0.405 | 16 | 290 | 30 |  | Fixed | Roof
NJADRE1555761697 | Administratively Determined Incentive Program | NEW EGYPT | 8533 | 18 | 26.33 | Residential | Behind the Meter | Yes | Net Metered Residential | Trinity Solar |  | JCP&L | Accepted | 2024-02-08 | 2024-02-27 | 2025-02-27 | Solar Panels | HANWHA | (Q.PEAK DUO BLK ML-G10+ 405) |  | 0.405 | 12 | 290 | 30 |  | Fixed | Roof
NJADRE1555761697 | Administratively Determined Incentive Program | NEW EGYPT | 8533 | 18 | 26.33 | Residential | Behind the Meter | Yes | Net Metered Residential | Trinity Solar |  | JCP&L | Accepted | 2024-02-08 | 2024-02-27 | 2025-02-27 | Solar Panels | HANWHA | (Q.PEAK DUO BLK ML-G10+ 405) |  | 0.405 | 8 | 290 | 30 |  | Fixed | Roof
NJADRE1555761697 | Administratively Determined Incentive Program | NEW EGYPT | 8533 | 18 | 26.33 | Residential | Behind the Meter | Yes | Net Metered Residential | Trinity Solar |  | JCP&L | Accepted | 2024-02-08 | 2024-02-27 | 2025-02-27 | Solar Panels | HANWHA | (Q.PEAK DUO BLK ML-G10+ 405) |  | 0.405 | 3 | 200 | 30 |  | Fixed | Roof
NJADRE1555761709 | Administratively Determined Incentive Program | Orange City | 7050 | 9 | 3.6 | Residential | Behind the Meter | Yes | Net Metered Residential | Sunrun Installation Services, Inc. |  | PSE&G | Accepted | 2024-02-08 | 2024-02-26 | 2025-02-26 | Inverters | SolarEdge Technologies | SE3800H-USMN | 3800 |  | 1 |  |  | 0.99 |  | Outdoor | Next to meter
NJADRE1555761709 | Administratively Determined Incentive Program | Orange City | 7050 | 9 | 3.6 | Residential | Behind the Meter | Yes | Net Metered Residential | Sunrun Installation Services, Inc. |  | PSE&G | Accepted | 2024-02-08 | 2024-02-26 | 2025-02-26 | Solar Panels | Hanwha Q Cells | Q.PEAK DUO BLK ML-G10+/T 400 |  | 0.4 | 9 | 125 | 42 |  | Fixed | Roof
NJADRE1555761714 | Administratively Determined Incentive Program | MEDFORD | 8055 | 13 | 5.67 | Residential | Behind the Meter | No | Net Metered Residential | Sunwise Energy LLC |  | PSE&G | Accepted | 2024-02-08 | 2024-02-26 | 2025-02-26 | Solar Panels | REC ALPHA | REC405AA |  | 0.405 | 14 | 254 | 21 |  | Fixed | Roof
NJADRE1555761714 | Administratively Determined Incentive Program | MEDFORD | 8055 | 13 | 5.67 | Residential | Behind the Meter | No | Net Metered Residential | Sunwise Energy LLC |  | PSE&G | Accepted | 2024-02-08 | 2024-02-26 | 2025-02-26 | Inverters | Enphase Energy | IQ8A-72-2-US | 366 |  | 14 |  |  | 0.977 |  | Outside
NJADRE1555761736 | Administratively Determined Incentive Program | Trenton | 8629 | 12 | 6.08 | Residential | Behind the Meter | Yes | Net Metered Residential | Trinity Solar Inc. |  | PSE&G | Accepted | 2024-02-08 | 2024-03-01 | 2025-03-01 | Inverters | Solar Edge | SE5000H-US | 5000 |  | 1 |  |  | 0.97 |  | Outdoor
NJADRE1555761736 | Administratively Determined Incentive Program | Trenton | 8629 | 12 | 6.08 | Residential | Behind the Meter | Yes | Net Metered Residential | Trinity Solar Inc. |  | PSE&G | Accepted | 2024-02-08 | 2024-03-01 | 2025-03-01 | Solar Panels | HANWHA | HANWHA 405 (Q.PEAK DUO BLK ML-G10+ 405) |  | 0.405 | 15 | 150 | 37 |  | Fixed | Roof
NJADRE1555761737 | Administratively Determined Incentive Program | BLAIRSTOWN | 7825 | 2 | 21.87 | Residential | Behind the Meter | Yes | Net Metered Residential | Trinity Solar Inc. |  | JCP&L | Accepted | 2024-02-08 | 2024-02-26 | 2025-02-26 | Inverters | Solar Edge | SE10000H-US | 10000 |  | 2 |  |  | 0.97 |  | Outside
NJADRE1555761737 | Administratively Determined Incentive Program | BLAIRSTOWN | 7825 | 2 | 21.87 | Residential | Behind the Meter | Yes | Net Metered Residential | Trinity Solar Inc. |  | JCP&L | Accepted | 2024-02-08 | 2024-02-26 | 2025-02-26 | Solar Panels | HANWHA | Q.PEAK DUO BLK ML-G10+ 405 |  | 0.405 | 10 | 145 | 27 |  | Fixed | Roof
NJADRE1555761737 | Administratively Determined Incentive Program | BLAIRSTOWN | 7825 | 2 | 21.87 | Residential | Behind the Meter | Yes | Net Metered Residential | Trinity Solar Inc. |  | JCP&L | Accepted | 2024-02-08 | 2024-02-26 | 2025-02-26 | Solar Panels | HANWHA | Q.PEAK DUO BLK ML-G10+ 405 |  | 0.405 | 14 | 145 | 27 |  | Fixed | Roof
NJADRE1555761737 | Administratively Determined Incentive Program | BLAIRSTOWN | 7825 | 2 | 21.87 | Residential | Behind the Meter | Yes | Net Metered Residential | Trinity Solar Inc. |  | JCP&L | Accepted | 2024-02-08 | 2024-02-26 | 2025-02-26 | Solar Panels | HANWHA | Q.PEAK DUO BLK ML-G10+ 405 |  | 0.405 | 11 | 325 | 27 |  | Fixed | Roof
NJADRE1555761737 | Administratively Determined Incentive Program | BLAIRSTOWN | 7825 | 2 | 21.87 | Residential | Behind the Meter | Yes | Net Metered Residential | Trinity Solar Inc. |  | JCP&L | Accepted | 2024-02-08 | 2024-02-26 | 2025-02-26 | Solar Panels | HANWHA | Q.PEAK DUO BLK ML-G10+ 405 |  | 0.405 | 12 | 145 | 27 |  | Fixed | Roof
NJADRE1555761737 | Administratively Determined Incentive Program | BLAIRSTOWN | 7825 | 2 | 21.87 | Residential | Behind the Meter | Yes | Net Metered Residential | Trinity Solar Inc. |  | JCP&L | Accepted | 2024-02-08 | 2024-02-26 | 2025-02-26 | Solar Panels | HANWHA | Q.PEAK DUO BLK ML-G10+ 405 |  | 0.405 | 7 | 325 | 27 |  | Fixed | Roof
NJADRE1555761740 | Administratively Determined Incentive Program | WEST WILDWOOD | 8260 | 21 | 4 | Residential | Behind the Meter | Yes | Net Metered Residential | Sunrun Installation Services, Inc. |  | AC Electric | Accepted | 2024-02-08 | 2024-03-04 | 2025-03-04 | Inverters | SolarEdge Technologies | SE3800H-USMN | 3800 |  | 1 |  |  | 0.99 |  | Outside | Next to meter
NJADRE1555761740 | Administratively Determined Incentive Program | WEST WILDWOOD | 8260 | 21 | 4 | Residential | Behind the Meter | Yes | Net Metered Residential | Sunrun Installation Services, Inc. |  | AC Electric | Accepted | 2024-02-08 | 2024-03-04 | 2025-03-04 | Solar Panels | Hanwha Q Cells | Q.PEAK DUO BLK ML-G10+/t 400 |  | 0.4 | 10 | 61 | 30 |  | Fixed | Roof
NJADRE1555761746 | Administratively Determined Incentive Program | EAST ORANGE | 7017 | 9 | 7.4 | Residential | Behind the Meter | No | Net Metered Residential | Freedom Forever New Jersey LLC |  | PSE&G | Accepted | 2024-02-08 | 2024-02-26 | 2025-02-26 | Inverters | Solar Edge | SE5000H-US [SI1] | 5000 |  | 1 |  |  | 0.99 |  | Outside
NJADRE1555761746 | Administratively Determined Incentive Program | EAST ORANGE | 7017 | 9 | 7.4 | Residential | Behind the Meter | No | Net Metered Residential | Freedom Forever New Jersey LLC |  | PSE&G | Accepted | 2024-02-08 | 2024-02-26 | 2025-02-26 | Solar Panels | NE Solar | NESE370-60MH |  | 0.37 | 3 | 190 | 37 |  | Fixed | Roof
NJADRE1555761746 | Administratively Determined Incentive Program | EAST ORANGE | 7017 | 9 | 7.4 | Residential | Behind the Meter | No | Net Metered Residential | Freedom Forever New Jersey LLC |  | PSE&G | Accepted | 2024-02-08 | 2024-02-26 | 2025-02-26 | Solar Panels | NE Solar | NESE370-60MH |  | 0.37 | 3 | 10 | 37 |  | Fixed | Roof
NJADRE1555761746 | Administratively Determined Incentive Program | EAST ORANGE | 7017 | 9 | 7.4 | Residential | Behind the Meter | No | Net Metered Residential | Freedom Forever New Jersey LLC |  | PSE&G | Accepted | 2024-02-08 | 2024-02-26 | 2025-02-26 | Solar Panels | NE Solar | NESE370-60MH |  | 0.37 | 14 | 190 | 5 |  | Fixed | Roof
NJADRE1555761779 | Administratively Determined Incentive Program | PISCATAWAY | 8854 | 11 | 6.4 | Residential | Behind the Meter | Yes | Net Metered Residential | Sunrun Installation Services, Inc. |  | PSE&G | Accepted | 2024-02-08 | 2024-02-26 | 2025-02-26 | Inverters | SolarEdge Technologies | SE6000H-USSN | 6000 |  | 1 |  |  | 0.99 |  | Outdoor | Next to meter
NJADRE1555761779 | Administratively Determined Incentive Program | PISCATAWAY | 8854 | 11 | 6.4 | Residential | Behind the Meter | Yes | Net Metered Residential | Sunrun Installation Services, Inc. |  | PSE&G | Accepted | 2024-02-08 | 2024-02-26 | 2025-02-26 | Solar Panels | Hanwha Q-Cells | Q.PEAK DUO BLK ML-G10+/t 400 |  | 0.4 | 9 | 161 | 33 |  | Fixed | Roof
NJADRE1555761779 | Administratively Determined Incentive Program | PISCATAWAY | 8854 | 11 | 6.4 | Residential | Behind the Meter | Yes | Net Metered Residential | Sunrun Installation Services, Inc. |  | PSE&G | Accepted | 2024-02-08 | 2024-02-26 | 2025-02-26 | Solar Panels | Hanwha Q-Cells | Q.PEAK DUO BLK ML-G10+/t 400 |  | 0.4 | 7 | 161 | 33 |  | Fixed | Roof
NJADRE1555761840 | Administratively Determined Incentive Program | LAKEHURST | 8733 | 18 | 5.6 | Residential | Behind the Meter | Yes | Net Metered Residential | Sunrun Installation Services, Inc. |  | JCP&L | Accepted | 2024-02-08 | 2024-02-26 | 2025-02-26 | Inverters | SolarEdge Technologies | SE3800H-USMN | 3800 |  | 1 |  |  | 0.99 |  | Outdoor | Next to meter
NJADRE1555761840 | Administratively Determined Incentive Program | LAKEHURST | 8733 | 18 | 5.6 | Residential | Behind the Meter | Yes | Net Metered Residential | Sunrun Installation Services, Inc. |  | JCP&L | Accepted | 2024-02-08 | 2024-02-26 | 2025-02-26 | Solar Panels | Hanwha Q Cells | Q.PEAK DUO BLK ML-G10+/T 400 |  | 0.4 | 14 | 175 | 33 |  | Fixed | Roof
NJADRE1555761842 | Administratively Determined Incentive Program | BRIDGETON | 8302 | 20 | 21.34 | Commercial | Behind the Meter | No | Small Net-Metered Non-Residential located on Rooftop, Carport, Canopy and Floating Solar | Maier Solar Engineering dba Solar Me |  | AC Electric | Accepted | 2024-02-08 | 2024-02-27 | 2025-02-27 | Solar Panels | Hanwha | Q.PEAK DUO XL-G10+485W |  | 0.485 | 44 | 140 | 10 |  | Fixed | Roof
NJADRE1555761842 | Administratively Determined Incentive Program | BRIDGETON | 8302 | 20 | 21.34 | Commercial | Behind the Meter | No | Small Net-Metered Non-Residential located on Rooftop, Carport, Canopy and Floating Solar | Maier Solar Engineering dba Solar Me |  | AC Electric | Accepted | 2024-02-08 | 2024-02-27 | 2025-02-27 | Inverters | Solar Edge | SE 17.3K-US | 17300 |  | 1 |  |  | 0.97 |  | Outside
NJADRE1555761864 | Administratively Determined Incentive Program | BRICK | 8723 | 18 | 9.6 | Residential | Behind the Meter | Yes | Net Metered Residential | Sunrun Installation Services, Inc. |  | JCP&L | Accepted | 2024-02-08 | 2024-02-26 | 2025-02-26 | Inverters | Delta Electronics | E8-TL-US | 8000 |  | 1 |  |  | 0.975 |  | Outside | next to meter
NJADRE1555761864 | Administratively Determined Incentive Program | BRICK | 8723 | 18 | 9.6 | Residential | Behind the Meter | Yes | Net Metered Residential | Sunrun Installation Services, Inc. |  | JCP&L | Accepted | 2024-02-08 | 2024-02-26 | 2025-02-26 | Solar Panels | Hanwha Q Cells | Q.PEAK DUO BLK ML-G10+/t 400 |  | 0.4 | 20 | 265 | 27 |  | Fixed | Roof
NJADRE1555761864 | Administratively Determined Incentive Program | BRICK | 8723 | 18 | 9.6 | Residential | Behind the Meter | Yes | Net Metered Residential | Sunrun Installation Services, Inc. |  | JCP&L | Accepted | 2024-02-08 | 2024-02-26 | 2025-02-26 | Solar Panels | Hanwha Q Cells | Q.PEAK DUO BLK ML-G10+/t 400 |  | 0.4 | 4 | 265 | 27 |  | Fixed | Roof
NJADRE1555761914 | Administratively Determined Incentive Program | NEWARK | 7106 | 9 | 4.05 | Residential | Behind the Meter | Yes | Net Metered Residential | Trinity Solar Inc. |  | PSE&G | Accepted | 2024-02-08 | 2024-02-26 | 2025-02-26 | Inverters | Solar Edge | SE3000H-US | 3000 |  | 1 |  |  | 0.97 |  | Outdoor
NJADRE1555761914 | Administratively Determined Incentive Program | NEWARK | 7106 | 9 | 4.05 | Residential | Behind the Meter | Yes | Net Metered Residential | Trinity Solar Inc. |  | PSE&G | Accepted | 2024-02-08 | 2024-02-26 | 2025-02-26 | Solar Panels | HANWHA 405 (Q.PEAK DUO BLK ML-G10+ 405) | (Q.PEAK DUO BLK ML-G10+ 405) |  | 0.405 | 10 | 114 | 34 |  | Fixed | Roof
NJADRE1555761988 | Administratively Determined Incentive Program | WEST DEPTFORD | 8086 | 15 | 4.86 | Residential | Behind the Meter | No | Net Metered Residential | Freedom Forever New Jersey LLC |  | PSE&G | Accepted | 2024-02-08 | 2024-02-26 | 2025-02-26 | Inverters | Solar Edge | SE3800H-USRGM [SI1 | 3800 |  | 1 |  |  | 0.99 |  | Outdoor
NJADRE1555761988 | Administratively Determined Incentive Program | WEST DEPTFORD | 8086 | 15 | 4.86 | Residential | Behind the Meter | No | Net Metered Residential | Freedom Forever New Jersey LLC |  | PSE&G | Accepted | 2024-02-08 | 2024-02-26 | 2025-02-26 | Solar Panels | Rec Solar | REC405AA PURE |  | 0.405 | 12 | 195 | 21 |  | Fixed | Roof
NJADRE1555762017 | Administratively Determined Incentive Program | WILLIAMSTOWN | 8094 | 15 | 5.6 | Residential | Behind the Meter | Yes | Net Metered Residential | Sunrun, Inc. |  | AC Electric | Accepted | 2024-02-08 | 2024-03-07 | 2025-03-07 | Inverters | SOLAREDGE TECHNOLOGIES | SE3800H-USMN | 3800 |  | 1 |  |  | 0.99 |  | Outdoor | Next To Meter
NJADRE1555762017 | Administratively Determined Incentive Program | WILLIAMSTOWN | 8094 | 15 | 5.6 | Residential | Behind the Meter | Yes | Net Metered Residential | Sunrun, Inc. |  | AC Electric | Accepted | 2024-02-08 | 2024-03-07 | 2025-03-07 | Solar Panels | SOLAREDGE TECHNOLOGIES | Q.PEAK DUO BLK ML-G10+/T 400 |  | 0.4 | 14 | 211 | 31 |  | Fixed | Roof
NJADRE1555762025 | Administratively Determined Incentive Program | FRANKLINVILLE | 8322 | 15 | 10.53 | Residential | Behind the Meter | Yes | Net Metered Residential | Trinity Solar |  | AC Electric | Accepted | 2024-02-08 | 2024-02-26 | 2025-02-26 | Inverters | Solar Edge | SE10000H-US | 10 |  | 1 |  |  | 0.97 |  | Outdoor
NJADRE1555762025 | Administratively Determined Incentive Program | FRANKLINVILLE | 8322 | 15 | 10.53 | Residential | Behind the Meter | Yes | Net Metered Residential | Trinity Solar |  | AC Electric | Accepted | 2024-02-08 | 2024-02-26 | 2025-02-26 | Solar Panels | Hanwha | Q.PEAK DUO BLK ML-G10+ 405 |  | 0.405 | 8 | 310 | 23 |  | Fixed | Roof
NJADRE1555762025 | Administratively Determined Incentive Program | FRANKLINVILLE | 8322 | 15 | 10.53 | Residential | Behind the Meter | Yes | Net Metered Residential | Trinity Solar |  | AC Electric | Accepted | 2024-02-08 | 2024-02-26 | 2025-02-26 | Solar Panels | Hanwha | Q.PEAK DUO BLK ML-G10+ 405 |  | 0.405 | 18 | 130 | 23 |  | Fixed | Roof
NJADRE1555762037 | Administratively Determined Incentive Program | LITTLE EGG HARBOR TWP | 8087 | 18 | 8.1 | Residential | Behind the Meter | Yes | Net Metered Residential | Trinity Solar |  | AC Electric | Accepted | 2024-02-08 | 2024-02-26 | 2025-02-26 | Inverters | Solar Edge | SE6000H-US | 6000 |  | 1 |  |  | 0.97 |  | Outside
NJADRE1555762037 | Administratively Determined Incentive Program | LITTLE EGG HARBOR TWP | 8087 | 18 | 8.1 | Residential | Behind the Meter | Yes | Net Metered Residential | Trinity Solar |  | AC Electric | Accepted | 2024-02-08 | 2024-02-26 | 2025-02-26 | Solar Panels | HANWHA | Q.PEAK DUO BLK ML-G10+ 405 |  | 0.405 | 20 | 203 | 40 |  | Fixed | Roof
NJADRE1555762068 | Administratively Determined Incentive Program | MOUNT LAUREL | 8054 | 13 | 8.1 | Residential | Behind the Meter | Yes | Net Metered Residential | Trinity Solar |  | PSE&G | Accepted | 2024-02-08 | 2024-02-27 | 2025-02-27 | Inverters | Solar Edge | SE6000H-US | 6000 |  | 1 |  |  | 0.97 |  | Outdoor
NJADRE1555762068 | Administratively Determined Incentive Program | MOUNT LAUREL | 8054 | 13 | 8.1 | Residential | Behind the Meter | Yes | Net Metered Residential | Trinity Solar |  | PSE&G | Accepted | 2024-02-08 | 2024-02-27 | 2025-02-27 | Solar Panels | HANWHA | HANWHA 405 (Q.PEAK DUO BLK ML-G10+ 405) |  | 0.405 | 20 | 251 | 27 |  | Fixed | Roof
NJADRE1555762082 | Administratively Determined Incentive Program | BURLINGTON CITY | 8016 | 13 | 10.13 | Residential | Behind the Meter | No | Net Metered Residential | Powur, PBC |  | PSE&G | Accepted | 2024-02-14 | 2024-03-01 | 2025-03-01 | Solar Panels | Rec Solar | REC405AA PURE |  | 0.405 | 14 | 172 | 20 |  | Fixed | Roof
NJADRE1555762082 | Administratively Determined Incentive Program | BURLINGTON CITY | 8016 | 13 | 10.13 | Residential | Behind the Meter | No | Net Metered Residential | Powur, PBC |  | PSE&G | Accepted | 2024-02-14 | 2024-03-01 | 2025-03-01 | Solar Panels | Rec Solar | REC405AA PURE |  | 0.405 | 2 | 262 | 20 |  | Fixed | Roof
NJADRE1555762082 | Administratively Determined Incentive Program | BURLINGTON CITY | 8016 | 13 | 10.13 | Residential | Behind the Meter | No | Net Metered Residential | Powur, PBC |  | PSE&G | Accepted | 2024-02-14 | 2024-03-01 | 2025-03-01 | Solar Panels | Rec Solar | REC405AA PURE |  | 0.405 | 3 | 82 | 20 |  | Fixed | Roof
NJADRE1555762082 | Administratively Determined Incentive Program | BURLINGTON CITY | 8016 | 13 | 10.13 | Residential | Behind the Meter | No | Net Metered Residential | Powur, PBC |  | PSE&G | Accepted | 2024-02-14 | 2024-03-01 | 2025-03-01 | Solar Panels | Rec Solar | REC405AA PURE |  | 0.405 | 3 | 172 | 20 |  | Fixed | Roof
NJADRE1555762082 | Administratively Determined Incentive Program | BURLINGTON CITY | 8016 | 13 | 10.13 | Residential | Behind the Meter | No | Net Metered Residential | Powur, PBC |  | PSE&G | Accepted | 2024-02-14 | 2024-03-01 | 2025-03-01 | Solar Panels | Rec Solar | REC405AA PURE |  | 0.405 | 3 | 352 | 20 |  | Fixed | Roof
NJADRE1555762082 | Administratively Determined Incentive Program | BURLINGTON CITY | 8016 | 13 | 10.13 | Residential | Behind the Meter | No | Net Metered Residential | Powur, PBC |  | PSE&G | Accepted | 2024-02-14 | 2024-03-01 | 2025-03-01 | Inverters | Solaredge | SE7600H-US | 7600 |  | 1 |  |  | 0.99 |  | Outside
NJADRE1555762082 | Administratively Determined Incentive Program | BURLINGTON CITY | 8016 | 13 | 10.13 | Residential | Behind the Meter | No | Net Metered Residential | Powur, PBC |  | PSE&G | Accepted | 2024-02-14 | 2024-03-01 | 2025-03-01 | Meters | Solaredge | SE7600H-US |  |  | 1 |  |  |  | Yes | Outdoor
NJADRE1555762091 | Administratively Determined Incentive Program | Newton | 7860 | 1 | 5.27 | Residential | Behind the Meter | Yes | Net Metered Residential | Trinity Solar Inc. |  | JCP&L | Accepted | 2024-02-08 | 2024-02-26 | 2025-02-26 | Inverters | Solar Edge | SE5000H-US | 5 |  | 1 |  |  | 0.97 |  | Outdoor
NJADRE1555762091 | Administratively Determined Incentive Program | Newton | 7860 | 1 | 5.27 | Residential | Behind the Meter | Yes | Net Metered Residential | Trinity Solar Inc. |  | JCP&L | Accepted | 2024-02-08 | 2024-02-26 | 2025-02-26 | Solar Panels | Hanwha | Q.PEAK DUO BLK ML-G10+ 405 |  | 0.405 | 10 | 203 | 43 |  | Fixed | Roof
NJADRE1555762091 | Administratively Determined Incentive Program | Newton | 7860 | 1 | 5.27 | Residential | Behind the Meter | Yes | Net Metered Residential | Trinity Solar Inc. |  | JCP&L | Accepted | 2024-02-08 | 2024-02-26 | 2025-02-26 | Solar Panels | Hanwha | Q.PEAK DUO BLK ML-G10+ 405 |  | 0.405 | 3 | 203 | 14 |  | Fixed | Roof
NJADRE1555762096 | Administratively Determined Incentive Program | Willingboro Twp | 8046 | 13 | 4.4 | Residential | Behind the Meter | Yes | Net Metered Residential | Sunrun Installation Services, Inc. |  | PSE&G | Accepted | 2024-02-08 | 2024-02-26 | 2025-02-26 | Inverters | SolarEdge Technologies | SE3800H-USMN | 3800 |  | 1 |  |  | 0.99 |  | Outside | Next to meter
NJADRE1555762096 | Administratively Determined Incentive Program | Willingboro Twp | 8046 | 13 | 4.4 | Residential | Behind the Meter | Yes | Net Metered Residential | Sunrun Installation Services, Inc. |  | PSE&G | Accepted | 2024-02-08 | 2024-02-26 | 2025-02-26 | Solar Panels | Hanwha Q Cells | Q.PEAK DUO BLK ML-G10+/t 400 |  | 0.4 | 7 | 339 | 27 |  | Fixed | Roof
NJADRE1555762096 | Administratively Determined Incentive Program | Willingboro Twp | 8046 | 13 | 4.4 | Residential | Behind the Meter | Yes | Net Metered Residential | Sunrun Installation Services, Inc. |  | PSE&G | Accepted | 2024-02-08 | 2024-02-26 | 2025-02-26 | Solar Panels | Hanwha Q Cells | Q.PEAK DUO BLK ML-G10+/t 400 |  | 0.4 | 4 | 160 | 27 |  | Fixed | Roof
NJADRE1555762124 | Administratively Determined Incentive Program | Woodbridge Twp | 8830 | 11 | 5.2 | Residential | Behind the Meter | Yes | Net Metered Residential | Sunrun Installation Services, Inc. |  | PSE&G | Accepted | 2024-02-08 | 2024-02-26 | 2025-02-26 | Inverters | DELTA ELECTRONICS | E4-TL-US | 4000 |  | 1 |  |  | 0.975 |  | Outdoor | Next to meter
NJADRE1555762124 | Administratively Determined Incentive Program | Woodbridge Twp | 8830 | 11 | 5.2 | Residential | Behind the Meter | Yes | Net Metered Residential | Sunrun Installation Services, Inc. |  | PSE&G | Accepted | 2024-02-08 | 2024-02-26 | 2025-02-26 | Solar Panels | Hanwha Q Cells | Q.PEAK DUO BLK ML-G10+/T 400 |  | 0.4 | 13 | 180 | 25 |  | Fixed | Roof
NJADRE1555762136 | Administratively Determined Incentive Program | VINELAND | 8360 | 20 | 3.6 | Residential | Behind the Meter | Yes | Net Metered Residential | Power Energy Solutions |  | Vineland Muni Electric | Accepted | 2024-02-08 | 2024-02-28 | 2025-02-28 | Inverters | IQ8-60-2-US | Enphase | 240 |  | 9 |  |  | 0.97 |  | Outdoor
NJADRE1555762136 | Administratively Determined Incentive Program | VINELAND | 8360 | 20 | 3.6 | Residential | Behind the Meter | Yes | Net Metered Residential | Power Energy Solutions |  | Vineland Muni Electric | Accepted | 2024-02-08 | 2024-02-28 | 2025-02-28 | Solar Panels | SILFAB SOLAR | SIL-400 HC+ |  | 0.4 | 9 | 93 | 30 |  | Fixed | Roof
NJADRE1555762145 | Administratively Determined Incentive Program | MATAWAN | 7747 | 17 | 3.2 | Residential | Behind the Meter | Yes | Net Metered Residential | Sunrun Installation Services, Inc. |  | JCP&L | Accepted | 2024-02-08 | 2024-02-26 | 2025-02-26 | Inverters | SolarEdge Technologies | SE6000H-USSN | 6000 |  | 1 |  |  | 0.99 |  | Outside | Next to meter
NJADRE1555762145 | Administratively Determined Incentive Program | MATAWAN | 7747 | 17 | 3.2 | Residential | Behind the Meter | Yes | Net Metered Residential | Sunrun Installation Services, Inc. |  | JCP&L | Accepted | 2024-02-08 | 2024-02-26 | 2025-02-26 | Solar Panels | Hanwha Q Cells | Q.PEAK DUO BLK ML-G10+/t 400 |  | 0.4 | 8 | 216 | 17 |  | Fixed | Roof
NJADRE1555762148 | Administratively Determined Incentive Program | BLACKWOOD | 8012 | 14 | 9.32 | Residential | Behind the Meter | Yes | Net Metered Residential | SunnyMac LLC |  | AC Electric | Accepted | 2024-02-08 | 2024-02-28 | 2025-02-28 | Solar Panels | Q.PEAK DUO BLK ML-G10+ 405 | HANWHA |  | 0.405 | 14 | 121 | 22 |  | Fixed | Roof
NJADRE1555762148 | Administratively Determined Incentive Program | BLACKWOOD | 8012 | 14 | 9.32 | Residential | Behind the Meter | Yes | Net Metered Residential | SunnyMac LLC |  | AC Electric | Accepted | 2024-02-08 | 2024-02-28 | 2025-02-28 | Solar Panels | Q.PEAK DUO BLK ML-G10+ 405 | HANWHA |  | 0.405 | 9 | 211 | 22 |  | Fixed | Roof
NJADRE1555762148 | Administratively Determined Incentive Program | BLACKWOOD | 8012 | 14 | 9.32 | Residential | Behind the Meter | Yes | Net Metered Residential | SunnyMac LLC |  | AC Electric | Accepted | 2024-02-08 | 2024-02-28 | 2025-02-28 | Inverters | SE7600H-US | Solaredge | 7600 |  | 1 |  |  | 0.1 |  | Outdoor | next to meter
NJADRE1555762153 | Administratively Determined Incentive Program | EAST BRUNSWICK | 8816 | 11 | 6 | Residential | Behind the Meter | Yes | Net Metered Residential | Pro Custom Solar dba Momentum Solar |  | PSE&G | Accepted | 2024-02-08 | 2024-02-26 | 2025-02-26 | Solar Panels | Q. PEAK DUO BLK ML-G10+400 | HANWHA |  | 0.4 | 11 | 80 | 13 |  | Fixed | Roof
NJADRE1555762153 | Administratively Determined Incentive Program | EAST BRUNSWICK | 8816 | 11 | 6 | Residential | Behind the Meter | Yes | Net Metered Residential | Pro Custom Solar dba Momentum Solar |  | PSE&G | Accepted | 2024-02-08 | 2024-02-26 | 2025-02-26 | Solar Panels | Q. PEAK DUO BLK ML-G10+400 | HANWHA |  | 0.4 | 4 | 260 | 40 |  | Fixed | Roof
NJADRE1555762153 | Administratively Determined Incentive Program | EAST BRUNSWICK | 8816 | 11 | 6 | Residential | Behind the Meter | Yes | Net Metered Residential | Pro Custom Solar dba Momentum Solar |  | PSE&G | Accepted | 2024-02-08 | 2024-02-26 | 2025-02-26 | Inverters | IQ8PLUS-72-2-US | ENPHASE | 290 |  | 15 |  |  | 0.97 |  | Outdoor
NJADRE1555762174 | Administratively Determined Incentive Program | PINE HILL | 8021 | 14 | 4.8 | Residential | Behind the Meter | Yes | Net Metered Residential | Sunrun Installation Service, Inc. |  | AC Electric | Accepted | 2024-02-08 | 2024-02-26 | 2025-02-26 | Inverters | SOLAREDGE TECHNOLOGIES | SE3800H-USMN | 3800 |  | 1 |  |  | 0.99 |  | Outdoor | Next To Meter
NJADRE1555762174 | Administratively Determined Incentive Program | PINE HILL | 8021 | 14 | 4.8 | Residential | Behind the Meter | Yes | Net Metered Residential | Sunrun Installation Service, Inc. |  | AC Electric | Accepted | 2024-02-08 | 2024-02-26 | 2025-02-26 | Solar Panels | HANWHA Q-CELLS | Q.PEAK DUO BLK ML-G10+/T 400 |  | 0.4 | 5 | 237 | 18 |  | Fixed | Roof
NJADRE1555762174 | Administratively Determined Incentive Program | PINE HILL | 8021 | 14 | 4.8 | Residential | Behind the Meter | Yes | Net Metered Residential | Sunrun Installation Service, Inc. |  | AC Electric | Accepted | 2024-02-08 | 2024-02-26 | 2025-02-26 | Solar Panels | SOLAREDGE TECHNOLOGIES | Q.PEAK DUO BLK ML-G10+/T 400 |  | 0.4 | 7 | 57 | 18 |  | Single Axis | Roof
NJADRE1555762178 | Administratively Determined Incentive Program | BRICK | 8724 | 18 | 5.67 | Residential | Behind the Meter | Yes | Net Metered Residential | SunnyMac LLC |  | JCP&L | Accepted | 2024-02-08 | 2024-02-26 | 2025-02-26 | Solar Panels | Q.PEAK DUO BLK ML-G10+ 405 | HANWHA |  | 0.405 | 14 | 113 | 22 |  | Fixed | Roof
NJADRE1555762178 | Administratively Determined Incentive Program | BRICK | 8724 | 18 | 5.67 | Residential | Behind the Meter | Yes | Net Metered Residential | SunnyMac LLC |  | JCP&L | Accepted | 2024-02-08 | 2024-02-26 | 2025-02-26 | Inverters | SE5000H-US | Solaredge | 5000 |  | 1 |  |  | 0.1 |  | Outdoor | next to meter
NJADRE1555762189 | Administratively Determined Incentive Program | SOUTH BOUND BROOK | 8880 | 5 | 11.6 | Residential | Behind the Meter | Yes | Net Metered Residential | Pro Custom Solar dba Momentum Solar |  | PSE&G | Accepted | 2024-02-08 | 2024-02-26 | 2025-02-26 | Solar Panels | Q. PEAK DUO BLK ML-G10+400 | HANWHA |  | 0.4 | 18 | 110 | 24 |  | Fixed | Roof
NJADRE1555762189 | Administratively Determined Incentive Program | SOUTH BOUND BROOK | 8880 | 5 | 11.6 | Residential | Behind the Meter | Yes | Net Metered Residential | Pro Custom Solar dba Momentum Solar |  | PSE&G | Accepted | 2024-02-08 | 2024-02-26 | 2025-02-26 | Solar Panels | Q. PEAK DUO BLK ML-G10+400 | HANWHA |  | 0.4 | 11 | 290 | 24 |  | Fixed | Roof
NJADRE1555762189 | Administratively Determined Incentive Program | SOUTH BOUND BROOK | 8880 | 5 | 11.6 | Residential | Behind the Meter | Yes | Net Metered Residential | Pro Custom Solar dba Momentum Solar |  | PSE&G | Accepted | 2024-02-08 | 2024-02-26 | 2025-02-26 | Inverters | IQ8PLUS-72-2-US | ENPHASE | 290 |  | 29 |  |  | 0.97 |  | Outdoor
NJADRE1555762196 | Administratively Determined Incentive Program | OCEAN | 7712 | 17 | 14.58 | Residential | Behind the Meter | Yes | Net Metered Residential | SunnyMac LLC |  | JCP&L | Accepted | 2024-02-08 | 2024-02-26 | 2025-02-26 | Solar Panels | Q.PEAK DUO BLK ML-G10+ 405 | HANWHA |  | 0.405 | 12 | 165 | 32 |  | Fixed | Roof
NJADRE1555762196 | Administratively Determined Incentive Program | OCEAN | 7712 | 17 | 14.58 | Residential | Behind the Meter | Yes | Net Metered Residential | SunnyMac LLC |  | JCP&L | Accepted | 2024-02-08 | 2024-02-26 | 2025-02-26 | Solar Panels | Q.PEAK DUO BLK ML-G10+ 405 | HANWHA |  | 0.405 | 24 | 256 | 23 |  | Fixed | Roof
NJADRE1555762196 | Administratively Determined Incentive Program | OCEAN | 7712 | 17 | 14.58 | Residential | Behind the Meter | Yes | Net Metered Residential | SunnyMac LLC |  | JCP&L | Accepted | 2024-02-08 | 2024-02-26 | 2025-02-26 | Inverters | SE11400H-US | Solaredge | 11400 |  | 1 |  |  | 0.1 |  | Outdoor | next to meter
NJADRE1555762204 | Administratively Determined Incentive Program | TENAFLY | 7670 | 7 | 11.9 | Residential | Behind the Meter | No | Net Metered Residential | Venture Home Solar, LLC |  | PSE&G | Accepted | 2024-02-08 | 2024-02-26 | 2025-02-26 | Inverters | EnPhase | IQ8PLUS-72-2-US (240V) | 300 |  | 28 |  |  | 0.96667 |  | Outside
NJADRE1555762204 | Administratively Determined Incentive Program | TENAFLY | 7670 | 7 | 11.9 | Residential | Behind the Meter | No | Net Metered Residential | Venture Home Solar, LLC |  | PSE&G | Accepted | 2024-02-08 | 2024-02-26 | 2025-02-26 | Solar Panels | Hanwha | Q.TRON BLK M-G2+ 425W |  | 0.425 | 5 | 215 | 31 |  | Fixed | Roof
NJADRE1555762204 | Administratively Determined Incentive Program | TENAFLY | 7670 | 7 | 11.9 | Residential | Behind the Meter | No | Net Metered Residential | Venture Home Solar, LLC |  | PSE&G | Accepted | 2024-02-08 | 2024-02-26 | 2025-02-26 | Solar Panels | Hanwha | Q.TRON BLK M-G2+ 425W |  | 0.425 | 9 | 125 | 25 |  | Fixed | Roof
NJADRE1555762204 | Administratively Determined Incentive Program | TENAFLY | 7670 | 7 | 11.9 | Residential | Behind the Meter | No | Net Metered Residential | Venture Home Solar, LLC |  | PSE&G | Accepted | 2024-02-08 | 2024-02-26 | 2025-02-26 | Solar Panels | Hanwha | Q.TRON BLK M-G2+ 425W |  | 0.425 | 8 | 125 | 31 |  | Fixed | Roof
NJADRE1555762204 | Administratively Determined Incentive Program | TENAFLY | 7670 | 7 | 11.9 | Residential | Behind the Meter | No | Net Metered Residential | Venture Home Solar, LLC |  | PSE&G | Accepted | 2024-02-08 | 2024-02-26 | 2025-02-26 | Solar Panels | Hanwha | Q.TRON BLK M-G2+ 425W |  | 0.425 | 6 | 125 | 31 |  | Fixed | Roof
NJADRE1555762207 | Administratively Determined Incentive Program | BLOOMFIELD TWP | 7003 | 9 | 4 | Residential | Behind the Meter | Yes | Net Metered Residential | Sunrun Installation Services, Inc. |  | PSE&G | Accepted | 2024-02-08 | 2024-02-26 | 2025-02-26 | Inverters | SolarEdge Technologies | SE3800H-USMN | 3800 |  | 1 |  |  | 0.99 |  | Outside | Next to meter
NJADRE1555762207 | Administratively Determined Incentive Program | BLOOMFIELD TWP | 7003 | 9 | 4 | Residential | Behind the Meter | Yes | Net Metered Residential | Sunrun Installation Services, Inc. |  | PSE&G | Accepted | 2024-02-08 | 2024-02-26 | 2025-02-26 | Solar Panels | Hanwha Q Cells | Q.PEAK DUO BLK ML-G10+/t 400 |  | 0.4 | 10 | 262 | 22 |  | Fixed | Roof
NJADRE1555762226 | Administratively Determined Incentive Program | TRENTON | 8609 | 12 | 2.8 | Residential | Behind the Meter | Yes | Net Metered Residential | Pro Custom Solar dba Momentum Solar |  | PSE&G | Accepted | 2024-02-08 | 2024-02-26 | 2025-02-26 | Solar Panels | Q. PEAK DUO BLK ML-G10+400 | HANWHA |  | 0.4 | 6 | 233 | 40 |  | Fixed | Roof
NJADRE1555762226 | Administratively Determined Incentive Program | TRENTON | 8609 | 12 | 2.8 | Residential | Behind the Meter | Yes | Net Metered Residential | Pro Custom Solar dba Momentum Solar |  | PSE&G | Accepted | 2024-02-08 | 2024-02-26 | 2025-02-26 | Solar Panels | Q. PEAK DUO BLK ML-G10+400 | HANWHA |  | 0.4 | 1 | 53 | 40 |  | Fixed | Roof
NJADRE1555762226 | Administratively Determined Incentive Program | TRENTON | 8609 | 12 | 2.8 | Residential | Behind the Meter | Yes | Net Metered Residential | Pro Custom Solar dba Momentum Solar |  | PSE&G | Accepted | 2024-02-08 | 2024-02-26 | 2025-02-26 | Inverters | IQ8PLUS-72-2-US | ENPHASE | 290 |  | 7 |  |  | 0.97 |  | Outdoor
NJADRE1555762373 | Administratively Determined Incentive Program | GLOUCESTER TOWNSHIP | 8081 | 14 | 7.11 | Residential | Behind the Meter | Yes | Net Metered Residential | Seapoint Solar Energy LLC |  | AC Electric | Accepted | 2024-02-08 | 2024-02-27 | 2025-02-27 | Solar Panels | Canadian Solar | CS6R-395MS-HL |  | 0.395 | 5 | 73 | 20 |  | Fixed | Roof
NJADRE1555762373 | Administratively Determined Incentive Program | GLOUCESTER TOWNSHIP | 8081 | 14 | 7.11 | Residential | Behind the Meter | Yes | Net Metered Residential | Seapoint Solar Energy LLC |  | AC Electric | Accepted | 2024-02-08 | 2024-02-27 | 2025-02-27 | Solar Panels | Canadian Solar | CS6R-395MS-HL |  | 0.395 | 13 | 253 | 20 |  | Fixed | Roof
NJADRE1555762373 | Administratively Determined Incentive Program | GLOUCESTER TOWNSHIP | 8081 | 14 | 7.11 | Residential | Behind the Meter | Yes | Net Metered Residential | Seapoint Solar Energy LLC |  | AC Electric | Accepted | 2024-02-08 | 2024-02-27 | 2025-02-27 | Inverters | Enphase | IQ8PLUS-72-2-US | 290 |  | 18 |  |  | 0.97 |  | Outdoor
NJADRE1555762383 | Administratively Determined Incentive Program | WARREN | 7059 | 5 | 13.13 | Residential | Behind the Meter | Yes | Net Metered Residential | Sunrun Installation Services, Inc. |  | JCP&L | Accepted | 2024-02-08 | 2024-02-26 | 2025-02-26 | Inverters | DELTA ELECTRONICS | E10-TL-US | 10000 |  | 1 |  |  | 0.975 |  | Outdoor | Next to meter
NJADRE1555762383 | Administratively Determined Incentive Program | WARREN | 7059 | 5 | 13.13 | Residential | Behind the Meter | Yes | Net Metered Residential | Sunrun Installation Services, Inc. |  | JCP&L | Accepted | 2024-02-08 | 2024-02-26 | 2025-02-26 | Solar Panels | VIKRAM SOLAR | VSMDHT.60.375.05 |  | 0.375 | 16 | 197 | 17 |  | Fixed | Roof
NJADRE1555762383 | Administratively Determined Incentive Program | WARREN | 7059 | 5 | 13.13 | Residential | Behind the Meter | Yes | Net Metered Residential | Sunrun Installation Services, Inc. |  | JCP&L | Accepted | 2024-02-08 | 2024-02-26 | 2025-02-26 | Solar Panels | VIKRAM SOLAR | VSMDHT.60.375.05 |  | 0.375 | 19 | 17 | 17 |  | Fixed | Roof
NJADRE1555762541 | Administratively Determined Incentive Program | New Brunswick | 8901 | 11 | 5.48 | Residential | Behind the Meter | No | Net Metered Residential | Power Home Remodeling |  | PSE&G | Accepted | 2024-02-08 | 2024-02-29 | 2025-02-28 | Inverters | SolarEdge | SE3800H-US | 3800 |  | 1 |  |  | 0.99 |  | Outdoor
NJADRE1555762541 | Administratively Determined Incentive Program | New Brunswick | 8901 | 11 | 5.48 | Residential | Behind the Meter | No | Net Metered Residential | Power Home Remodeling |  | PSE&G | Accepted | 2024-02-08 | 2024-02-29 | 2025-02-28 | Meters | SolarEdge | Revenue Grade Data Ansi C12.20 |  |  | 1 |  |  |  | Yes | Outdoor
NJADRE1555762541 | Administratively Determined Incentive Program | New Brunswick | 8901 | 11 | 5.48 | Residential | Behind the Meter | No | Net Metered Residential | Power Home Remodeling |  | PSE&G | Accepted | 2024-02-08 | 2024-02-29 | 2025-02-28 | Solar Panels | QCell | Qcells Q.PEAK DUO BLK-G10+ 365 |  | 0.365 | 7 | 39 | 26 |  | Fixed | Roof
NJADRE1555762541 | Administratively Determined Incentive Program | New Brunswick | 8901 | 11 | 5.48 | Residential | Behind the Meter | No | Net Metered Residential | Power Home Remodeling |  | PSE&G | Accepted | 2024-02-08 | 2024-02-29 | 2025-02-28 | Solar Panels | QCell | Qcells Q.PEAK DUO BLK-G10+ 365 |  | 0.365 | 8 | 219 | 26 |  | Fixed | Roof
NJADRE1555762565 | Administratively Determined Incentive Program | Montgomery | 8558 | 5 | 4.8 | Residential | Behind the Meter | Yes | Net Metered Residential | Pro Custom Solar dba Momentum Solar |  | PSE&G | Accepted | 2024-02-08 | 2024-02-27 | 2025-02-27 | Solar Panels | Q. PEAK DUO BLK ML-G10+400 | HANWHA |  | 0.4 | 5 | 83 | 34 |  | Fixed | Roof
NJADRE1555762565 | Administratively Determined Incentive Program | Montgomery | 8558 | 5 | 4.8 | Residential | Behind the Meter | Yes | Net Metered Residential | Pro Custom Solar dba Momentum Solar |  | PSE&G | Accepted | 2024-02-08 | 2024-02-27 | 2025-02-27 | Solar Panels | Q. PEAK DUO BLK ML-G10+400 | HANWHA |  | 0.4 | 3 | 173 | 33 |  | Fixed | Roof
NJADRE1555762565 | Administratively Determined Incentive Program | Montgomery | 8558 | 5 | 4.8 | Residential | Behind the Meter | Yes | Net Metered Residential | Pro Custom Solar dba Momentum Solar |  | PSE&G | Accepted | 2024-02-08 | 2024-02-27 | 2025-02-27 | Solar Panels | Q. PEAK DUO BLK ML-G10+400 | HANWHA |  | 0.4 | 4 | 263 | 34 |  | Fixed | Roof
NJADRE1555762565 | Administratively Determined Incentive Program | Montgomery | 8558 | 5 | 4.8 | Residential | Behind the Meter | Yes | Net Metered Residential | Pro Custom Solar dba Momentum Solar |  | PSE&G | Accepted | 2024-02-08 | 2024-02-27 | 2025-02-27 | Inverters | IQ8PLUS-72-2-US | ENPHASE | 290 |  | 12 |  |  | 0.97 |  | Outdoor
NJADRE1555762567 | Administratively Determined Incentive Program | Williamstown | 8094 | 15 | 5.2 | Residential | Behind the Meter | Yes | Net Metered Residential | Sunrun Installation Services, Inc |  | AC Electric | Accepted | 2024-02-08 | 2024-02-26 | 2025-02-26 | Inverters | DELTA ELECTRONICS | E4-TL-US | 4000 |  | 1 |  |  | 0.975 |  | Outside | Next To Meter
NJADRE1555762567 | Administratively Determined Incentive Program | Williamstown | 8094 | 15 | 5.2 | Residential | Behind the Meter | Yes | Net Metered Residential | Sunrun Installation Services, Inc |  | AC Electric | Accepted | 2024-02-08 | 2024-02-26 | 2025-02-26 | Solar Panels | HANWHA Q-CELLS | Q.PEAK DUO BLK ML-G10+/T 400 |  | 0.4 | 13 | 190 | 15 |  | Fixed | Roof
NJADRE1555762574 | Administratively Determined Incentive Program | WEST PATERSON BORO | 7424 | 6 | 8.8 | Residential | Behind the Meter | Yes | Net Metered Residential | Sunrun Installation Services, Inc. |  | PSE&G | Accepted | 2024-02-08 | 2024-02-26 | 2025-02-26 | Inverters | SolarEdge Technologies | SE6000H-USSN | 6000 |  | 1 |  |  | 0.99 |  | Outdoor | Next to meter
NJADRE1555762574 | Administratively Determined Incentive Program | WEST PATERSON BORO | 7424 | 6 | 8.8 | Residential | Behind the Meter | Yes | Net Metered Residential | Sunrun Installation Services, Inc. |  | PSE&G | Accepted | 2024-02-08 | 2024-02-26 | 2025-02-26 | Solar Panels | Hanwha Q-Cells | Q.PEAK DUO BLK ML-G10+/t 400 |  | 0.4 | 16 | 217 | 24 |  | Fixed | Roof
NJADRE1555762574 | Administratively Determined Incentive Program | WEST PATERSON BORO | 7424 | 6 | 8.8 | Residential | Behind the Meter | Yes | Net Metered Residential | Sunrun Installation Services, Inc. |  | PSE&G | Accepted | 2024-02-08 | 2024-02-26 | 2025-02-26 | Solar Panels | Hanwha Q-Cells | Q.PEAK DUO BLK ML-G10+/t 400 |  | 0.4 | 6 | 37 | 25 |  | Fixed | Roof
NJADRE1555762580 | Administratively Determined Incentive Program | Leonia | 7605 | 7 | 2.8 | Residential | Behind the Meter | Yes | Net Metered Residential | Pro Custom Solar dba Momentum Solar |  | PSE&G | Accepted | 2024-02-08 | 2024-02-26 | 2025-02-26 | Solar Panels | Q. PEAK DUO BLK ML-G10+400 | HANWHA |  | 0.4 | 7 | 217 | 33 |  | Fixed | Roof
NJADRE1555762580 | Administratively Determined Incentive Program | Leonia | 7605 | 7 | 2.8 | Residential | Behind the Meter | Yes | Net Metered Residential | Pro Custom Solar dba Momentum Solar |  | PSE&G | Accepted | 2024-02-08 | 2024-02-26 | 2025-02-26 | Inverters | IQ8PLUS-72-2-US | ENPHASE | 290 |  | 7 |  |  | 0.97 |  | Outdoor
NJADRE1555762593 | Administratively Determined Incentive Program | MOUNT HOLLY | 8060 | 13 | 8.2 | Residential | Behind the Meter | Yes | Net Metered Residential | Define Solar, LLC |  | PSE&G | Accepted | 2024-02-08 | 2024-02-27 | 2025-02-27 | Inverters | Enphase | IQ8PLUS-72-2-US | 290 |  | 2 |  |  | 0.976 |  | Outside | Under each pv panel
NJADRE1555762593 | Administratively Determined Incentive Program | MOUNT HOLLY | 8060 | 13 | 8.2 | Residential | Behind the Meter | Yes | Net Metered Residential | Define Solar, LLC |  | PSE&G | Accepted | 2024-02-08 | 2024-02-27 | 2025-02-27 | Inverters | Enphase | IQ8PLUS-72-2-US | 290 |  | 18 |  |  | 0.976 |  | Outside | Under each pv panel
NJADRE1555762593 | Administratively Determined Incentive Program | MOUNT HOLLY | 8060 | 13 | 8.2 | Residential | Behind the Meter | Yes | Net Metered Residential | Define Solar, LLC |  | PSE&G | Accepted | 2024-02-08 | 2024-02-27 | 2025-02-27 | Solar Panels | Znshine | ZXM7-SH108 410W |  | 0.41 | 2 | 187 | 21 |  | Fixed | Roof
NJADRE1555762593 | Administratively Determined Incentive Program | MOUNT HOLLY | 8060 | 13 | 8.2 | Residential | Behind the Meter | Yes | Net Metered Residential | Define Solar, LLC |  | PSE&G | Accepted | 2024-02-08 | 2024-02-27 | 2025-02-27 | Solar Panels | Znshine | ZXM7-SH108 410W |  | 0.41 | 18 | 97 | 28 |  | Fixed | Roof
NJADRE1555762602 | Administratively Determined Incentive Program | WILLINGBORO | 8046 | 13 | 3.2 | Residential | Behind the Meter | Yes | Net Metered Residential | Sunrun Installation Services, Inc. |  | PSE&G | Accepted | 2024-02-08 | 2024-02-27 | 2025-02-27 | Inverters | Delta Electronics | E4-TL-US | 4000 |  | 1 |  |  | 0.975 |  | Outside | next to meter
NJADRE1555762602 | Administratively Determined Incentive Program | WILLINGBORO | 8046 | 13 | 3.2 | Residential | Behind the Meter | Yes | Net Metered Residential | Sunrun Installation Services, Inc. |  | PSE&G | Accepted | 2024-02-08 | 2024-02-27 | 2025-02-27 | Solar Panels | Hanwha Q Cells | Q.PEAK DUO BLK ML-G10+/t 400 |  | 0.4 | 8 | 70 | 19 |  | Fixed | Roof
NJADRE1555762607 | Administratively Determined Incentive Program | MATAWAN | 7747 | 17 | 11.2 | Residential | Behind the Meter | Yes | Net Metered Residential | Sunrun, Inc. |  | JCP&L | Accepted | 2024-02-08 | 2024-02-27 | 2025-02-27 | Inverters | SOLAREDGE TECHNOLOGIES | SE7600H-USSN | 7600 |  | 1 |  |  | 0.99 |  | Outdoor | Next To Meter
NJADRE1555762607 | Administratively Determined Incentive Program | MATAWAN | 7747 | 17 | 11.2 | Residential | Behind the Meter | Yes | Net Metered Residential | Sunrun, Inc. |  | JCP&L | Accepted | 2024-02-08 | 2024-02-27 | 2025-02-27 | Solar Panels | HANWHA Q-CELLS | Q.PEAK DUO BLK ML-G10+/T 400 |  | 0.4 | 7 | 282 | 27 |  | Fixed | Roof
NJADRE1555762607 | Administratively Determined Incentive Program | MATAWAN | 7747 | 17 | 11.2 | Residential | Behind the Meter | Yes | Net Metered Residential | Sunrun, Inc. |  | JCP&L | Accepted | 2024-02-08 | 2024-02-27 | 2025-02-27 | Solar Panels | HANWHA Q-CELLS | Q.PEAK DUO BLK ML-G10+/T 400 |  | 0.4 | 10 | 202 | 23 |  | Fixed | Roof
NJADRE1555762607 | Administratively Determined Incentive Program | MATAWAN | 7747 | 17 | 11.2 | Residential | Behind the Meter | Yes | Net Metered Residential | Sunrun, Inc. |  | JCP&L | Accepted | 2024-02-08 | 2024-02-27 | 2025-02-27 | Solar Panels | SOLAREDGE TECHNOLOGIES | Q.PEAK DUO BLK ML-G10+/T 400 |  | 0.4 | 11 | 102 | 21 |  | Fixed | Roof
NJADRE1555762608 | Administratively Determined Incentive Program | SEWELL | 8080 | 15 | 18.8 | Residential | Behind the Meter | No | Net Metered Residential | Pro Custom Solar dba Momentum Solar |  | AC Electric | Accepted | 2024-02-08 | 2024-02-27 | 2025-02-27 | Solar Panels | Q. PEAK DUO BLK ML-G10+400 | HANWHA |  | 0.4 | 4 | 217 | 30 |  | Fixed | Roof
NJADRE1555762608 | Administratively Determined Incentive Program | SEWELL | 8080 | 15 | 18.8 | Residential | Behind the Meter | No | Net Metered Residential | Pro Custom Solar dba Momentum Solar |  | AC Electric | Accepted | 2024-02-08 | 2024-02-27 | 2025-02-27 | Solar Panels | Q. PEAK DUO BLK ML-G10+400 | HANWHA |  | 0.4 | 25 | 217 | 30 |  | Fixed | Roof
NJADRE1555762608 | Administratively Determined Incentive Program | SEWELL | 8080 | 15 | 18.8 | Residential | Behind the Meter | No | Net Metered Residential | Pro Custom Solar dba Momentum Solar |  | AC Electric | Accepted | 2024-02-08 | 2024-02-27 | 2025-02-27 | Solar Panels | Q. PEAK DUO BLK ML-G10+400 | HANWHA |  | 0.4 | 18 | 37 | 30 |  | Fixed | Roof
NJADRE1555762608 | Administratively Determined Incentive Program | SEWELL | 8080 | 15 | 18.8 | Residential | Behind the Meter | No | Net Metered Residential | Pro Custom Solar dba Momentum Solar |  | AC Electric | Accepted | 2024-02-08 | 2024-02-27 | 2025-02-27 | Inverters | IQ8PLUS-72-2-US | ENPHASE | 290 |  | 47 |  |  | 0.97 |  | Outdoor
NJADRE1555762612 | Administratively Determined Incentive Program | ROSELLE PARK | 7204 | 10 | 4.46 | Residential | Behind the Meter | Yes | Net Metered Residential | Sunrun Installation Services, Inc |  | PSE&G | Accepted | 2024-02-08 | 2024-02-27 | 2025-02-27 | Inverters | DELTA ELECTRONICS | E4-TL-US | 4000 |  | 1 |  |  | 0.99 |  | Outside | Next To Meter
NJADRE1555762612 | Administratively Determined Incentive Program | ROSELLE PARK | 7204 | 10 | 4.46 | Residential | Behind the Meter | Yes | Net Metered Residential | Sunrun Installation Services, Inc |  | PSE&G | Accepted | 2024-02-08 | 2024-02-27 | 2025-02-27 | Solar Panels | HANWHA Q-CELLS | Q.PEAK DUO BLK ML-G10+ 405 |  | 0.405 | 11 | 171 | 34 |  | Fixed | Roof
NJADRE1555762617 | Administratively Determined Incentive Program | PATERSON | 7522 | 6 | 7.29 | Residential | Behind the Meter | Yes | Net Metered Residential | Sunrun Installation Services, Inc. |  | PSE&G | Accepted | 2024-02-08 | 2024-02-27 | 2025-02-27 | Inverters | SolarEdge Technologies | SE6000H-USSN | 6000 |  | 1 |  |  | 0.99 |  | Outdoor | Next to meter
NJADRE1555762617 | Administratively Determined Incentive Program | PATERSON | 7522 | 6 | 7.29 | Residential | Behind the Meter | Yes | Net Metered Residential | Sunrun Installation Services, Inc. |  | PSE&G | Accepted | 2024-02-08 | 2024-02-27 | 2025-02-27 | Solar Panels | Hanwha Q Cells | Q.PEAK DUO BLK ML-G10+ 405 |  | 0.405 | 2 | 49 | 37 |  | Fixed | Roof
NJADRE1555762617 | Administratively Determined Incentive Program | PATERSON | 7522 | 6 | 7.29 | Residential | Behind the Meter | Yes | Net Metered Residential | Sunrun Installation Services, Inc. |  | PSE&G | Accepted | 2024-02-08 | 2024-02-27 | 2025-02-27 | Solar Panels | Hanwha Q Cells | Q.PEAK DUO BLK ML-G10+ 405 |  | 0.405 | 4 | 229 | 37 |  | Fixed | Roof
NJADRE1555762617 | Administratively Determined Incentive Program | PATERSON | 7522 | 6 | 7.29 | Residential | Behind the Meter | Yes | Net Metered Residential | Sunrun Installation Services, Inc. |  | PSE&G | Accepted | 2024-02-08 | 2024-02-27 | 2025-02-27 | Solar Panels | Hanwha Q Cells | Q.PEAK DUO BLK ML-G10+ 405 |  | 0.405 | 5 | 229 | 17 |  | Fixed | Roof
NJADRE1555762617 | Administratively Determined Incentive Program | PATERSON | 7522 | 6 | 7.29 | Residential | Behind the Meter | Yes | Net Metered Residential | Sunrun Installation Services, Inc. |  | PSE&G | Accepted | 2024-02-08 | 2024-02-27 | 2025-02-27 | Solar Panels | Hanwha Q Cells | Q.PEAK DUO BLK ML-G10+ 405 |  | 0.405 | 7 | 49 | 17 |  | Fixed | Roof
NJADRE1555762620 | Administratively Determined Incentive Program | FREEHOLD | 7728 | 17 | 12.4 | Residential | Behind the Meter | Yes | Net Metered Residential | Sunrun Installation Services, Inc. |  | JCP&L | Accepted | 2024-02-08 | 2024-02-27 | 2025-02-27 | Inverters | SolarEdge Technologies | SE10000H-USSN | 10000 |  | 1 |  |  | 0.99 |  | Outside
NJADRE1555762620 | Administratively Determined Incentive Program | FREEHOLD | 7728 | 17 | 12.4 | Residential | Behind the Meter | Yes | Net Metered Residential | Sunrun Installation Services, Inc. |  | JCP&L | Accepted | 2024-02-08 | 2024-02-27 | 2025-02-27 | Solar Panels | Hanwha Q Cells | Q.PEAK DUO BLK ML-G10+/t 400 |  | 0.4 | 7 | 135 | 14 |  | Fixed | Roof
NJADRE1555762620 | Administratively Determined Incentive Program | FREEHOLD | 7728 | 17 | 12.4 | Residential | Behind the Meter | Yes | Net Metered Residential | Sunrun Installation Services, Inc. |  | JCP&L | Accepted | 2024-02-08 | 2024-02-27 | 2025-02-27 | Solar Panels | Hanwha Q Cells | Q.PEAK DUO BLK ML-G10+/t 400 |  | 0.4 | 12 | 315 | 22 |  | Fixed | Roof
NJADRE1555762620 | Administratively Determined Incentive Program | FREEHOLD | 7728 | 17 | 12.4 | Residential | Behind the Meter | Yes | Net Metered Residential | Sunrun Installation Services, Inc. |  | JCP&L | Accepted | 2024-02-08 | 2024-02-27 | 2025-02-27 | Solar Panels | Hanwha Q Cells | Q.PEAK DUO BLK ML-G10+/t 400 |  | 0.4 | 12 | 135 | 23 |  | Fixed | Roof
NJADRE1555762621 | Administratively Determined Incentive Program | Pennsville Township | 8070 | 16 | 7.29 | Residential | Behind the Meter | Yes | Net Metered Residential | Trinity Solar Inc. |  | AC Electric | Accepted | 2024-02-08 | 2024-02-26 | 2025-02-26 | Inverters | Solar Edge | SE6000H-US | 6 |  | 1 |  |  | 0.97 |  | Outside
NJADRE1555762621 | Administratively Determined Incentive Program | Pennsville Township | 8070 | 16 | 7.29 | Residential | Behind the Meter | Yes | Net Metered Residential | Trinity Solar Inc. |  | AC Electric | Accepted | 2024-02-08 | 2024-02-26 | 2025-02-26 | Solar Panels | Hanwha | Q.PEAK DUO BLK ML-G10+ 405 |  | 0.405 | 9 | 128 | 5 |  | Fixed | Roof
NJADRE1555762621 | Administratively Determined Incentive Program | Pennsville Township | 8070 | 16 | 7.29 | Residential | Behind the Meter | Yes | Net Metered Residential | Trinity Solar Inc. |  | AC Electric | Accepted | 2024-02-08 | 2024-02-26 | 2025-02-26 | Solar Panels | Hanwha | Q.PEAK DUO BLK ML-G10+ 405 |  | 0.405 | 9 | 308 | 5 |  | Fixed | Roof
NJADRE1555762645 | Administratively Determined Incentive Program | GLOUCESTER CITY | 8030 | 14 | 11.2 | Residential | Behind the Meter | Yes | Net Metered Residential | Sunrun Installation Services, Inc. |  | PSE&G | Accepted | 2024-02-08 | 2024-02-27 | 2025-02-27 | Inverters | SolarEdge Technologies | SE7600H-USSN | 7600 |  | 1 |  |  | 0.99 |  | Outside | Next to meter
NJADRE1555762645 | Administratively Determined Incentive Program | GLOUCESTER CITY | 8030 | 14 | 11.2 | Residential | Behind the Meter | Yes | Net Metered Residential | Sunrun Installation Services, Inc. |  | PSE&G | Accepted | 2024-02-08 | 2024-02-27 | 2025-02-27 | Solar Panels | Hanwha Q Cells | Q.PEAK DUO BLK ML-G10+/t 400 |  | 0.4 | 13 | 40 | 22 |  | Fixed | Roof
NJADRE1555762645 | Administratively Determined Incentive Program | GLOUCESTER CITY | 8030 | 14 | 11.2 | Residential | Behind the Meter | Yes | Net Metered Residential | Sunrun Installation Services, Inc. |  | PSE&G | Accepted | 2024-02-08 | 2024-02-27 | 2025-02-27 | Solar Panels | Hanwha Q Cells | Q.PEAK DUO BLK ML-G10+/t 400 |  | 0.4 | 15 | 219 | 22 |  | Fixed | Roof
NJADRE1555762653 | Administratively Determined Incentive Program | RIVERSIDE | 8075 | 13 | 25.6 | Residential | Behind the Meter | Yes | Net Metered Residential | Pro Custom Solar dba Momentum Solar |  | PSE&G | Accepted | 2024-02-14 | 2024-03-01 | 2025-03-01 | Inverters | ENPHASE | IQ8PLUS-72-2-US | 290 |  | 64 |  |  | 0.97 |  | Outside
NJADRE1555762653 | Administratively Determined Incentive Program | RIVERSIDE | 8075 | 13 | 25.6 | Residential | Behind the Meter | Yes | Net Metered Residential | Pro Custom Solar dba Momentum Solar |  | PSE&G | Accepted | 2024-02-14 | 2024-03-01 | 2025-03-01 | Solar Panels | hanwha | q.peak duo blk ml-g10+400 |  | 0.4 | 19 | 146 | 22 |  | Fixed | Roof
NJADRE1555762653 | Administratively Determined Incentive Program | RIVERSIDE | 8075 | 13 | 25.6 | Residential | Behind the Meter | Yes | Net Metered Residential | Pro Custom Solar dba Momentum Solar |  | PSE&G | Accepted | 2024-02-14 | 2024-03-01 | 2025-03-01 | Solar Panels | hanwha | q.peak duo blk ml-g10+400 |  | 0.4 | 4 | 147 | 21 |  | Fixed | Roof
NJADRE1555762653 | Administratively Determined Incentive Program | RIVERSIDE | 8075 | 13 | 25.6 | Residential | Behind the Meter | Yes | Net Metered Residential | Pro Custom Solar dba Momentum Solar |  | PSE&G | Accepted | 2024-02-14 | 2024-03-01 | 2025-03-01 | Solar Panels | hanwha | q.peak duo blk ml-g10+400 |  | 0.4 | 23 | 326 | 22 |  | Fixed | Roof
NJADRE1555762653 | Administratively Determined Incentive Program | RIVERSIDE | 8075 | 13 | 25.6 | Residential | Behind the Meter | Yes | Net Metered Residential | Pro Custom Solar dba Momentum Solar |  | PSE&G | Accepted | 2024-02-14 | 2024-03-01 | 2025-03-01 | Solar Panels | hanwha | q.peak duo blk ml-g10+400 |  | 0.4 | 4 | 327 | 20 |  | Fixed | Roof
NJADRE1555762653 | Administratively Determined Incentive Program | RIVERSIDE | 8075 | 13 | 25.6 | Residential | Behind the Meter | Yes | Net Metered Residential | Pro Custom Solar dba Momentum Solar |  | PSE&G | Accepted | 2024-02-14 | 2024-03-01 | 2025-03-01 | Solar Panels | hanwha | q.peak duo blk ml-g10+400 |  | 0.4 | 14 | 55 | 45 |  | Fixed | Roof
NJADRE1555762669 | Administratively Determined Incentive Program | HAZLET | 7730 | 17 | 8.4 | Residential | Behind the Meter | Yes | Net Metered Residential | Sunrun Installation Services, Inc. |  | JCP&L | Accepted | 2024-02-08 | 2024-02-27 | 2025-02-27 | Inverters | SOLAREDGE TECHNOLOGIES | SE6000H-USSN | 6000 |  | 1 |  |  | 0.99 |  | Outdoor | Next To Meter
NJADRE1555762669 | Administratively Determined Incentive Program | HAZLET | 7730 | 17 | 8.4 | Residential | Behind the Meter | Yes | Net Metered Residential | Sunrun Installation Services, Inc. |  | JCP&L | Accepted | 2024-02-08 | 2024-02-27 | 2025-02-27 | Solar Panels | HANWHA Q-CELLS | Q.PEAK DUO BLK ML-G10+/T 400 |  | 0.4 | 18 | 99 | 20 |  | Fixed | Roof
NJADRE1555762669 | Administratively Determined Incentive Program | HAZLET | 7730 | 17 | 8.4 | Residential | Behind the Meter | Yes | Net Metered Residential | Sunrun Installation Services, Inc. |  | JCP&L | Accepted | 2024-02-08 | 2024-02-27 | 2025-02-27 | Solar Panels | HANWHA Q-CELLS | Q.PEAK DUO BLK ML-G10+/T 400 |  | 0.4 | 3 | 279 | 18 |  | Fixed | Roof
NJADRE1555762675 | Administratively Determined Incentive Program | TRENTON | 8629 | 12 | 3.2 | Residential | Behind the Meter | Yes | Net Metered Residential | Sunrun Installation Services, Inc. |  | PSE&G | Accepted | 2024-02-08 | 2024-02-27 | 2025-02-27 | Inverters | SolarEdge Technologies | SE3800H-USMN | 3800 |  | 1 |  |  | 0.99 |  | Outdoor | Next to meter
NJADRE1555762675 | Administratively Determined Incentive Program | TRENTON | 8629 | 12 | 3.2 | Residential | Behind the Meter | Yes | Net Metered Residential | Sunrun Installation Services, Inc. |  | PSE&G | Accepted | 2024-02-08 | 2024-02-27 | 2025-02-27 | Solar Panels | Hanwha Q Cells | Q.PEAK DUO BLK ML-G10+/T 400 |  | 0.4 | 8 | 72 | 11 |  | Fixed | Roof
NJADRE1555762677 | Administratively Determined Incentive Program | VINELAND | 8360 | 20 | 12.4 | Residential | Behind the Meter | Yes | Net Metered Residential | Big Solar Energy, LLC |  | Vineland Muni Electric | Accepted | 2024-02-08 | 2024-02-27 | 2025-02-27 | Inverters | SolarEdge | SE11400H-US (240v) | 48 |  | 1 |  |  | 0.992 |  | Outdoor
NJADRE1555762677 | Administratively Determined Incentive Program | VINELAND | 8360 | 20 | 12.4 | Residential | Behind the Meter | Yes | Net Metered Residential | Big Solar Energy, LLC |  | Vineland Muni Electric | Accepted | 2024-02-08 | 2024-02-27 | 2025-02-27 | Solar Panels | Hanwha | Q.PEAK DUO BLK ML-G10 400 |  | 0.4 | 11 | 257 | 40 |  | Fixed | Roof
NJADRE1555762677 | Administratively Determined Incentive Program | VINELAND | 8360 | 20 | 12.4 | Residential | Behind the Meter | Yes | Net Metered Residential | Big Solar Energy, LLC |  | Vineland Muni Electric | Accepted | 2024-02-08 | 2024-02-27 | 2025-02-27 | Solar Panels | Hanwha | Q.PEAK DUO BLK ML-G10 400 |  | 0.4 | 5 | 257 | 40 |  | Fixed | Roof
NJADRE1555762677 | Administratively Determined Incentive Program | VINELAND | 8360 | 20 | 12.4 | Residential | Behind the Meter | Yes | Net Metered Residential | Big Solar Energy, LLC |  | Vineland Muni Electric | Accepted | 2024-02-08 | 2024-02-27 | 2025-02-27 | Solar Panels | Hanwha | Q.PEAK DUO BLK ML-G10 400 |  | 0.4 | 3 | 77 | 23 |  | Fixed | Roof
NJADRE1555762677 | Administratively Determined Incentive Program | VINELAND | 8360 | 20 | 12.4 | Residential | Behind the Meter | Yes | Net Metered Residential | Big Solar Energy, LLC |  | Vineland Muni Electric | Accepted | 2024-02-08 | 2024-02-27 | 2025-02-27 | Solar Panels | Hanwha | Q.PEAK DUO BLK ML-G10 400 |  | 0.4 | 12 | 257 | 40 |  | Fixed | Roof
NJADRE1555762678 | Administratively Determined Incentive Program | PLEASANTVILLE | 8232 | 19 | 6.97 | Residential | Behind the Meter | Yes | Net Metered Residential | Define Solar, LLC |  | AC Electric | Accepted | 2024-02-08 | 2024-02-27 | 2025-02-27 | Solar Panels | Znshine | ZXM7-SH108 410W |  | 0.41 | 9 | 43 | 31 |  | Fixed | Roof
NJADRE1555762678 | Administratively Determined Incentive Program | PLEASANTVILLE | 8232 | 19 | 6.97 | Residential | Behind the Meter | Yes | Net Metered Residential | Define Solar, LLC |  | AC Electric | Accepted | 2024-02-08 | 2024-02-27 | 2025-02-27 | Solar Panels | Znshine | ZXM7-SH108 410W |  | 0.41 | 3 | 223 | 30 |  | Fixed | Roof
NJADRE1555762678 | Administratively Determined Incentive Program | PLEASANTVILLE | 8232 | 19 | 6.97 | Residential | Behind the Meter | Yes | Net Metered Residential | Define Solar, LLC |  | AC Electric | Accepted | 2024-02-08 | 2024-02-27 | 2025-02-27 | Solar Panels | Znshine | ZXM7-SH108 410W |  | 0.41 | 3 | 313 | 13 |  | Fixed | Roof
NJADRE1555762678 | Administratively Determined Incentive Program | PLEASANTVILLE | 8232 | 19 | 6.97 | Residential | Behind the Meter | Yes | Net Metered Residential | Define Solar, LLC |  | AC Electric | Accepted | 2024-02-08 | 2024-02-27 | 2025-02-27 | Solar Panels | Znshine | ZXM7-SH108 410W |  | 0.41 | 1 | 223 | 30 |  | Fixed | Roof
NJADRE1555762678 | Administratively Determined Incentive Program | PLEASANTVILLE | 8232 | 19 | 6.97 | Residential | Behind the Meter | Yes | Net Metered Residential | Define Solar, LLC |  | AC Electric | Accepted | 2024-02-08 | 2024-02-27 | 2025-02-27 | Solar Panels | Znshine | ZXM7-SH108 410W |  | 0.41 | 1 | 133 | 31 |  | Fixed | Roof
NJADRE1555762678 | Administratively Determined Incentive Program | PLEASANTVILLE | 8232 | 19 | 6.97 | Residential | Behind the Meter | Yes | Net Metered Residential | Define Solar, LLC |  | AC Electric | Accepted | 2024-02-08 | 2024-02-27 | 2025-02-27 | Inverters | Enphase | IQ8PLUS-72-2-US | 290 |  | 9 |  |  | 0.976 |  | Outside | Under each pv panel
NJADRE1555762678 | Administratively Determined Incentive Program | PLEASANTVILLE | 8232 | 19 | 6.97 | Residential | Behind the Meter | Yes | Net Metered Residential | Define Solar, LLC |  | AC Electric | Accepted | 2024-02-08 | 2024-02-27 | 2025-02-27 | Inverters | Enphase | IQ8PLUS-72-2-US | 290 |  | 3 |  |  | 0.976 |  | Outside | Under each pv panel
NJADRE1555762678 | Administratively Determined Incentive Program | PLEASANTVILLE | 8232 | 19 | 6.97 | Residential | Behind the Meter | Yes | Net Metered Residential | Define Solar, LLC |  | AC Electric | Accepted | 2024-02-08 | 2024-02-27 | 2025-02-27 | Inverters | Enphase | IQ8PLUS-72-2-US | 290 |  | 3 |  |  | 0.976 |  | Outside | Under each pv panel
NJADRE1555762678 | Administratively Determined Incentive Program | PLEASANTVILLE | 8232 | 19 | 6.97 | Residential | Behind the Meter | Yes | Net Metered Residential | Define Solar, LLC |  | AC Electric | Accepted | 2024-02-08 | 2024-02-27 | 2025-02-27 | Inverters | Enphase | IQ8PLUS-72-2-US | 290 |  | 1 |  |  | 0.976 |  | Outside | Under each pv panel
NJADRE1555762678 | Administratively Determined Incentive Program | PLEASANTVILLE | 8232 | 19 | 6.97 | Residential | Behind the Meter | Yes | Net Metered Residential | Define Solar, LLC |  | AC Electric | Accepted | 2024-02-08 | 2024-02-27 | 2025-02-27 | Inverters | Enphase | IQ8PLUS-72-2-US | 290 |  | 1 |  |  | 0.976 |  | Outside | Under each pv panel
NJADRE1555762684 | Administratively Determined Incentive Program | LEONIA | 7605 | 7 | 8.8 | Residential | Behind the Meter | Yes | Net Metered Residential | Sunrun Installation Services, Inc. |  | PSE&G | Accepted | 2024-02-08 | 2024-02-27 | 2025-02-27 | Inverters | SolarEdge Technologies | SE6000H-USSN | 6000 |  | 1 |  |  | 0.99 |  | Outside | Next to meter
NJADRE1555762684 | Administratively Determined Incentive Program | LEONIA | 7605 | 7 | 8.8 | Residential | Behind the Meter | Yes | Net Metered Residential | Sunrun Installation Services, Inc. |  | PSE&G | Accepted | 2024-02-08 | 2024-02-27 | 2025-02-27 | Solar Panels | Hanwha Q Cells | Q.PEAK DUO BLK ML-G10+/t 400 |  | 0.4 | 22 | 217 | 27 |  | Fixed | Roof
NJADRE1555762691 | Administratively Determined Incentive Program | TEANECK | 7666 | 7 | 4.8 | Residential | Behind the Meter | Yes | Net Metered Residential | Pro Custom Solar dba Momentum Solar |  | PSE&G | Accepted | 2024-02-08 | 2024-02-27 | 2025-02-27 | Solar Panels | Q. PEAK DUO BLK ML-G10+400 | HANWHA |  | 0.4 | 4 | 206 | 28 |  | Fixed | Roof
NJADRE1555762691 | Administratively Determined Incentive Program | TEANECK | 7666 | 7 | 4.8 | Residential | Behind the Meter | Yes | Net Metered Residential | Pro Custom Solar dba Momentum Solar |  | PSE&G | Accepted | 2024-02-08 | 2024-02-27 | 2025-02-27 | Solar Panels | Q. PEAK DUO BLK ML-G10+400 | HANWHA |  | 0.4 | 8 | 26 | 36 |  | Fixed | Roof
NJADRE1555762691 | Administratively Determined Incentive Program | TEANECK | 7666 | 7 | 4.8 | Residential | Behind the Meter | Yes | Net Metered Residential | Pro Custom Solar dba Momentum Solar |  | PSE&G | Accepted | 2024-02-08 | 2024-02-27 | 2025-02-27 | Inverters | IQ8PLUS-72-2-US | ENPHASE | 290 |  | 12 |  |  | 0.97 |  | Outdoor
NJADRE1555762700 | Administratively Determined Incentive Program | FREEHOLD | 7728 | 17 | 6.8 | Residential | Behind the Meter | Yes | Net Metered Residential | Pro Custom Solar dba Momentum Solar |  | JCP&L | Accepted | 2024-02-08 | 2024-02-27 | 2025-02-27 | Solar Panels | Q. PEAK DUO BLK ML-G10+400 | HANWHA |  | 0.4 | 17 | 129 | 19 |  | Fixed | Roof
NJADRE1555762700 | Administratively Determined Incentive Program | FREEHOLD | 7728 | 17 | 6.8 | Residential | Behind the Meter | Yes | Net Metered Residential | Pro Custom Solar dba Momentum Solar |  | JCP&L | Accepted | 2024-02-08 | 2024-02-27 | 2025-02-27 | Inverters | IQ8PLUS-72-2-US | ENPHASE | 290 |  | 17 |  |  | 0.97 |  | Outdoor
NJADRE1555762704 | Administratively Determined Incentive Program | CHERRY HILL | 8003 | 14 | 13.6 | Residential | Behind the Meter | Yes | Net Metered Residential | Sunrun Installation Service, Inc. |  | PSE&G | Accepted | 2024-02-08 | 2024-02-27 | 2025-02-27 | Inverters | SOLAREDGE TECHNOLOGIES | SE10000H-USSN | 10000 |  | 1 |  |  | 0.99 |  | Outdoor | Next To Meter
NJADRE1555762704 | Administratively Determined Incentive Program | CHERRY HILL | 8003 | 14 | 13.6 | Residential | Behind the Meter | Yes | Net Metered Residential | Sunrun Installation Service, Inc. |  | PSE&G | Accepted | 2024-02-08 | 2024-02-27 | 2025-02-27 | Solar Panels | HANWHA Q-CELLS | Q.PEAK DUO BLK ML-G10+/T 400 |  | 0.4 | 8 | 70 | 21 |  | Fixed | Roof
NJADRE1555762704 | Administratively Determined Incentive Program | CHERRY HILL | 8003 | 14 | 13.6 | Residential | Behind the Meter | Yes | Net Metered Residential | Sunrun Installation Service, Inc. |  | PSE&G | Accepted | 2024-02-08 | 2024-02-27 | 2025-02-27 | Solar Panels | HANWHA Q-CELLS | Q.PEAK DUO BLK ML-G10+/T 400 |  | 0.4 | 8 | 250 | 20 |  | Fixed | Roof
NJADRE1555762704 | Administratively Determined Incentive Program | CHERRY HILL | 8003 | 14 | 13.6 | Residential | Behind the Meter | Yes | Net Metered Residential | Sunrun Installation Service, Inc. |  | PSE&G | Accepted | 2024-02-08 | 2024-02-27 | 2025-02-27 | Solar Panels | HANWHA Q-CELLS | Q.PEAK DUO BLK ML-G10+/T 400 |  | 0.4 | 8 | 70 | 18 |  | Fixed | Roof
NJADRE1555762704 | Administratively Determined Incentive Program | CHERRY HILL | 8003 | 14 | 13.6 | Residential | Behind the Meter | Yes | Net Metered Residential | Sunrun Installation Service, Inc. |  | PSE&G | Accepted | 2024-02-08 | 2024-02-27 | 2025-02-27 | Solar Panels | HANWHA Q-CELLS | Q.PEAK DUO BLK ML-G10+/T 400 |  | 0.4 | 10 | 250 | 18 |  | Fixed | Roof
NJADRE1555762709 | Administratively Determined Incentive Program | SICKLERVILLE | 8081 | 14 | 8.61 | Residential | Behind the Meter | Yes | Net Metered Residential | Define Solar, LLC |  | AC Electric | Accepted | 2024-02-08 | 2024-02-27 | 2025-02-27 | Inverters | Enphase | IQ8PLUS-72-2-US | 290 |  | 6 |  |  | 0.976 |  | Outside | Under each pv panel
NJADRE1555762709 | Administratively Determined Incentive Program | SICKLERVILLE | 8081 | 14 | 8.61 | Residential | Behind the Meter | Yes | Net Metered Residential | Define Solar, LLC |  | AC Electric | Accepted | 2024-02-08 | 2024-02-27 | 2025-02-27 | Inverters | Enphase | IQ8PLUS-72-2-US | 290 |  | 2 |  |  | 0.976 |  | Outside | Under each pv panel
NJADRE1555762709 | Administratively Determined Incentive Program | SICKLERVILLE | 8081 | 14 | 8.61 | Residential | Behind the Meter | Yes | Net Metered Residential | Define Solar, LLC |  | AC Electric | Accepted | 2024-02-08 | 2024-02-27 | 2025-02-27 | Inverters | Enphase | IQ8PLUS-72-2-US | 290 |  | 13 |  |  | 0.976 |  | Outside | Under each pv panel
NJADRE1555762709 | Administratively Determined Incentive Program | SICKLERVILLE | 8081 | 14 | 8.61 | Residential | Behind the Meter | Yes | Net Metered Residential | Define Solar, LLC |  | AC Electric | Accepted | 2024-02-08 | 2024-02-27 | 2025-02-27 | Solar Panels | Znshine | ZXM7-SH108 410W |  | 0.41 | 6 | 126 | 42 |  | Fixed | Roof
NJADRE1555762709 | Administratively Determined Incentive Program | SICKLERVILLE | 8081 | 14 | 8.61 | Residential | Behind the Meter | Yes | Net Metered Residential | Define Solar, LLC |  | AC Electric | Accepted | 2024-02-08 | 2024-02-27 | 2025-02-27 | Solar Panels | Znshine | ZXM7-SH108 410W |  | 0.41 | 2 | 217 | 23 |  | Fixed | Roof
NJADRE1555762709 | Administratively Determined Incentive Program | SICKLERVILLE | 8081 | 14 | 8.61 | Residential | Behind the Meter | Yes | Net Metered Residential | Define Solar, LLC |  | AC Electric | Accepted | 2024-02-08 | 2024-02-27 | 2025-02-27 | Solar Panels | Znshine | ZXM7-SH108 410W |  | 0.41 | 13 | 217 | 28 |  | Fixed | Roof
NJADRE1555762735 | Administratively Determined Incentive Program | FRANKLIN TWP | 8873 | 5 | 18.8 | Residential | Behind the Meter | Yes | Net Metered Residential | Sunrun Installation Services, Inc. |  | PSE&G | Accepted | 2024-02-08 | 2024-02-27 | 2025-02-27 | Inverters | SOLAREDGE TECHNOLOGIES | SE6000H-USSN | 6000 |  | 1 |  |  | 0.99 |  | Outdoor | Next To Meter
NJADRE1555762735 | Administratively Determined Incentive Program | FRANKLIN TWP | 8873 | 5 | 18.8 | Residential | Behind the Meter | Yes | Net Metered Residential | Sunrun Installation Services, Inc. |  | PSE&G | Accepted | 2024-02-08 | 2024-02-27 | 2025-02-27 | Inverters | SOLAREDGE TECHNOLOGIES | SE7600H-USSN | 7600 |  | 1 |  |  | 0.99 |  | Outdoor | Next To Meter
NJADRE1555762735 | Administratively Determined Incentive Program | FRANKLIN TWP | 8873 | 5 | 18.8 | Residential | Behind the Meter | Yes | Net Metered Residential | Sunrun Installation Services, Inc. |  | PSE&G | Accepted | 2024-02-08 | 2024-02-27 | 2025-02-27 | Solar Panels | HANWHA Q-CELLS | Q.PEAK DUO BLK ML-G10+/T 400 |  | 0.4 | 15 | 203 | 11 |  | Fixed | Roof
NJADRE1555762735 | Administratively Determined Incentive Program | FRANKLIN TWP | 8873 | 5 | 18.8 | Residential | Behind the Meter | Yes | Net Metered Residential | Sunrun Installation Services, Inc. |  | PSE&G | Accepted | 2024-02-08 | 2024-02-27 | 2025-02-27 | Solar Panels | HANWHA Q-CELLS | Q.PEAK DUO BLK ML-G10+/T 400 |  | 0.4 | 32 | 23 | 10 |  | Fixed | Roof
NJADRE1555762756 | Administratively Determined Incentive Program | MOUNT LAUREL | 8054 | 13 | 4 | Residential | Behind the Meter | Yes | Net Metered Residential | Sunrun Installation Services, Inc. |  | PSE&G | Accepted | 2024-02-08 | 2024-02-27 | 2025-02-27 | Inverters | SOLAREDGE TECHNOLOGIES | SE3800H-USMN | 3800 |  | 1 |  |  | 0.99 |  | Outdoor | Next To Meter
NJADRE1555762756 | Administratively Determined Incentive Program | MOUNT LAUREL | 8054 | 13 | 4 | Residential | Behind the Meter | Yes | Net Metered Residential | Sunrun Installation Services, Inc. |  | PSE&G | Accepted | 2024-02-08 | 2024-02-27 | 2025-02-27 | Solar Panels | HANWHA Q-CELLS | Q.PEAK DUO BLK ML-G10+/T 400 |  | 0.4 | 10 | 171 | 14 |  | Fixed | Roof
NJADRE1555762761 | Administratively Determined Incentive Program | EAST WINDSOR | 8520 | 12 | 8.69 | Residential | Behind the Meter | Yes | Net Metered Residential | Big Solar Energy, LLC |  | JCP&L | Accepted | 2024-02-08 | 2024-02-27 | 2025-02-27 | Inverters | SolarEdge | SE6000H-US ENERGY HUB | 25 |  | 1 |  |  | 0.992 |  | Outdoor
NJADRE1555762761 | Administratively Determined Incentive Program | EAST WINDSOR | 8520 | 12 | 8.69 | Residential | Behind the Meter | Yes | Net Metered Residential | Big Solar Energy, LLC |  | JCP&L | Accepted | 2024-02-08 | 2024-02-27 | 2025-02-27 | Solar Panels | JA SOLAR | JAM72S09-395 |  | 0.395 | 5 | 93 | 21 |  | Fixed | Roof
NJADRE1555762761 | Administratively Determined Incentive Program | EAST WINDSOR | 8520 | 12 | 8.69 | Residential | Behind the Meter | Yes | Net Metered Residential | Big Solar Energy, LLC |  | JCP&L | Accepted | 2024-02-08 | 2024-02-27 | 2025-02-27 | Solar Panels | JA SOLAR | JAM72S09-395 |  | 0.395 | 17 | 273 | 21 |  | Fixed | Roof
NJADRE1555762769 | Administratively Determined Incentive Program | RAMSEY | 7446 | 7 | 4 | Residential | Behind the Meter | Yes | Net Metered Residential | Sunrun Installation Services, Inc. |  | Orange Rockland Electric | Accepted | 2024-02-08 | 2024-02-27 | 2025-02-27 | Inverters | SolarEdge Technologies | SE3800H-USMN | 3800 |  | 1 |  |  | 0.99 |  | Outside
NJADRE1555762769 | Administratively Determined Incentive Program | RAMSEY | 7446 | 7 | 4 | Residential | Behind the Meter | Yes | Net Metered Residential | Sunrun Installation Services, Inc. |  | Orange Rockland Electric | Accepted | 2024-02-08 | 2024-02-27 | 2025-02-27 | Solar Panels | Hanwha Q Cells | Q.PEAK DUO BLK ML-G10+/t 400 |  | 0.4 | 10 | 175 | 29 |  | Fixed | Roof
NJADRE1555762775 | Administratively Determined Incentive Program | RIVERSIDE | 8075 | 13 | 6.8 | Residential | Behind the Meter | Yes | Net Metered Residential | Sunrun Installation Services, Inc. |  | PSE&G | Accepted | 2024-02-08 | 2024-02-27 | 2025-02-27 | Inverters | Delta Electronics | E6-TL-US | 5760 |  | 1 |  |  | 0.97 |  | Outside
NJADRE1555762775 | Administratively Determined Incentive Program | RIVERSIDE | 8075 | 13 | 6.8 | Residential | Behind the Meter | Yes | Net Metered Residential | Sunrun Installation Services, Inc. |  | PSE&G | Accepted | 2024-02-08 | 2024-02-27 | 2025-02-27 | Solar Panels | Hanwha Q Cells | Q.PEAK DUO BLK ML-G10+/t 400 |  | 0.4 | 17 | 212 | 39 |  | Fixed | Roof
NJADRE1555762778 | Administratively Determined Incentive Program | Medford | 8055 | 13 | 20.4 | Residential | Behind the Meter | Yes | Net Metered Residential | Sunrun Installation Services, Inc. |  | PSE&G | Accepted | 2024-02-08 | 2024-02-27 | 2025-02-27 | Inverters | SolarEdge Technologies | SE3800H-USMN | 3800 |  | 1 |  |  | 0.99 |  | Outside
NJADRE1555762778 | Administratively Determined Incentive Program | Medford | 8055 | 13 | 20.4 | Residential | Behind the Meter | Yes | Net Metered Residential | Sunrun Installation Services, Inc. |  | PSE&G | Accepted | 2024-02-08 | 2024-02-27 | 2025-02-27 | Inverters | SolarEdge Technologies | SE10000H-USSN | 10000 |  | 1 |  |  | 0.99 |  | Outside
NJADRE1555762778 | Administratively Determined Incentive Program | Medford | 8055 | 13 | 20.4 | Residential | Behind the Meter | Yes | Net Metered Residential | Sunrun Installation Services, Inc. |  | PSE&G | Accepted | 2024-02-08 | 2024-02-27 | 2025-02-27 | Solar Panels | Hanwha Q Cells | Q.PEAK DUO BLK ML-G10+/t 400 |  | 0.4 | 14 | 235 | 26 |  | Fixed | Roof
NJADRE1555762778 | Administratively Determined Incentive Program | Medford | 8055 | 13 | 20.4 | Residential | Behind the Meter | Yes | Net Metered Residential | Sunrun Installation Services, Inc. |  | PSE&G | Accepted | 2024-02-08 | 2024-02-27 | 2025-02-27 | Solar Panels | Hanwha Q Cells | Q.PEAK DUO BLK ML-G10+/t 400 |  | 0.4 | 13 | 235 | 26 |  | Fixed | Roof
NJADRE1555762778 | Administratively Determined Incentive Program | Medford | 8055 | 13 | 20.4 | Residential | Behind the Meter | Yes | Net Metered Residential | Sunrun Installation Services, Inc. |  | PSE&G | Accepted | 2024-02-08 | 2024-02-27 | 2025-02-27 | Solar Panels | Hanwha Q Cells | Q.PEAK DUO BLK ML-G10+/t 400 |  | 0.4 | 24 | 235 | 18 |  | Fixed | Roof
NJADRE1555762782 | Administratively Determined Incentive Program | MILLVILLE | 8332 | 20 | 4.8 | Residential | Behind the Meter | Yes | Net Metered Residential | Sunrun Installation Services, Inc. |  | AC Electric | Accepted | 2024-02-08 | 2024-02-27 | 2025-02-27 | Inverters | SolarEdge Technologies | SE3800H-USMN | 3800 |  | 1 |  |  | 0.99 |  | Outside
NJADRE1555762782 | Administratively Determined Incentive Program | MILLVILLE | 8332 | 20 | 4.8 | Residential | Behind the Meter | Yes | Net Metered Residential | Sunrun Installation Services, Inc. |  | AC Electric | Accepted | 2024-02-08 | 2024-02-27 | 2025-02-27 | Solar Panels | Hanwha Q Cells | Q.PEAK DUO BLK ML-G10+/t 400 |  | 0.4 | 6 | 328 | 28 |  | Fixed | Roof
NJADRE1555762782 | Administratively Determined Incentive Program | MILLVILLE | 8332 | 20 | 4.8 | Residential | Behind the Meter | Yes | Net Metered Residential | Sunrun Installation Services, Inc. |  | AC Electric | Accepted | 2024-02-08 | 2024-02-27 | 2025-02-27 | Solar Panels | Hanwha Q Cells | Q.PEAK DUO BLK ML-G10+/t 400 |  | 0.4 | 6 | 148 | 32 |  | Fixed | Roof
NJADRE1555764838 | Administratively Determined Incentive Program | Perth Amboy | 8861 | 11 | 3.65 | Residential | Behind the Meter | Yes | Net Metered Residential | Sunrun Installation Services, Inc. |  | PSE&G | Accepted | 2024-02-09 | 2024-03-01 | 2025-03-01 | Inverters | Hanwha Q Cells | SE3800H-USMN | 3800 |  | 1 |  |  | 0.99 |  | Outdoor
NJADRE1555764838 | Administratively Determined Incentive Program | Perth Amboy | 8861 | 11 | 3.65 | Residential | Behind the Meter | Yes | Net Metered Residential | Sunrun Installation Services, Inc. |  | PSE&G | Accepted | 2024-02-09 | 2024-03-01 | 2025-03-01 | Solar Panels | Hanwha Q Cells | Q.PEAK DUO BLK ML-G10+ 405 |  | 0.405 | 9 | 99 | 34 |  | Fixed | Roof
NJADRE1555764861 | Administratively Determined Incentive Program | UNION | 7083 | 10 | 9.72 | Residential | Behind the Meter | No | Net Metered Residential | Sunrun Installation Services, Inc. |  | PSE&G | Accepted | 2024-02-09 | 2024-02-27 | 2025-02-27 | Inverters | SolarEdge Technologies | SE7600H-USSN | 7600 |  | 1 |  |  | 0.99 |  | Outdoor | Next to meter
NJADRE1555764861 | Administratively Determined Incentive Program | UNION | 7083 | 10 | 9.72 | Residential | Behind the Meter | No | Net Metered Residential | Sunrun Installation Services, Inc. |  | PSE&G | Accepted | 2024-02-09 | 2024-02-27 | 2025-02-27 | Solar Panels | Hanwha Q Cells | Q.PEAK DUO BLK ML-G10+ 405 |  | 0.405 | 12 | 274 | 22 |  | Fixed | Roof
NJADRE1555764861 | Administratively Determined Incentive Program | UNION | 7083 | 10 | 9.72 | Residential | Behind the Meter | No | Net Metered Residential | Sunrun Installation Services, Inc. |  | PSE&G | Accepted | 2024-02-09 | 2024-02-27 | 2025-02-27 | Solar Panels | Hanwha Q Cells | Q.PEAK DUO BLK ML-G10+ 405 |  | 0.405 | 7 | 94 | 22 |  | Fixed | Roof
NJADRE1555764861 | Administratively Determined Incentive Program | UNION | 7083 | 10 | 9.72 | Residential | Behind the Meter | No | Net Metered Residential | Sunrun Installation Services, Inc. |  | PSE&G | Accepted | 2024-02-09 | 2024-02-27 | 2025-02-27 | Solar Panels | Hanwha Q Cells | Q.PEAK DUO BLK ML-G10+ 405 |  | 0.405 | 5 | 95 | 22 |  | Fixed | Roof
NJADRE1555764864 | Administratively Determined Incentive Program | GUTTENBERG | 7093 | 8 | 4.05 | Residential | Behind the Meter | Yes | Net Metered Residential | Sunrun Installation Services, Inc. |  | PSE&G | Accepted | 2024-02-09 | 2024-02-27 | 2025-02-27 | Inverters | Delta Electronics | E4-TL-US | 4000 |  | 1 |  |  | 0.975 |  | Indoor | next to meter
NJADRE1555764864 | Administratively Determined Incentive Program | GUTTENBERG | 7093 | 8 | 4.05 | Residential | Behind the Meter | Yes | Net Metered Residential | Sunrun Installation Services, Inc. |  | PSE&G | Accepted | 2024-02-09 | 2024-02-27 | 2025-02-27 | Solar Panels | Hanwha Q Cells | Q.PEAK DUO BLK ML-G10+ 405 |  | 0.405 | 10 | 303 | 18 |  | Fixed | Roof
NJADRE1555764864 | Administratively Determined Incentive Program | GUTTENBERG | 7093 | 8 | 4.05 | Residential | Behind the Meter | Yes | Net Metered Residential | Sunrun Installation Services, Inc. |  | PSE&G | Accepted | 2024-02-09 | 2024-02-27 | 2025-02-27 | Electric Storage Battery | Tesla | Powerwall |  |  | 1 |  |  |  | Lithium Ion |  | INSIDE
NJADRE1555764874 | Administratively Determined Incentive Program | MONTAGUE | 7827 | 1 | 13.77 | Residential | Behind the Meter | Yes | Net Metered Residential | Trinity Solar Inc. |  | JCP&L | Accepted | 2024-02-09 | 2024-02-27 | 2025-02-27 | Inverters | Solar Edge | SE11400H-US | 11400 |  | 1 |  |  | 0.97 |  | Outdoor
NJADRE1555764874 | Administratively Determined Incentive Program | MONTAGUE | 7827 | 1 | 13.77 | Residential | Behind the Meter | Yes | Net Metered Residential | Trinity Solar Inc. |  | JCP&L | Accepted | 2024-02-09 | 2024-02-27 | 2025-02-27 | Solar Panels | HANWHA | (Q.PEAK DUO BLK ML-G10+ 405) |  | 0.405 | 34 | 180 | 30 |  | Fixed | Roof
NJADRE1555764876 | Administratively Determined Incentive Program | PLAINFIELD CITY | 7063 | 10 | 5.6 | Residential | Behind the Meter | Yes | Net Metered Residential | Sunrun Installation Services, Inc. |  | PSE&G | Accepted | 2024-02-09 | 2024-02-27 | 2025-02-27 | Inverters | SolarEdge Technologies | SE3800H-USMN | 3800 |  | 1 |  |  | 0.99 |  | Outside | Next to meter
NJADRE1555764876 | Administratively Determined Incentive Program | PLAINFIELD CITY | 7063 | 10 | 5.6 | Residential | Behind the Meter | Yes | Net Metered Residential | Sunrun Installation Services, Inc. |  | PSE&G | Accepted | 2024-02-09 | 2024-02-27 | 2025-02-27 | Solar Panels | Hanwha Q Cells | Q.PEAK DUO BLK ML-G10+/t 400 |  | 0.4 | 14 | 140 | 25 |  | Fixed | Roof
NJADRE1555764876 | Administratively Determined Incentive Program | PLAINFIELD CITY | 7063 | 10 | 5.6 | Residential | Behind the Meter | Yes | Net Metered Residential | Sunrun Installation Services, Inc. |  | PSE&G | Accepted | 2024-02-09 | 2024-02-27 | 2025-02-27 | Electric Storage Battery | Tesla | Powerwall |  |  | 1 |  |  |  | Lithium Ion |  | OUTSIDE?
NJADRE1555764893 | Administratively Determined Incentive Program | HILLSBOROUGH TWP | 8844 | 5 | 4.4 | Residential | Behind the Meter | Yes | Net Metered Residential | Sunrun Installation Services, Inc. |  | PSE&G | Accepted | 2024-02-09 | 2024-02-27 | 2025-02-27 | Inverters | SolarEdge Technologies | SE3800H-USMN | 3800 |  | 1 |  |  | 0.99 |  | Outdoor | Next to meter
NJADRE1555764893 | Administratively Determined Incentive Program | HILLSBOROUGH TWP | 8844 | 5 | 4.4 | Residential | Behind the Meter | Yes | Net Metered Residential | Sunrun Installation Services, Inc. |  | PSE&G | Accepted | 2024-02-09 | 2024-02-27 | 2025-02-27 | Solar Panels | Hanwha Q Cells | Q.PEAK DUO BLK ML-G10+/T 400 |  | 0.4 | 11 | 167 | 22 |  | Fixed | Roof
NJADRE1555764894 | Administratively Determined Incentive Program | FRANKLIN TWP | 8873 | 5 | 7.6 | Residential | Behind the Meter | Yes | Net Metered Residential | Sunrun Installation Services, Inc. |  | PSE&G | Accepted | 2024-02-09 | 2024-02-27 | 2025-02-27 | Inverters | SolarEdge Technologies | SE6000H-USSN | 6000 |  | 1 |  |  | 0.99 |  | Outside | Next to meter
NJADRE1555764894 | Administratively Determined Incentive Program | FRANKLIN TWP | 8873 | 5 | 7.6 | Residential | Behind the Meter | Yes | Net Metered Residential | Sunrun Installation Services, Inc. |  | PSE&G | Accepted | 2024-02-09 | 2024-02-27 | 2025-02-27 | Solar Panels | Hanwha Q Cells | Q.PEAK DUO BLK ML-G10+/t 400 |  | 0.4 | 9 | 153 | 10 |  | Fixed | Roof
NJADRE1555764894 | Administratively Determined Incentive Program | FRANKLIN TWP | 8873 | 5 | 7.6 | Residential | Behind the Meter | Yes | Net Metered Residential | Sunrun Installation Services, Inc. |  | PSE&G | Accepted | 2024-02-09 | 2024-02-27 | 2025-02-27 | Solar Panels | Hanwha Q Cells | Q.PEAK DUO BLK ML-G10+/t 400 |  | 0.4 | 10 | 333 | 37 |  | Fixed | Roof
NJADRE1555764894 | Administratively Determined Incentive Program | FRANKLIN TWP | 8873 | 5 | 7.6 | Residential | Behind the Meter | Yes | Net Metered Residential | Sunrun Installation Services, Inc. |  | PSE&G | Accepted | 2024-02-09 | 2024-02-27 | 2025-02-27 | Electric Storage Battery | Tesla | Powerwall |  |  | 1 |  |  |  | Lithium Ion |  | OUTSIDE?
NJADRE1555764913 | Administratively Determined Incentive Program | LUMBERTON TWP | 8048 | 13 | 15.39 | Residential | Behind the Meter | Yes | Net Metered Residential | Sunny Mac LLC |  | PSE&G | Accepted | 2024-02-09 | 2024-02-28 | 2025-02-28 | Solar Panels | Q.PEAK DUO BLK ML-G10+ 405 | HANWHA |  | 0.405 | 20 | 144 | 28 |  | Fixed | Roof
NJADRE1555764913 | Administratively Determined Incentive Program | LUMBERTON TWP | 8048 | 13 | 15.39 | Residential | Behind the Meter | Yes | Net Metered Residential | Sunny Mac LLC |  | PSE&G | Accepted | 2024-02-09 | 2024-02-28 | 2025-02-28 | Solar Panels | Q.PEAK DUO BLK ML-G10+ 405 | HANWHA |  | 0.405 | 12 | 144 | 28 |  | Fixed | Roof
NJADRE1555764913 | Administratively Determined Incentive Program | LUMBERTON TWP | 8048 | 13 | 15.39 | Residential | Behind the Meter | Yes | Net Metered Residential | Sunny Mac LLC |  | PSE&G | Accepted | 2024-02-09 | 2024-02-28 | 2025-02-28 | Solar Panels | Q.PEAK DUO BLK ML-G10+ 405 | HANWHA |  | 0.405 | 6 | 324 | 27 |  | Fixed | Roof
NJADRE1555764913 | Administratively Determined Incentive Program | LUMBERTON TWP | 8048 | 13 | 15.39 | Residential | Behind the Meter | Yes | Net Metered Residential | Sunny Mac LLC |  | PSE&G | Accepted | 2024-02-09 | 2024-02-28 | 2025-02-28 | Inverters | SE 11400H-US | Solaredge | 11400 |  | 1 |  |  | 0.1 |  | Outdoor | next to meter
NJADRE1555764914 | Administratively Determined Incentive Program | WOODBRIDGE TWP | 8863 | 11 | 11.2 | Residential | Behind the Meter | Yes | Net Metered Residential | Sunrun Installation Services, Inc. |  | PSE&G | Accepted | 2024-02-09 | 2024-02-27 | 2025-02-27 | Inverters | SolarEdge Technologies | SE7600H-USSN | 7600 |  | 1 |  |  | 0.99 |  | Outside | Next to meter
NJADRE1555764914 | Administratively Determined Incentive Program | WOODBRIDGE TWP | 8863 | 11 | 11.2 | Residential | Behind the Meter | Yes | Net Metered Residential | Sunrun Installation Services, Inc. |  | PSE&G | Accepted | 2024-02-09 | 2024-02-27 | 2025-02-27 | Solar Panels | Hanwha Q Cells | Q.PEAK DUO BLK ML-G10+/t 400 |  | 0.4 | 12 | 80 | 22 |  | Fixed | Roof
NJADRE1555764914 | Administratively Determined Incentive Program | WOODBRIDGE TWP | 8863 | 11 | 11.2 | Residential | Behind the Meter | Yes | Net Metered Residential | Sunrun Installation Services, Inc. |  | PSE&G | Accepted | 2024-02-09 | 2024-02-27 | 2025-02-27 | Solar Panels | Hanwha Q Cells | Q.PEAK DUO BLK ML-G10+/t 400 |  | 0.4 | 16 | 260 | 21 |  | Fixed | Roof
NJADRE1555764931 | Administratively Determined Incentive Program | BELLEVILLE | 7109 | 9 | 4.8 | Residential | Behind the Meter | Yes | Net Metered Residential | Sunrun Installation Services, Inc. |  | PSE&G | Accepted | 2024-02-09 | 2024-02-27 | 2025-02-27 | Inverters | SolarEdge Technologies | SE3800H-USMN | 3800 |  | 1 |  |  | 0.99 |  | Outdoor | Next to meter
NJADRE1555764931 | Administratively Determined Incentive Program | BELLEVILLE | 7109 | 9 | 4.8 | Residential | Behind the Meter | Yes | Net Metered Residential | Sunrun Installation Services, Inc. |  | PSE&G | Accepted | 2024-02-09 | 2024-02-27 | 2025-02-27 | Solar Panels | Hanwha Q Cells | Q.PEAK DUO BLK ML-G10+/T 400 |  | 0.4 | 4 | 187 | 28 |  | Fixed | Roof
NJADRE1555764931 | Administratively Determined Incentive Program | BELLEVILLE | 7109 | 9 | 4.8 | Residential | Behind the Meter | Yes | Net Metered Residential | Sunrun Installation Services, Inc. |  | PSE&G | Accepted | 2024-02-09 | 2024-02-27 | 2025-02-27 | Solar Panels | Hanwha Q Cells | Q.PEAK DUO BLK ML-G10+/T 400 |  | 0.4 | 8 | 97 | 30 |  | Fixed | Roof
NJADRE1555764950 | Administratively Determined Incentive Program | Gloucester Township | 8081 | 14 | 6.89 | Residential | Behind the Meter | Yes | Net Metered Residential | SunnyMac LLC |  | AC Electric | Accepted | 2024-02-09 | 2024-02-28 | 2025-02-28 | Solar Panels | Q.PEAK DUO BLK ML-G10+ 405 | HANWHA |  | 0.405 | 9 | 73 | 22 |  | Fixed | Roof
NJADRE1555764950 | Administratively Determined Incentive Program | Gloucester Township | 8081 | 14 | 6.89 | Residential | Behind the Meter | Yes | Net Metered Residential | SunnyMac LLC |  | AC Electric | Accepted | 2024-02-09 | 2024-02-28 | 2025-02-28 | Solar Panels | Q.PEAK DUO BLK ML-G10+ 405 | HANWHA |  | 0.405 | 8 | 253 | 22 |  | Fixed | Roof
NJADRE1555764950 | Administratively Determined Incentive Program | Gloucester Township | 8081 | 14 | 6.89 | Residential | Behind the Meter | Yes | Net Metered Residential | SunnyMac LLC |  | AC Electric | Accepted | 2024-02-09 | 2024-02-28 | 2025-02-28 | Inverters | IQ8PLUS-72-2-US | ENPHASE | 290 |  | 17 |  |  | 0.1 |  | Outdoor | next to meter
NJADRE1555764991 | Administratively Determined Incentive Program | Clifton | 7013 | 6 | 7.6 | Residential | Behind the Meter | Yes | Net Metered Residential | Pro Custom Solar dba Momentum Solar |  | PSE&G | Accepted | 2024-02-09 | 2024-02-27 | 2025-02-27 | Solar Panels | Q. PEAK DUO BLK ML-G10+400 | HANWHA |  | 0.4 | 8 | 223 | 28 |  | Fixed | Roof
NJADRE1555764991 | Administratively Determined Incentive Program | Clifton | 7013 | 6 | 7.6 | Residential | Behind the Meter | Yes | Net Metered Residential | Pro Custom Solar dba Momentum Solar |  | PSE&G | Accepted | 2024-02-09 | 2024-02-27 | 2025-02-27 | Solar Panels | Q. PEAK DUO BLK ML-G10+400 | HANWHA |  | 0.4 | 4 | 43 | 29 |  | Fixed | Roof
NJADRE1555764991 | Administratively Determined Incentive Program | Clifton | 7013 | 6 | 7.6 | Residential | Behind the Meter | Yes | Net Metered Residential | Pro Custom Solar dba Momentum Solar |  | PSE&G | Accepted | 2024-02-09 | 2024-02-27 | 2025-02-27 | Solar Panels | Q. PEAK DUO BLK ML-G10+400 | HANWHA |  | 0.4 | 7 | 222 | 30 |  | Fixed | Roof
NJADRE1555764991 | Administratively Determined Incentive Program | Clifton | 7013 | 6 | 7.6 | Residential | Behind the Meter | Yes | Net Metered Residential | Pro Custom Solar dba Momentum Solar |  | PSE&G | Accepted | 2024-02-09 | 2024-02-27 | 2025-02-27 | Inverters | IQ8PLUS-72-2-US | Enphase | 290 |  | 19 |  |  | 0.97 |  | Outdoor
NJADRE1555764994 | Administratively Determined Incentive Program | HAMILTON | 8610 | 12 | 5.53 | Residential | Behind the Meter | No | Net Metered Residential | NJ Solar Power, LLC |  | PSE&G | Accepted | 2024-02-09 | 2024-02-27 | 2025-02-27 | Solar Panels | Hanwha | Q.TRON BLK M-G2+ 425 |  | 0.425 | 10 | 154 | 22 |  | Fixed | Roof | Roof 1
NJADRE1555764994 | Administratively Determined Incentive Program | HAMILTON | 8610 | 12 | 5.53 | Residential | Behind the Meter | No | Net Metered Residential | NJ Solar Power, LLC |  | PSE&G | Accepted | 2024-02-09 | 2024-02-27 | 2025-02-27 | Solar Panels | Hanwha | Q.TRON BLK M-G2+ 425 |  | 0.425 | 3 | 154 | 23 |  | Fixed | Roof | Roof 2
NJADRE1555764994 | Administratively Determined Incentive Program | HAMILTON | 8610 | 12 | 5.53 | Residential | Behind the Meter | No | Net Metered Residential | NJ Solar Power, LLC |  | PSE&G | Accepted | 2024-02-09 | 2024-02-27 | 2025-02-27 | Inverters | SolarEdge | SE5000H-US | 5000 |  | 1 |  |  | 0.99 |  | Outside
NJADRE1555764994 | Administratively Determined Incentive Program | HAMILTON | 8610 | 12 | 5.53 | Residential | Behind the Meter | No | Net Metered Residential | NJ Solar Power, LLC |  | PSE&G | Accepted | 2024-02-09 | 2024-02-27 | 2025-02-27 | Meters | SolarEdge | SE5000H-US |  |  | 1 |  |  |  | Yes
NJADRE1555764995 | Administratively Determined Incentive Program | Plainfield | 7060 | 10 | 5.67 | Residential | Behind the Meter | Yes | Net Metered Residential | Trinity Solar Inc. |  | PSE&G | Accepted | 2024-02-09 | 2024-02-27 | 2025-02-27 | Inverters | Solar Edge | SE5000H-US | 5000 |  | 1 |  |  | 0.97 |  | Outdoor
NJADRE1555764995 | Administratively Determined Incentive Program | Plainfield | 7060 | 10 | 5.67 | Residential | Behind the Meter | Yes | Net Metered Residential | Trinity Solar Inc. |  | PSE&G | Accepted | 2024-02-09 | 2024-02-27 | 2025-02-27 | Solar Panels | HANWHA | (Q.PEAK DUO BLK ML-G10+ 405) |  | 0.405 | 9 | 222 | 47 |  | Fixed | Roof
NJADRE1555764995 | Administratively Determined Incentive Program | Plainfield | 7060 | 10 | 5.67 | Residential | Behind the Meter | Yes | Net Metered Residential | Trinity Solar Inc. |  | PSE&G | Accepted | 2024-02-09 | 2024-02-27 | 2025-02-27 | Solar Panels | HANWHA | (Q.PEAK DUO BLK ML-G10+ 405) |  | 0.405 | 5 | 42 | 47 |  | Fixed | Roof
NJADRE1555765002 | Administratively Determined Incentive Program | Belleville | 7109 | 9 | 6.08 | Residential | Behind the Meter | Yes | Net Metered Residential | Trinity Solar Inc. |  | PSE&G | Accepted | 2024-02-09 | 2024-02-27 | 2025-02-27 | Inverters | Solar Edge | SE5000H-US | 5000 |  | 1 |  |  | 0.97 |  | Outdoor
NJADRE1555765002 | Administratively Determined Incentive Program | Belleville | 7109 | 9 | 6.08 | Residential | Behind the Meter | Yes | Net Metered Residential | Trinity Solar Inc. |  | PSE&G | Accepted | 2024-02-09 | 2024-02-27 | 2025-02-27 | Solar Panels | HANWHA | HANWHA 405 (Q.PEAK DUO BLK ML-G10+ 405) |  | 0.405 | 15 | 198 | 37 |  | Fixed | Roof
NJADRE1555765010 | Administratively Determined Incentive Program | MAYS LANDING | 8330 | 19 | 8.4 | Residential | Behind the Meter | No | Net Metered Residential | Velocity Energy |  | AC Electric | Accepted | 2024-02-09 | 2024-02-27 | 2025-02-27 | Solar Panels | phono | 400w |  | 0.4 | 13 | 224 | 23 |  | Fixed | Roof
NJADRE1555765010 | Administratively Determined Incentive Program | MAYS LANDING | 8330 | 19 | 8.4 | Residential | Behind the Meter | No | Net Metered Residential | Velocity Energy |  | AC Electric | Accepted | 2024-02-09 | 2024-02-27 | 2025-02-27 | Solar Panels | phono | 400w |  | 0.4 | 5 | 134 | 22 |  | Fixed | Roof
NJADRE1555765010 | Administratively Determined Incentive Program | MAYS LANDING | 8330 | 19 | 8.4 | Residential | Behind the Meter | No | Net Metered Residential | Velocity Energy |  | AC Electric | Accepted | 2024-02-09 | 2024-02-27 | 2025-02-27 | Solar Panels | phono | 400w |  | 0.4 | 3 | 314 | 22 |  | Fixed | Roof
NJADRE1555765010 | Administratively Determined Incentive Program | MAYS LANDING | 8330 | 19 | 8.4 | Residential | Behind the Meter | No | Net Metered Residential | Velocity Energy |  | AC Electric | Accepted | 2024-02-09 | 2024-02-27 | 2025-02-27 | Inverters | enphase | iq8plus | 290 |  | 21 |  |  | 0.99 |  | Outside | behind panels
NJADRE1555765025 | Administratively Determined Incentive Program | Bogota Boro | 7603 | 7 | 3.6 | Residential | Behind the Meter | Yes | Net Metered Residential | Sunrun Installation Services, Inc. |  | PSE&G | Accepted | 2024-02-09 | 2024-02-27 | 2025-02-27 | Inverters | SolarEdge Technologies | SE3800H-USMN | 3800 |  | 1 |  |  | 0.99 |  | Outside | Next to meter
NJADRE1555765025 | Administratively Determined Incentive Program | Bogota Boro | 7603 | 7 | 3.6 | Residential | Behind the Meter | Yes | Net Metered Residential | Sunrun Installation Services, Inc. |  | PSE&G | Accepted | 2024-02-09 | 2024-02-27 | 2025-02-27 | Solar Panels | Hanwha Q-Cells | Q.PEAK DUO BLK ML-G10+/t 400 |  | 0.4 | 9 | 199 | 28 |  | Fixed | Roof
NJADRE1555765025 | Administratively Determined Incentive Program | Bogota Boro | 7603 | 7 | 3.6 | Residential | Behind the Meter | Yes | Net Metered Residential | Sunrun Installation Services, Inc. |  | PSE&G | Accepted | 2024-02-09 | 2024-02-27 | 2025-02-27 | Electric Storage Battery | Tesla | Powerwall 2 AC |  |  | 1 |  |  |  | Lithium Ion |  | Inside
NJADRE1555765030 | Administratively Determined Incentive Program | WESTWOOD | 7675 | 7 | 7.98 | Residential | Behind the Meter | No | Net Metered Residential | Seabright Solar |  | PSE&G | Accepted | 2024-02-09 | 2024-03-15 | 2025-03-15 | Solar Panels | Sunpower | SPR-U-420 |  | 0.42 | 16 | 97 | 36 |  | Fixed | Roof
NJADRE1555765030 | Administratively Determined Incentive Program | WESTWOOD | 7675 | 7 | 7.98 | Residential | Behind the Meter | No | Net Metered Residential | Seabright Solar |  | PSE&G | Accepted | 2024-02-09 | 2024-03-15 | 2025-03-15 | Solar Panels | Sunpower | SPR-U-400 |  | 0.42 | 3 | 187 | 36 |  | Fixed | Roof
NJADRE1555765030 | Administratively Determined Incentive Program | WESTWOOD | 7675 | 7 | 7.98 | Residential | Behind the Meter | No | Net Metered Residential | Seabright Solar |  | PSE&G | Accepted | 2024-02-09 | 2024-03-15 | 2025-03-15 | Inverters | Enphase | IQ 7HS | 384 |  | 19 |  |  | 0.99 |  | Outside
NJADRE1555765033 | Administratively Determined Incentive Program | BERGENFIELD | 7621 | 7 | 6 | Residential | Behind the Meter | Yes | Net Metered Residential | Pro Custom Solar dba Momentum Solar |  | PSE&G | Accepted | 2024-02-09 | 2024-02-27 | 2025-02-27 | Solar Panels | Q. PEAK DUO BLK ML-G10+400 | HANWHA |  | 0.4 | 12 | 275 | 39 |  | Fixed | Roof
NJADRE1555765033 | Administratively Determined Incentive Program | BERGENFIELD | 7621 | 7 | 6 | Residential | Behind the Meter | Yes | Net Metered Residential | Pro Custom Solar dba Momentum Solar |  | PSE&G | Accepted | 2024-02-09 | 2024-02-27 | 2025-02-27 | Inverters | IQ8PLUS-72-2-US | Enphase | 290 |  | 15 |  |  | 0.97 |  | Outdoor
NJADRE1555765033 | Administratively Determined Incentive Program | BERGENFIELD | 7621 | 7 | 6 | Residential | Behind the Meter | Yes | Net Metered Residential | Pro Custom Solar dba Momentum Solar |  | PSE&G | Accepted | 2024-02-09 | 2024-02-27 | 2025-02-27 | Solar Panels | Q. PEAK DUO BLK ML-G10+400 | HANWHA |  | 0.4 | 3 | 95 | 39 |  | Fixed | Roof
NJADRE1555765037 | Administratively Determined Incentive Program | EAST ORANGE | 7018 | 9 | 3.6 | Residential | Behind the Meter | Yes | Net Metered Residential | Sunrun Installation Services, Inc. |  | PSE&G | Accepted | 2024-02-09 | 2024-02-27 | 2025-02-27 | Inverters | SolarEdge Technologies | SE3800H-USMN | 3800 |  | 1 |  |  | 0.99 |  | Outside | Next to meter
NJADRE1555765037 | Administratively Determined Incentive Program | EAST ORANGE | 7018 | 9 | 3.6 | Residential | Behind the Meter | Yes | Net Metered Residential | Sunrun Installation Services, Inc. |  | PSE&G | Accepted | 2024-02-09 | 2024-02-27 | 2025-02-27 | Solar Panels | Hanwha Q Cells | Q.PEAK DUO BLK ML-G10+/t 400 |  | 0.4 | 6 | 294 | 45 |  | Fixed | Roof
NJADRE1555765037 | Administratively Determined Incentive Program | EAST ORANGE | 7018 | 9 | 3.6 | Residential | Behind the Meter | Yes | Net Metered Residential | Sunrun Installation Services, Inc. |  | PSE&G | Accepted | 2024-02-09 | 2024-02-27 | 2025-02-27 | Solar Panels | Hanwha Q Cells | Q.PEAK DUO BLK ML-G10+/t 400 |  | 0.4 | 3 | 203 | 10 |  | Fixed | Roof
NJADRE1555765040 | Administratively Determined Incentive Program | PLAINFIELD | 7060 | 10 | 5.67 | Residential | Behind the Meter | Yes | Net Metered Residential | Trinity Solar Inc. |  | PSE&G | Accepted | 2024-02-09 | 2024-02-27 | 2025-02-27 | Inverters | Solar Edge | SE5000H-US | 5000 |  | 1 |  |  | 0.97 |  | Outdoor
NJADRE1555765040 | Administratively Determined Incentive Program | PLAINFIELD | 7060 | 10 | 5.67 | Residential | Behind the Meter | Yes | Net Metered Residential | Trinity Solar Inc. |  | PSE&G | Accepted | 2024-02-09 | 2024-02-27 | 2025-02-27 | Solar Panels | HANWHA | (Q.PEAK DUO BLK ML-G10+ 405) |  | 0.405 | 10 | 222 | 47 |  | Fixed | Roof
NJADRE1555765040 | Administratively Determined Incentive Program | PLAINFIELD | 7060 | 10 | 5.67 | Residential | Behind the Meter | Yes | Net Metered Residential | Trinity Solar Inc. |  | PSE&G | Accepted | 2024-02-09 | 2024-02-27 | 2025-02-27 | Solar Panels | HANWHA | (Q.PEAK DUO BLK ML-G10+ 405) |  | 0.405 | 4 | 42 | 47 |  | Fixed | Roof
NJADRE1555765055 | Administratively Determined Incentive Program | NORTHVALE | 7647 | 7 | 4.05 | Residential | Behind the Meter | Yes | Net Metered Residential | Trinity Solar |  | Orange Rockland Electric | Accepted | 2024-02-09 | 2024-02-27 | 2025-02-27 | Inverters | Solar Edge | SE3000H-US | 3000 |  | 1 |  |  | 0.97 |  | Outdoor
NJADRE1555765055 | Administratively Determined Incentive Program | NORTHVALE | 7647 | 7 | 4.05 | Residential | Behind the Meter | Yes | Net Metered Residential | Trinity Solar |  | Orange Rockland Electric | Accepted | 2024-02-09 | 2024-02-27 | 2025-02-27 | Solar Panels | HANWHA | HANWHA 405 (Q.PEAK DUO BLK ML-G10+ 405) |  | 0.405 | 10 | 209 | 18 |  | Fixed | Roof
NJADRE1555765062 | Administratively Determined Incentive Program | LINDEN | 7036 | 10 | 4.8 | Residential | Behind the Meter | Yes | Net Metered Residential | Sunrun Installation Services, Inc. |  | PSE&G | Accepted | 2024-02-09 | 2024-02-27 | 2025-02-27 | Inverters | SolarEdge Technologies | SE3800H-USMN | 3800 |  | 1 |  |  | 0.99 |  | Outdoor | Next to meter
NJADRE1555765062 | Administratively Determined Incentive Program | LINDEN | 7036 | 10 | 4.8 | Residential | Behind the Meter | Yes | Net Metered Residential | Sunrun Installation Services, Inc. |  | PSE&G | Accepted | 2024-02-09 | 2024-02-27 | 2025-02-27 | Solar Panels | Hanwha Q Cells | Q.PEAK DUO BLK ML-G10+/T 400 |  | 0.4 | 12 | 130 | 23 |  | Fixed | Roof
NJADRE1555765077 | Administratively Determined Incentive Program | PISCATAWAY | 8854 | 11 | 10.4 | Residential | Behind the Meter | Yes | Net Metered Residential | Sunrun Installation Services, Inc. |  | PSE&G | Accepted | 2024-02-09 | 2024-02-27 | 2025-02-27 | Inverters | SolarEdge Technologies | SE7600H-USSN | 7600 |  | 1 |  |  | 0.99 |  | Outside | Next to meter
NJADRE1555765077 | Administratively Determined Incentive Program | PISCATAWAY | 8854 | 11 | 10.4 | Residential | Behind the Meter | Yes | Net Metered Residential | Sunrun Installation Services, Inc. |  | PSE&G | Accepted | 2024-02-09 | 2024-02-27 | 2025-02-27 | Solar Panels | Hanwha Q Cells | Q.PEAK DUO BLK ML-G10+/t 400 |  | 0.4 | 26 | 158 | 26 |  | Fixed | Roof
NJADRE1555765077 | Administratively Determined Incentive Program | PISCATAWAY | 8854 | 11 | 10.4 | Residential | Behind the Meter | Yes | Net Metered Residential | Sunrun Installation Services, Inc. |  | PSE&G | Accepted | 2024-02-09 | 2024-02-27 | 2025-02-27 | Electric Storage Battery | Tesla | Powerwall |  |  | 1 |  |  |  | Lithium Ion |  | OUTSIDE?
NJADRE1555765079 | Administratively Determined Incentive Program | BERGENFIELD | 7621 | 7 | 4.4 | Residential | Behind the Meter | Yes | Net Metered Residential | Pro Custom Solar dba Momentum Solar |  | PSE&G | Accepted | 2024-02-09 | 2024-02-27 | 2025-02-27 | Solar Panels | Q. PEAK DUO BLK ML-G10+400 | HANWHA |  | 0.4 | 11 | 95 | 39 |  | Fixed | Roof
NJADRE1555765079 | Administratively Determined Incentive Program | BERGENFIELD | 7621 | 7 | 4.4 | Residential | Behind the Meter | Yes | Net Metered Residential | Pro Custom Solar dba Momentum Solar |  | PSE&G | Accepted | 2024-02-09 | 2024-02-27 | 2025-02-27 | Inverters | IQ8PLUS-72-2-US | Enphase | 290 |  | 11 |  |  | 0.97 |  | Outdoor
NJADRE1555765092 | Administratively Determined Incentive Program | BLOOMFIELD | 7003 | 9 | 8 | Residential | Behind the Meter | Yes | Net Metered Residential | Sunrun Installation Services, Inc. |  | PSE&G | Accepted | 2024-02-16 | 2024-03-04 | 2025-03-04 | Inverters | SOLAREDGE TECHNOLOGIES | SE6000H-USSN | 6000 |  | 1 |  |  | 0.99 |  | Outdoor | Next To Meter
NJADRE1555765092 | Administratively Determined Incentive Program | BLOOMFIELD | 7003 | 9 | 8 | Residential | Behind the Meter | Yes | Net Metered Residential | Sunrun Installation Services, Inc. |  | PSE&G | Accepted | 2024-02-16 | 2024-03-04 | 2025-03-04 | Solar Panels | HANWHA Q-CELLS | Q.PEAK DUO BLK ML-G10+/T 400 |  | 0.4 | 9 | 292 | 31 |  | Fixed | Roof
NJADRE1555765092 | Administratively Determined Incentive Program | BLOOMFIELD | 7003 | 9 | 8 | Residential | Behind the Meter | Yes | Net Metered Residential | Sunrun Installation Services, Inc. |  | PSE&G | Accepted | 2024-02-16 | 2024-03-04 | 2025-03-04 | Solar Panels | HANWHA Q-CELLS | Q.PEAK DUO BLK ML-G10+/T 400 |  | 0.4 | 6 | 21 | 28 |  | Fixed | Roof
NJADRE1555765092 | Administratively Determined Incentive Program | BLOOMFIELD | 7003 | 9 | 8 | Residential | Behind the Meter | Yes | Net Metered Residential | Sunrun Installation Services, Inc. |  | PSE&G | Accepted | 2024-02-16 | 2024-03-04 | 2025-03-04 | Solar Panels | HANWHA Q-CELLS | Q.PEAK DUO BLK ML-G10+/T 400 |  | 0.4 | 5 | 201 | 28 |  | Fixed | Roof
NJADRE1555765094 | Administratively Determined Incentive Program | ELIZABETH | 7208 | 10 | 4.86 | Residential | Behind the Meter | Yes | Net Metered Residential | Sunrun Installation Services, Inc. |  | PSE&G | Accepted | 2024-02-09 | 2024-02-27 | 2025-02-27 | Inverters | SolarEdge Technologies | SE3800H-USMN | 3800 |  | 1 |  |  | 0.99 |  | Outdoor | Next to meter
NJADRE1555765094 | Administratively Determined Incentive Program | ELIZABETH | 7208 | 10 | 4.86 | Residential | Behind the Meter | Yes | Net Metered Residential | Sunrun Installation Services, Inc. |  | PSE&G | Accepted | 2024-02-09 | 2024-02-27 | 2025-02-27 | Solar Panels | Hanwha Q Cells | Q.PEAK DUO BLK ML-G10+ 405 |  | 0.405 | 2 | 241 | 28 |  | Fixed | Roof
NJADRE1555765094 | Administratively Determined Incentive Program | ELIZABETH | 7208 | 10 | 4.86 | Residential | Behind the Meter | Yes | Net Metered Residential | Sunrun Installation Services, Inc. |  | PSE&G | Accepted | 2024-02-09 | 2024-02-27 | 2025-02-27 | Solar Panels | Hanwha Q Cells | Q.PEAK DUO BLK ML-G10+ 405 |  | 0.405 | 4 | 332 | 40 |  | Fixed | Roof
NJADRE1555765094 | Administratively Determined Incentive Program | ELIZABETH | 7208 | 10 | 4.86 | Residential | Behind the Meter | Yes | Net Metered Residential | Sunrun Installation Services, Inc. |  | PSE&G | Accepted | 2024-02-09 | 2024-02-27 | 2025-02-27 | Solar Panels | Hanwha Q Cells | Q.PEAK DUO BLK ML-G10+ 405 |  | 0.405 | 6 | 152 | 39 |  | Fixed | Roof
NJADRE1555765099 | Administratively Determined Incentive Program | Paterson | 7514 | 6 | 9.32 | Residential | Behind the Meter | Yes | Net Metered Residential | Trinity Solar Inc. |  | PSE&G | Accepted | 2024-02-09 | 2024-02-27 | 2025-02-27 | Inverters | Solar Edge | SE7600H-US | 7600 |  | 1 |  |  | 0.97 |  | Outdoor
NJADRE1555765099 | Administratively Determined Incentive Program | Paterson | 7514 | 6 | 9.32 | Residential | Behind the Meter | Yes | Net Metered Residential | Trinity Solar Inc. |  | PSE&G | Accepted | 2024-02-09 | 2024-02-27 | 2025-02-27 | Solar Panels | HANWHA | (Q.PEAK DUO BLK ML-G10+ 405) |  | 0.405 | 12 | 13 | 45 |  | Fixed | Roof
NJADRE1555765099 | Administratively Determined Incentive Program | Paterson | 7514 | 6 | 9.32 | Residential | Behind the Meter | Yes | Net Metered Residential | Trinity Solar Inc. |  | PSE&G | Accepted | 2024-02-09 | 2024-02-27 | 2025-02-27 | Solar Panels | HANWHA 405 (Q.PEAK DUO BLK ML-G10+ 405) | (Q.PEAK DUO BLK ML-G10+ 405) |  | 0.405 | 6 | 193 | 45 |  | Fixed | Roof
NJADRE1555765099 | Administratively Determined Incentive Program | Paterson | 7514 | 6 | 9.32 | Residential | Behind the Meter | Yes | Net Metered Residential | Trinity Solar Inc. |  | PSE&G | Accepted | 2024-02-09 | 2024-02-27 | 2025-02-27 | Solar Panels | HANWHA | (Q.PEAK DUO BLK ML-G10+ 405) |  | 0.405 | 3 | 103 | 5 |  | Fixed | Roof
NJADRE1555765099 | Administratively Determined Incentive Program | Paterson | 7514 | 6 | 9.32 | Residential | Behind the Meter | Yes | Net Metered Residential | Trinity Solar Inc. |  | PSE&G | Accepted | 2024-02-09 | 2024-02-27 | 2025-02-27 | Solar Panels | HANWHA | (Q.PEAK DUO BLK ML-G10+ 405) |  | 0.405 | 2 | 103 | 30 |  | Fixed | Roof
NJADRE1555765101 | Administratively Determined Incentive Program | JACKSON | 8527 | 18 | 6 | Residential | Behind the Meter | Yes | Net Metered Residential | Pro Custom Solar dba Momentum Solar |  | JCP&L | Accepted | 2024-02-09 | 2024-02-27 | 2025-02-27 | Solar Panels | Q. PEAK DUO BLK ML-G10+400 | HANWHA |  | 0.4 | 8 | 277 | 40 |  | Fixed | Roof
NJADRE1555765101 | Administratively Determined Incentive Program | JACKSON | 8527 | 18 | 6 | Residential | Behind the Meter | Yes | Net Metered Residential | Pro Custom Solar dba Momentum Solar |  | JCP&L | Accepted | 2024-02-09 | 2024-02-27 | 2025-02-27 | Solar Panels | Q. PEAK DUO BLK ML-G10+400 | HANWHA |  | 0.4 | 7 | 97 | 24 |  | Fixed | Roof
NJADRE1555765101 | Administratively Determined Incentive Program | JACKSON | 8527 | 18 | 6 | Residential | Behind the Meter | Yes | Net Metered Residential | Pro Custom Solar dba Momentum Solar |  | JCP&L | Accepted | 2024-02-09 | 2024-02-27 | 2025-02-27 | Inverters | IQ8PLUS-72-2-US | ENPHASE | 290 |  | 15 |  |  | 0.97 |  | Outdoor
NJADRE1555765116 | Administratively Determined Incentive Program | TOMS RIVER | 8757 | 18 | 4.86 | Residential | Behind the Meter | Yes | Net Metered Residential | Trinity Solar Inc. |  | JCP&L | Accepted | 2024-02-09 | 2024-02-27 | 2025-02-27 | Inverters | Solar Edge | SE3800H-US | 3800 |  | 1 |  |  | 0.97 |  | Outdoor
NJADRE1555765116 | Administratively Determined Incentive Program | TOMS RIVER | 8757 | 18 | 4.86 | Residential | Behind the Meter | Yes | Net Metered Residential | Trinity Solar Inc. |  | JCP&L | Accepted | 2024-02-09 | 2024-02-27 | 2025-02-27 | Solar Panels | HANWHA | Q.PEAK DUO BLK ML-G10+ 405 |  | 0.405 | 12 | 166 | 21 |  | Fixed | Roof
NJADRE1555765132 | Administratively Determined Incentive Program | NORTH CAPE MAY | 8204 | 21 | 6.08 | Residential | Behind the Meter | Yes | Net Metered Residential | Trinity Solar |  | AC Electric | Accepted | 2024-02-09 | 2024-02-27 | 2025-02-27 | Inverters | Solar Edge | SE5000H-US | 5 |  | 1 |  |  | 0.97 |  | Outdoor
NJADRE1555765132 | Administratively Determined Incentive Program | NORTH CAPE MAY | 8204 | 21 | 6.08 | Residential | Behind the Meter | Yes | Net Metered Residential | Trinity Solar |  | AC Electric | Accepted | 2024-02-09 | 2024-02-27 | 2025-02-27 | Solar Panels | Hanwha | Q.PEAK DUO BLK ML-G10+ 405 |  | 0.405 | 15 | 187 | 14 |  | Fixed | Roof
NJADRE1555765290 | Administratively Determined Incentive Program | Williamstown | 8094 | 15 | 9.2 | Residential | Behind the Meter | Yes | Net Metered Residential | Big Solar Energy, LLC |  | AC Electric | Accepted | 2024-02-09 | 2024-02-27 | 2025-02-27 | Inverters | SolarEdge | SE6000H-US | 25 |  | 1 |  |  | 0.992 |  | Outdoor
NJADRE1555765290 | Administratively Determined Incentive Program | Williamstown | 8094 | 15 | 9.2 | Residential | Behind the Meter | Yes | Net Metered Residential | Big Solar Energy, LLC |  | AC Electric | Accepted | 2024-02-09 | 2024-02-27 | 2025-02-27 | Solar Panels | Hanwha | Q.PEAK DUO BLK ML-G10 400 |  | 0.4 | 11 | 266 | 23 |  | Fixed | Roof
NJADRE1555765290 | Administratively Determined Incentive Program | Williamstown | 8094 | 15 | 9.2 | Residential | Behind the Meter | Yes | Net Metered Residential | Big Solar Energy, LLC |  | AC Electric | Accepted | 2024-02-09 | 2024-02-27 | 2025-02-27 | Solar Panels | Hanwha | Q.PEAK DUO BLK ML-G10 400 |  | 0.4 | 12 | 86 | 23 |  | Fixed | Roof
NJADRE1555765295 | Administratively Determined Incentive Program | WILLIAMSTOWN | 8094 | 15 | 4.4 | Residential | Behind the Meter | Yes | Net Metered Residential | Sunrun Installation Services, Inc. |  | AC Electric | Accepted | 2024-02-09 | 2024-02-27 | 2025-02-27 | Inverters | Delta Electronics | E4-TL-US | 4000 |  | 1 |  |  | 0.975 |  | Outside | next to meter
NJADRE1555765295 | Administratively Determined Incentive Program | WILLIAMSTOWN | 8094 | 15 | 4.4 | Residential | Behind the Meter | Yes | Net Metered Residential | Sunrun Installation Services, Inc. |  | AC Electric | Accepted | 2024-02-09 | 2024-02-27 | 2025-02-27 | Solar Panels | Hanwha Q Cells | Q.PEAK DUO BLK ML-G10+/t 400 |  | 0.4 | 11 | 99 | 20 |  | Fixed | Roof
NJADRE1555765301 | Administratively Determined Incentive Program | Bloomfield Twp | 7003 | 9 | 4.8 | Residential | Behind the Meter | Yes | Net Metered Residential | Sunrun Installation Services, Inc. |  | PSE&G | Accepted | 2024-02-09 | 2024-02-27 | 2025-02-27 | Inverters | SolarEdge Technologies | SE3800H-USMN | 3800 |  | 1 |  |  | 0.99 |  | Outdoor | Next to meter
NJADRE1555765301 | Administratively Determined Incentive Program | Bloomfield Twp | 7003 | 9 | 4.8 | Residential | Behind the Meter | Yes | Net Metered Residential | Sunrun Installation Services, Inc. |  | PSE&G | Accepted | 2024-02-09 | 2024-02-27 | 2025-02-27 | Solar Panels | Hanwha Q Cells | Q.PEAK DUO BLK ML-G10+/T 400 |  | 0.4 | 12 | 168 | 28 |  | Fixed | Roof
NJADRE1555765305 | Administratively Determined Incentive Program | LINCROFT | 7738 | 17 | 16.99 | Residential | Behind the Meter | No | Net Metered Residential | Whitman Construction LLC |  | JCP&L | Accepted | 2024-02-15 | 2024-03-04 | 2025-03-04 | Inverters | ENPHASE ENERGY | IQ8PLUS-72-2-US | 12470 |  | 43 |  |  | 0.975 |  | Outside
NJADRE1555765305 | Administratively Determined Incentive Program | LINCROFT | 7738 | 17 | 16.99 | Residential | Behind the Meter | No | Net Metered Residential | Whitman Construction LLC |  | JCP&L | Accepted | 2024-02-15 | 2024-03-04 | 2025-03-04 | Solar Panels | JA SOLAR | JAM54S30-395/MR |  | 0.395 | 15 | fixed | 22 |  | Fixed | Roof
NJADRE1555765305 | Administratively Determined Incentive Program | LINCROFT | 7738 | 17 | 16.99 | Residential | Behind the Meter | No | Net Metered Residential | Whitman Construction LLC |  | JCP&L | Accepted | 2024-02-15 | 2024-03-04 | 2025-03-04 | Solar Panels | JA SOLAR | JA SOLAR JAM54S30-395/MR (395W) |  | 0.395 | 4 | fixed | 20 |  | Fixed | Roof
NJADRE1555765305 | Administratively Determined Incentive Program | LINCROFT | 7738 | 17 | 16.99 | Residential | Behind the Meter | No | Net Metered Residential | Whitman Construction LLC |  | JCP&L | Accepted | 2024-02-15 | 2024-03-04 | 2025-03-04 | Solar Panels | JA SOLAR | JA SOLAR JAM54S30-395/MR (395W) |  | 0.395 | 15 | fixed | 22 |  | Fixed | Roof
NJADRE1555765305 | Administratively Determined Incentive Program | LINCROFT | 7738 | 17 | 16.99 | Residential | Behind the Meter | No | Net Metered Residential | Whitman Construction LLC |  | JCP&L | Accepted | 2024-02-15 | 2024-03-04 | 2025-03-04 | Solar Panels | JA SOLAR | JA SOLAR JAM54S30-395/MR (395W) |  | 0.395 | 9 | fixed | 21 |  | Fixed | Roof
NJADRE1555765307 | Administratively Determined Incentive Program | Irvington Town | 7111 | 9 | 4.8 | Residential | Behind the Meter | Yes | Net Metered Residential | Sunrun Installation Services, Inc. |  | PSE&G | Accepted | 2024-02-09 | 2024-02-27 | 2025-02-27 | Inverters | SolarEdge Technologies | SE3800H-USMN | 3800 |  | 1 |  |  | 0.99 |  | Outside | Next to meter
NJADRE1555765307 | Administratively Determined Incentive Program | Irvington Town | 7111 | 9 | 4.8 | Residential | Behind the Meter | Yes | Net Metered Residential | Sunrun Installation Services, Inc. |  | PSE&G | Accepted | 2024-02-09 | 2024-02-27 | 2025-02-27 | Solar Panels | Hanwha Q Cells | Q.PEAK DUO BLK ML-G10+/t 400 |  | 0.4 | 12 | 126 | 16 |  | Fixed | Roof
NJADRE1555765311 | Administratively Determined Incentive Program | SICKLERVILLE | 8081 | 14 | 10.4 | Residential | Behind the Meter | Yes | Net Metered Residential | Sunrun Installation Services, Inc. |  | AC Electric | Accepted | 2024-02-09 | 2024-02-27 | 2025-02-27 | Inverters | HANWHA Q-CELLS | SE7600H-USSN | 7600 |  | 1 |  |  | 0.999 |  | Outdoor | Next To Meter
NJADRE1555765311 | Administratively Determined Incentive Program | SICKLERVILLE | 8081 | 14 | 10.4 | Residential | Behind the Meter | Yes | Net Metered Residential | Sunrun Installation Services, Inc. |  | AC Electric | Accepted | 2024-02-09 | 2024-02-27 | 2025-02-27 | Solar Panels | SOLAREDGE TECHNOLOGIES | Q.PEAK DUO BLK ML-G10+/T 400 |  | 0.4 | 11 | 221 | 27 |  | Fixed | Roof
NJADRE1555765311 | Administratively Determined Incentive Program | SICKLERVILLE | 8081 | 14 | 10.4 | Residential | Behind the Meter | Yes | Net Metered Residential | Sunrun Installation Services, Inc. |  | AC Electric | Accepted | 2024-02-09 | 2024-02-27 | 2025-02-27 | Solar Panels | HANWHA Q-CELLS | Q.PEAK DUO BLK ML-G10+/T 400 |  | 0.4 | 15 | 41 | 27 |  | Fixed | Roof
NJADRE1555765316 | Administratively Determined Incentive Program | HOWELL | 7731 | 17 | 12.15 | Residential | Behind the Meter | Yes | Net Metered Residential | Sunny Mac LLC |  | JCP&L | Accepted | 2024-02-09 | 2024-02-28 | 2025-02-28 | Solar Panels | Q.PEAK DUO BLK ML-G10+ 405 | HANWHA |  | 0.405 | 15 | 176 | 23 |  | Fixed | Roof
NJADRE1555765316 | Administratively Determined Incentive Program | HOWELL | 7731 | 17 | 12.15 | Residential | Behind the Meter | Yes | Net Metered Residential | Sunny Mac LLC |  | JCP&L | Accepted | 2024-02-09 | 2024-02-28 | 2025-02-28 | Solar Panels | Q.PEAK DUO BLK ML-G10+ 405 | HANWHA |  | 0.405 | 10 | 176 | 22 |  | Fixed | Roof
NJADRE1555765316 | Administratively Determined Incentive Program | HOWELL | 7731 | 17 | 12.15 | Residential | Behind the Meter | Yes | Net Metered Residential | Sunny Mac LLC |  | JCP&L | Accepted | 2024-02-09 | 2024-02-28 | 2025-02-28 | Solar Panels | Q.PEAK DUO BLK ML-G10+ 405 | HANWHA |  | 0.405 | 5 | 356 | 22 |  | Fixed | Roof
NJADRE1555765316 | Administratively Determined Incentive Program | HOWELL | 7731 | 17 | 12.15 | Residential | Behind the Meter | Yes | Net Metered Residential | Sunny Mac LLC |  | JCP&L | Accepted | 2024-02-09 | 2024-02-28 | 2025-02-28 | Inverters | SE10000H-US | Solaredge | 10000 |  | 1 |  |  | 0.1 |  | Outdoor | next to meter
NJADRE1555765318 | Administratively Determined Incentive Program | Roselle Boro | 7203 | 10 | 11.2 | Residential | Behind the Meter | Yes | Net Metered Residential | Sunrun Installation Services, Inc. |  | PSE&G | Accepted | 2024-02-09 | 2024-02-27 | 2025-02-27 | Inverters | SolarEdge Technologies | SE7600H-USSN | 7600 |  | 1 |  |  | 0.99 |  | Outdoor | Next to meter
NJADRE1555765318 | Administratively Determined Incentive Program | Roselle Boro | 7203 | 10 | 11.2 | Residential | Behind the Meter | Yes | Net Metered Residential | Sunrun Installation Services, Inc. |  | PSE&G | Accepted | 2024-02-09 | 2024-02-27 | 2025-02-27 | Solar Panels | Hanwha Q-Cells | Q.PEAK DUO BLK ML-G10+/t 400 |  | 0.4 | 9 | 164 | 38 |  | Fixed | Roof
NJADRE1555765318 | Administratively Determined Incentive Program | Roselle Boro | 7203 | 10 | 11.2 | Residential | Behind the Meter | Yes | Net Metered Residential | Sunrun Installation Services, Inc. |  | PSE&G | Accepted | 2024-02-09 | 2024-02-27 | 2025-02-27 | Solar Panels | Hanwha Q-Cells | Q.PEAK DUO BLK ML-G10+/t 400 |  | 0.4 | 4 | 164 | 37 |  | Fixed | Roof
NJADRE1555765318 | Administratively Determined Incentive Program | Roselle Boro | 7203 | 10 | 11.2 | Residential | Behind the Meter | Yes | Net Metered Residential | Sunrun Installation Services, Inc. |  | PSE&G | Accepted | 2024-02-09 | 2024-02-27 | 2025-02-27 | Solar Panels | Hanwha Q-Cells | Q.PEAK DUO BLK ML-G10+/t 400 |  | 0.4 | 6 | 73 | 38 |  | Fixed | Roof
NJADRE1555765318 | Administratively Determined Incentive Program | Roselle Boro | 7203 | 10 | 11.2 | Residential | Behind the Meter | Yes | Net Metered Residential | Sunrun Installation Services, Inc. |  | PSE&G | Accepted | 2024-02-09 | 2024-02-27 | 2025-02-27 | Solar Panels | Hanwha Q-Cells | Q.PEAK DUO BLK ML-G10+/t 400 |  | 0.4 | 6 | 253 | 33 |  | Fixed | Roof
NJADRE1555765318 | Administratively Determined Incentive Program | Roselle Boro | 7203 | 10 | 11.2 | Residential | Behind the Meter | Yes | Net Metered Residential | Sunrun Installation Services, Inc. |  | PSE&G | Accepted | 2024-02-09 | 2024-02-27 | 2025-02-27 | Solar Panels | Hanwha Q-Cells | Q.PEAK DUO BLK ML-G10+/t 400 |  | 0.4 | 3 | 164 | 23 |  | Fixed | Roof
NJADRE1555765332 | Administratively Determined Incentive Program | MONROE | 8094 | 15 | 17.6 | Residential | Behind the Meter | Yes | Net Metered Residential | Big Solar Energy, LLC |  | AC Electric | Accepted | 2024-02-09 | 2024-02-27 | 2025-02-27 | Inverters | SolarEdge | SE11400H-US (240V) | 48 |  | 1 |  |  | 0.992 |  | Outdoor
NJADRE1555765332 | Administratively Determined Incentive Program | MONROE | 8094 | 15 | 17.6 | Residential | Behind the Meter | Yes | Net Metered Residential | Big Solar Energy, LLC |  | AC Electric | Accepted | 2024-02-09 | 2024-02-27 | 2025-02-27 | Solar Panels | Hanwha | Q.Peak Duo BLK ML-G10+ 400 |  | 0.4 | 12 | 192 | 26 |  | Fixed | Roof
NJADRE1555765332 | Administratively Determined Incentive Program | MONROE | 8094 | 15 | 17.6 | Residential | Behind the Meter | Yes | Net Metered Residential | Big Solar Energy, LLC |  | AC Electric | Accepted | 2024-02-09 | 2024-02-27 | 2025-02-27 | Solar Panels | Hanwha | Q.Peak Duo BLK ML-G10+ 400 |  | 0.4 | 9 | 192 | 27 |  | Fixed | Roof
NJADRE1555765332 | Administratively Determined Incentive Program | MONROE | 8094 | 15 | 17.6 | Residential | Behind the Meter | Yes | Net Metered Residential | Big Solar Energy, LLC |  | AC Electric | Accepted | 2024-02-09 | 2024-02-27 | 2025-02-27 | Solar Panels | Hanwha | Q.Peak Duo BLK ML-G10+ 400 |  | 0.4 | 12 | 12 | 26 |  | Fixed | Roof
NJADRE1555765332 | Administratively Determined Incentive Program | MONROE | 8094 | 15 | 17.6 | Residential | Behind the Meter | Yes | Net Metered Residential | Big Solar Energy, LLC |  | AC Electric | Accepted | 2024-02-09 | 2024-02-27 | 2025-02-27 | Solar Panels | Hanwha | Q.Peak Duo BLK ML-G10+ 400 |  | 0.4 | 10 | 12 | 26 |  | Fixed | Roof
NJADRE1555765332 | Administratively Determined Incentive Program | MONROE | 8094 | 15 | 17.6 | Residential | Behind the Meter | Yes | Net Metered Residential | Big Solar Energy, LLC |  | AC Electric | Accepted | 2024-02-09 | 2024-02-27 | 2025-02-27 | Solar Panels | Hanwha | Q.Peak Duo BLK ML-G10+ 400 |  | 0.4 | 1 | 192 | 26 |  | Fixed | Roof
NJADRE1555765336 | Administratively Determined Incentive Program | CHERRY HILL | 8002 | 14 | 9.32 | Residential | Behind the Meter | Yes | Small Net-Metered Non-Residential located on Rooftop, Carport, Canopy and Floating Solar | Sunny Mac LLC |  | PSE&G | Accepted | 2024-02-09 | 2024-02-29 | 2025-02-28 | Solar Panels | Q.PEAK DUO BLK ML-G10+ 405 | HANWHA |  | 0.405 | 4 | 204 | 41 |  | Fixed | Roof
NJADRE1555765336 | Administratively Determined Incentive Program | CHERRY HILL | 8002 | 14 | 9.32 | Residential | Behind the Meter | Yes | Small Net-Metered Non-Residential located on Rooftop, Carport, Canopy and Floating Solar | Sunny Mac LLC |  | PSE&G | Accepted | 2024-02-09 | 2024-02-29 | 2025-02-28 | Solar Panels | Q.PEAK DUO BLK ML-G10+ 405 | HANWHA |  | 0.405 | 19 | 24 | 25 |  | Fixed | Roof
NJADRE1555765336 | Administratively Determined Incentive Program | CHERRY HILL | 8002 | 14 | 9.32 | Residential | Behind the Meter | Yes | Small Net-Metered Non-Residential located on Rooftop, Carport, Canopy and Floating Solar | Sunny Mac LLC |  | PSE&G | Accepted | 2024-02-09 | 2024-02-29 | 2025-02-28 | Inverters | SE7600H-US | Solaredge | 7600 |  | 1 |  |  | 0.1 |  | Outdoor | next to meter
NJADRE1555765362 | Administratively Determined Incentive Program | FAIR LAWN | 7410 | 7 | 5.6 | Residential | Behind the Meter | Yes | Net Metered Residential | Sunrun Installation Services, Inc. |  | PSE&G | Accepted | 2024-02-09 | 2024-02-27 | 2025-02-27 | Inverters | Delta Electronics | E4-TL-US | 4000 |  | 1 |  |  | 0.975 |  | Outside | next to meter
NJADRE1555765362 | Administratively Determined Incentive Program | FAIR LAWN | 7410 | 7 | 5.6 | Residential | Behind the Meter | Yes | Net Metered Residential | Sunrun Installation Services, Inc. |  | PSE&G | Accepted | 2024-02-09 | 2024-02-27 | 2025-02-27 | Solar Panels | Hanwha Q Cells | Q.PEAK DUO BLK ML-G10+/t 400 |  | 0.4 | 14 | 252 | 22 |  | Fixed | Roof
NJADRE1555765363 | Administratively Determined Incentive Program | KEYPORT | 7735 | 17 | 6.8 | Residential | Behind the Meter | Yes | Net Metered Residential | Pro Custom Solar dba Momentum Solar |  | JCP&L | Accepted | 2024-02-09 | 2024-02-27 | 2025-02-27 | Solar Panels | Q. PEAK DUO BLK ML-G10+400 | HANWHA |  | 0.4 | 5 | 140 | 38 |  | Fixed | Roof
NJADRE1555765363 | Administratively Determined Incentive Program | KEYPORT | 7735 | 17 | 6.8 | Residential | Behind the Meter | Yes | Net Metered Residential | Pro Custom Solar dba Momentum Solar |  | JCP&L | Accepted | 2024-02-09 | 2024-02-27 | 2025-02-27 | Solar Panels | Q. PEAK DUO BLK ML-G10+400 | HANWHA |  | 0.4 | 5 | 230 | 40 |  | Fixed | Roof
NJADRE1555765363 | Administratively Determined Incentive Program | KEYPORT | 7735 | 17 | 6.8 | Residential | Behind the Meter | Yes | Net Metered Residential | Pro Custom Solar dba Momentum Solar |  | JCP&L | Accepted | 2024-02-09 | 2024-02-27 | 2025-02-27 | Solar Panels | Q. PEAK DUO BLK ML-G10+400 | HANWHA |  | 0.4 | 5 | 50 | 40 |  | Fixed | Roof
NJADRE1555765363 | Administratively Determined Incentive Program | KEYPORT | 7735 | 17 | 6.8 | Residential | Behind the Meter | Yes | Net Metered Residential | Pro Custom Solar dba Momentum Solar |  | JCP&L | Accepted | 2024-02-09 | 2024-02-27 | 2025-02-27 | Solar Panels | Q. PEAK DUO BLK ML-G10+400 | HANWHA |  | 0.4 | 2 | 320 | 38 |  | Fixed | Roof
NJADRE1555765363 | Administratively Determined Incentive Program | KEYPORT | 7735 | 17 | 6.8 | Residential | Behind the Meter | Yes | Net Metered Residential | Pro Custom Solar dba Momentum Solar |  | JCP&L | Accepted | 2024-02-09 | 2024-02-27 | 2025-02-27 | Inverters | IQ8PLUS-72-2-US | ENPHASE | 290 |  | 17 |  |  | 0.97 |  | Outdoor
NJADRE1555765378 | Administratively Determined Incentive Program | FRANKLINVILLE | 8322 | 15 | 21.73 | Residential | Behind the Meter | Yes | Net Metered Residential | Seapoint Solar Energy LLC |  | AC Electric | Accepted | 2024-02-09 | 2024-02-27 | 2025-02-27 | Solar Panels | Canadian Solar | CS6R-395MS-HL |  | 0.395 | 36 | 274 | 18 |  | Fixed | Roof
NJADRE1555765378 | Administratively Determined Incentive Program | FRANKLINVILLE | 8322 | 15 | 21.73 | Residential | Behind the Meter | Yes | Net Metered Residential | Seapoint Solar Energy LLC |  | AC Electric | Accepted | 2024-02-09 | 2024-02-27 | 2025-02-27 | Solar Panels | Canadian Solar | CS6R-395MS-HL |  | 0.395 | 19 | 184 | 23 |  | Fixed | Roof
NJADRE1555765378 | Administratively Determined Incentive Program | FRANKLINVILLE | 8322 | 15 | 21.73 | Residential | Behind the Meter | Yes | Net Metered Residential | Seapoint Solar Energy LLC |  | AC Electric | Accepted | 2024-02-09 | 2024-02-27 | 2025-02-27 | Inverters | Enphase | IQ7PLUS-72-2-US | 290 |  | 55 |  |  | 0.97 |  | Outdoor
NJADRE1555765382 | Administratively Determined Incentive Program | LINDEN | 7036 | 10 | 8 | Residential | Behind the Meter | Yes | Net Metered Residential | Sunrun Installation Services, Inc. |  | PSE&G | Accepted | 2024-02-09 | 2024-02-27 | 2025-02-27 | Inverters | SolarEdge Technologies | SE6000H-USSN | 6000 |  | 1 |  |  | 0.99 |  | Outside | Next to meter
NJADRE1555765382 | Administratively Determined Incentive Program | LINDEN | 7036 | 10 | 8 | Residential | Behind the Meter | Yes | Net Metered Residential | Sunrun Installation Services, Inc. |  | PSE&G | Accepted | 2024-02-09 | 2024-02-27 | 2025-02-27 | Solar Panels | Hanwha Q Cells | Q.PEAK DUO BLK ML-G10+/t 400 |  | 0.4 | 12 | 308 | 39 |  | Fixed | Roof
NJADRE1555765382 | Administratively Determined Incentive Program | LINDEN | 7036 | 10 | 8 | Residential | Behind the Meter | Yes | Net Metered Residential | Sunrun Installation Services, Inc. |  | PSE&G | Accepted | 2024-02-09 | 2024-02-27 | 2025-02-27 | Solar Panels | Hanwha Q Cells | Q.PEAK DUO BLK ML-G10+/t 400 |  | 0.4 | 8 | 128 | 39 |  | Fixed | Roof
NJADRE1555765385 | Administratively Determined Incentive Program | RIDGEFIELD | 7657 | 7 | 6.4 | Residential | Behind the Meter | Yes | Net Metered Residential | Sunrun Installation Services, Inc. |  | PSE&G | Accepted | 2024-02-09 | 2024-02-27 | 2025-02-27 | Inverters | SolarEdge Technologies | SE6000H-USSN | 6000 |  | 1 |  |  | 0.99 |  | Outdoor | Next to meter
NJADRE1555765385 | Administratively Determined Incentive Program | RIDGEFIELD | 7657 | 7 | 6.4 | Residential | Behind the Meter | Yes | Net Metered Residential | Sunrun Installation Services, Inc. |  | PSE&G | Accepted | 2024-02-09 | 2024-02-27 | 2025-02-27 | Solar Panels | Hanwha Q Cells | Q.PEAK DUO BLK ML-G10+/T 400 |  | 0.4 | 16 | 112 | 39 |  | Fixed | Roof
NJADRE1555765408 | Administratively Determined Incentive Program | BROWNS MILLS | 8015 | 13 | 10.4 | Residential | Behind the Meter | Yes | Net Metered Residential | Sunrun Installation Services, Inc. |  | JCP&L | Accepted | 2024-02-09 | 2024-02-27 | 2025-02-27 | Inverters | SolarEdge Technologies | SE7600H-USSN | 7600 |  | 1 |  |  | 0.99 |  | Outdoor | Next to meter
NJADRE1555765408 | Administratively Determined Incentive Program | BROWNS MILLS | 8015 | 13 | 10.4 | Residential | Behind the Meter | Yes | Net Metered Residential | Sunrun Installation Services, Inc. |  | JCP&L | Accepted | 2024-02-09 | 2024-02-27 | 2025-02-27 | Solar Panels | Hanwha Q Cells | Q.PEAK DUO BLK ML-G10+/T 400 |  | 0.4 | 8 | 56 | 23 |  | Fixed | Roof
NJADRE1555765408 | Administratively Determined Incentive Program | BROWNS MILLS | 8015 | 13 | 10.4 | Residential | Behind the Meter | Yes | Net Metered Residential | Sunrun Installation Services, Inc. |  | JCP&L | Accepted | 2024-02-09 | 2024-02-27 | 2025-02-27 | Solar Panels | Hanwha Q Cells | Q.PEAK DUO BLK ML-G10+/T 400 |  | 0.4 | 18 | 236 | 23 |  | Fixed | Roof
NJADRE1555765416 | Administratively Determined Incentive Program | LAWRENCE TOWNSHIP | 8648 | 12 | 7.6 | Residential | Behind the Meter | Yes | Net Metered Residential | Sunrun Installation Services, Inc. |  | PSE&G | Accepted | 2024-02-09 | 2024-02-27 | 2025-02-27 | Inverters | Delta Electronics | E6-TL-US | 6000 |  | 1 |  |  | 0.975 |  | Outdoor | Next to meter
NJADRE1555765416 | Administratively Determined Incentive Program | LAWRENCE TOWNSHIP | 8648 | 12 | 7.6 | Residential | Behind the Meter | Yes | Net Metered Residential | Sunrun Installation Services, Inc. |  | PSE&G | Accepted | 2024-02-09 | 2024-02-27 | 2025-02-27 | Solar Panels | Hanwha Q-Cells | Q.PEAK DUO BLK ML-G10+/t 400 |  | 0.4 | 10 | 196 | 12 |  | Fixed | Roof
NJADRE1555765416 | Administratively Determined Incentive Program | LAWRENCE TOWNSHIP | 8648 | 12 | 7.6 | Residential | Behind the Meter | Yes | Net Metered Residential | Sunrun Installation Services, Inc. |  | PSE&G | Accepted | 2024-02-09 | 2024-02-27 | 2025-02-27 | Solar Panels | Hanwha Q-Cells | Q.PEAK DUO BLK ML-G10+/t 400 |  | 0.4 | 9 | 106 | 35 |  | Fixed | Roof
NJADRE1555765418 | Administratively Determined Incentive Program | VINELAND | 8360 | 20 | 6.4 | Residential | Behind the Meter | Yes | Net Metered Residential | Big Solar Energy, LLC |  | Vineland Muni Electric | Accepted | 2024-02-09 | 2024-02-27 | 2025-02-27 | Inverters | SolarEdge | SE5000H-US | 21 |  | 1 |  |  | 0.992 |  | Outdoor
NJADRE1555765418 | Administratively Determined Incentive Program | VINELAND | 8360 | 20 | 6.4 | Residential | Behind the Meter | Yes | Net Metered Residential | Big Solar Energy, LLC |  | Vineland Muni Electric | Accepted | 2024-02-09 | 2024-02-27 | 2025-02-27 | Solar Panels | Hanwha | Q.PEAK DUO BLK ML-G10 |  | 0.4 | 16 | 193 | 33 |  | Fixed | Roof
NJADRE1555765419 | Administratively Determined Incentive Program | NEW BRUNSWICK | 8901 | 11 | 6.57 | Residential | Behind the Meter | No | Net Metered Residential | Power Home Remodeling |  | PSE&G | Accepted | 2024-02-09 | 2024-03-04 | 2025-03-04 | Inverters | SolarEdge | SE5000H-US | 5000 |  | 1 |  |  | 0.99 |  | Outdoor
NJADRE1555765419 | Administratively Determined Incentive Program | NEW BRUNSWICK | 8901 | 11 | 6.57 | Residential | Behind the Meter | No | Net Metered Residential | Power Home Remodeling |  | PSE&G | Accepted | 2024-02-09 | 2024-03-04 | 2025-03-04 | Meters | SolarEdge | Revenue Grade Data Ansi C12.20 |  |  | 1 |  |  |  | Yes | Outdoor
NJADRE1555765419 | Administratively Determined Incentive Program | NEW BRUNSWICK | 8901 | 11 | 6.57 | Residential | Behind the Meter | No | Net Metered Residential | Power Home Remodeling |  | PSE&G | Accepted | 2024-02-09 | 2024-03-04 | 2025-03-04 | Solar Panels | Qcell | Q.PEAK DUO BLK-G10+ 365 |  | 0.365 | 5 | 138 | 34 |  | Fixed | Roof
NJADRE1555765419 | Administratively Determined Incentive Program | NEW BRUNSWICK | 8901 | 11 | 6.57 | Residential | Behind the Meter | No | Net Metered Residential | Power Home Remodeling |  | PSE&G | Accepted | 2024-02-09 | 2024-03-04 | 2025-03-04 | Solar Panels | QCell | Q.PEAK DUO BLK-G10+ 365 |  | 0.365 | 3 | 228 | 33 |  | Fixed | Roof
NJADRE1555765419 | Administratively Determined Incentive Program | NEW BRUNSWICK | 8901 | 11 | 6.57 | Residential | Behind the Meter | No | Net Metered Residential | Power Home Remodeling |  | PSE&G | Accepted | 2024-02-09 | 2024-03-04 | 2025-03-04 | Solar Panels | QCell | Q.PEAK DUO BLK-G10+ 365 |  | 0.365 | 4 | 228 | 9 |  | Fixed | Roof
NJADRE1555765419 | Administratively Determined Incentive Program | NEW BRUNSWICK | 8901 | 11 | 6.57 | Residential | Behind the Meter | No | Net Metered Residential | Power Home Remodeling |  | PSE&G | Accepted | 2024-02-09 | 2024-03-04 | 2025-03-04 | Solar Panels | QCell | Q.PEAK DUO BLK-G10+ 365 |  | 0.365 | 6 | 318 | 34 |  | Fixed | Roof
NJADRE1555765724 | Administratively Determined Incentive Program | TOTOWA | 7512 | 6 | 6.4 | Residential | Behind the Meter | Yes | Net Metered Residential | Sunrun Installation Services, Inc. |  | PSE&G | Accepted | 2024-02-09 | 2024-02-27 | 2025-02-27 | Solar Panels | HANWHA Q-CELLS | Q.PEAK DUO BLK ML-G10+/T 400 |  | 0.4 | 7 | 306 | 19 |  | Fixed | Roof
NJADRE1555765724 | Administratively Determined Incentive Program | TOTOWA | 7512 | 6 | 6.4 | Residential | Behind the Meter | Yes | Net Metered Residential | Sunrun Installation Services, Inc. |  | PSE&G | Accepted | 2024-02-09 | 2024-02-27 | 2025-02-27 | Solar Panels | HANWHA Q-CELLS | Q.PEAK DUO BLK ML-G10+/T 400 |  | 0.4 | 9 | 216 | 21 |  | Fixed | Roof
NJADRE1555765724 | Administratively Determined Incentive Program | TOTOWA | 7512 | 6 | 6.4 | Residential | Behind the Meter | Yes | Net Metered Residential | Sunrun Installation Services, Inc. |  | PSE&G | Accepted | 2024-02-09 | 2024-02-27 | 2025-02-27 | Inverters | DELTA ELECTRONICS | E6-TL-US | 6000 |  | 1 |  |  | 0.975 |  | Outdoor | Next To Meter
NJADRE1555765759 | Administratively Determined Incentive Program | TRENTON | 8610 | 12 | 7.6 | Residential | Behind the Meter | Yes | Net Metered Residential | Sunrun Installation Services, Inc. |  | PSE&G | Accepted | 2024-02-09 | 2024-02-27 | 2025-02-27 | Inverters | SolarEdge Technologies | SE6000H-USSN | 6000 |  | 1 |  |  | 0.99 |  | Outdoor | Next to meter
NJADRE1555765759 | Administratively Determined Incentive Program | TRENTON | 8610 | 12 | 7.6 | Residential | Behind the Meter | Yes | Net Metered Residential | Sunrun Installation Services, Inc. |  | PSE&G | Accepted | 2024-02-09 | 2024-02-27 | 2025-02-27 | Solar Panels | Hanwha Q Cells | Q.PEAK DUO BLK ML-G10+/T 400 |  | 0.4 | 9 | 300 | 26 |  | Fixed | Roof
NJADRE1555765759 | Administratively Determined Incentive Program | TRENTON | 8610 | 12 | 7.6 | Residential | Behind the Meter | Yes | Net Metered Residential | Sunrun Installation Services, Inc. |  | PSE&G | Accepted | 2024-02-09 | 2024-02-27 | 2025-02-27 | Solar Panels | Hanwha Q Cells | Q.PEAK DUO BLK ML-G10+/T 400 |  | 0.4 | 10 | 120 | 25 |  | Fixed | Roof
NJADRE1555765781 | Administratively Determined Incentive Program | GALLOWAY | 8205 | 19 | 8.47 | Residential | Behind the Meter | No | Net Metered Residential | Freedom Forever New Jersey LLC |  | AC Electric | Accepted | 2024-02-09 | 2024-02-27 | 2025-02-27 | Inverters | Solar Edge | SE6000H-USRGM [SI1] | 6000 |  | 1 |  |  | 0.99 |  | Outside
NJADRE1555765781 | Administratively Determined Incentive Program | GALLOWAY | 8205 | 19 | 8.47 | Residential | Behind the Meter | No | Net Metered Residential | Freedom Forever New Jersey LLC |  | AC Electric | Accepted | 2024-02-09 | 2024-02-27 | 2025-02-27 | Solar Panels | JINKO SOLAR | JKM385M-6RL3-B |  | 0.385 | 12 | 337 | 41 |  | Fixed | Roof
NJADRE1555765781 | Administratively Determined Incentive Program | GALLOWAY | 8205 | 19 | 8.47 | Residential | Behind the Meter | No | Net Metered Residential | Freedom Forever New Jersey LLC |  | AC Electric | Accepted | 2024-02-09 | 2024-02-27 | 2025-02-27 | Solar Panels | JINKO SOLAR | JKM385M-6RL3-B |  | 0.385 | 5 | 247 | 41 |  | Fixed | Roof
NJADRE1555765781 | Administratively Determined Incentive Program | GALLOWAY | 8205 | 19 | 8.47 | Residential | Behind the Meter | No | Net Metered Residential | Freedom Forever New Jersey LLC |  | AC Electric | Accepted | 2024-02-09 | 2024-02-27 | 2025-02-27 | Solar Panels | JINKO SOLAR | JKM385M-6RL3-B |  | 0.385 | 5 | 67 | 41 |  | Fixed | Roof
NJADRE1555765815 | Administratively Determined Incentive Program | LANDISVILLE | 8326 | 19 | 3.56 | Residential | Behind the Meter | Yes | Net Metered Residential | Big Solar Energy, LLC |  | AC Electric | Accepted | 2024-02-09 | 2024-02-27 | 2025-02-27 | Inverters | SolarEdge | SE3000H-US | 13 |  | 1 |  |  | 0.99 |  | Outdoor
NJADRE1555765815 | Administratively Determined Incentive Program | LANDISVILLE | 8326 | 19 | 3.56 | Residential | Behind the Meter | Yes | Net Metered Residential | Big Solar Energy, LLC |  | AC Electric | Accepted | 2024-02-09 | 2024-02-27 | 2025-02-27 | Solar Panels | JA Solar | JAM72S09-395 |  | 0.395 | 3 | 155 | 24 |  | Fixed | Roof
NJADRE1555765815 | Administratively Determined Incentive Program | LANDISVILLE | 8326 | 19 | 3.56 | Residential | Behind the Meter | Yes | Net Metered Residential | Big Solar Energy, LLC |  | AC Electric | Accepted | 2024-02-09 | 2024-02-27 | 2025-02-27 | Solar Panels | JA Solar | JAM72S09-395 |  | 0.395 | 6 | 155 | 16 |  | Fixed | Roof
NJADRE1555765859 | Administratively Determined Incentive Program | CARLSTADT | 7072 | 7 | 10.13 | Residential | Behind the Meter | No | Net Metered Residential | Green Power Energy, LLC |  | PSE&G | Accepted | 2024-02-09 | 2024-02-28 | 2025-02-28 | Inverters | Enphase Energy | IQ8PLUS-72-2-US [240V] | 290 |  | 25 |  |  | 0.975 |  | Outdoor | Roof
NJADRE1555765859 | Administratively Determined Incentive Program | CARLSTADT | 7072 | 7 | 10.13 | Residential | Behind the Meter | No | Net Metered Residential | Green Power Energy, LLC |  | PSE&G | Accepted | 2024-02-09 | 2024-02-28 | 2025-02-28 | Solar Panels | Hanwha Q-Cells | Q.PEAK DUO BLK ML-G10+ 405 |  | 0.405 | 3 | 127 | 18 |  | Fixed | Roof
NJADRE1555765859 | Administratively Determined Incentive Program | CARLSTADT | 7072 | 7 | 10.13 | Residential | Behind the Meter | No | Net Metered Residential | Green Power Energy, LLC |  | PSE&G | Accepted | 2024-02-09 | 2024-02-28 | 2025-02-28 | Solar Panels | Hanwha Q-Cells | Q.PEAK DUO BLK ML-G10+ 405 |  | 0.405 | 9 | 37 | 18 |  | Fixed | Roof
NJADRE1555765859 | Administratively Determined Incentive Program | CARLSTADT | 7072 | 7 | 10.13 | Residential | Behind the Meter | No | Net Metered Residential | Green Power Energy, LLC |  | PSE&G | Accepted | 2024-02-09 | 2024-02-28 | 2025-02-28 | Solar Panels | Hanwha Q-Cells | Q.PEAK DUO BLK ML-G10+ 405 |  | 0.405 | 13 | 217 | 18 |  | Fixed | Roof
NJADRE1555765906 | Administratively Determined Incentive Program | ROSELLE PARK | 7204 | 10 | 6.4 | Residential | Behind the Meter | Yes | Net Metered Residential | Sunrun Installation Services, Inc. |  | PSE&G | Accepted | 2024-02-09 | 2024-02-27 | 2025-02-27 | Inverters | Delta Electronics | E6-TL-US | 6000 |  | 1 |  |  | 0.975 |  | Outside | next to meter
NJADRE1555765906 | Administratively Determined Incentive Program | ROSELLE PARK | 7204 | 10 | 6.4 | Residential | Behind the Meter | Yes | Net Metered Residential | Sunrun Installation Services, Inc. |  | PSE&G | Accepted | 2024-02-09 | 2024-02-27 | 2025-02-27 | Solar Panels | Hanwha Q Cells | Q.PEAK DUO BLK ML-G10+/t 400 |  | 0.4 | 11 | 171 | 29 |  | Fixed | Roof
NJADRE1555765906 | Administratively Determined Incentive Program | ROSELLE PARK | 7204 | 10 | 6.4 | Residential | Behind the Meter | Yes | Net Metered Residential | Sunrun Installation Services, Inc. |  | PSE&G | Accepted | 2024-02-09 | 2024-02-27 | 2025-02-27 | Solar Panels | Hanwha Q Cells | Q.PEAK DUO BLK ML-G10+/t 400 |  | 0.4 | 5 | 351 | 29 |  | Fixed | Roof
NJADRE1555765968 | Administratively Determined Incentive Program | Egg Harbor Township | 8234 | 19 | 5.93 | Residential | Behind the Meter | Yes | Net Metered Residential | Big Solar Energy, LLC |  | AC Electric | Accepted | 2024-02-09 | 2024-02-27 | 2025-02-27 | Inverters | SolarEdge | SE3800H-US | 16 |  | 1 |  |  | 0.992 |  | Outdoor
NJADRE1555765968 | Administratively Determined Incentive Program | Egg Harbor Township | 8234 | 19 | 5.93 | Residential | Behind the Meter | Yes | Net Metered Residential | Big Solar Energy, LLC |  | AC Electric | Accepted | 2024-02-09 | 2024-02-27 | 2025-02-27 | Solar Panels | JA Solar | JAM54S31-395/MR |  | 0.395 | 9 | 290 | 34 |  | Fixed | Roof
NJADRE1555765968 | Administratively Determined Incentive Program | Egg Harbor Township | 8234 | 19 | 5.93 | Residential | Behind the Meter | Yes | Net Metered Residential | Big Solar Energy, LLC |  | AC Electric | Accepted | 2024-02-09 | 2024-02-27 | 2025-02-27 | Solar Panels | JA Solar | JAM54S31-395/MR |  | 0.395 | 6 | 110 | 36 |  | Fixed | Roof
NJADRE1555766027 | Administratively Determined Incentive Program | TEANECK | 7666 | 7 | 8.08 | Residential | Behind the Meter | No | Net Metered Residential | Green Power Energy |  | PSE&G | Accepted | 2024-02-09 | 2024-02-27 | 2025-02-27 | Inverters | Enphase Energy | IQ8PLUS-72-2-US [240V] | 290 |  | 19 |  |  | 0.975 |  | Outdoor | Roof
NJADRE1555766027 | Administratively Determined Incentive Program | TEANECK | 7666 | 7 | 8.08 | Residential | Behind the Meter | No | Net Metered Residential | Green Power Energy |  | PSE&G | Accepted | 2024-02-09 | 2024-02-27 | 2025-02-27 | Solar Panels | Q-Cells | Q.Tron BLK M-G2+ 425 |  | 0.425 | 9 | 203 | 34 |  | Fixed | Roof
NJADRE1555766027 | Administratively Determined Incentive Program | TEANECK | 7666 | 7 | 8.08 | Residential | Behind the Meter | No | Net Metered Residential | Green Power Energy |  | PSE&G | Accepted | 2024-02-09 | 2024-02-27 | 2025-02-27 | Solar Panels | Q-Cells | Q.Tron BLK M-G2+ 425 |  | 0.425 | 10 | 23 | 34 |  | Fixed | Roof
NJADRE1555766041 | Administratively Determined Incentive Program | SHIP BOTTOM | 8008 | 18 | 8.03 | Residential | Behind the Meter | No | Net Metered Residential | Solar Energy World |  | AC Electric | Accepted | 2024-02-09 | 2024-02-27 | 2025-02-27 | Solar Panels | Hanwha | Q.PEAK DUO BLK-G10+-365W |  | 0.365 | 4 | 123 | 26 |  | Fixed | Roof
NJADRE1555766041 | Administratively Determined Incentive Program | SHIP BOTTOM | 8008 | 18 | 8.03 | Residential | Behind the Meter | No | Net Metered Residential | Solar Energy World |  | AC Electric | Accepted | 2024-02-09 | 2024-02-27 | 2025-02-27 | Solar Panels | Hanwha | Q.PEAK DUO BLK-G10+-365W |  | 0.365 | 4 | 303 | 28 |  | Fixed | Roof
NJADRE1555766041 | Administratively Determined Incentive Program | SHIP BOTTOM | 8008 | 18 | 8.03 | Residential | Behind the Meter | No | Net Metered Residential | Solar Energy World |  | AC Electric | Accepted | 2024-02-09 | 2024-02-27 | 2025-02-27 | Solar Panels | Hanwha | Q.PEAK DUO BLK-G10+-365W |  | 0.365 | 14 | 212 | 20 |  | Fixed | Roof
NJADRE1555766041 | Administratively Determined Incentive Program | SHIP BOTTOM | 8008 | 18 | 8.03 | Residential | Behind the Meter | No | Net Metered Residential | Solar Energy World |  | AC Electric | Accepted | 2024-02-09 | 2024-02-27 | 2025-02-27 | Inverters | Enphase | IQ8PLUS-72-2-US | 290 |  | 22 |  |  | 0.97 |  | Outside
NJADRE1555766077 | Administratively Determined Incentive Program | MOUNT EPHRAIM | 8059 | 14 | 7.7 | Residential | Behind the Meter | Yes | Net Metered Residential | Freedom Forever New Jersey LLC |  | PSE&G | Accepted | 2024-02-09 | 2024-02-27 | 2025-02-27 | Inverters | Solar Edge | SE6000H-USRGM [SI1 | 6000 |  | 1 |  |  | 0.99 |  | Outdoor
NJADRE1555766077 | Administratively Determined Incentive Program | MOUNT EPHRAIM | 8059 | 14 | 7.7 | Residential | Behind the Meter | Yes | Net Metered Residential | Freedom Forever New Jersey LLC |  | PSE&G | Accepted | 2024-02-09 | 2024-02-27 | 2025-02-27 | Solar Panels | JINKO SOLAR | JKM385M-6RL3-B |  | 0.385 | 10 | 342 | 34 |  | Fixed | Roof
NJADRE1555766077 | Administratively Determined Incentive Program | MOUNT EPHRAIM | 8059 | 14 | 7.7 | Residential | Behind the Meter | Yes | Net Metered Residential | Freedom Forever New Jersey LLC |  | PSE&G | Accepted | 2024-02-09 | 2024-02-27 | 2025-02-27 | Solar Panels | JINKO SOLAR | JKM385M-6RL3-B |  | 0.385 | 10 | 162 | 34 |  | Fixed | Roof
NJADRE1555766088 | Administratively Determined Incentive Program | VINELAND | 8360 | 20 | 6.4 | Residential | Behind the Meter | Yes | Net Metered Residential | Big Solar Energy, LLC |  | Vineland Muni Electric | Accepted | 2024-02-09 | 2024-02-27 | 2025-02-27 | Inverters | SolarEdge | SE5000H-US | 5000 |  | 1 |  |  | 0.992 |  | Outdoor
NJADRE1555766088 | Administratively Determined Incentive Program | VINELAND | 8360 | 20 | 6.4 | Residential | Behind the Meter | Yes | Net Metered Residential | Big Solar Energy, LLC |  | Vineland Muni Electric | Accepted | 2024-02-09 | 2024-02-27 | 2025-02-27 | Solar Panels | HANWHA | Q.PEAK DUO BLK ML-G10 400 |  | 0.4 | 16 | 193 | 37 |  | Fixed | Roof
NJADRE1555766095 | Administratively Determined Incentive Program | Medford Twp | 8055 | 13 | 17.42 | Residential | Behind the Meter | No | Net Metered Residential | Tesla Energy Operations Inc |  | PSE&G | Accepted | 2024-02-09 | 2024-02-28 | 2025-02-28 | Inverters | Tesla | 1538000-00-F | 7600 |  | 2 |  |  | 0.98 |  | Outdoor
NJADRE1555766095 | Administratively Determined Incentive Program | Medford Twp | 8055 | 13 | 17.42 | Residential | Behind the Meter | No | Net Metered Residential | Tesla Energy Operations Inc |  | PSE&G | Accepted | 2024-02-09 | 2024-02-28 | 2025-02-28 | Solar Panels | Tesla | SR60T1 |  | 0.05847 | 75 | 142 | 18 |  | Fixed | Roof
NJADRE1555766095 | Administratively Determined Incentive Program | Medford Twp | 8055 | 13 | 17.42 | Residential | Behind the Meter | No | Net Metered Residential | Tesla Energy Operations Inc |  | PSE&G | Accepted | 2024-02-09 | 2024-02-28 | 2025-02-28 | Solar Panels | Tesla | SR60T1 |  | 0.05847 | 78 | 322 | 18 |  | Fixed | Roof
NJADRE1555766095 | Administratively Determined Incentive Program | Medford Twp | 8055 | 13 | 17.42 | Residential | Behind the Meter | No | Net Metered Residential | Tesla Energy Operations Inc |  | PSE&G | Accepted | 2024-02-09 | 2024-02-28 | 2025-02-28 | Solar Panels | Tesla | SR60T1 |  | 0.05847 | 91 | 323 | 13 |  | Fixed | Roof
NJADRE1555766095 | Administratively Determined Incentive Program | Medford Twp | 8055 | 13 | 17.42 | Residential | Behind the Meter | No | Net Metered Residential | Tesla Energy Operations Inc |  | PSE&G | Accepted | 2024-02-09 | 2024-02-28 | 2025-02-28 | Solar Panels | Tesla | SR60T1 |  | 0.05847 | 54 | 143 | 14 |  | Fixed | Roof
NJADRE1555766208 | Administratively Determined Incentive Program | Piscataway Twp | 8854 | 11 | 4 | Residential | Behind the Meter | Yes | Net Metered Residential | Sunrun Installation Services Inc. |  | PSE&G | Accepted | 2024-02-09 | 2024-02-27 | 2025-02-27 | Electric Storage Battery | TESLA | POWERWALL |  |  | 1 |  |  |  | Lithium Ion |  | OUTSIDE
NJADRE1555766208 | Administratively Determined Incentive Program | Piscataway Twp | 8854 | 11 | 4 | Residential | Behind the Meter | Yes | Net Metered Residential | Sunrun Installation Services Inc. |  | PSE&G | Accepted | 2024-02-09 | 2024-02-27 | 2025-02-27 | Inverters | SOLAREDGE TECHNOLOGIES | SE3800H-USMN | 3800 |  | 1 |  |  | 0.99 |  | Outdoor | Next To Meter
NJADRE1555766208 | Administratively Determined Incentive Program | Piscataway Twp | 8854 | 11 | 4 | Residential | Behind the Meter | Yes | Net Metered Residential | Sunrun Installation Services Inc. |  | PSE&G | Accepted | 2024-02-09 | 2024-02-27 | 2025-02-27 | Solar Panels | HANWHA Q-CELLS | Q.PEAK DUO BLK ML-G10+/T 400 |  | 0.4 | 10 | 176 | 23 |  | Fixed | Roof
NJADRE1555766211 | Administratively Determined Incentive Program | Sicklerville | 8081 | 14 | 4 | Residential | Behind the Meter | Yes | Net Metered Residential | Big Solar Energy, LLC |  | AC Electric | Accepted | 2024-02-09 | 2024-02-27 | 2025-02-27 | Inverters | SolarEdge | SE3800H-US | 16 |  | 1 |  |  | 0.992 |  | Outdoor
NJADRE1555766211 | Administratively Determined Incentive Program | Sicklerville | 8081 | 14 | 4 | Residential | Behind the Meter | Yes | Net Metered Residential | Big Solar Energy, LLC |  | AC Electric | Accepted | 2024-02-09 | 2024-02-27 | 2025-02-27 | Solar Panels | Canadian Solar | CS6R-400MS-HL |  | 0.4 | 10 | 219 | 20 |  | Fixed | Roof
NJADRE1555766252 | Administratively Determined Incentive Program | Quinton | 8072 | 16 | 10 | Residential | Behind the Meter | Yes | Net Metered Residential | Big Solar Energy, LLC |  | AC Electric | Accepted | 2024-02-09 | 2024-02-27 | 2025-02-27 | Inverters | SolarEdge | SE7600H-US | 32 |  | 1 |  |  | 0.992 |  | Outdoor
NJADRE1555766252 | Administratively Determined Incentive Program | Quinton | 8072 | 16 | 10 | Residential | Behind the Meter | Yes | Net Metered Residential | Big Solar Energy, LLC |  | AC Electric | Accepted | 2024-02-09 | 2024-02-27 | 2025-02-27 | Solar Panels | Canadian Solar | CS6R-400MS-HL |  | 0.4 | 14 | 339 | 20 |  | Fixed | Roof
NJADRE1555766252 | Administratively Determined Incentive Program | Quinton | 8072 | 16 | 10 | Residential | Behind the Meter | Yes | Net Metered Residential | Big Solar Energy, LLC |  | AC Electric | Accepted | 2024-02-09 | 2024-02-27 | 2025-02-27 | Solar Panels | Canadian Solar | CS6R-400MS-HL |  | 0.4 | 11 | 159 | 20 |  | Fixed | Roof
NJADRE1555770327 | Administratively Determined Incentive Program | Passaic City | 7055 | 6 | 4.86 | Residential | Behind the Meter | Yes | Net Metered Residential | Sunrun Installation Services, Inc. |  | PSE&G | Accepted | 2024-02-10 | 2024-02-27 | 2025-02-27 | Inverters | SolarEdge Technologies | SE3800H-USMN | 3800 |  | 1 |  |  | 0.99 |  | Outdoor | Next to meter
NJADRE1555770327 | Administratively Determined Incentive Program | Passaic City | 7055 | 6 | 4.86 | Residential | Behind the Meter | Yes | Net Metered Residential | Sunrun Installation Services, Inc. |  | PSE&G | Accepted | 2024-02-10 | 2024-02-27 | 2025-02-27 | Solar Panels | Hanwha Q Cells | Q.PEAK DUO BLK ML-G10+ 405 |  | 0.405 | 12 | 83 | 23 |  | Fixed | Roof
NJADRE1555770353 | Administratively Determined Incentive Program | WILLINGBORO | 8046 | 13 | 4 | Residential | Behind the Meter | Yes | Net Metered Residential | Sunrun, Inc. |  | PSE&G | Accepted | 2024-02-10 | 2024-02-28 | 2025-02-28 | Inverters | SOLAREDGE TECHNOLOGIES | SE3800H-USMN | 3800 |  | 1 |  |  | 0.99 |  | Outdoor | Next To Meter
NJADRE1555770353 | Administratively Determined Incentive Program | WILLINGBORO | 8046 | 13 | 4 | Residential | Behind the Meter | Yes | Net Metered Residential | Sunrun, Inc. |  | PSE&G | Accepted | 2024-02-10 | 2024-02-28 | 2025-02-28 | Solar Panels | HANWHA Q-CELLS | Q.PEAK DUO BLK ML-G10+/T 400 |  | 0.4 | 2 | 336 | 20 |  | Fixed | Roof
NJADRE1555770353 | Administratively Determined Incentive Program | WILLINGBORO | 8046 | 13 | 4 | Residential | Behind the Meter | Yes | Net Metered Residential | Sunrun, Inc. |  | PSE&G | Accepted | 2024-02-10 | 2024-02-28 | 2025-02-28 | Solar Panels | HANWHA Q-CELLS | Q.PEAK DUO BLK ML-G10+/T 400 |  | 0.4 | 8 | 156 | 20 |  | Fixed | Roof