## CSEP - Equipment (Pipeline)
ADI Application Number | Program | Premise City | Premise Zip | County Code | Calculated Total System Size | Customer Type | Interconnection Type | Third Party Ownership | Project Type | Contractor Company | EDC Program | Utility Name | Status | Application Received Date | Acceptance Date | Expiration Date | Equipment Name | Manufacturer | Model | Watts (AC) Inverter | Rating per Module | Module Qty | Orientation | Tilt | Peak Efficiency | Tracking | Location of Equipment | Location (Other)
NJCERE1555045989 | Community Solar Energy Program | SECAUCUS | 7094 | 8 | 820.8 | Commercial | Community Solar | Yes | Community Solar Rooftop, Canopy and Carport | Radial Power |  | PSE&G | Accepted | 2023-11-15 | 2023-12-18 | 2025-06-18 | Inverters | SOLAREDGE | SE100KUS | 100 |  | 7 |  |  | 0.995 |  | Outdoor
NJCERE1555045989 | Community Solar Energy Program | SECAUCUS | 7094 | 8 | 820.8 | Commercial | Community Solar | Yes | Community Solar Rooftop, Canopy and Carport | Radial Power |  | PSE&G | Accepted | 2023-11-15 | 2023-12-18 | 2025-06-18 | Solar Panels | HYPERION SOLAR | HY-DH144P8 540W |  | 0.54 | 1520 | 202 | 10 |  | Fixed | Roof
NJCERE1555045989 | Community Solar Energy Program | SECAUCUS | 7094 | 8 | 820.8 | Commercial | Community Solar | Yes | Community Solar Rooftop, Canopy and Carport | Radial Power |  | PSE&G | Accepted | 2023-11-15 | 2023-12-18 | 2025-06-18 | Meters | ALSOENERGY | DAS WITH INTEGRATED REVENUE METER |  |  | 1 |  |  |  | Yes | Outdoor
NJCERE1555045989 | Community Solar Energy Program | SECAUCUS | 7094 | 8 | 820.8 | Commercial | Community Solar | Yes | Community Solar Rooftop, Canopy and Carport | Radial Power |  | PSE&G | Accepted | 2023-11-15 | 2023-12-18 | 2025-06-18 | Meters | SOLAR REC | SOLAR REC |  |  | 1 |  |  |  | Yes | Outdoor
NJCERE1555052536 | Community Solar Energy Program | AVENEL | 7001 | 11 | 306.72 | Commercial | Community Solar | Yes | Community Solar Rooftop, Canopy and Carport | Radial Power |  | PSE&G | Accepted | 2023-11-15 | 2023-12-18 | 2025-06-18 | Inverters | SOLAREDGE | SE120KUS | 120000 |  | 2 |  |  | 0.995 |  | Outdoor
NJCERE1555052536 | Community Solar Energy Program | AVENEL | 7001 | 11 | 306.72 | Commercial | Community Solar | Yes | Community Solar Rooftop, Canopy and Carport | Radial Power |  | PSE&G | Accepted | 2023-11-15 | 2023-12-18 | 2025-06-18 | Solar Panels | HYPERION SOLAR | HY-DH144P8 540W |  | 0.54 | 568 | 219 | 10 |  | Fixed | Roof
NJCERE1555052536 | Community Solar Energy Program | AVENEL | 7001 | 11 | 306.72 | Commercial | Community Solar | Yes | Community Solar Rooftop, Canopy and Carport | Radial Power |  | PSE&G | Accepted | 2023-11-15 | 2023-12-18 | 2025-06-18 | Meters | SOLAR REC | SOLAR REC |  |  | 1 |  |  |  | Yes | Outdoor
NJCERE1555052536 | Community Solar Energy Program | AVENEL | 7001 | 11 | 306.72 | Commercial | Community Solar | Yes | Community Solar Rooftop, Canopy and Carport | Radial Power |  | PSE&G | Accepted | 2023-11-15 | 2023-12-18 | 2025-06-18 | Meters | ALSOENERGY | DAS WITH INTEGRATED REVENUE METER |  |  | 1 |  |  |  | Yes | Outdoor
NJCERE1555052558 | Community Solar Energy Program | TOMS RIVER | 8753 | 18 | 1137.56 | Commercial | Community Solar | No | Community Solar Rooftop, Canopy and Carport | Solar Landscape LLC |  | JCP&L | Accepted | 2023-11-27 | 2023-12-07 | 2025-06-07 | Inverters | SolarEdge | SE120KUS | 120000 |  | 8 |  |  | 0.985 |  | Outdoor
NJCERE1555052558 | Community Solar Energy Program | TOMS RIVER | 8753 | 18 | 1137.56 | Commercial | Community Solar | No | Community Solar Rooftop, Canopy and Carport | Solar Landscape LLC |  | JCP&L | Accepted | 2023-11-27 | 2023-12-07 | 2025-06-07 | Solar Panels | HANWHA | Q.PEAK DUO XL-G10.3 / BFG |  | 0.48 | 2080 | 212.3 | 5 |  | Fixed | Roof
NJCERE1555052558 | Community Solar Energy Program | TOMS RIVER | 8753 | 18 | 1137.56 | Commercial | Community Solar | No | Community Solar Rooftop, Canopy and Carport | Solar Landscape LLC |  | JCP&L | Accepted | 2023-11-27 | 2023-12-07 | 2025-06-07 | Solar Panels | Heliene | 132HC M10 SL Monofacial |  | 0.49 | 284 | 212.3 | 5 |  | Fixed | Roof
NJCERE1555052566 | Community Solar Energy Program | OCEAN | 7712 | 17 | 633.42 | Non Profit | Community Solar | Yes | Community Solar Rooftop, Canopy and Carport | Ecogy Energy NJ V LLC |  | JCP&L | Accepted | 2023-11-15 | 2023-12-18 | 2025-06-18 | Solar Panels | JA Solar | JAM72630 |  | 0.54 | 1173 | 262 | 5 |  | Fixed | Roof
NJCERE1555052566 | Community Solar Energy Program | OCEAN | 7712 | 17 | 633.42 | Non Profit | Community Solar | Yes | Community Solar Rooftop, Canopy and Carport | Ecogy Energy NJ V LLC |  | JCP&L | Accepted | 2023-11-15 | 2023-12-18 | 2025-06-18 | Inverters | SolarEdge | SE100K | 100000 |  | 4 |  |  | 0.975 |  | Outdoor
NJCERE1555052566 | Community Solar Energy Program | OCEAN | 7712 | 17 | 633.42 | Non Profit | Community Solar | Yes | Community Solar Rooftop, Canopy and Carport | Ecogy Energy NJ V LLC |  | JCP&L | Accepted | 2023-11-15 | 2023-12-18 | 2025-06-18 | Inverters | SolarEdge | SE 33.3K | 33300 |  | 3 |  |  | 0.975 |  | Outdoor
NJCERE1555052579 | Community Solar Energy Program | ROBBINSVILLE | 8691 | 12 | 4999.68 | Commercial | Community Solar | Yes | Community Solar Rooftop, Canopy and Carport | Solar Landscape LLC |  | PSE&G | Accepted | 2023-11-27 | 2023-12-14 | 2025-06-14 | Inverters | SolarEdge | SE120KUS | 120000 |  | 33 |  |  | 0.85 |  | Outdoor
NJCERE1555052579 | Community Solar Energy Program | ROBBINSVILLE | 8691 | 12 | 4999.68 | Commercial | Community Solar | Yes | Community Solar Rooftop, Canopy and Carport | Solar Landscape LLC |  | PSE&G | Accepted | 2023-11-27 | 2023-12-14 | 2025-06-14 | Solar Panels | Hanwha | Q.PEAK DUO XL-10.3 / BFG 480W |  | 0.48 | 10416 | 214.41 | 10 |  | Fixed | Roof
NJCERE1555052643 | Community Solar Energy Program | MOONACHIE | 7074 | 7 | 1518.24 | Commercial | Community Solar | Yes | Community Solar Rooftop, Canopy and Carport | Solar Landscape LLC |  | PSE&G | Accepted | 2023-11-28 | 2023-12-14 | 2025-06-14 | Inverters | SolarEdge | SE120KUS | 120000 |  | 9 |  |  | 0.985 |  | Outdoor
NJCERE1555052643 | Community Solar Energy Program | MOONACHIE | 7074 | 7 | 1518.24 | Commercial | Community Solar | Yes | Community Solar Rooftop, Canopy and Carport | Solar Landscape LLC |  | PSE&G | Accepted | 2023-11-28 | 2023-12-14 | 2025-06-14 | Solar Panels | Hanwha | Q.PEAK DUO XL-10.3 / BFG 480W |  | 0.48 | 3163 | 194 | 5 |  | Fixed | Roof
NJCERE1555052660 | Community Solar Energy Program | MOONACHIE | 7074 | 7 | 1927.68 | Commercial | Community Solar | Yes | Community Solar Rooftop, Canopy and Carport | Solar Landscape LLC |  | PSE&G | Accepted | 2023-11-28 | 2023-12-14 | 2025-06-14 | Inverters | SolarEdge | SE120KUS | 120000 |  | 11 |  |  | 0.985 |  | Outdoor
NJCERE1555052660 | Community Solar Energy Program | MOONACHIE | 7074 | 7 | 1927.68 | Commercial | Community Solar | Yes | Community Solar Rooftop, Canopy and Carport | Solar Landscape LLC |  | PSE&G | Accepted | 2023-11-28 | 2023-12-14 | 2025-06-14 | Solar Panels | Hanwha | Q.PEAK DUO XL-10.3 / BFG 480W |  | 0.48 | 4016 | 183 | 5 |  | Fixed | Roof
NJCERE1555052750 | Community Solar Energy Program | BARRINGTON | 8007 | 14 | 4999.81 | Commercial | Community Solar | Yes | Community Solar Rooftop, Canopy and Carport | Solar Landscape LLC |  | PSE&G | Accepted | 2023-11-28 | 2023-12-14 | 2025-06-14 | Inverters | SolarEdge | SE120KUS | 120000 |  | 30 |  |  | 0.985 |  | Outdoor
NJCERE1555052750 | Community Solar Energy Program | BARRINGTON | 8007 | 14 | 4999.81 | Commercial | Community Solar | Yes | Community Solar Rooftop, Canopy and Carport | Solar Landscape LLC |  | PSE&G | Accepted | 2023-11-28 | 2023-12-14 | 2025-06-14 | Solar Panels | Hanwha | Q.PEAK DUO XL-10.3 / BFG 480W |  | 0.48 | 9374 | 167.11 | 5 |  | Fixed | Roof
NJCERE1555052750 | Community Solar Energy Program | BARRINGTON | 8007 | 14 | 4999.81 | Commercial | Community Solar | Yes | Community Solar Rooftop, Canopy and Carport | Solar Landscape LLC |  | PSE&G | Accepted | 2023-11-28 | 2023-12-14 | 2025-06-14 | Solar Panels | Heliene | 132HC M10 SL Monofacial |  | 0.49 | 1021 | 167.11 | 5 |  | Fixed | Roof
NJCERE1555052766 | Community Solar Energy Program | TETERBORO | 7608 | 7 | 1467.36 | Commercial | Community Solar | Yes | Community Solar Rooftop, Canopy and Carport | Solar Landscape LLC |  | PSE&G | Accepted | 2023-11-28 | 2023-12-19 | 2025-06-19 | Inverters | Solar Edge | SE120KUS | 120000 |  | 10 |  |  | 0.985 |  | Outdoor
NJCERE1555052766 | Community Solar Energy Program | TETERBORO | 7608 | 7 | 1467.36 | Commercial | Community Solar | Yes | Community Solar Rooftop, Canopy and Carport | Solar Landscape LLC |  | PSE&G | Accepted | 2023-11-28 | 2023-12-19 | 2025-06-19 | Solar Panels | Hanwha | Q.PEAK DUO XL-10.3 / BFG 480W |  | 0.48 | 3057 | 217 | 5 |  | Fixed | Roof
NJCERE1555052807 | Community Solar Energy Program | SOMERSET | 8873 | 5 | 666.9 | Commercial | Community Solar | Yes | Community Solar Rooftop, Canopy and Carport | G&S Operations LLC |  | PSE&G | Accepted | 2023-11-15 | 2023-12-14 | 2025-06-14 | Meters | Elkor | Watts-On Mark II |  |  | 1 |  |  |  | Yes | Outdoor
NJCERE1555052807 | Community Solar Energy Program | SOMERSET | 8873 | 5 | 666.9 | Commercial | Community Solar | Yes | Community Solar Rooftop, Canopy and Carport | G&S Operations LLC |  | PSE&G | Accepted | 2023-11-15 | 2023-12-14 | 2025-06-14 | Solar Panels | Waaree | BI-55-540 |  | 0.54 | 1235 | 191 | 10 |  | Fixed | Roof
NJCERE1555052807 | Community Solar Energy Program | SOMERSET | 8873 | 5 | 666.9 | Commercial | Community Solar | Yes | Community Solar Rooftop, Canopy and Carport | G&S Operations LLC |  | PSE&G | Accepted | 2023-11-15 | 2023-12-14 | 2025-06-14 | Inverters | SolarEdge | SE120KUS | 600000 |  | 5 |  |  | 0.981 |  | Outdoor
NJCERE1555052820 | Community Solar Energy Program | WESTWOOD | 7675 | 7 | 1337.4 | Commercial | Community Solar | Yes | Community Solar Rooftop, Canopy and Carport | Solar Landscape LLC |  | PSE&G | Accepted | 2023-11-28 | 2023-12-19 | 2025-06-19 | Inverters | SolarEdge | SE120KUS | 120000 |  | 9 |  |  | 0.985 |  | Outdoor
NJCERE1555052820 | Community Solar Energy Program | WESTWOOD | 7675 | 7 | 1337.4 | Commercial | Community Solar | Yes | Community Solar Rooftop, Canopy and Carport | Solar Landscape LLC |  | PSE&G | Accepted | 2023-11-28 | 2023-12-19 | 2025-06-19 | Solar Panels | Heliene | 132HC M10 SL Monofacial |  | 0.49 | 252 | 193.29 | 5 |  | Fixed | Roof
NJCERE1555052820 | Community Solar Energy Program | WESTWOOD | 7675 | 7 | 1337.4 | Commercial | Community Solar | Yes | Community Solar Rooftop, Canopy and Carport | Solar Landscape LLC |  | PSE&G | Accepted | 2023-11-28 | 2023-12-19 | 2025-06-19 | Solar Panels | Hanwha | Q.PEAK DUO XL-10.3 / BFG 480W |  | 0.48 | 2529 | 193 | 5 |  | Fixed | Roof
NJCERE1555052842 | Community Solar Energy Program | EDISON | 8817 | 11 | 2100 | Commercial | Community Solar | Yes | Community Solar Rooftop, Canopy and Carport | Solar Landscape LLC |  | PSE&G | Accepted | 2023-11-28 | 2023-12-14 | 2025-06-14 | Inverters | SolarEdge | SE120KUS | 12000 |  | 10 |  |  | 0.985 |  | Outdoor
NJCERE1555052842 | Community Solar Energy Program | EDISON | 8817 | 11 | 2100 | Commercial | Community Solar | Yes | Community Solar Rooftop, Canopy and Carport | Solar Landscape LLC |  | PSE&G | Accepted | 2023-11-28 | 2023-12-14 | 2025-06-14 | Solar Panels | Hanwha | Q.Peak Duo XL-10.3/BFG |  | 0.48 | 4375 | 179.6 | 5 |  | Fixed | Roof
NJCERE1555052848 | Community Solar Energy Program | PISCATAWAY | 8854 | 11 | 1267.2 | Commercial | Community Solar | Yes | Community Solar Rooftop, Canopy and Carport | Solar Landscape LLC |  | PSE&G | Accepted | 2023-11-27 | 2023-12-20 | 2025-06-20 | Inverters | Solar Edge | SE120KUS | 120000 |  | 8 |  |  | 0.985 |  | Outdoor
NJCERE1555052848 | Community Solar Energy Program | PISCATAWAY | 8854 | 11 | 1267.2 | Commercial | Community Solar | Yes | Community Solar Rooftop, Canopy and Carport | Solar Landscape LLC |  | PSE&G | Accepted | 2023-11-27 | 2023-12-20 | 2025-06-20 | Solar Panels | Hanwha | Q.PEAK DUO XL-10.3 / BFG 480W |  | 0.48 | 2640 | 225 | 5 |  | Fixed | Roof
NJCERE1555052850 | Community Solar Energy Program | ELIZABETH | 7208 | 10 | 2235.84 | Commercial | Community Solar | Yes | Community Solar Rooftop, Canopy and Carport | Solar Landscape LLC |  | PSE&G | Accepted | 2023-11-28 | 2023-12-18 | 2025-06-18 | Inverters | SolarEdge | SE120KUS | 120000 |  | 14 |  |  | 0.985 |  | Outdoor
NJCERE1555052850 | Community Solar Energy Program | ELIZABETH | 7208 | 10 | 2235.84 | Commercial | Community Solar | Yes | Community Solar Rooftop, Canopy and Carport | Solar Landscape LLC |  | PSE&G | Accepted | 2023-11-28 | 2023-12-18 | 2025-06-18 | Solar Panels | Hanwha | Q.PEAK DUO XL-10.3 / BFG 480W |  | 0.48 | 4658 | 207 | 4 |  | Fixed | Roof
NJCERE1555052868 | Community Solar Energy Program | EDISON | 8817 | 11 | 1588.8 | Commercial | Community Solar | Yes | Community Solar Rooftop, Canopy and Carport | Solar Landscape LLC |  | PSE&G | Accepted | 2023-11-28 | 2023-12-14 | 2025-06-14 | Inverters | SolarEdge | SE120KUS | 120000 |  | 9 |  |  | 0.985 |  | Outdoor
NJCERE1555052868 | Community Solar Energy Program | EDISON | 8817 | 11 | 1588.8 | Commercial | Community Solar | Yes | Community Solar Rooftop, Canopy and Carport | Solar Landscape LLC |  | PSE&G | Accepted | 2023-11-28 | 2023-12-14 | 2025-06-14 | Solar Panels | Hanwha | Q.Peak Duo XL-10.3/BFG |  | 0.48 | 3310 | 180 | 5 |  | Fixed | Roof
NJCERE1555052876 | Community Solar Energy Program | CARTERET | 7008 | 11 | 1224.96 | Commercial | Community Solar | Yes | Community Solar Rooftop, Canopy and Carport | Solar Landscape LLC |  | PSE&G | Accepted | 2023-11-28 | 2023-12-14 | 2025-06-14 | Inverters | SolarEdge | SE100KUS | 100000 |  | 7 |  |  | 0.985 |  | Outdoor
NJCERE1555052876 | Community Solar Energy Program | CARTERET | 7008 | 11 | 1224.96 | Commercial | Community Solar | Yes | Community Solar Rooftop, Canopy and Carport | Solar Landscape LLC |  | PSE&G | Accepted | 2023-11-28 | 2023-12-14 | 2025-06-14 | Solar Panels | Hanwha | Q.PEAK DUO XL-10.3 / BFG 480W |  | 0.48 | 2552 | 192 | 5 |  | Fixed | Roof
NJCERE1555052884 | Community Solar Energy Program | CRANBURY | 8512 | 11 | 1807.68 | Commercial | Community Solar | Yes | Community Solar Rooftop, Canopy and Carport | Solar Landscape LLC |  | PSE&G | Accepted | 2023-11-28 | 2023-12-14 | 2025-06-14 | Inverters | SolarEdge | SE120KUS | 120000 |  | 10 |  |  | 0.985 |  | Outdoor
NJCERE1555052884 | Community Solar Energy Program | CRANBURY | 8512 | 11 | 1807.68 | Commercial | Community Solar | Yes | Community Solar Rooftop, Canopy and Carport | Solar Landscape LLC |  | PSE&G | Accepted | 2023-11-28 | 2023-12-14 | 2025-06-14 | Inverters | SolarEdge | SE100KUS | 100000 |  | 1 |  |  | 0.985 |  | Outdoor
NJCERE1555052884 | Community Solar Energy Program | CRANBURY | 8512 | 11 | 1807.68 | Commercial | Community Solar | Yes | Community Solar Rooftop, Canopy and Carport | Solar Landscape LLC |  | PSE&G | Accepted | 2023-11-28 | 2023-12-14 | 2025-06-14 | Solar Panels | Hanwha | Q.PEAK DUO XL-10.3 / BFG 480W |  | 0.48 | 3766 | 301.35 | 3 |  | Fixed | Roof
NJCERE1555052908 | Community Solar Energy Program | MONROE | 8831 | 11 | 693.6 | Commercial | Community Solar | Yes | Community Solar Rooftop, Canopy and Carport | Solar Landscape LLC |  | JCP&L | Accepted | 2023-12-19 | 2024-01-11 | 2025-07-11 | Inverters | SolarEdge | SE100KUS | 100000 |  | 4 |  |  | 0.985 |  | Outdoor
NJCERE1555052908 | Community Solar Energy Program | MONROE | 8831 | 11 | 693.6 | Commercial | Community Solar | Yes | Community Solar Rooftop, Canopy and Carport | Solar Landscape LLC |  | JCP&L | Accepted | 2023-12-19 | 2024-01-11 | 2025-07-11 | Solar Panels | Hanwha | Q.PEAK DUO XL-10.3 / BFG 480W |  | 0.48 | 1445 | 192.23 | 5 |  | Fixed | Roof
NJCERE1555052920 | Community Solar Energy Program | EDISON | 8817 | 11 | 1969.44 | Commercial | Community Solar | Yes | Community Solar Rooftop, Canopy and Carport | Solar Landscape LLC |  | PSE&G | Accepted | 2023-11-28 | 2023-12-18 | 2025-06-18 | Inverters | SolarEdge | SE120KUS | 120000 |  | 12 |  |  | 0.985 |  | Outdoor
NJCERE1555052920 | Community Solar Energy Program | EDISON | 8817 | 11 | 1969.44 | Commercial | Community Solar | Yes | Community Solar Rooftop, Canopy and Carport | Solar Landscape LLC |  | PSE&G | Accepted | 2023-11-28 | 2023-12-18 | 2025-06-18 | Solar Panels | Hanwha | Q.PEAK DUO XL-10.3 / BFG 480W |  | 0.48 | 4103 | 180 | 5 |  | Fixed | Roof
NJCERE1555052928 | Community Solar Energy Program | SICKLERVILLE | 8081 | 14 | 264.06 | Commercial | Community Solar | Yes | Community Solar Rooftop, Canopy and Carport | G&S Operations LLC |  | AC Electric | Accepted | 2023-11-15 | 2023-12-07 | 2025-06-07 | Meters | Elkor | Watts-On Mark II |  |  | 1 |  |  |  | Yes | Outdoor
NJCERE1555052928 | Community Solar Energy Program | SICKLERVILLE | 8081 | 14 | 264.06 | Commercial | Community Solar | Yes | Community Solar Rooftop, Canopy and Carport | G&S Operations LLC |  | AC Electric | Accepted | 2023-11-15 | 2023-12-07 | 2025-06-07 | Solar Panels | Waaree | BI-55-540 |  | 0.54 | 489 | 217.5 | 10 |  | Fixed | Roof
NJCERE1555052928 | Community Solar Energy Program | SICKLERVILLE | 8081 | 14 | 264.06 | Commercial | Community Solar | Yes | Community Solar Rooftop, Canopy and Carport | G&S Operations LLC |  | AC Electric | Accepted | 2023-11-15 | 2023-12-07 | 2025-06-07 | Inverters | SolarEdge | SE120KUS | 240000 |  | 2 |  |  | 0.981 |  | Outdoor
NJCERE1555052938 | Community Solar Energy Program | LYNDHURST | 7071 | 7 | 1219.68 | Commercial | Community Solar | Yes | Community Solar Rooftop, Canopy and Carport | Solar Landscape LLC |  | PSE&G | Accepted | 2023-11-28 | 2023-12-14 | 2025-06-14 | Solar Panels | Hanwha | Q.PEAK DUO XL-10.3 / BFG 480W |  | 0.48 | 2541 | 138.22 | 5 |  | Fixed | Roof
NJCERE1555052938 | Community Solar Energy Program | LYNDHURST | 7071 | 7 | 1219.68 | Commercial | Community Solar | Yes | Community Solar Rooftop, Canopy and Carport | Solar Landscape LLC |  | PSE&G | Accepted | 2023-11-28 | 2023-12-14 | 2025-06-14 | Inverters | SolarEdge | SE120KUS | 120000 |  | 7 |  |  | 0.985 |  | Outdoor
NJCERE1555052958 | Community Solar Energy Program | EAST BRUNSWICK | 8816 | 11 | 1552.92 | Commercial | Community Solar | Yes | Community Solar Rooftop, Canopy and Carport | Solar Landscape LLC |  | PSE&G | Accepted | 2023-11-27 | 2023-12-20 | 2025-06-20 | Solar Panels | Znshinesolar | ZXM6-NHLDD144 455W |  | 0.455 | 3413 | 171.8 | 5 |  | Fixed | Roof
NJCERE1555052958 | Community Solar Energy Program | EAST BRUNSWICK | 8816 | 11 | 1552.92 | Commercial | Community Solar | Yes | Community Solar Rooftop, Canopy and Carport | Solar Landscape LLC |  | PSE&G | Accepted | 2023-11-27 | 2023-12-20 | 2025-06-20 | Inverters | SolarEdge | SE120KUS | 120000 |  | 11 |  |  | 0.985 |  | Outdoor
NJCERE1555052962 | Community Solar Energy Program | MIDDLESEX | 8846 | 11 | 3781.44 | Commercial | Community Solar | Yes | Community Solar Rooftop, Canopy and Carport | Solar Landscape LLC |  | PSE&G | Accepted | 2023-11-28 | 2023-12-14 | 2025-06-14 | Inverters | SolarEdge | SE120KUS | 120000 |  | 24 |  |  | 0.985 |  | Outdoor
NJCERE1555052962 | Community Solar Energy Program | MIDDLESEX | 8846 | 11 | 3781.44 | Commercial | Community Solar | Yes | Community Solar Rooftop, Canopy and Carport | Solar Landscape LLC |  | PSE&G | Accepted | 2023-11-28 | 2023-12-14 | 2025-06-14 | Solar Panels | Hanwha | Q.Peak Duo XL-10.3/BFG |  | 0.48 | 7878 | 140 | 5 |  | Fixed | Roof
NJCERE1555052974 | Community Solar Energy Program | EAST BRUNSWICK | 8816 | 11 | 1922.88 | Commercial | Community Solar | Yes | Community Solar Rooftop, Canopy and Carport | Solar Landscape LLC |  | PSE&G | Accepted | 2023-11-27 | 2023-12-20 | 2025-06-20 | Inverters | SolarEdge | SE120KUS | 120000 |  | 12 |  |  | 0.985 |  | Outdoor
NJCERE1555052974 | Community Solar Energy Program | EAST BRUNSWICK | 8816 | 11 | 1922.88 | Commercial | Community Solar | Yes | Community Solar Rooftop, Canopy and Carport | Solar Landscape LLC |  | PSE&G | Accepted | 2023-11-27 | 2023-12-20 | 2025-06-20 | Solar Panels | Hanwha | Q.PEAK DUO XL-10.3 / BFG 480W |  | 0.48 | 4006 | 174.25 | 4 |  | Fixed | Roof
NJCERE1555052975 | Community Solar Energy Program | SOMERSET | 8873 | 5 | 945 | Commercial | Community Solar | Yes | Community Solar Rooftop, Canopy and Carport | G&S Operations LLC |  | PSE&G | Accepted | 2023-11-15 | 2023-12-14 | 2025-06-14 | Inverters | SolarEdge | SE120KUS | 720000 |  | 7 |  |  | 0.981 |  | Outdoor
NJCERE1555052975 | Community Solar Energy Program | SOMERSET | 8873 | 5 | 945 | Commercial | Community Solar | Yes | Community Solar Rooftop, Canopy and Carport | G&S Operations LLC |  | PSE&G | Accepted | 2023-11-15 | 2023-12-14 | 2025-06-14 | Meters | Elkor | Watts-On Mark II |  |  | 1 |  |  |  | Yes
NJCERE1555052975 | Community Solar Energy Program | SOMERSET | 8873 | 5 | 945 | Commercial | Community Solar | Yes | Community Solar Rooftop, Canopy and Carport | G&S Operations LLC |  | PSE&G | Accepted | 2023-11-15 | 2023-12-14 | 2025-06-14 | Solar Panels | Waaree | BI-55-540 |  | 0.54 | 1750 | 222 | 10 |  | Fixed | Roof
NJCERE1555052978 | Community Solar Energy Program | TETERBORO | 7608 | 7 | 1084.32 | Commercial | Community Solar | Yes | Community Solar Rooftop, Canopy and Carport | Solar Landscape LLC |  | PSE&G | Accepted | 2023-11-28 | 2023-12-14 | 2025-06-14 | Inverters | SolarEdge | SE120KUS | 120000 |  | 1 |  |  | 0.985 |  | Outdoor
NJCERE1555052978 | Community Solar Energy Program | TETERBORO | 7608 | 7 | 1084.32 | Commercial | Community Solar | Yes | Community Solar Rooftop, Canopy and Carport | Solar Landscape LLC |  | PSE&G | Accepted | 2023-11-28 | 2023-12-14 | 2025-06-14 | Solar Panels | Hanwha | Q.Peak Duo XL-10.3/BFG |  | 0.48 | 2259 | 194 | 5 |  | Fixed | Roof
NJCERE1555052978 | Community Solar Energy Program | TETERBORO | 7608 | 7 | 1084.32 | Commercial | Community Solar | Yes | Community Solar Rooftop, Canopy and Carport | Solar Landscape LLC |  | PSE&G | Accepted | 2023-11-28 | 2023-12-14 | 2025-06-14 | Inverters | SolarEdge | SE1000KUS | 100000 |  | 5 |  |  | 0.985 |  | Outdoor
NJCERE1555052994 | Community Solar Energy Program | LAWRENCEVILLE | 8648 | 12 | 1347.28 | Commercial | Community Solar | Yes | Community Solar Rooftop, Canopy and Carport | Solar Landscape LLC |  | PSE&G | Accepted | 2023-11-27 | 2023-12-19 | 2025-06-19 | Solar Panels | Heliene | 132HC M10 SL Monofacial |  | 0.49 | 280 | 223 | 5 |  | Fixed | Roof
NJCERE1555052994 | Community Solar Energy Program | LAWRENCEVILLE | 8648 | 12 | 1347.28 | Commercial | Community Solar | Yes | Community Solar Rooftop, Canopy and Carport | Solar Landscape LLC |  | PSE&G | Accepted | 2023-11-27 | 2023-12-19 | 2025-06-19 | Inverters | SolarEdge | SE120KUS | 120000 |  | 9 |  |  | 0.985 |  | Outdoor
NJCERE1555052994 | Community Solar Energy Program | LAWRENCEVILLE | 8648 | 12 | 1347.28 | Commercial | Community Solar | Yes | Community Solar Rooftop, Canopy and Carport | Solar Landscape LLC |  | PSE&G | Accepted | 2023-11-27 | 2023-12-19 | 2025-06-19 | Solar Panels | Hanwha | Q.PEAK DUO XL-10.3 / BFG 480W |  | 0.48 | 2048 | 223 | 4 |  | Fixed | Roof
NJCERE1555052994 | Community Solar Energy Program | LAWRENCEVILLE | 8648 | 12 | 1347.28 | Commercial | Community Solar | Yes | Community Solar Rooftop, Canopy and Carport | Solar Landscape LLC |  | PSE&G | Accepted | 2023-11-27 | 2023-12-19 | 2025-06-19 | Solar Panels | Hanwha | Q.PEAK DUO XL-10.3 / BFG 480W |  | 0.48 | 473 | 42.17 | 5 |  | Fixed | Roof
NJCERE1555053002 | Community Solar Energy Program | PATERSON | 7524 | 6 | 511.38 | Commercial | Community Solar | Yes | Community Solar Rooftop, Canopy and Carport | G&S Operations LLC |  | PSE&G | Accepted | 2023-11-15 | 2023-12-14 | 2025-06-14 | Inverters | SolarEdge | SE120KUS | 480000 |  | 4 |  |  | 0.981 |  | Outdoor
NJCERE1555053002 | Community Solar Energy Program | PATERSON | 7524 | 6 | 511.38 | Commercial | Community Solar | Yes | Community Solar Rooftop, Canopy and Carport | G&S Operations LLC |  | PSE&G | Accepted | 2023-11-15 | 2023-12-14 | 2025-06-14 | Meters | Elkor | Watts-On Mark II |  |  | 1 |  |  |  | Yes | Indoor
NJCERE1555053002 | Community Solar Energy Program | PATERSON | 7524 | 6 | 511.38 | Commercial | Community Solar | Yes | Community Solar Rooftop, Canopy and Carport | G&S Operations LLC |  | PSE&G | Accepted | 2023-11-15 | 2023-12-14 | 2025-06-14 | Solar Panels | Waaree | BI-55-540 |  | 0.54 | 947 | 183 | 10 |  | Fixed | Roof
NJCERE1555053056 | Community Solar Energy Program | CRANBURY | 8512 | 11 | 2669.76 | Commercial | Community Solar | Yes | Community Solar Rooftop, Canopy and Carport | Solar Landscape LLC |  | PSE&G | Accepted | 2023-11-28 | 2023-12-14 | 2025-06-14 | Inverters | SolarEdge | SE120KUS | 120000 |  | 14 |  |  | 0.985 |  | Outdoor
NJCERE1555053056 | Community Solar Energy Program | CRANBURY | 8512 | 11 | 2669.76 | Commercial | Community Solar | Yes | Community Solar Rooftop, Canopy and Carport | Solar Landscape LLC |  | PSE&G | Accepted | 2023-11-28 | 2023-12-14 | 2025-06-14 | Solar Panels | Hanwha | Q.Peak Duo XL-10.3/BFG |  | 0.48 | 5562 | 191 | 5 |  | Fixed | Roof
NJCERE1555053063 | Community Solar Energy Program | AVENEL | 7001 | 11 | 2518.08 | Commercial | Community Solar | Yes | Community Solar Rooftop, Canopy and Carport | Solar Landscape LLC |  | PSE&G | Accepted | 2023-11-27 | 2023-12-20 | 2025-06-20 | Inverters | Solar Edge | SE120KUS | 120000 |  | 14 |  |  | 0.985 |  | Outdoor
NJCERE1555053063 | Community Solar Energy Program | AVENEL | 7001 | 11 | 2518.08 | Commercial | Community Solar | Yes | Community Solar Rooftop, Canopy and Carport | Solar Landscape LLC |  | PSE&G | Accepted | 2023-11-27 | 2023-12-20 | 2025-06-20 | Solar Panels | Hanwha | Q.PEAK DUO XL-10.3 / BFG 480W |  | 0.48 | 5246 | 167 | 10 |  | Fixed | Roof
NJCERE1555053086 | Community Solar Energy Program | NEW BRUNSWICK | 8901 | 11 | 740.34 | Commercial | Community Solar | Yes | Community Solar Rooftop, Canopy and Carport | G&S Operations LLC |  | PSE&G | Accepted | 2023-11-15 | 2023-12-14 | 2025-06-14 | Inverters | SolarEdge | SE120KUS | 480000 |  | 4 |  |  | 0.981 |  | Outdoor
NJCERE1555053086 | Community Solar Energy Program | NEW BRUNSWICK | 8901 | 11 | 740.34 | Commercial | Community Solar | Yes | Community Solar Rooftop, Canopy and Carport | G&S Operations LLC |  | PSE&G | Accepted | 2023-11-15 | 2023-12-14 | 2025-06-14 | Inverters | SolarEdge | SE40KUS | 40000 |  | 1 |  |  | 0.985 |  | Outdoor
NJCERE1555053086 | Community Solar Energy Program | NEW BRUNSWICK | 8901 | 11 | 740.34 | Commercial | Community Solar | Yes | Community Solar Rooftop, Canopy and Carport | G&S Operations LLC |  | PSE&G | Accepted | 2023-11-15 | 2023-12-14 | 2025-06-14 | Meters | Elkor | Watts-On Mark II |  |  | 1 |  |  |  | Yes
NJCERE1555053086 | Community Solar Energy Program | NEW BRUNSWICK | 8901 | 11 | 740.34 | Commercial | Community Solar | Yes | Community Solar Rooftop, Canopy and Carport | G&S Operations LLC |  | PSE&G | Accepted | 2023-11-15 | 2023-12-14 | 2025-06-14 | Solar Panels | Waaree | BI-55-540 |  | 0.54 | 1371 | 218 | 10 |  | Fixed | Roof
NJCERE1555053098 | Community Solar Energy Program | SAYREVILLE | 8872 | 11 | 999.84 | Commercial | Community Solar | Yes | Community Solar Rooftop, Canopy and Carport | Solar Landscape LLC |  | JCP&L | Accepted | 2023-12-11 | 2023-12-19 | 2025-06-19 | Inverters | SolarEdge | SE120KUS | 120000 |  | 6 |  |  | 0.985 |  | Outdoor
NJCERE1555053098 | Community Solar Energy Program | SAYREVILLE | 8872 | 11 | 999.84 | Commercial | Community Solar | Yes | Community Solar Rooftop, Canopy and Carport | Solar Landscape LLC |  | JCP&L | Accepted | 2023-12-11 | 2023-12-19 | 2025-06-19 | Solar Panels | Hanwha | Q.PEAK DUO XL-10.3 / BFG 480W |  | 0.48 | 2083 | 159.55 | 10 |  | Fixed | Roof
NJCERE1555053102 | Community Solar Energy Program | Somerset | 8873 | 5 | 648 | Commercial | Community Solar | Yes | Community Solar Rooftop, Canopy and Carport | G&S Operations LLC |  | PSE&G | Accepted | 2023-11-15 | 2023-12-14 | 2025-06-14 | Inverters | SolarEdge | SE120KUS | 480000 |  | 4 |  |  | 0.981 |  | Outdoor
NJCERE1555053102 | Community Solar Energy Program | Somerset | 8873 | 5 | 648 | Commercial | Community Solar | Yes | Community Solar Rooftop, Canopy and Carport | G&S Operations LLC |  | PSE&G | Accepted | 2023-11-15 | 2023-12-14 | 2025-06-14 | Meters | Elkor | Watts-On Mark II |  |  | 1 |  |  |  | Yes
NJCERE1555053102 | Community Solar Energy Program | Somerset | 8873 | 5 | 648 | Commercial | Community Solar | Yes | Community Solar Rooftop, Canopy and Carport | G&S Operations LLC |  | PSE&G | Accepted | 2023-11-15 | 2023-12-14 | 2025-06-14 | Solar Panels | Waaree | BI-55-540 |  | 0.54 | 1200 | 195 | 10 |  | Fixed | Roof
NJCERE1555053120 | Community Solar Energy Program | SOMERSET | 8873 | 5 | 1544.64 | Commercial | Community Solar | Yes | Community Solar Rooftop, Canopy and Carport | Solar Landscape LLC |  | PSE&G | Accepted | 2023-11-27 | 2023-12-20 | 2025-06-20 | Inverters | SolarEdge | SE120KUS | 120000 |  | 10 |  |  | 0.985 |  | Outdoor
NJCERE1555053120 | Community Solar Energy Program | SOMERSET | 8873 | 5 | 1544.64 | Commercial | Community Solar | Yes | Community Solar Rooftop, Canopy and Carport | Solar Landscape LLC |  | PSE&G | Accepted | 2023-11-27 | 2023-12-20 | 2025-06-20 | Solar Panels | Hanwha | Q.PEAK DUO XL-10.3 / BFG 480W |  | 0.48 | 3218 | 216.57 | 3 |  | Fixed | Roof
NJCERE1555053127 | Community Solar Energy Program | BRIDGEWATER | 8807 | 5 | 894.24 | Commercial | Community Solar | Yes | Community Solar Rooftop, Canopy and Carport | G&S Operations LLC |  | PSE&G | Accepted | 2023-11-15 | 2023-12-14 | 2025-06-14 | Inverters | SolarEdge | SE120KUS | 720000 |  | 6 |  |  | 0.981 |  | Outdoor
NJCERE1555053127 | Community Solar Energy Program | BRIDGEWATER | 8807 | 5 | 894.24 | Commercial | Community Solar | Yes | Community Solar Rooftop, Canopy and Carport | G&S Operations LLC |  | PSE&G | Accepted | 2023-11-15 | 2023-12-14 | 2025-06-14 | Meters | Elkor | Watts-On Mark II |  |  | 1 |  |  |  | Yes
NJCERE1555053127 | Community Solar Energy Program | BRIDGEWATER | 8807 | 5 | 894.24 | Commercial | Community Solar | Yes | Community Solar Rooftop, Canopy and Carport | G&S Operations LLC |  | PSE&G | Accepted | 2023-11-15 | 2023-12-14 | 2025-06-14 | Solar Panels | Waaree | BI-55-540 |  | 0.54 | 1656 | 137 | 10 |  | Fixed | Roof
NJCERE1555053131 | Community Solar Energy Program | PHILLIPSBURG | 8865 | 2 | 4992 | Commercial | Community Solar | Yes | Community Solar Contaminated Sites and Landfills | Miller Bros |  | JCP&L | Accepted Pending Verification | 2023-11-17 | 2023-12-13 | 2025-12-13 | Inverters | Chint Power Solutions | SCH125KTLDO/US-600 | 125 |  | 32 |  |  | 0.991 |  | Outdoor
NJCERE1555053131 | Community Solar Energy Program | PHILLIPSBURG | 8865 | 2 | 4992 | Commercial | Community Solar | Yes | Community Solar Contaminated Sites and Landfills | Miller Bros |  | JCP&L | Accepted Pending Verification | 2023-11-17 | 2023-12-13 | 2025-12-13 | Solar Panels | Hanwha Solar Module | Q.Peak DUO L-G5.2 |  | 0.4 | 12480 | 180 | 20 |  | Fixed | Ground
NJCERE1555053142 | Community Solar Energy Program | EDISON | 8837 | 11 | 2017.44 | Commercial | Community Solar | Yes | Community Solar Rooftop, Canopy and Carport | Solar Landscape LLC |  | PSE&G | Accepted | 2023-11-28 | 2023-12-14 | 2025-06-14 | Inverters | Solar Edge | SE120KUS | 120000 |  | 12 |  |  | 0.985 |  | Outdoor
NJCERE1555053142 | Community Solar Energy Program | EDISON | 8837 | 11 | 2017.44 | Commercial | Community Solar | Yes | Community Solar Rooftop, Canopy and Carport | Solar Landscape LLC |  | PSE&G | Accepted | 2023-11-28 | 2023-12-14 | 2025-06-14 | Solar Panels | Hanwha | Q.PEAK DUO XL-10.3 / BFG 480W |  | 0.48 | 4203 | 211 | 5 |  | Fixed | Roof
NJCERE1555053144 | Community Solar Energy Program | Willingboro | 8046 | 13 | 201.42 | Commercial | Community Solar | Yes | Community Solar Rooftop, Canopy and Carport | G&S Operations LLC |  | PSE&G | Accepted | 2023-11-15 | 2023-12-14 | 2025-06-14 | Inverters | SolarEdge | SE80KUS | 80000 |  | 2 |  |  | 0.985 |  | Outdoor
NJCERE1555053144 | Community Solar Energy Program | Willingboro | 8046 | 13 | 201.42 | Commercial | Community Solar | Yes | Community Solar Rooftop, Canopy and Carport | G&S Operations LLC |  | PSE&G | Accepted | 2023-11-15 | 2023-12-14 | 2025-06-14 | Meters | Elkor | Watts-On Mark II |  |  | 1 |  |  |  | Yes | Outdoor
NJCERE1555053144 | Community Solar Energy Program | Willingboro | 8046 | 13 | 201.42 | Commercial | Community Solar | Yes | Community Solar Rooftop, Canopy and Carport | G&S Operations LLC |  | PSE&G | Accepted | 2023-11-15 | 2023-12-14 | 2025-06-14 | Solar Panels | Waaree | BI-55-540 |  | 0.54 | 373 | 140 | 10 |  | Fixed | Roof
NJCERE1555053162 | Community Solar Energy Program | WILLINGBORO | 8046 | 13 | 360.72 | Commercial | Community Solar | Yes | Community Solar Rooftop, Canopy and Carport | G&S Operations LLC |  | PSE&G | Accepted | 2023-11-15 | 2023-12-14 | 2025-06-14 | Inverters | SolarEdge | SE120KUS | 240000 |  | 2 |  |  | 0.981 |  | Outdoor
NJCERE1555053162 | Community Solar Energy Program | WILLINGBORO | 8046 | 13 | 360.72 | Commercial | Community Solar | Yes | Community Solar Rooftop, Canopy and Carport | G&S Operations LLC |  | PSE&G | Accepted | 2023-11-15 | 2023-12-14 | 2025-06-14 | Inverters | SolarEdge | SE40KUS | 40000 |  | 1 |  |  | 0.985 |  | Outdoor
NJCERE1555053162 | Community Solar Energy Program | WILLINGBORO | 8046 | 13 | 360.72 | Commercial | Community Solar | Yes | Community Solar Rooftop, Canopy and Carport | G&S Operations LLC |  | PSE&G | Accepted | 2023-11-15 | 2023-12-14 | 2025-06-14 | Meters | Elkor | Watts-On Mark II |  |  | 1 |  |  |  | Yes
NJCERE1555053162 | Community Solar Energy Program | WILLINGBORO | 8046 | 13 | 360.72 | Commercial | Community Solar | Yes | Community Solar Rooftop, Canopy and Carport | G&S Operations LLC |  | PSE&G | Accepted | 2023-11-15 | 2023-12-14 | 2025-06-14 | Solar Panels | Waaree | BI-55-540 |  | 0.54 | 668 | 138 | 10 |  | Fixed | Roof
NJCERE1555053176 | Community Solar Energy Program | SOUTH HACKENSACK | 7606 | 7 | 800.82 | Commercial | Community Solar | Yes | Community Solar Rooftop, Canopy and Carport | G&S Operations LLC |  | PSE&G | Accepted | 2023-11-15 | 2023-12-14 | 2025-06-14 | Inverters | SolarEdge | SE120KUS | 600000 |  | 5 |  |  | 0.981 |  | Outdoor
NJCERE1555053176 | Community Solar Energy Program | SOUTH HACKENSACK | 7606 | 7 | 800.82 | Commercial | Community Solar | Yes | Community Solar Rooftop, Canopy and Carport | G&S Operations LLC |  | PSE&G | Accepted | 2023-11-15 | 2023-12-14 | 2025-06-14 | Meters | Elkor | Watts-On Mark II |  |  | 1 |  |  |  | Yes
NJCERE1555053176 | Community Solar Energy Program | SOUTH HACKENSACK | 7606 | 7 | 800.82 | Commercial | Community Solar | Yes | Community Solar Rooftop, Canopy and Carport | G&S Operations LLC |  | PSE&G | Accepted | 2023-11-15 | 2023-12-14 | 2025-06-14 | Solar Panels | Waaree | BI-55-540 |  | 0.54 | 1483 | 193 | 10 |  | Fixed | Roof
NJCERE1555053189 | Community Solar Energy Program | EAST BRUNSWICK | 8816 | 11 | 999.84 | Commercial | Community Solar | Yes | Community Solar Rooftop, Canopy and Carport | Solar Landscape LLC |  | PSE&G | Accepted | 2023-11-28 | 2023-12-20 | 2025-06-20 | Inverters | SolarEdge | SE120KUS | 120000 |  | 6 |  |  | 0.985 |  | Outdoor
NJCERE1555053189 | Community Solar Energy Program | EAST BRUNSWICK | 8816 | 11 | 999.84 | Commercial | Community Solar | Yes | Community Solar Rooftop, Canopy and Carport | Solar Landscape LLC |  | PSE&G | Accepted | 2023-11-28 | 2023-12-20 | 2025-06-20 | Solar Panels | Hanwha | Q.PEAK DUO XL-10.3 / BFG 480W |  | 0.48 | 2083 | 191.73 | 5 |  | Fixed | Roof
NJCERE1555053199 | Community Solar Energy Program | NORTH BRUNSWICK | 8902 | 11 | 999.54 | Commercial | Community Solar | Yes | Community Solar Rooftop, Canopy and Carport | G&S Operations LLC |  | PSE&G | Accepted | 2023-11-15 | 2023-12-14 | 2025-06-14 | Inverters | SolarEdge | SE120KUS | 720000 |  | 6 |  |  | 0.981 |  | Outdoor
NJCERE1555053199 | Community Solar Energy Program | NORTH BRUNSWICK | 8902 | 11 | 999.54 | Commercial | Community Solar | Yes | Community Solar Rooftop, Canopy and Carport | G&S Operations LLC |  | PSE&G | Accepted | 2023-11-15 | 2023-12-14 | 2025-06-14 | Meters | Elkor | Watts-On Mark II |  |  | 1 |  |  |  | Yes
NJCERE1555053199 | Community Solar Energy Program | NORTH BRUNSWICK | 8902 | 11 | 999.54 | Commercial | Community Solar | Yes | Community Solar Rooftop, Canopy and Carport | G&S Operations LLC |  | PSE&G | Accepted | 2023-11-15 | 2023-12-14 | 2025-06-14 | Solar Panels | Waaree | BI-55-540 |  | 0.54 | 1851 | 149 | 10 |  | Fixed | Roof
NJCERE1555053209 | Community Solar Energy Program | HAMILTON | 8610 | 12 | 1089.6 | Commercial | Community Solar | Yes | Community Solar Rooftop, Canopy and Carport | Solar Landscape LLC |  | PSE&G | Accepted | 2023-11-28 | 2023-12-18 | 2025-06-18 | Inverters | SolarEdge | SE120KUS | 120000 |  | 6 |  |  | 0.985 |  | Outdoor
NJCERE1555053209 | Community Solar Energy Program | HAMILTON | 8610 | 12 | 1089.6 | Commercial | Community Solar | Yes | Community Solar Rooftop, Canopy and Carport | Solar Landscape LLC |  | PSE&G | Accepted | 2023-11-28 | 2023-12-18 | 2025-06-18 | Solar Panels | SolarEdge | Q.PEAK DUO XL-10.3 / BFG 480W |  | 0.48 | 2270 | 202 | 5 |  | Fixed | Roof
NJCERE1555053269 | Community Solar Energy Program | RIO GRANDE | 8242 | 21 | 999.84 | Commercial | Community Solar | Yes | Community Solar Rooftop, Canopy and Carport | Solar Landscape LLC |  | AC Electric | Accepted | 2023-11-28 | 2023-12-11 | 2025-06-11 | Inverters | SolarEdge | SE120KUS | 120000 |  | 6 |  |  | 0.985 |  | Outdoor
NJCERE1555053269 | Community Solar Energy Program | RIO GRANDE | 8242 | 21 | 999.84 | Commercial | Community Solar | Yes | Community Solar Rooftop, Canopy and Carport | Solar Landscape LLC |  | AC Electric | Accepted | 2023-11-28 | 2023-12-11 | 2025-06-11 | Solar Panels | Hanwha | Q.PEAK DUO XL-10.3 / BFG 480W |  | 0.48 | 2083 | 217 | 5 |  | Fixed | Roof
NJCERE1555053319 | Community Solar Energy Program | NORTH BRUNSWICK | 8902 | 11 | 1294.56 | Commercial | Community Solar | Yes | Community Solar Rooftop, Canopy and Carport | Solar Landscape LLC |  | PSE&G | Accepted | 2023-11-27 | 2023-12-20 | 2025-06-20 | Inverters | SolarEdge | SE120KUS | 120000 |  | 8 |  |  | 0.985 |  | Outdoor
NJCERE1555053319 | Community Solar Energy Program | NORTH BRUNSWICK | 8902 | 11 | 1294.56 | Commercial | Community Solar | Yes | Community Solar Rooftop, Canopy and Carport | Solar Landscape LLC |  | PSE&G | Accepted | 2023-11-27 | 2023-12-20 | 2025-06-20 | Solar Panels | Hanwha | Q.PEAK DUO XL-10.3 / BFG 480W |  | 0.48 | 2697 | 208 | 5 |  | Fixed | Roof
NJCERE1555053322 | Community Solar Energy Program | EDISON | 8817 | 11 | 1920.48 | Commercial | Community Solar | Yes | Community Solar Rooftop, Canopy and Carport | Solar Landscape LLC |  | PSE&G | Accepted | 2023-11-28 | 2023-12-14 | 2025-06-14 | Inverters | SolarEdge | SE120KUS | 120000 |  | 11 |  |  | 0.985 |  | Outdoor
NJCERE1555053322 | Community Solar Energy Program | EDISON | 8817 | 11 | 1920.48 | Commercial | Community Solar | Yes | Community Solar Rooftop, Canopy and Carport | Solar Landscape LLC |  | PSE&G | Accepted | 2023-11-28 | 2023-12-14 | 2025-06-14 | Solar Panels | Hanwha | Q.PEAK DUO XL-10.3 / BFG 480W |  | 0.48 | 4001 | 148 | 5 |  | Fixed | Roof
NJCERE1555053332 | Community Solar Energy Program | PERTH AMBOY | 8861 | 11 | 4999.68 | Commercial | Community Solar | Yes | Community Solar Rooftop, Canopy and Carport | Solar Landscape LLC |  | PSE&G | Accepted | 2023-11-28 | 2023-12-18 | 2025-06-18 | Inverters | SolarEdge | SE120KUS | 120000 |  | 32 |  |  | 0.985 |  | Outdoor
NJCERE1555053332 | Community Solar Energy Program | PERTH AMBOY | 8861 | 11 | 4999.68 | Commercial | Community Solar | Yes | Community Solar Rooftop, Canopy and Carport | Solar Landscape LLC |  | PSE&G | Accepted | 2023-11-28 | 2023-12-18 | 2025-06-18 | Solar Panels | Hanwha | Q.PEAK DUO XL-10.3 / BFG 480W |  | 0.48 | 10416 | 162 | 10 |  | Fixed | Roof
NJCERE1555053711 | Community Solar Energy Program | SOMERSET | 8873 | 5 | 1036.32 | Commercial | Community Solar | Yes | Community Solar Rooftop, Canopy and Carport | Solar Landscape LLC |  | PSE&G | Accepted | 2023-11-27 | 2023-12-20 | 2025-06-20 | Inverters | SolarEdge | SE120KUS | 120000 |  | 6 |  |  | 0.985 |  | Outdoor
NJCERE1555053711 | Community Solar Energy Program | SOMERSET | 8873 | 5 | 1036.32 | Commercial | Community Solar | Yes | Community Solar Rooftop, Canopy and Carport | Solar Landscape LLC |  | PSE&G | Accepted | 2023-11-27 | 2023-12-20 | 2025-06-20 | Solar Panels | Hanwha | Q.PEAK DUO XL-10.3 / BFG 480W |  | 0.48 | 2159 | 216 | 5 |  | Fixed | Roof
NJCERE1555053713 | Community Solar Energy Program | BRIDGEWATER | 8807 | 5 | 999.84 | Commercial | Community Solar | Yes | Community Solar Rooftop, Canopy and Carport | Solar Landscape LLC |  | PSE&G | Accepted | 2023-11-28 | 2023-12-19 | 2025-06-19 | Inverters | SolarEdge | SE1000KUS | 100000 |  | 7 |  |  | 0.985 |  | Outdoor
NJCERE1555053713 | Community Solar Energy Program | BRIDGEWATER | 8807 | 5 | 999.84 | Commercial | Community Solar | Yes | Community Solar Rooftop, Canopy and Carport | Solar Landscape LLC |  | PSE&G | Accepted | 2023-11-28 | 2023-12-19 | 2025-06-19 | Solar Panels | Hanwha | Q.PEAK DUO XL-10.3 / BFG 480W |  | 0.48 | 2083 | 192 | 5 |  | Fixed | Roof
NJCERE1555053720 | Community Solar Energy Program | BRICK | 8724 | 18 | 2290.56 | Commercial | Community Solar | Yes | Community Solar Rooftop, Canopy and Carport | Solar Landscape LLC |  | JCP&L | Accepted | 2023-11-27 | 2023-12-07 | 2025-06-07 | Inverters | SolarEdge | SE120KUS | 120000 |  | 12 |  |  | 0.985 |  | Outdoor
NJCERE1555053720 | Community Solar Energy Program | BRICK | 8724 | 18 | 2290.56 | Commercial | Community Solar | Yes | Community Solar Rooftop, Canopy and Carport | Solar Landscape LLC |  | JCP&L | Accepted | 2023-11-27 | 2023-12-07 | 2025-06-07 | Inverters | SolarEdge | SE100KUS | 100000 |  | 3 |  |  | 0.985 |  | Outdoor
NJCERE1555053720 | Community Solar Energy Program | BRICK | 8724 | 18 | 2290.56 | Commercial | Community Solar | Yes | Community Solar Rooftop, Canopy and Carport | Solar Landscape LLC |  | JCP&L | Accepted | 2023-11-27 | 2023-12-07 | 2025-06-07 | Solar Panels | Q.Peak Duo XL-10.3/BFG | Hanwha |  | 0.48 | 2442 | 149 | 5 |  | Fixed | Roof
NJCERE1555053720 | Community Solar Energy Program | BRICK | 8724 | 18 | 2290.56 | Commercial | Community Solar | Yes | Community Solar Rooftop, Canopy and Carport | Solar Landscape LLC |  | JCP&L | Accepted | 2023-11-27 | 2023-12-07 | 2025-06-07 | Solar Panels | Q.Peak Duo XL-10.3/BFG | Hanwha |  | 0.48 | 1566 | 153 | 2 |  | Fixed | Roof
NJCERE1555053720 | Community Solar Energy Program | BRICK | 8724 | 18 | 2290.56 | Commercial | Community Solar | Yes | Community Solar Rooftop, Canopy and Carport | Solar Landscape LLC |  | JCP&L | Accepted | 2023-11-27 | 2023-12-07 | 2025-06-07 | Solar Panels | Q.Peak Duo XL-10.3/BFG | Hanwha |  | 0.48 | 764 | 205 | 2 |  | Fixed | Roof
NJCERE1555053721 | Community Solar Energy Program | PARSIPPANY | 7054 | 3 | 999.84 | Commercial | Community Solar | Yes | Community Solar Rooftop, Canopy and Carport | Solar Landscape LLC |  | JCP&L | Accepted | 2023-11-28 | 2023-12-07 | 2025-06-07 | Inverters | SolarEdge | SE120KUS | 120000 |  | 6 |  |  | 0.985 |  | Outdoor
NJCERE1555053721 | Community Solar Energy Program | PARSIPPANY | 7054 | 3 | 999.84 | Commercial | Community Solar | Yes | Community Solar Rooftop, Canopy and Carport | Solar Landscape LLC |  | JCP&L | Accepted | 2023-11-28 | 2023-12-07 | 2025-06-07 | Solar Panels | Hanwha | Q.PEAK DUO XL-10.3 / BFG 480W |  | 0.48 | 2083 | 173 | 5 |  | Fixed | Roof
NJCERE1555053731 | Community Solar Energy Program | KEARNY | 7032 | 8 | 4999.68 | Commercial | Community Solar | Yes | Community Solar Rooftop, Canopy and Carport | Solar Landscape LLC |  | PSE&G | Accepted | 2023-11-28 | 2023-12-20 | 2025-06-20 | Inverters | SolarEdge | SE120KUS | 120000 |  | 32 |  |  | 0.985 |  | Outdoor
NJCERE1555053731 | Community Solar Energy Program | KEARNY | 7032 | 8 | 4999.68 | Commercial | Community Solar | Yes | Community Solar Rooftop, Canopy and Carport | Solar Landscape LLC |  | PSE&G | Accepted | 2023-11-28 | 2023-12-20 | 2025-06-20 | Solar Panels | Q.Peak Duo XL-10.3/BFG | Hanwha |  | 0.48 | 10416 | 202 | 5 |  | Fixed | Roof
NJCERE1555053739 | Community Solar Energy Program | WASHINGTON | 7882 | 2 | 2324.16 | Commercial | Community Solar | Yes | Community Solar Rooftop, Canopy and Carport | Solar Landscape LLC |  | JCP&L | Accepted | 2023-11-27 | 2023-12-07 | 2025-06-07 | Inverters | SolarEdge | SE120KUS | 120000 |  | 13 |  |  | 0.985 |  | Outdoor
NJCERE1555053739 | Community Solar Energy Program | WASHINGTON | 7882 | 2 | 2324.16 | Commercial | Community Solar | Yes | Community Solar Rooftop, Canopy and Carport | Solar Landscape LLC |  | JCP&L | Accepted | 2023-11-27 | 2023-12-07 | 2025-06-07 | Inverters | SolarEdge | SE100KUS | 100000 |  | 1 |  |  | 0.985 |  | Outdoor
NJCERE1555053739 | Community Solar Energy Program | WASHINGTON | 7882 | 2 | 2324.16 | Commercial | Community Solar | Yes | Community Solar Rooftop, Canopy and Carport | Solar Landscape LLC |  | JCP&L | Accepted | 2023-11-27 | 2023-12-07 | 2025-06-07 | Solar Panels | Q.Peak Duo XL-10.3/BFG | Hanwha |  | 0.48 | 2454 | 65 | 2 |  | Fixed | Roof
NJCERE1555053739 | Community Solar Energy Program | WASHINGTON | 7882 | 2 | 2324.16 | Commercial | Community Solar | Yes | Community Solar Rooftop, Canopy and Carport | Solar Landscape LLC |  | JCP&L | Accepted | 2023-11-27 | 2023-12-07 | 2025-06-07 | Solar Panels | Q.Peak Duo XL-10.3/BFG | Hanwha |  | 0.48 | 2388 | 245 | 2 |  | Fixed | Roof
NJCERE1555053741 | Community Solar Energy Program | BUDD LAKE | 7828 | 3 | 999.9 | Commercial | Community Solar | Yes | Community Solar Rooftop, Canopy and Carport | Mount Olive Solar 2 LLC |  | JCP&L | Accepted | 2023-11-22 | 2023-12-27 | 2025-06-27 | Inverters | SolarEdge | SE120KUS | 120000 |  | 7 |  |  | 0.985 |  | Outdoor
NJCERE1555053741 | Community Solar Energy Program | BUDD LAKE | 7828 | 3 | 999.9 | Commercial | Community Solar | Yes | Community Solar Rooftop, Canopy and Carport | Mount Olive Solar 2 LLC |  | JCP&L | Accepted | 2023-11-22 | 2023-12-27 | 2025-06-27 | Meters | Electro Industries | Shark ENC4XSHK100-277-60-10-V3-D2-485P |  |  | 1 |  |  |  | Yes | Outdoor
NJCERE1555053741 | Community Solar Energy Program | BUDD LAKE | 7828 | 3 | 999.9 | Commercial | Community Solar | Yes | Community Solar Rooftop, Canopy and Carport | Mount Olive Solar 2 LLC |  | JCP&L | Accepted | 2023-11-22 | 2023-12-27 | 2025-06-27 | Solar Panels | JA Solar | JAM720D30 550/MB |  | 0.55 | 1818 | 178 | 10 |  | Fixed | Roof
NJCERE1555053742 | Community Solar Energy Program | BRIDGEWATER | 8807 | 5 | 999.84 | Commercial | Community Solar | Yes | Community Solar Rooftop, Canopy and Carport | Solar Landscape LLC |  | PSE&G | Accepted | 2023-11-28 | 2023-12-19 | 2025-06-19 | Inverters | SolarEdge | SE1000KUS | 100000 |  | 7 |  |  | 0.985 |  | Outdoor
NJCERE1555053742 | Community Solar Energy Program | BRIDGEWATER | 8807 | 5 | 999.84 | Commercial | Community Solar | Yes | Community Solar Rooftop, Canopy and Carport | Solar Landscape LLC |  | PSE&G | Accepted | 2023-11-28 | 2023-12-19 | 2025-06-19 | Solar Panels | SolarEdge | Q.PEAK DUO XL-10.3 / BFG 480W |  | 0.48 | 2083 | 192 | 5 |  | Fixed | Roof
NJCERE1555053743 | Community Solar Energy Program | EDISON | 8817 | 11 | 1574.88 | Commercial | Community Solar | Yes | Community Solar Rooftop, Canopy and Carport | Solar Landscape LLC |  | PSE&G | Accepted | 2023-11-27 | 2023-12-20 | 2025-06-20 | Inverters | Solar Edge | SE1000KUS | 100000 |  | 9 |  |  | 0.985 |  | Outdoor
NJCERE1555053743 | Community Solar Energy Program | EDISON | 8817 | 11 | 1574.88 | Commercial | Community Solar | Yes | Community Solar Rooftop, Canopy and Carport | Solar Landscape LLC |  | PSE&G | Accepted | 2023-11-27 | 2023-12-20 | 2025-06-20 | Solar Panels | Hanwha | Q.PEAK DUO XL-10.3 / BFG 480W |  | 0.48 | 3281 | 173 | 5 |  | Fixed | Roof
NJCERE1555053746 | Community Solar Energy Program | EAST BRUNSWICK | 8816 | 11 | 999.84 | Commercial | Community Solar | Yes | Community Solar Rooftop, Canopy and Carport | Solar Landscape LLC |  | PSE&G | Accepted | 2023-11-28 | 2023-12-20 | 2025-06-20 | Solar Panels | Hanwha | Q.PEAK DUO XL-10.3 / BFG 480W |  | 0.48 | 2083 | 201 | 5 |  | Fixed | Roof
NJCERE1555053746 | Community Solar Energy Program | EAST BRUNSWICK | 8816 | 11 | 999.84 | Commercial | Community Solar | Yes | Community Solar Rooftop, Canopy and Carport | Solar Landscape LLC |  | PSE&G | Accepted | 2023-11-28 | 2023-12-20 | 2025-06-20 | Inverters | SolarEdge | SE120KUS | 120000 |  | 6 |  |  | 0.985 |  | Outdoor
NJCERE1555053749 | Community Solar Energy Program | NEWARK | 7105 | 9 | 2803.17 | Commercial | Community Solar | Yes | Community Solar Rooftop, Canopy and Carport | Newark Solar 1 LLC |  | PSE&G | Accepted | 2023-11-27 | 2023-12-26 | 2025-06-26 | Inverters | SolarEdge | SE120KUS | 120000 |  | 18 |  |  | 0.985 |  | Outdoor
NJCERE1555053749 | Community Solar Energy Program | NEWARK | 7105 | 9 | 2803.17 | Commercial | Community Solar | Yes | Community Solar Rooftop, Canopy and Carport | Newark Solar 1 LLC |  | PSE&G | Accepted | 2023-11-27 | 2023-12-26 | 2025-06-26 | Meters | Electro Industries | Shark ENC4XSHK100-277-60-10-V3-D2-485P |  |  | 1 |  |  |  | Yes | Outdoor
NJCERE1555053749 | Community Solar Energy Program | NEWARK | 7105 | 9 | 2803.17 | Commercial | Community Solar | Yes | Community Solar Rooftop, Canopy and Carport | Newark Solar 1 LLC |  | PSE&G | Accepted | 2023-11-27 | 2023-12-26 | 2025-06-26 | Solar Panels | Heliene | HSPE 144HC M10 Bifacial 530W |  | 0.53 | 5289 | 196 | 10 |  | Fixed | Roof
NJCERE1555053750 | Community Solar Energy Program | EATONTOWN | 7724 | 17 | 623.04 | Commercial | Community Solar | Yes | Community Solar Rooftop, Canopy and Carport | Solar Landscape LLC |  | JCP&L | Accepted | 2023-11-27 | 2023-12-07 | 2025-06-07 | Inverters | SolarEdge | SE120KUS | 120000 |  | 3 |  |  | 0.985 |  | Outdoor
NJCERE1555053750 | Community Solar Energy Program | EATONTOWN | 7724 | 17 | 623.04 | Commercial | Community Solar | Yes | Community Solar Rooftop, Canopy and Carport | Solar Landscape LLC |  | JCP&L | Accepted | 2023-11-27 | 2023-12-07 | 2025-06-07 | Inverters | SolarEdge | SE80KUS | 80000 |  | 1 |  |  | 0.985 |  | Outdoor
NJCERE1555053750 | Community Solar Energy Program | EATONTOWN | 7724 | 17 | 623.04 | Commercial | Community Solar | Yes | Community Solar Rooftop, Canopy and Carport | Solar Landscape LLC |  | JCP&L | Accepted | 2023-11-27 | 2023-12-07 | 2025-06-07 | Solar Panels | Hanwha | Q.PEAK DUO XL-10.3 / BFG 480W |  | 0.48 | 401 | 173 | 5 |  | Fixed | Roof
NJCERE1555053750 | Community Solar Energy Program | EATONTOWN | 7724 | 17 | 623.04 | Commercial | Community Solar | Yes | Community Solar Rooftop, Canopy and Carport | Solar Landscape LLC |  | JCP&L | Accepted | 2023-11-27 | 2023-12-07 | 2025-06-07 | Solar Panels | Hanwha | Q.PEAK DUO XL-10.3 / BFG 480W |  | 0.48 | 131 | 353 | 1 |  | Fixed | Roof
NJCERE1555053750 | Community Solar Energy Program | EATONTOWN | 7724 | 17 | 623.04 | Commercial | Community Solar | Yes | Community Solar Rooftop, Canopy and Carport | Solar Landscape LLC |  | JCP&L | Accepted | 2023-11-27 | 2023-12-07 | 2025-06-07 | Solar Panels | Hanwha | Q.PEAK DUO XL-10.3 / BFG 480W |  | 0.48 | 11 | 155 | 1 |  | Fixed | Roof
NJCERE1555053750 | Community Solar Energy Program | EATONTOWN | 7724 | 17 | 623.04 | Commercial | Community Solar | Yes | Community Solar Rooftop, Canopy and Carport | Solar Landscape LLC |  | JCP&L | Accepted | 2023-11-27 | 2023-12-07 | 2025-06-07 | Solar Panels | Hanwha | Q.PEAK DUO XL-10.3 / BFG 480W |  | 0.48 | 755 | 173 | 1 |  | Fixed | Roof
NJCERE1555053759 | Community Solar Energy Program | EASTAMPTON | 8060 | 13 | 1294.56 | Commercial | Community Solar | Yes | Community Solar Rooftop, Canopy and Carport | Solar Landscape LLC |  | PSE&G | Accepted | 2023-11-28 | 2023-12-20 | 2025-06-20 | Inverters | Solar Edge | SE1000KUS | 100000 |  | 5 |  |  | 0.985 |  | Outdoor
NJCERE1555053759 | Community Solar Energy Program | EASTAMPTON | 8060 | 13 | 1294.56 | Commercial | Community Solar | Yes | Community Solar Rooftop, Canopy and Carport | Solar Landscape LLC |  | PSE&G | Accepted | 2023-11-28 | 2023-12-20 | 2025-06-20 | Solar Panels | Hanwha | Q.PEAK DUO XL-10.3 / BFG 480W |  | 0.48 | 2697 | 182 | 5 |  | Fixed | Roof
NJCERE1555053759 | Community Solar Energy Program | EASTAMPTON | 8060 | 13 | 1294.56 | Commercial | Community Solar | Yes | Community Solar Rooftop, Canopy and Carport | Solar Landscape LLC |  | PSE&G | Accepted | 2023-11-28 | 2023-12-20 | 2025-06-20 | Inverters | SolarEdge | SE120KUS | 120000 |  | 2 |  |  | 0.985 |  | Outdoor
NJCERE1555053768 | Community Solar Energy Program | BORDENTOWN | 8505 | 13 | 2460 | Commercial | Community Solar | Yes | Community Solar Rooftop, Canopy and Carport | Solar Landscape LLC |  | PSE&G | Accepted | 2023-11-28 | 2023-12-14 | 2025-06-14 | Solar Panels | Hanwha | Q.PEAK DUO XL-10.3 / BFG 480W |  | 0.48 | 5125 | 221 | 5 |  | Fixed | Roof
NJCERE1555053768 | Community Solar Energy Program | BORDENTOWN | 8505 | 13 | 2460 | Commercial | Community Solar | Yes | Community Solar Rooftop, Canopy and Carport | Solar Landscape LLC |  | PSE&G | Accepted | 2023-11-28 | 2023-12-14 | 2025-06-14 | Inverters | SolarEdge | SE120KUS | 120000 |  | 13 |  |  | 0.985 |  | Outdoor
NJCERE1555053768 | Community Solar Energy Program | BORDENTOWN | 8505 | 13 | 2460 | Commercial | Community Solar | Yes | Community Solar Rooftop, Canopy and Carport | Solar Landscape LLC |  | PSE&G | Accepted | 2023-11-28 | 2023-12-14 | 2025-06-14 | Inverters | SolarEdge | SE80KUS | 80000 |  | 1 |  |  | 0.985 |  | Indoor
NJCERE1555053782 | Community Solar Energy Program | LOGAN TOWNSHIP | 8085 | 15 | 999.84 | Commercial | Community Solar | Yes | Community Solar Rooftop, Canopy and Carport | Solar Landscape LLC |  | AC Electric | Accepted | 2023-11-27 | 2023-12-07 | 2025-06-07 | Solar Panels | Hanwha | Q.PEAK DUO XL-10.3 / BFG 480W |  | 0.48 | 2083 | 135.42 | 5 |  | Fixed | Roof
NJCERE1555053782 | Community Solar Energy Program | LOGAN TOWNSHIP | 8085 | 15 | 999.84 | Commercial | Community Solar | Yes | Community Solar Rooftop, Canopy and Carport | Solar Landscape LLC |  | AC Electric | Accepted | 2023-11-27 | 2023-12-07 | 2025-06-07 | Inverters | SolarEdge | SE120KUS | 120000 |  | 6 |  |  | 0.985 |  | Outdoor
NJCERE1555053800 | Community Solar Energy Program | EDISON | 8837 | 11 | 2795.04 | Commercial | Community Solar | Yes | Community Solar Rooftop, Canopy and Carport | Solar Landscape LLC |  | PSE&G | Accepted | 2023-11-28 | 2023-12-14 | 2025-06-14 | Inverters | SolarEdge | SE120KUS | 120000 |  | 18 |  |  | 0.985 |  | Outdoor
NJCERE1555053800 | Community Solar Energy Program | EDISON | 8837 | 11 | 2795.04 | Commercial | Community Solar | Yes | Community Solar Rooftop, Canopy and Carport | Solar Landscape LLC |  | PSE&G | Accepted | 2023-11-28 | 2023-12-14 | 2025-06-14 | Solar Panels | Hanwha | Q.PEAK DUO XL-10.3 / BFG 480W |  | 0.48 | 5823 | 177 | 5 |  | Fixed | Roof
NJCERE1555053803 | Community Solar Energy Program | SOMERSET | 8873 | 5 | 1593.6 | Commercial | Community Solar | Yes | Community Solar Rooftop, Canopy and Carport | Solar Landscape LLC |  | PSE&G | Accepted | 2023-11-27 | 2023-12-20 | 2025-06-20 | Inverters | SolarEdge | SE120KUS | 120000 |  | 10 |  |  | 0.985 |  | Outdoor
NJCERE1555053803 | Community Solar Energy Program | SOMERSET | 8873 | 5 | 1593.6 | Commercial | Community Solar | Yes | Community Solar Rooftop, Canopy and Carport | Solar Landscape LLC |  | PSE&G | Accepted | 2023-11-27 | 2023-12-20 | 2025-06-20 | Solar Panels | Hanwha | Q.PEAK DUO XL-10.3 / BFG 480W |  | 0.48 | 3320 | 180 | 5 |  | Fixed | Roof
NJCERE1555053809 | Community Solar Energy Program | PISCATAWAY | 8854 | 11 | 875.52 | Commercial | Community Solar | Yes | Community Solar Rooftop, Canopy and Carport | Solar Landscape LLC |  | PSE&G | Accepted | 2023-11-27 | 2023-12-19 | 2025-06-19 | Inverters | SolarEdge | SE120KUS | 120000 |  | 6 |  |  | 0.985 |  | Outdoor
NJCERE1555053809 | Community Solar Energy Program | PISCATAWAY | 8854 | 11 | 875.52 | Commercial | Community Solar | Yes | Community Solar Rooftop, Canopy and Carport | Solar Landscape LLC |  | PSE&G | Accepted | 2023-11-27 | 2023-12-19 | 2025-06-19 | Solar Panels | Hanwha | Q.PEAK DUO XL-10.3 / BFG 480W |  | 0.48 | 1824 | 152.75 | 5 |  | Fixed | Roof
NJCERE1555053825 | Community Solar Energy Program | PARSIPPANY | 7054 | 3 | 1783.68 | Commercial | Community Solar | Yes | Community Solar Rooftop, Canopy and Carport | Solar Landscape LLC |  | JCP&L | Accepted | 2023-11-28 | 2023-12-07 | 2025-06-07 | Inverters | SolarEdge | SE120KUS | 120000 |  | 12 |  |  | 0.985 |  | Outdoor
NJCERE1555053825 | Community Solar Energy Program | PARSIPPANY | 7054 | 3 | 1783.68 | Commercial | Community Solar | Yes | Community Solar Rooftop, Canopy and Carport | Solar Landscape LLC |  | JCP&L | Accepted | 2023-11-28 | 2023-12-07 | 2025-06-07 | Solar Panels | Hanwha | Q.PEAK DUO XL-10.3 / BFG 480W |  | 0.48 | 1043 | 169.17 | 5 |  | Fixed | Roof
NJCERE1555053825 | Community Solar Energy Program | PARSIPPANY | 7054 | 3 | 1783.68 | Commercial | Community Solar | Yes | Community Solar Rooftop, Canopy and Carport | Solar Landscape LLC |  | JCP&L | Accepted | 2023-11-28 | 2023-12-07 | 2025-06-07 | Solar Panels | Hanwha | Q.PEAK DUO XL-10.3 / BFG 480W |  | 0.48 | 1698 | 170.72 | 4 |  | Fixed | Roof
NJCERE1555053825 | Community Solar Energy Program | PARSIPPANY | 7054 | 3 | 1783.68 | Commercial | Community Solar | Yes | Community Solar Rooftop, Canopy and Carport | Solar Landscape LLC |  | JCP&L | Accepted | 2023-11-28 | 2023-12-07 | 2025-06-07 | Solar Panels | Hanwha | Q.PEAK DUO XL-10.3 / BFG 480W |  | 0.48 | 975 | 196.01 | 5 |  | Fixed | Roof
NJCERE1555053870 | Community Solar Energy Program | CHERRY HILL | 8003 | 14 | 681.12 | Commercial | Community Solar | Yes | Community Solar Rooftop, Canopy and Carport | Solar Landscape LLC |  | PSE&G | Accepted | 2023-11-27 | 2023-12-19 | 2025-06-19 | Inverters | SolarEdge | SE100KUS | 100000 |  | 5 |  |  | 0.985 |  | Outdoor
NJCERE1555053870 | Community Solar Energy Program | CHERRY HILL | 8003 | 14 | 681.12 | Commercial | Community Solar | Yes | Community Solar Rooftop, Canopy and Carport | Solar Landscape LLC |  | PSE&G | Accepted | 2023-11-27 | 2023-12-19 | 2025-06-19 | Solar Panels | Hanwha | Q.PEAK DUO XL-10.3 / BFG 480W |  | 0.48 | 1419 | 186 | 5 |  | Fixed | Roof
NJCERE1555053881 | Community Solar Energy Program | EAST BRUNSWICK | 8816 | 11 | 555.84 | Commercial | Community Solar | Yes | Community Solar Rooftop, Canopy and Carport | Solar Landscape LLC |  | PSE&G | Accepted | 2023-11-27 | 2023-12-20 | 2025-06-20 | Inverters | Solar Edge | SE120KUS | 120000 |  | 4 |  |  | 0.985 |  | Outdoor
NJCERE1555053881 | Community Solar Energy Program | EAST BRUNSWICK | 8816 | 11 | 555.84 | Commercial | Community Solar | Yes | Community Solar Rooftop, Canopy and Carport | Solar Landscape LLC |  | PSE&G | Accepted | 2023-11-27 | 2023-12-20 | 2025-06-20 | Solar Panels | Hanwha | Q.PEAK DUO XL-10.3 / BFG 480W |  | 0.48 | 1158 | 172 | 5 |  | Fixed | Roof
NJCERE1555053892 | Community Solar Energy Program | EDISON | 8817 | 11 | 908.16 | Commercial | Community Solar | Yes | Community Solar Rooftop, Canopy and Carport | Solar Landscape LLC |  | PSE&G | Accepted | 2023-11-28 | 2023-12-19 | 2025-06-19 | Solar Panels | Hanwha | Q.Peak Duo XL-10.3/BFG |  | 0.48 | 1892 | 180 | 5 |  | Fixed | Roof
NJCERE1555053892 | Community Solar Energy Program | EDISON | 8817 | 11 | 908.16 | Commercial | Community Solar | Yes | Community Solar Rooftop, Canopy and Carport | Solar Landscape LLC |  | PSE&G | Accepted | 2023-11-28 | 2023-12-19 | 2025-06-19 | Inverters | SolarEdge | SE120KUS | 120000 |  | 6 |  |  | 0.985 |  | Outdoor
NJCERE1555053899 | Community Solar Energy Program | EAST BRUNSWICK | 8816 | 11 | 433.92 | Commercial | Community Solar | Yes | Community Solar Rooftop, Canopy and Carport | Solar Landscape LLC |  | PSE&G | Accepted | 2023-11-27 | 2023-12-20 | 2025-06-20 | Inverters | Solar Edge | SE120KUS | 120000 |  | 3 |  |  | 0.985 |  | Outdoor
NJCERE1555053899 | Community Solar Energy Program | EAST BRUNSWICK | 8816 | 11 | 433.92 | Commercial | Community Solar | Yes | Community Solar Rooftop, Canopy and Carport | Solar Landscape LLC |  | PSE&G | Accepted | 2023-11-27 | 2023-12-20 | 2025-06-20 | Solar Panels | Hanwha | Q.PEAK DUO XL-10.3 / BFG 480W |  | 0.48 | 904 | 214 | 5 |  | Fixed | Roof
NJCERE1555053901 | Community Solar Energy Program | BRICK | 8724 | 18 | 1792.32 | Commercial | Community Solar | Yes | Community Solar Rooftop, Canopy and Carport | Solar Landscape LLC |  | JCP&L | Accepted | 2023-11-27 | 2023-12-14 | 2025-06-14 | Inverters | SolarEdge | SE120KUS | 120000 |  | 12 |  |  | 0.985 |  | Outdoor
NJCERE1555053901 | Community Solar Energy Program | BRICK | 8724 | 18 | 1792.32 | Commercial | Community Solar | Yes | Community Solar Rooftop, Canopy and Carport | Solar Landscape LLC |  | JCP&L | Accepted | 2023-11-27 | 2023-12-14 | 2025-06-14 | Solar Panels | Hanwha | Q.PEAK DUO XL-10.3 / BFG 480W |  | 0.48 | 1091 | 36 | 1 |  | Fixed | Roof
NJCERE1555053901 | Community Solar Energy Program | BRICK | 8724 | 18 | 1792.32 | Commercial | Community Solar | Yes | Community Solar Rooftop, Canopy and Carport | Solar Landscape LLC |  | JCP&L | Accepted | 2023-11-27 | 2023-12-14 | 2025-06-14 | Solar Panels | Hanwha | Q.PEAK DUO XL-10.3 / BFG 480W |  | 0.48 | 1286 | 216 | 1 |  | Fixed | Roof
NJCERE1555053901 | Community Solar Energy Program | BRICK | 8724 | 18 | 1792.32 | Commercial | Community Solar | Yes | Community Solar Rooftop, Canopy and Carport | Solar Landscape LLC |  | JCP&L | Accepted | 2023-11-27 | 2023-12-14 | 2025-06-14 | Solar Panels | Hanwha | Q.PEAK DUO XL-10.3 / BFG 480W |  | 0.48 | 587 | 186 | 1 |  | Fixed | Roof
NJCERE1555053901 | Community Solar Energy Program | BRICK | 8724 | 18 | 1792.32 | Commercial | Community Solar | Yes | Community Solar Rooftop, Canopy and Carport | Solar Landscape LLC |  | JCP&L | Accepted | 2023-11-27 | 2023-12-14 | 2025-06-14 | Solar Panels | Hanwha | Q.PEAK DUO XL-10.3 / BFG 480W |  | 0.48 | 770 | 6 | 1 |  | Fixed | Roof
NJCERE1555053903 | Community Solar Energy Program | SOMERSET | 8873 | 5 | 980.16 | Commercial | Community Solar | Yes | Community Solar Rooftop, Canopy and Carport | Solar Landscape LLC |  | PSE&G | Accepted | 2023-11-27 | 2023-12-19 | 2025-06-19 | Inverters | SolarEdge | SE120KUS | 120000 |  | 5 |  |  | 0.985 |  | Outdoor
NJCERE1555053903 | Community Solar Energy Program | SOMERSET | 8873 | 5 | 980.16 | Commercial | Community Solar | Yes | Community Solar Rooftop, Canopy and Carport | Solar Landscape LLC |  | PSE&G | Accepted | 2023-11-27 | 2023-12-19 | 2025-06-19 | Inverters | SolarEdge | SE100KUS | 100000 |  | 1 |  |  | 0.985 |  | Outdoor
NJCERE1555053903 | Community Solar Energy Program | SOMERSET | 8873 | 5 | 980.16 | Commercial | Community Solar | Yes | Community Solar Rooftop, Canopy and Carport | Solar Landscape LLC |  | PSE&G | Accepted | 2023-11-27 | 2023-12-19 | 2025-06-19 | Solar Panels | Hanwha | Q.PEAK DUO XL-10.3 / BFG 480W |  | 0.48 | 1033 | 197.19 | 3 |  | Fixed | Roof
NJCERE1555053903 | Community Solar Energy Program | SOMERSET | 8873 | 5 | 980.16 | Commercial | Community Solar | Yes | Community Solar Rooftop, Canopy and Carport | Solar Landscape LLC |  | PSE&G | Accepted | 2023-11-27 | 2023-12-19 | 2025-06-19 | Solar Panels | Hanwha | Q.PEAK DUO XL-10.3 / BFG 480W |  | 0.48 | 1009 | 17.2 | 1 |  | Fixed | Roof
NJCERE1555053923 | Community Solar Energy Program | EAST BRUNSWICK | 8816 | 11 | 726.24 | Commercial | Community Solar | Yes | Community Solar Rooftop, Canopy and Carport | Solar Landscape LLC |  | PSE&G | Accepted | 2023-11-27 | 2023-12-20 | 2025-06-20 | Solar Panels | Hanwha | Q.PEAK DUO XL-10.3 / BFG 480W |  | 0.48 | 1513 | 173 | 5 |  | Fixed | Roof
NJCERE1555053923 | Community Solar Energy Program | EAST BRUNSWICK | 8816 | 11 | 726.24 | Commercial | Community Solar | Yes | Community Solar Rooftop, Canopy and Carport | Solar Landscape LLC |  | PSE&G | Accepted | 2023-11-27 | 2023-12-20 | 2025-06-20 | Inverters | Solar Edge | SE120KUS | 120000 |  | 5 |  |  | 0.985 |  | Outdoor
NJCERE1555053926 | Community Solar Energy Program | NEPTUNE | 7753 | 17 | 526.44 | Commercial | Community Solar | Yes | Community Solar Rooftop, Canopy and Carport | Solar Landscape LLC |  | JCP&L | Accepted | 2023-11-27 | 2023-12-08 | 2025-06-08 | Solar Panels | Znshinesolar | ZXM6-NHLDD144 455W |  | 0.455 | 519 | 285.5 | 1 |  | Fixed | Roof
NJCERE1555053926 | Community Solar Energy Program | NEPTUNE | 7753 | 17 | 526.44 | Commercial | Community Solar | Yes | Community Solar Rooftop, Canopy and Carport | Solar Landscape LLC |  | JCP&L | Accepted | 2023-11-27 | 2023-12-08 | 2025-06-08 | Solar Panels | Znshinesolar | ZXM6-NHLDD144 455W |  | 0.455 | 96 | 285.3 | 4 |  | Fixed | Roof
NJCERE1555053926 | Community Solar Energy Program | NEPTUNE | 7753 | 17 | 526.44 | Commercial | Community Solar | Yes | Community Solar Rooftop, Canopy and Carport | Solar Landscape LLC |  | JCP&L | Accepted | 2023-11-27 | 2023-12-08 | 2025-06-08 | Solar Panels | Znshinesolar | ZXM6-NHLDD144 455W |  | 0.455 | 542 | 105.3 | 1 |  | Fixed | Roof
NJCERE1555053926 | Community Solar Energy Program | NEPTUNE | 7753 | 17 | 526.44 | Commercial | Community Solar | Yes | Community Solar Rooftop, Canopy and Carport | Solar Landscape LLC |  | JCP&L | Accepted | 2023-11-27 | 2023-12-08 | 2025-06-08 | Inverters | SolarEdge | SE120KUS | 120000 |  | 3 |  |  | 0.985 |  | Outdoor
NJCERE1555053932 | Community Solar Energy Program | HOWELL | 7731 | 17 | 892.71 | Commercial | Community Solar | Yes | Community Solar Rooftop, Canopy and Carport | Solar Landscape LLC |  | JCP&L | Accepted | 2023-11-27 | 2023-12-07 | 2025-06-07 | Solar Panels | Znshinesolar | ZXM6-NHLDD144 455W |  | 0.455 | 589 | 98.7 | 0 |  | Fixed | Roof
NJCERE1555053932 | Community Solar Energy Program | HOWELL | 7731 | 17 | 892.71 | Commercial | Community Solar | Yes | Community Solar Rooftop, Canopy and Carport | Solar Landscape LLC |  | JCP&L | Accepted | 2023-11-27 | 2023-12-07 | 2025-06-07 | Inverters | SolarEdge | SE120KUS | 120000 |  | 5 |  |  | 0.985 |  | Outdoor
NJCERE1555053932 | Community Solar Energy Program | HOWELL | 7731 | 17 | 892.71 | Commercial | Community Solar | Yes | Community Solar Rooftop, Canopy and Carport | Solar Landscape LLC |  | JCP&L | Accepted | 2023-11-27 | 2023-12-07 | 2025-06-07 | Solar Panels | Znshinesolar | ZXM6-NHLDD144 455W |  | 0.455 | 685 | 165.2 | 5 |  | Fixed | Roof
NJCERE1555053932 | Community Solar Energy Program | HOWELL | 7731 | 17 | 892.71 | Commercial | Community Solar | Yes | Community Solar Rooftop, Canopy and Carport | Solar Landscape LLC |  | JCP&L | Accepted | 2023-11-27 | 2023-12-07 | 2025-06-07 | Solar Panels | Znshinesolar | ZXM6-NHLDD144 455W |  | 0.455 | 134 | 188.6 | 0 |  | Fixed | Roof
NJCERE1555053932 | Community Solar Energy Program | HOWELL | 7731 | 17 | 892.71 | Commercial | Community Solar | Yes | Community Solar Rooftop, Canopy and Carport | Solar Landscape LLC |  | JCP&L | Accepted | 2023-11-27 | 2023-12-07 | 2025-06-07 | Solar Panels | Znshinesolar | ZXM6-NHLDD144 455W |  | 0.455 | 138 | 165.1 | 0 |  | Fixed | Roof
NJCERE1555053932 | Community Solar Energy Program | HOWELL | 7731 | 17 | 892.71 | Commercial | Community Solar | Yes | Community Solar Rooftop, Canopy and Carport | Solar Landscape LLC |  | JCP&L | Accepted | 2023-11-27 | 2023-12-07 | 2025-06-07 | Solar Panels | Znshinesolar | ZXM6-NHLDD144 455W |  | 0.455 | 416 | 278.8 | 0 |  | Fixed | Roof
NJCERE1555053933 | Community Solar Energy Program | LITTLE FERRY | 7643 | 7 | 964.32 | Commercial | Community Solar | Yes | Community Solar Rooftop, Canopy and Carport | Solar Landscape LLC |  | PSE&G | Accepted | 2023-11-27 | 2023-12-19 | 2025-06-19 | Solar Panels | Hanwha | Q.PEAK DUO XL-10.3 / BFG 480W |  | 0.48 | 998 | 10 | 3 |  | Fixed | Roof
NJCERE1555053933 | Community Solar Energy Program | LITTLE FERRY | 7643 | 7 | 964.32 | Commercial | Community Solar | Yes | Community Solar Rooftop, Canopy and Carport | Solar Landscape LLC |  | PSE&G | Accepted | 2023-11-27 | 2023-12-19 | 2025-06-19 | Solar Panels | Hanwha | Q.PEAK DUO XL-10.3 / BFG 480W |  | 0.48 | 1011 | 190 | 2 |  | Fixed | Roof
NJCERE1555053933 | Community Solar Energy Program | LITTLE FERRY | 7643 | 7 | 964.32 | Commercial | Community Solar | Yes | Community Solar Rooftop, Canopy and Carport | Solar Landscape LLC |  | PSE&G | Accepted | 2023-11-27 | 2023-12-19 | 2025-06-19 | Inverters | SolarEdge | SE120KUS | 120000 |  | 6 |  |  | 0.985 |  | Outdoor
NJCERE1555053942 | Community Solar Energy Program | EAST BRUNSWICK | 8816 | 11 | 248.16 | Commercial | Community Solar | Yes | Community Solar Rooftop, Canopy and Carport | Solar Landscape LLC |  | PSE&G | Accepted | 2023-11-27 | 2023-12-20 | 2025-06-20 | Solar Panels | Hanwha | Q.PEAK DUO XL-10.3 / BFG 480W |  | 0.48 | 517 | 205 | 5 |  | Fixed | Roof
NJCERE1555053942 | Community Solar Energy Program | EAST BRUNSWICK | 8816 | 11 | 248.16 | Commercial | Community Solar | Yes | Community Solar Rooftop, Canopy and Carport | Solar Landscape LLC |  | PSE&G | Accepted | 2023-11-27 | 2023-12-20 | 2025-06-20 | Inverters | Solar Edge | SE100KUS | 100000 |  | 2 |  |  | 0.985 |  | Outdoor
NJCERE1555053947 | Community Solar Energy Program | BRICK | 8724 | 18 | 469.11 | Commercial | Community Solar | Yes | Community Solar Rooftop, Canopy and Carport | Solar Landscape LLC |  | JCP&L | Accepted | 2023-11-27 | 2023-12-07 | 2025-06-07 | Inverters | SolarEdge | SE100KUS | 100000 |  | 4 |  |  | 0.985 |  | Outdoor
NJCERE1555053947 | Community Solar Energy Program | BRICK | 8724 | 18 | 469.11 | Commercial | Community Solar | Yes | Community Solar Rooftop, Canopy and Carport | Solar Landscape LLC |  | JCP&L | Accepted | 2023-11-27 | 2023-12-07 | 2025-06-07 | Solar Panels | Znshinesolar | ZXM6-NHLDD144 455W |  | 0.455 | 201 | 72.2 | 2 |  | Fixed | Roof
NJCERE1555053947 | Community Solar Energy Program | BRICK | 8724 | 18 | 469.11 | Commercial | Community Solar | Yes | Community Solar Rooftop, Canopy and Carport | Solar Landscape LLC |  | JCP&L | Accepted | 2023-11-27 | 2023-12-07 | 2025-06-07 | Solar Panels | Znshinesolar | ZXM6-NHLDD144 455W |  | 0.455 | 160 | 342.2 | 2 |  | Fixed | Roof
NJCERE1555053947 | Community Solar Energy Program | BRICK | 8724 | 18 | 469.11 | Commercial | Community Solar | Yes | Community Solar Rooftop, Canopy and Carport | Solar Landscape LLC |  | JCP&L | Accepted | 2023-11-27 | 2023-12-07 | 2025-06-07 | Solar Panels | Znshinesolar | ZXM6-NHLDD144 455W |  | 0.455 | 459 | 162.2 | 2 |  | Fixed | Roof
NJCERE1555053947 | Community Solar Energy Program | BRICK | 8724 | 18 | 469.11 | Commercial | Community Solar | Yes | Community Solar Rooftop, Canopy and Carport | Solar Landscape LLC |  | JCP&L | Accepted | 2023-11-27 | 2023-12-07 | 2025-06-07 | Solar Panels | Znshinesolar | ZXM6-NHLDD144 455W |  | 0.455 | 211 | 147.4 | 2 |  | Fixed | Roof
NJCERE1555053949 | Community Solar Energy Program | NORTH BERGEN | 7047 | 8 | 990.72 | Commercial | Community Solar | Yes | Community Solar Rooftop, Canopy and Carport | Solar Landscape LLC |  | PSE&G | Accepted | 2023-11-28 | 2023-12-14 | 2025-06-14 | Inverters | SolarEdge | SE120KUS | 120000 |  | 6 |  |  | 0.985 |  | Outdoor
NJCERE1555053949 | Community Solar Energy Program | NORTH BERGEN | 7047 | 8 | 990.72 | Commercial | Community Solar | Yes | Community Solar Rooftop, Canopy and Carport | Solar Landscape LLC |  | PSE&G | Accepted | 2023-11-28 | 2023-12-14 | 2025-06-14 | Solar Panels | Hanwha | Q.Peak Duo XL-10.3/BFG |  | 0.48 | 2064 | 206 | 5 |  | Fixed | Roof
NJCERE1555053964 | Community Solar Energy Program | MOONACHIE | 7074 | 7 | 598.56 | Commercial | Community Solar | Yes | Community Solar Rooftop, Canopy and Carport | Solar Landscape LLC |  | PSE&G | Accepted | 2023-11-28 | 2023-12-14 | 2025-06-14 | Inverters | SolarEdge | SE120KUS | 120000 |  | 4 |  |  | 0.985 |  | Outdoor
NJCERE1555053964 | Community Solar Energy Program | MOONACHIE | 7074 | 7 | 598.56 | Commercial | Community Solar | Yes | Community Solar Rooftop, Canopy and Carport | Solar Landscape LLC |  | PSE&G | Accepted | 2023-11-28 | 2023-12-14 | 2025-06-14 | Solar Panels | Hanwha | Q.Peak Duo XL-10.3/BFG |  | 0.48 | 1247 | 210 | 5 |  | Fixed | Roof
NJCERE1555053969 | Community Solar Energy Program | MAPLE SHADE | 8052 | 13 | 632.45 | Commercial | Community Solar | Yes | Community Solar Rooftop, Canopy and Carport | Solar Landscape LLC |  | PSE&G | Accepted | 2023-11-27 | 2023-12-14 | 2025-06-14 | Inverters | SolarEdge | SE120KUS | 120000 |  | 4 |  |  | 0.985 |  | Outdoor
NJCERE1555053969 | Community Solar Energy Program | MAPLE SHADE | 8052 | 13 | 632.45 | Commercial | Community Solar | Yes | Community Solar Rooftop, Canopy and Carport | Solar Landscape LLC |  | PSE&G | Accepted | 2023-11-27 | 2023-12-14 | 2025-06-14 | Solar Panels | Znshinesolar | ZXM6-NHLDD144 455W |  | 0.455 | 888 | 128 | 1 |  | Fixed | Roof
NJCERE1555053969 | Community Solar Energy Program | MAPLE SHADE | 8052 | 13 | 632.45 | Commercial | Community Solar | Yes | Community Solar Rooftop, Canopy and Carport | Solar Landscape LLC |  | PSE&G | Accepted | 2023-11-27 | 2023-12-14 | 2025-06-14 | Solar Panels | Znshinesolar | ZXM6-NHLDD144 455W |  | 0.455 | 193 | 218 | 5 |  | Fixed | Roof
NJCERE1555053969 | Community Solar Energy Program | MAPLE SHADE | 8052 | 13 | 632.45 | Commercial | Community Solar | Yes | Community Solar Rooftop, Canopy and Carport | Solar Landscape LLC |  | PSE&G | Accepted | 2023-11-27 | 2023-12-14 | 2025-06-14 | Solar Panels | Znshinesolar | ZXM6-NHLDD144 455W |  | 0.455 | 101 | 336 | 1 |  | Fixed | Roof
NJCERE1555053969 | Community Solar Energy Program | MAPLE SHADE | 8052 | 13 | 632.45 | Commercial | Community Solar | Yes | Community Solar Rooftop, Canopy and Carport | Solar Landscape LLC |  | PSE&G | Accepted | 2023-11-27 | 2023-12-14 | 2025-06-14 | Solar Panels | Znshinesolar | ZXM6-NHLDD144 455W |  | 0.455 | 130 | 271 | 1 |  | Fixed | Roof
NJCERE1555053969 | Community Solar Energy Program | MAPLE SHADE | 8052 | 13 | 632.45 | Commercial | Community Solar | Yes | Community Solar Rooftop, Canopy and Carport | Solar Landscape LLC |  | PSE&G | Accepted | 2023-11-27 | 2023-12-14 | 2025-06-14 | Solar Panels | Znshinesolar | ZXM6-NHLDD144 455W |  | 0.455 | 78 | 126 | 1 |  | Fixed | Roof
NJCERE1555053979 | Community Solar Energy Program | RANDOLPH | 7869 | 3 | 512.85 | Commercial | Community Solar | Yes | Community Solar Rooftop, Canopy and Carport | Solar Landscape LLC |  | JCP&L | Accepted | 2023-11-27 | 2023-12-08 | 2025-06-08 | Inverters | SolarEdge | SE120KUS | 120000 |  | 3 |  |  | 0.985 |  | Outdoor
NJCERE1555053979 | Community Solar Energy Program | RANDOLPH | 7869 | 3 | 512.85 | Commercial | Community Solar | Yes | Community Solar Rooftop, Canopy and Carport | Solar Landscape LLC |  | JCP&L | Accepted | 2023-11-27 | 2023-12-08 | 2025-06-08 | Solar Panels | Hanwha | Q.Peak Duo XL-10.3/BFG |  | 0.48 | 949 | 152.4 | 2 |  | Fixed | Roof
NJCERE1555053979 | Community Solar Energy Program | RANDOLPH | 7869 | 3 | 512.85 | Commercial | Community Solar | Yes | Community Solar Rooftop, Canopy and Carport | Solar Landscape LLC |  | JCP&L | Accepted | 2023-11-27 | 2023-12-08 | 2025-06-08 | Solar Panels | Heliene | 132HC M10 SL Monofacial |  | 0.49 | 117 | 151.6 | 2 |  | Fixed | Roof
NJCERE1555053985 | Community Solar Energy Program | EAST BRUNSWICK | 8816 | 11 | 709.92 | Commercial | Community Solar | Yes | Community Solar Rooftop, Canopy and Carport | Solar Landscape LLC |  | PSE&G | Accepted | 2023-11-27 | 2023-12-20 | 2025-06-20 | Inverters | Solar Edge | SE120KUS | 120000 |  | 4 |  |  | 0.985 |  | Outdoor
NJCERE1555053985 | Community Solar Energy Program | EAST BRUNSWICK | 8816 | 11 | 709.92 | Commercial | Community Solar | Yes | Community Solar Rooftop, Canopy and Carport | Solar Landscape LLC |  | PSE&G | Accepted | 2023-11-27 | 2023-12-20 | 2025-06-20 | Solar Panels | Hanwha | Q.PEAK DUO XL-10.3 / BFG 480W |  | 0.48 | 1479 | 174 | 5 |  | Fixed | Roof
NJCERE1555053993 | Community Solar Energy Program | EAST BRUNSWICK | 8816 | 11 | 277.92 | Commercial | Community Solar | Yes | Community Solar Rooftop, Canopy and Carport | Solar Landscape LLC |  | PSE&G | Accepted | 2023-11-27 | 2023-12-20 | 2025-06-20 | Inverters | Solar Edge | SE100KUS | 100000 |  | 2 |  |  | 0.985 |  | Outdoor
NJCERE1555053993 | Community Solar Energy Program | EAST BRUNSWICK | 8816 | 11 | 277.92 | Commercial | Community Solar | Yes | Community Solar Rooftop, Canopy and Carport | Solar Landscape LLC |  | PSE&G | Accepted | 2023-11-27 | 2023-12-20 | 2025-06-20 | Solar Panels | Hanwha | Q.PEAK DUO XL-10.3 / BFG 480W |  | 0.48 | 579 | 174 | 5 |  | Fixed | Roof
NJCERE1555054000 | Community Solar Energy Program | CHERRY HILL | 8003 | 14 | 580.8 | Commercial | Community Solar | Yes | Community Solar Rooftop, Canopy and Carport | Solar Landscape LLC |  | PSE&G | Accepted | 2023-11-27 | 2023-12-19 | 2025-06-19 | Inverters | SolarEdge | SE120KUS | 120000 |  | 4 |  |  | 0.985 |  | Outdoor
NJCERE1555054000 | Community Solar Energy Program | CHERRY HILL | 8003 | 14 | 580.8 | Commercial | Community Solar | Yes | Community Solar Rooftop, Canopy and Carport | Solar Landscape LLC |  | PSE&G | Accepted | 2023-11-27 | 2023-12-19 | 2025-06-19 | Solar Panels | Hanwha | Q.PEAK DUO XL-10.3 / BFG 480W |  | 0.48 | 1210 | 186 | 2 |  | Fixed | Roof
NJCERE1555054004 | Community Solar Energy Program | BLACKWOOD | 8012 | 14 | 659.75 | Commercial | Community Solar | Yes | Community Solar Rooftop, Canopy and Carport | Solar Landscape LLC |  | PSE&G | Accepted | 2023-11-27 | 2023-12-20 | 2025-06-20 | Inverters | SolarEdge | SE120KUS | 120000 |  | 5 |  |  | 0.985 |  | Outdoor
NJCERE1555054004 | Community Solar Energy Program | BLACKWOOD | 8012 | 14 | 659.75 | Commercial | Community Solar | Yes | Community Solar Rooftop, Canopy and Carport | Solar Landscape LLC |  | PSE&G | Accepted | 2023-11-27 | 2023-12-20 | 2025-06-20 | Solar Panels | Znshinesolar | ZXM6-NHLDD144 455W |  | 0.455 | 1450 | 63 | 1 |  | Fixed | Roof
NJCERE1555054007 | Community Solar Energy Program | MONMOUTH JUNCTION | 8852 | 11 | 449.37 | Commercial | Community Solar | Yes | Community Solar Rooftop, Canopy and Carport | Solar Landscape LLC |  | PSE&G | Accepted | 2023-11-27 | 2023-12-20 | 2025-06-20 | Solar Panels | Hanwha | Q.Peak Duo XL-10.3/BFG |  | 0.48 | 287 | 43 | 1 |  | Fixed | Roof
NJCERE1555054007 | Community Solar Energy Program | MONMOUTH JUNCTION | 8852 | 11 | 449.37 | Commercial | Community Solar | Yes | Community Solar Rooftop, Canopy and Carport | Solar Landscape LLC |  | PSE&G | Accepted | 2023-11-27 | 2023-12-20 | 2025-06-20 | Solar Panels | Hanwha | Q.Peak Duo XL-10.3/BFG |  | 0.48 | 282 | 223 | 1 |  | Fixed | Roof
NJCERE1555054007 | Community Solar Energy Program | MONMOUTH JUNCTION | 8852 | 11 | 449.37 | Commercial | Community Solar | Yes | Community Solar Rooftop, Canopy and Carport | Solar Landscape LLC |  | PSE&G | Accepted | 2023-11-27 | 2023-12-20 | 2025-06-20 | Solar Panels | Hanwha | Q.Peak Duo XL-10.3/BFG |  | 0.48 | 76 | 132.8 | 1 |  | Fixed | Roof
NJCERE1555054007 | Community Solar Energy Program | MONMOUTH JUNCTION | 8852 | 11 | 449.37 | Commercial | Community Solar | Yes | Community Solar Rooftop, Canopy and Carport | Solar Landscape LLC |  | PSE&G | Accepted | 2023-11-27 | 2023-12-20 | 2025-06-20 | Solar Panels | Heliene | 132HC M10 SL Monofacial |  | 0.49 | 105 | 223.3 | 1 |  | Fixed | Roof
NJCERE1555054007 | Community Solar Energy Program | MONMOUTH JUNCTION | 8852 | 11 | 449.37 | Commercial | Community Solar | Yes | Community Solar Rooftop, Canopy and Carport | Solar Landscape LLC |  | PSE&G | Accepted | 2023-11-27 | 2023-12-20 | 2025-06-20 | Inverters | SolarEdge | SE120KUS | 120000 |  | 3 |  |  | 0.985 |  | Outdoor
NJCERE1555054007 | Community Solar Energy Program | MONMOUTH JUNCTION | 8852 | 11 | 449.37 | Commercial | Community Solar | Yes | Community Solar Rooftop, Canopy and Carport | Solar Landscape LLC |  | PSE&G | Accepted | 2023-11-27 | 2023-12-20 | 2025-06-20 | Solar Panels | Hanwha | Q.Peak Duo XL-10.3/BFG |  | 0.48 | 92 | 223.1 | 4 |  | Fixed | Roof
NJCERE1555054007 | Community Solar Energy Program | MONMOUTH JUNCTION | 8852 | 11 | 449.37 | Commercial | Community Solar | Yes | Community Solar Rooftop, Canopy and Carport | Solar Landscape LLC |  | PSE&G | Accepted | 2023-11-27 | 2023-12-20 | 2025-06-20 | Solar Panels | Hanwha | Q.Peak Duo XL-10.3/BFG |  | 0.48 | 92 | 43.08 | 4 |  | Fixed | Roof
NJCERE1555054014 | Community Solar Energy Program | LITTLE FERRY | 7643 | 7 | 357.12 | Commercial | Community Solar | Yes | Community Solar Rooftop, Canopy and Carport | Solar Landscape LLC |  | PSE&G | Accepted | 2023-11-27 | 2023-12-20 | 2025-06-20 | Inverters | SolarEdge | SE120KUS | 120000 |  | 2 |  |  | 0.985 |  | Outdoor
NJCERE1555054014 | Community Solar Energy Program | LITTLE FERRY | 7643 | 7 | 357.12 | Commercial | Community Solar | Yes | Community Solar Rooftop, Canopy and Carport | Solar Landscape LLC |  | PSE&G | Accepted | 2023-11-27 | 2023-12-20 | 2025-06-20 | Solar Panels | Hanwha | Q.PEAK DUO XL-10.3 / BFG 480W |  | 0.48 | 375 | 188.69 | 3 |  | Fixed | Roof
NJCERE1555054014 | Community Solar Energy Program | LITTLE FERRY | 7643 | 7 | 357.12 | Commercial | Community Solar | Yes | Community Solar Rooftop, Canopy and Carport | Solar Landscape LLC |  | PSE&G | Accepted | 2023-11-27 | 2023-12-20 | 2025-06-20 | Solar Panels | Hanwha | Q.PEAK DUO XL-10.3 / BFG 480W |  | 0.48 | 369 | 8.75 | 3 |  | Fixed | Roof
NJCERE1555054018 | Community Solar Energy Program | SAYREVILLE | 8872 | 11 | 410.4 | Commercial | Community Solar | Yes | Community Solar Rooftop, Canopy and Carport | Solar Landscape LLC |  | JCP&L | Accepted | 2023-11-27 | 2023-12-08 | 2025-06-08 | Inverters | SolarEdge | SE120KUS | 120000 |  | 3 |  |  | 0.985 |  | Outdoor
NJCERE1555054018 | Community Solar Energy Program | SAYREVILLE | 8872 | 11 | 410.4 | Commercial | Community Solar | Yes | Community Solar Rooftop, Canopy and Carport | Solar Landscape LLC |  | JCP&L | Accepted | 2023-11-27 | 2023-12-08 | 2025-06-08 | Solar Panels | Hanwha | Q.Peak Duo XL-10.3/BFG |  | 0.48 | 855 | 160 | 5 |  | Fixed | Roof
NJCERE1555054021 | Community Solar Energy Program | ROCKAWAY | 7866 | 3 | 871.68 | Commercial | Community Solar | Yes | Community Solar Rooftop, Canopy and Carport | Solar Landscape LLC |  | JCP&L | Accepted | 2023-11-27 | 2023-12-08 | 2025-06-08 | Inverters | SolarEdge | SE120KUS | 120000 |  | 6 |  |  | 0.985 |  | Outdoor
NJCERE1555054021 | Community Solar Energy Program | ROCKAWAY | 7866 | 3 | 871.68 | Commercial | Community Solar | Yes | Community Solar Rooftop, Canopy and Carport | Solar Landscape LLC |  | JCP&L | Accepted | 2023-11-27 | 2023-12-08 | 2025-06-08 | Solar Panels | Hanwha | Q.PEAK DUO XL-10.3 / BFG 480W |  | 0.48 | 733 | 93 | 2 |  | Fixed | Roof
NJCERE1555054021 | Community Solar Energy Program | ROCKAWAY | 7866 | 3 | 871.68 | Commercial | Community Solar | Yes | Community Solar Rooftop, Canopy and Carport | Solar Landscape LLC |  | JCP&L | Accepted | 2023-11-27 | 2023-12-08 | 2025-06-08 | Solar Panels | Hanwha | Q.PEAK DUO XL-10.3 / BFG 480W |  | 0.48 | 646 | 273 | 2 |  | Fixed | Roof
NJCERE1555054021 | Community Solar Energy Program | ROCKAWAY | 7866 | 3 | 871.68 | Commercial | Community Solar | Yes | Community Solar Rooftop, Canopy and Carport | Solar Landscape LLC |  | JCP&L | Accepted | 2023-11-27 | 2023-12-08 | 2025-06-08 | Solar Panels | Hanwha | Q.PEAK DUO XL-10.3 / BFG 480W |  | 0.48 | 198 | 93 | 0 |  | Fixed | Roof
NJCERE1555054021 | Community Solar Energy Program | ROCKAWAY | 7866 | 3 | 871.68 | Commercial | Community Solar | Yes | Community Solar Rooftop, Canopy and Carport | Solar Landscape LLC |  | JCP&L | Accepted | 2023-11-27 | 2023-12-08 | 2025-06-08 | Solar Panels | Hanwha | Q.PEAK DUO XL-10.3 / BFG 480W |  | 0.48 | 202 | 273 | 0 |  | Fixed | Roof
NJCERE1555054021 | Community Solar Energy Program | ROCKAWAY | 7866 | 3 | 871.68 | Commercial | Community Solar | Yes | Community Solar Rooftop, Canopy and Carport | Solar Landscape LLC |  | JCP&L | Accepted | 2023-11-27 | 2023-12-08 | 2025-06-08 | Solar Panels | Hanwha | Q.PEAK DUO XL-10.3 / BFG 480W |  | 0.48 | 37 | 247 | 0 |  | Fixed | Roof
NJCERE1555054025 | Community Solar Energy Program | BLACKWOOD | 8012 | 14 | 631.54 | Commercial | Community Solar | Yes | Community Solar Rooftop, Canopy and Carport | Solar Landscape LLC |  | AC Electric | Accepted | 2023-11-27 | 2023-12-07 | 2025-06-07 | Inverters | SolarEdge | SE120KUS | 120000 |  | 4 |  |  | 0.985 |  | Outdoor
NJCERE1555054025 | Community Solar Energy Program | BLACKWOOD | 8012 | 14 | 631.54 | Commercial | Community Solar | Yes | Community Solar Rooftop, Canopy and Carport | Solar Landscape LLC |  | AC Electric | Accepted | 2023-11-27 | 2023-12-07 | 2025-06-07 | Solar Panels | Znshinesolar | ZXM6-NHLDD144 455W |  | 0.455 | 1388 | 184.6 | 5 |  | Fixed | Roof
NJCERE1555054033 | Community Solar Energy Program | LITTLE FERRY | 7643 | 7 | 415.2 | Commercial | Community Solar | Yes | Community Solar Rooftop, Canopy and Carport | Solar Landscape LLC |  | PSE&G | Accepted | 2023-11-27 | 2023-12-20 | 2025-06-20 | Inverters | SolarEdge | SE120KUS | 120000 |  | 3 |  |  | 0.985 |  | Outdoor
NJCERE1555054033 | Community Solar Energy Program | LITTLE FERRY | 7643 | 7 | 415.2 | Commercial | Community Solar | Yes | Community Solar Rooftop, Canopy and Carport | Solar Landscape LLC |  | PSE&G | Accepted | 2023-11-27 | 2023-12-20 | 2025-06-20 | Solar Panels | Hanwha | Q.PEAK DUO XL-10.3 / BFG 480W |  | 0.48 | 420 | 10 | 2 |  | Fixed | Roof
NJCERE1555054033 | Community Solar Energy Program | LITTLE FERRY | 7643 | 7 | 415.2 | Commercial | Community Solar | Yes | Community Solar Rooftop, Canopy and Carport | Solar Landscape LLC |  | PSE&G | Accepted | 2023-11-27 | 2023-12-20 | 2025-06-20 | Solar Panels | Hanwha | Q.PEAK DUO XL-10.3 / BFG 480W |  | 0.48 | 333 | 190 | 3 |  | Fixed | Roof
NJCERE1555054033 | Community Solar Energy Program | LITTLE FERRY | 7643 | 7 | 415.2 | Commercial | Community Solar | Yes | Community Solar Rooftop, Canopy and Carport | Solar Landscape LLC |  | PSE&G | Accepted | 2023-11-27 | 2023-12-20 | 2025-06-20 | Solar Panels | Hanwha | Q.PEAK DUO XL-10.3 / BFG 480W |  | 0.48 | 112 | 190 | 3 |  | Fixed | Roof
NJCERE1555054038 | Community Solar Energy Program | MANASQUAN | 8736 | 17 | 836.16 | Commercial | Community Solar | Yes | Community Solar Rooftop, Canopy and Carport | Solar Landscape LLC |  | JCP&L | Accepted | 2023-11-27 | 2023-12-07 | 2025-06-07 | Inverters | SolarEdge | SE120KUS | 120000 |  | 5 |  |  | 0.985 |  | Outdoor
NJCERE1555054038 | Community Solar Energy Program | MANASQUAN | 8736 | 17 | 836.16 | Commercial | Community Solar | Yes | Community Solar Rooftop, Canopy and Carport | Solar Landscape LLC |  | JCP&L | Accepted | 2023-11-27 | 2023-12-07 | 2025-06-07 | Solar Panels | Hanwha | Q.PEAK DUO XL-10.3 / BFG 480W |  | 0.48 | 1742 | 152 | 5 |  | Fixed | Roof
NJCERE1555054054 | Community Solar Energy Program | Sicklerville | 8081 | 14 | 489.13 | Commercial | Community Solar | Yes | Community Solar Rooftop, Canopy and Carport | Solar Landscape LLC |  | AC Electric | Accepted | 2023-11-27 | 2023-12-07 | 2025-06-07 | Inverters | SolarEdge | SE80KUS | 80000 |  | 5 |  |  | 0.985 |  | Outdoor
NJCERE1555054054 | Community Solar Energy Program | Sicklerville | 8081 | 14 | 489.13 | Commercial | Community Solar | Yes | Community Solar Rooftop, Canopy and Carport | Solar Landscape LLC |  | AC Electric | Accepted | 2023-11-27 | 2023-12-07 | 2025-06-07 | Solar Panels | Znshinesolar | ZXM6-NHLDD144 455W |  | 0.455 | 1075 | 124 | 1 |  | Fixed | Roof
NJCERE1555054059 | Community Solar Energy Program | CARLSTADT | 7072 | 7 | 856.32 | Commercial | Community Solar | Yes | Community Solar Rooftop, Canopy and Carport | Solar Landscape LLC |  | PSE&G | Accepted | 2023-11-28 | 2023-12-14 | 2025-06-14 | Inverters | SolarEdge | SE120KUS | 120000 |  | 5 |  |  | 0.985 |  | Outdoor
NJCERE1555054059 | Community Solar Energy Program | CARLSTADT | 7072 | 7 | 856.32 | Commercial | Community Solar | Yes | Community Solar Rooftop, Canopy and Carport | Solar Landscape LLC |  | PSE&G | Accepted | 2023-11-28 | 2023-12-14 | 2025-06-14 | Solar Panels | Hanwha | Q.Peak Duo XL-10.3/BFG |  | 0.48 | 1784 | 214 | 5 |  | Fixed | Roof
NJCERE1555054061 | Community Solar Energy Program | DELRAN | 8075 | 13 | 999.84 | Commercial | Community Solar | Yes | Community Solar Rooftop, Canopy and Carport | Solar Landscape LLC |  | PSE&G | Accepted | 2023-11-28 | 2023-12-20 | 2025-06-20 | Inverters | SolarEdge | SE120KUS | 120000 |  | 7 |  |  | 0.985 |  | Outdoor
NJCERE1555054061 | Community Solar Energy Program | DELRAN | 8075 | 13 | 999.84 | Commercial | Community Solar | Yes | Community Solar Rooftop, Canopy and Carport | Solar Landscape LLC |  | PSE&G | Accepted | 2023-11-28 | 2023-12-20 | 2025-06-20 | Solar Panels | Hanwha | Q.PEAK DUO XL-10.3 / BFG 480W |  | 0.48 | 2083 | 150.45 | 5 |  | Fixed | Roof
NJCERE1555054064 | Community Solar Energy Program | CHERRY HILL | 8003 | 14 | 893.28 | Commercial | Community Solar | Yes | Community Solar Rooftop, Canopy and Carport | Solar Landscape LLC |  | PSE&G | Accepted | 2023-11-27 | 2023-12-19 | 2025-06-19 | Inverters | SolarEdge | SE120KUS | 120000 |  | 5 |  |  | 0.985 |  | Outdoor
NJCERE1555054064 | Community Solar Energy Program | CHERRY HILL | 8003 | 14 | 893.28 | Commercial | Community Solar | Yes | Community Solar Rooftop, Canopy and Carport | Solar Landscape LLC |  | PSE&G | Accepted | 2023-11-27 | 2023-12-19 | 2025-06-19 | Solar Panels | Hanwha | Q.PEAK DUO XL-10.3 / BFG 480W |  | 0.48 | 1861 | 186 | 5 |  | Fixed | Roof
NJCERE1555054069 | Community Solar Energy Program | JACKSON | 8527 | 18 | 428.61 | Commercial | Community Solar | Yes | Community Solar Rooftop, Canopy and Carport | Solar Landscape LLC |  | JCP&L | Accepted | 2023-11-27 | 2023-12-07 | 2025-06-07 | Inverters | SolarEdge | SE120KUS | 120000 |  | 3 |  |  | 0.985 |  | Outdoor
NJCERE1555054069 | Community Solar Energy Program | JACKSON | 8527 | 18 | 428.61 | Commercial | Community Solar | Yes | Community Solar Rooftop, Canopy and Carport | Solar Landscape LLC |  | JCP&L | Accepted | 2023-11-27 | 2023-12-07 | 2025-06-07 | Solar Panels | Znshinesolar | ZXM6-NHLDD144 455W |  | 0.455 | 577 | 202.4 | 1 |  | Fixed | Roof
NJCERE1555054069 | Community Solar Energy Program | JACKSON | 8527 | 18 | 428.61 | Commercial | Community Solar | Yes | Community Solar Rooftop, Canopy and Carport | Solar Landscape LLC |  | JCP&L | Accepted | 2023-11-27 | 2023-12-07 | 2025-06-07 | Solar Panels | Znshinesolar | ZXM6-NHLDD144 455W |  | 0.455 | 365 | 22.5 | 1 |  | Fixed | Roof
NJCERE1555054075 | Community Solar Energy Program | GREEN BROOK | 8812 | 11 | 355.36 | Commercial | Community Solar | Yes | Community Solar Rooftop, Canopy and Carport | Solar Landscape LLC |  | PSE&G | Accepted | 2023-11-27 | 2023-12-20 | 2025-06-20 | Inverters | SolarEdge | SE120KUS | 120000 |  | 2 |  |  | 0.985 |  | Outdoor
NJCERE1555054075 | Community Solar Energy Program | GREEN BROOK | 8812 | 11 | 355.36 | Commercial | Community Solar | Yes | Community Solar Rooftop, Canopy and Carport | Solar Landscape LLC |  | PSE&G | Accepted | 2023-11-27 | 2023-12-20 | 2025-06-20 | Solar Panels | Znshinesolar | ZXM6-NHLDD144 455W |  | 0.455 | 79 | 326 | 11 |  | Fixed | Roof
NJCERE1555054075 | Community Solar Energy Program | GREEN BROOK | 8812 | 11 | 355.36 | Commercial | Community Solar | Yes | Community Solar Rooftop, Canopy and Carport | Solar Landscape LLC |  | PSE&G | Accepted | 2023-11-27 | 2023-12-20 | 2025-06-20 | Solar Panels | Znshinesolar | ZXM6-NHLDD144 455W |  | 0.455 | 188 | 326 | 13 |  | Fixed | Roof
NJCERE1555054075 | Community Solar Energy Program | GREEN BROOK | 8812 | 11 | 355.36 | Commercial | Community Solar | Yes | Community Solar Rooftop, Canopy and Carport | Solar Landscape LLC |  | PSE&G | Accepted | 2023-11-27 | 2023-12-20 | 2025-06-20 | Solar Panels | Znshinesolar | ZXM6-NHLDD144 455W |  | 0.455 | 192 | 326 | 17 |  | Fixed | Roof
NJCERE1555054075 | Community Solar Energy Program | GREEN BROOK | 8812 | 11 | 355.36 | Commercial | Community Solar | Yes | Community Solar Rooftop, Canopy and Carport | Solar Landscape LLC |  | PSE&G | Accepted | 2023-11-27 | 2023-12-20 | 2025-06-20 | Solar Panels | Znshinesolar | ZXM6-NHLDD144 455W |  | 0.455 | 322 | 146 | 17 |  | Fixed | Roof
NJCERE1555054080 | Community Solar Energy Program | MOONACHIE | 7074 | 7 | 651.84 | Commercial | Community Solar | Yes | Community Solar Rooftop, Canopy and Carport | Solar Landscape LLC |  | PSE&G | Accepted | 2023-11-27 | 2023-12-19 | 2025-06-19 | Inverters | Solar Edge | SE100KUS | 100000 |  | 5 |  |  | 0.985 |  | Outdoor
NJCERE1555054080 | Community Solar Energy Program | MOONACHIE | 7074 | 7 | 651.84 | Commercial | Community Solar | Yes | Community Solar Rooftop, Canopy and Carport | Solar Landscape LLC |  | PSE&G | Accepted | 2023-11-27 | 2023-12-19 | 2025-06-19 | Solar Panels | Hanwha | Q.PEAK DUO XL-10.3 / BFG 480W |  | 0.48 | 1358 | 206 | 5 |  | Fixed | Roof
NJCERE1555054086 | Community Solar Energy Program | SWEDESBORO | 8085 | 15 | 472.32 | Commercial | Community Solar | Yes | Community Solar Rooftop, Canopy and Carport | Solar Landscape LLC |  | AC Electric | Accepted | 2023-11-27 | 2023-12-07 | 2025-06-07 | Inverters | SolarEdge | SE120KUS | 120000 |  | 3 |  |  | 0.985 |  | Outdoor
NJCERE1555054086 | Community Solar Energy Program | SWEDESBORO | 8085 | 15 | 472.32 | Commercial | Community Solar | Yes | Community Solar Rooftop, Canopy and Carport | Solar Landscape LLC |  | AC Electric | Accepted | 2023-11-27 | 2023-12-07 | 2025-06-07 | Solar Panels | Hanwha | Q.PEAK DUO XL-10.3 / BFG 480W |  | 0.48 | 984 | 135.3 | 5 |  | Fixed | Roof
NJCERE1555054092 | Community Solar Energy Program | TETERBORO | 7608 | 7 | 740.16 | Commercial | Community Solar | Yes | Community Solar Rooftop, Canopy and Carport | Solar Landscape LLC |  | PSE&G | Accepted | 2023-11-28 | 2023-12-14 | 2025-06-14 | Inverters | SolarEdge | SE120KUS | 120000 |  | 5 |  |  | 0.985 |  | Outdoor
NJCERE1555054092 | Community Solar Energy Program | TETERBORO | 7608 | 7 | 740.16 | Commercial | Community Solar | Yes | Community Solar Rooftop, Canopy and Carport | Solar Landscape LLC |  | PSE&G | Accepted | 2023-11-28 | 2023-12-14 | 2025-06-14 | Solar Panels | Hanwha | Q.PEAK DUO XL-10.3 / BFG 480W |  | 0.48 | 1542 | 218 | 5 |  | Fixed | Roof
NJCERE1555054119 | Community Solar Energy Program | SPRINGFIELD | 7081 | 10 | 883.1 | Commercial | Community Solar | Yes | Community Solar Rooftop, Canopy and Carport | Solar Landscape LLC |  | JCP&L | Accepted | 2023-11-16 | 2023-12-19 | 2025-06-19 | Inverters | Solar Edge | SE120KUS | 120000 |  | 5 |  |  | 0.985 |  | Outdoor
NJCERE1555054119 | Community Solar Energy Program | SPRINGFIELD | 7081 | 10 | 883.1 | Commercial | Community Solar | Yes | Community Solar Rooftop, Canopy and Carport | Solar Landscape LLC |  | JCP&L | Accepted | 2023-11-16 | 2023-12-19 | 2025-06-19 | Solar Panels | Heliene | 132HC M10 SL Monofacial |  | 0.49 | 182 | 156 | 5 |  | Fixed | Roof
NJCERE1555054119 | Community Solar Energy Program | SPRINGFIELD | 7081 | 10 | 883.1 | Commercial | Community Solar | Yes | Community Solar Rooftop, Canopy and Carport | Solar Landscape LLC |  | JCP&L | Accepted | 2023-11-16 | 2023-12-19 | 2025-06-19 | Solar Panels | Hanwha | Q.PEAK DUO XL-10.3 / BFG 480W |  | 0.48 | 462 | 156 | 5 |  | Fixed | Roof
NJCERE1555054119 | Community Solar Energy Program | SPRINGFIELD | 7081 | 10 | 883.1 | Commercial | Community Solar | Yes | Community Solar Rooftop, Canopy and Carport | Solar Landscape LLC |  | JCP&L | Accepted | 2023-11-16 | 2023-12-19 | 2025-06-19 | Solar Panels | Hanwha | Q.PEAK DUO XL-10.3 / BFG 480W |  | 0.48 | 1192 | 169 | 5 |  | Fixed | Roof
NJCERE1555054305 | Community Solar Energy Program | CHERRY HILL | 8003 | 14 | 511.2 | Commercial | Community Solar | Yes | Community Solar Rooftop, Canopy and Carport | Solar Landscape LLC |  | PSE&G | Accepted | 2023-11-27 | 2023-12-19 | 2025-06-19 | Inverters | SolarEdge | SE120KUS | 120000 |  | 3 |  |  | 0.985 |  | Outdoor
NJCERE1555054305 | Community Solar Energy Program | CHERRY HILL | 8003 | 14 | 511.2 | Commercial | Community Solar | Yes | Community Solar Rooftop, Canopy and Carport | Solar Landscape LLC |  | PSE&G | Accepted | 2023-11-27 | 2023-12-19 | 2025-06-19 | Solar Panels | Hanwha | Q.PEAK DUO XL-10.3 / BFG 480W |  | 0.48 | 1065 | 186 | 5 |  | Fixed | Roof
NJCERE1555054307 | Community Solar Energy Program | CARLSTADT | 7072 | 7 | 795.36 | Commercial | Community Solar | Yes | Community Solar Rooftop, Canopy and Carport | Solar Landscape LLC |  | PSE&G | Accepted | 2023-11-28 | 2023-12-14 | 2025-06-14 | Inverters | SolarEdge | SE120KUS | 120000 |  | 5 |  |  | 0.985 |  | Outdoor
NJCERE1555054307 | Community Solar Energy Program | CARLSTADT | 7072 | 7 | 795.36 | Commercial | Community Solar | Yes | Community Solar Rooftop, Canopy and Carport | Solar Landscape LLC |  | PSE&G | Accepted | 2023-11-28 | 2023-12-14 | 2025-06-14 | Solar Panels | Hanwha | Q.PEAK DUO XL-10.3 / BFG 480W |  | 0.48 | 1657 | 217 | 5 |  | Fixed | Roof
NJCERE1555054362 | Community Solar Energy Program | TINTON FALLS | 7724 | 17 | 484.12 | Commercial | Community Solar | Yes | Community Solar Rooftop, Canopy and Carport | Solar Landscape LLC |  | JCP&L | Accepted | 2023-11-27 | 2023-12-07 | 2025-06-07 | Inverters | SolarEdge | SE100KUS | 100000 |  | 4 |  |  | 0.985 |  | Outdoor
NJCERE1555054362 | Community Solar Energy Program | TINTON FALLS | 7724 | 17 | 484.12 | Commercial | Community Solar | Yes | Community Solar Rooftop, Canopy and Carport | Solar Landscape LLC |  | JCP&L | Accepted | 2023-11-27 | 2023-12-07 | 2025-06-07 | Solar Panels | Znshinesolar | ZXM6-NHLDD144 455W |  | 0.455 | 112 | 134 | 16 |  | Fixed | Roof
NJCERE1555054362 | Community Solar Energy Program | TINTON FALLS | 7724 | 17 | 484.12 | Commercial | Community Solar | Yes | Community Solar Rooftop, Canopy and Carport | Solar Landscape LLC |  | JCP&L | Accepted | 2023-11-27 | 2023-12-07 | 2025-06-07 | Solar Panels | Znshinesolar | ZXM6-NHLDD144 455W |  | 0.455 | 110 | 314 | 16 |  | Fixed | Roof
NJCERE1555054362 | Community Solar Energy Program | TINTON FALLS | 7724 | 17 | 484.12 | Commercial | Community Solar | Yes | Community Solar Rooftop, Canopy and Carport | Solar Landscape LLC |  | JCP&L | Accepted | 2023-11-27 | 2023-12-07 | 2025-06-07 | Solar Panels | Znshinesolar | ZXM6-NHLDD144 455W |  | 0.455 | 73 | 314 | 18 |  | Fixed | Roof
NJCERE1555054362 | Community Solar Energy Program | TINTON FALLS | 7724 | 17 | 484.12 | Commercial | Community Solar | Yes | Community Solar Rooftop, Canopy and Carport | Solar Landscape LLC |  | JCP&L | Accepted | 2023-11-27 | 2023-12-07 | 2025-06-07 | Solar Panels | Znshinesolar | ZXM6-NHLDD144 455W |  | 0.455 | 73 | 134 | 18 |  | Fixed | Roof
NJCERE1555054362 | Community Solar Energy Program | TINTON FALLS | 7724 | 17 | 484.12 | Commercial | Community Solar | Yes | Community Solar Rooftop, Canopy and Carport | Solar Landscape LLC |  | JCP&L | Accepted | 2023-11-27 | 2023-12-07 | 2025-06-07 | Solar Panels | Znshinesolar | ZXM6-NHLDD144 455W |  | 0.455 | 50 | 44 | 18 |  | Fixed | Roof
NJCERE1555054362 | Community Solar Energy Program | TINTON FALLS | 7724 | 17 | 484.12 | Commercial | Community Solar | Yes | Community Solar Rooftop, Canopy and Carport | Solar Landscape LLC |  | JCP&L | Accepted | 2023-11-27 | 2023-12-07 | 2025-06-07 | Solar Panels | Znshinesolar | ZXM6-NHLDD144 455W |  | 0.455 | 117 | 336 | 18 |  | Fixed | Roof
NJCERE1555054362 | Community Solar Energy Program | TINTON FALLS | 7724 | 17 | 484.12 | Commercial | Community Solar | Yes | Community Solar Rooftop, Canopy and Carport | Solar Landscape LLC |  | JCP&L | Accepted | 2023-11-27 | 2023-12-07 | 2025-06-07 | Solar Panels | Znshinesolar | ZXM6-NHLDD144 455W |  | 0.455 | 65 | 156 | 18 |  | Fixed | Roof
NJCERE1555054362 | Community Solar Energy Program | TINTON FALLS | 7724 | 17 | 484.12 | Commercial | Community Solar | Yes | Community Solar Rooftop, Canopy and Carport | Solar Landscape LLC |  | JCP&L | Accepted | 2023-11-27 | 2023-12-07 | 2025-06-07 | Solar Panels | Znshinesolar | ZXM6-NHLDD144 455W |  | 0.455 | 232 | 86 | 18 |  | Fixed | Roof
NJCERE1555054362 | Community Solar Energy Program | TINTON FALLS | 7724 | 17 | 484.12 | Commercial | Community Solar | Yes | Community Solar Rooftop, Canopy and Carport | Solar Landscape LLC |  | JCP&L | Accepted | 2023-11-27 | 2023-12-07 | 2025-06-07 | Solar Panels | Znshinesolar | ZXM6-NHLDD144 455W |  | 0.455 | 232 | 266 | 18 |  | Fixed | Roof
NJCERE1555054407 | Community Solar Energy Program | MATAWAN | 7747 | 17 | 939.58 | Commercial | Community Solar | Yes | Community Solar Rooftop, Canopy and Carport | Solar Landscape LLC |  | JCP&L | Accepted | 2023-11-27 | 2023-12-07 | 2025-06-07 | Inverters | SolarEdge | SE120KUS | 120000 |  | 7 |  |  | 0.985 |  | Outdoor
NJCERE1555054407 | Community Solar Energy Program | MATAWAN | 7747 | 17 | 939.58 | Commercial | Community Solar | Yes | Community Solar Rooftop, Canopy and Carport | Solar Landscape LLC |  | JCP&L | Accepted | 2023-11-27 | 2023-12-07 | 2025-06-07 | Solar Panels | Znshinesolar | ZXM6-NHLDD144 455W |  | 0.455 | 317 | 319.5 | 2 |  | Fixed | Roof
NJCERE1555054407 | Community Solar Energy Program | MATAWAN | 7747 | 17 | 939.58 | Commercial | Community Solar | Yes | Community Solar Rooftop, Canopy and Carport | Solar Landscape LLC |  | JCP&L | Accepted | 2023-11-27 | 2023-12-07 | 2025-06-07 | Solar Panels | Znshinesolar | ZXM6-NHLDD144 455W |  | 0.455 | 1748 | 139.5 | 2 |  | Fixed | Roof
NJCERE1555054410 | Community Solar Energy Program | HAMBURG | 7419 | 1 | 508.8 | Commercial | Community Solar | Yes | Community Solar Rooftop, Canopy and Carport | Solar Landscape LLC |  | JCP&L | Accepted | 2023-11-28 | 2023-12-07 | 2025-06-07 | Solar Panels | Hanwha | Q.PEAK DUO XL-10.3 / BFG 480W |  | 0.48 | 43 | 30 | 2 |  | Fixed | Roof
NJCERE1555054410 | Community Solar Energy Program | HAMBURG | 7419 | 1 | 508.8 | Commercial | Community Solar | Yes | Community Solar Rooftop, Canopy and Carport | Solar Landscape LLC |  | JCP&L | Accepted | 2023-11-28 | 2023-12-07 | 2025-06-07 | Solar Panels | Hanwha | Q.PEAK DUO XL-10.3 / BFG 480W |  | 0.48 | 121 | 247 | 2 |  | Fixed | Roof
NJCERE1555054410 | Community Solar Energy Program | HAMBURG | 7419 | 1 | 508.8 | Commercial | Community Solar | Yes | Community Solar Rooftop, Canopy and Carport | Solar Landscape LLC |  | JCP&L | Accepted | 2023-11-28 | 2023-12-07 | 2025-06-07 | Solar Panels | Hanwha | Q.PEAK DUO XL-10.3 / BFG 480W |  | 0.48 | 121 | 67 | 2 |  | Fixed | Roof
NJCERE1555054410 | Community Solar Energy Program | HAMBURG | 7419 | 1 | 508.8 | Commercial | Community Solar | Yes | Community Solar Rooftop, Canopy and Carport | Solar Landscape LLC |  | JCP&L | Accepted | 2023-11-28 | 2023-12-07 | 2025-06-07 | Solar Panels | Hanwha | Q.PEAK DUO XL-10.3 / BFG 480W |  | 0.48 | 366 | 337 | 2 |  | Fixed | Roof
NJCERE1555054410 | Community Solar Energy Program | HAMBURG | 7419 | 1 | 508.8 | Commercial | Community Solar | Yes | Community Solar Rooftop, Canopy and Carport | Solar Landscape LLC |  | JCP&L | Accepted | 2023-11-28 | 2023-12-07 | 2025-06-07 | Solar Panels | Hanwha | Q.PEAK DUO XL-10.3 / BFG 480W |  | 0.48 | 366 | 157 | 2 |  | Fixed | Roof
NJCERE1555054410 | Community Solar Energy Program | HAMBURG | 7419 | 1 | 508.8 | Commercial | Community Solar | Yes | Community Solar Rooftop, Canopy and Carport | Solar Landscape LLC |  | JCP&L | Accepted | 2023-11-28 | 2023-12-07 | 2025-06-07 | Inverters | Solar Edge | SE120KUS | 120000 |  | 3 |  |  | 0.985 |  | Outdoor
NJCERE1555054410 | Community Solar Energy Program | HAMBURG | 7419 | 1 | 508.8 | Commercial | Community Solar | Yes | Community Solar Rooftop, Canopy and Carport | Solar Landscape LLC |  | JCP&L | Accepted | 2023-11-28 | 2023-12-07 | 2025-06-07 | Solar Panels | Hanwha | Q.PEAK DUO XL-10.3 / BFG 480W |  | 0.48 | 43 | 210 | 2 |  | Fixed | Roof
NJCERE1555054411 | Community Solar Energy Program | LITTLE FERRY | 7643 | 7 | 366.72 | Commercial | Community Solar | Yes | Community Solar Rooftop, Canopy and Carport | Solar Landscape LLC |  | PSE&G | Accepted | 2023-11-27 | 2023-12-20 | 2025-06-20 | Inverters | SolarEdge | SE100KUS | 100000 |  | 3 |  |  | 0.985 |  | Outdoor
NJCERE1555054411 | Community Solar Energy Program | LITTLE FERRY | 7643 | 7 | 366.72 | Commercial | Community Solar | Yes | Community Solar Rooftop, Canopy and Carport | Solar Landscape LLC |  | PSE&G | Accepted | 2023-11-27 | 2023-12-20 | 2025-06-20 | Solar Panels | Hanwha | Q.PEAK DUO XL-10.3 / BFG 480W |  | 0.48 | 363 | 190.26 | 2 |  | Fixed | Roof
NJCERE1555054411 | Community Solar Energy Program | LITTLE FERRY | 7643 | 7 | 366.72 | Commercial | Community Solar | Yes | Community Solar Rooftop, Canopy and Carport | Solar Landscape LLC |  | PSE&G | Accepted | 2023-11-27 | 2023-12-20 | 2025-06-20 | Solar Panels | Hanwha | Q.PEAK DUO XL-10.3 / BFG 480W |  | 0.48 | 401 | 10.01 | 3 |  | Fixed | Roof
NJCERE1555054416 | Community Solar Energy Program | MERCERVILLE | 8619 | 12 | 671.13 | Commercial | Community Solar | Yes | Community Solar Rooftop, Canopy and Carport | Solar Landscape LLC |  | PSE&G | Accepted | 2023-11-27 | 2023-12-20 | 2025-06-20 | Solar Panels | Znshinesolar | ZXM6-NHLDD144 455W |  | 0.455 | 39 | 203 | 5 |  | Fixed | Roof
NJCERE1555054416 | Community Solar Energy Program | MERCERVILLE | 8619 | 12 | 671.13 | Commercial | Community Solar | Yes | Community Solar Rooftop, Canopy and Carport | Solar Landscape LLC |  | PSE&G | Accepted | 2023-11-27 | 2023-12-20 | 2025-06-20 | Solar Panels | Znshinesolar | ZXM6-NHLDD144 455W |  | 0.455 | 12 | 113 | 18 |  | Fixed | Roof
NJCERE1555054416 | Community Solar Energy Program | MERCERVILLE | 8619 | 12 | 671.13 | Commercial | Community Solar | Yes | Community Solar Rooftop, Canopy and Carport | Solar Landscape LLC |  | PSE&G | Accepted | 2023-11-27 | 2023-12-20 | 2025-06-20 | Solar Panels | Znshinesolar | ZXM6-NHLDD144 455W |  | 0.455 | 23 | 23 | 29 |  | Fixed | Roof
NJCERE1555054416 | Community Solar Energy Program | MERCERVILLE | 8619 | 12 | 671.13 | Commercial | Community Solar | Yes | Community Solar Rooftop, Canopy and Carport | Solar Landscape LLC |  | PSE&G | Accepted | 2023-11-27 | 2023-12-20 | 2025-06-20 | Solar Panels | Znshinesolar | ZXM6-NHLDD144 455W |  | 0.455 | 662 | 203 | 17 |  | Fixed | Roof
NJCERE1555054416 | Community Solar Energy Program | MERCERVILLE | 8619 | 12 | 671.13 | Commercial | Community Solar | Yes | Community Solar Rooftop, Canopy and Carport | Solar Landscape LLC |  | PSE&G | Accepted | 2023-11-27 | 2023-12-20 | 2025-06-20 | Inverters | SolarEdge | SE120KUS | 120000 |  | 5 |  |  | 0.985 |  | Outdoor
NJCERE1555054416 | Community Solar Energy Program | MERCERVILLE | 8619 | 12 | 671.13 | Commercial | Community Solar | Yes | Community Solar Rooftop, Canopy and Carport | Solar Landscape LLC |  | PSE&G | Accepted | 2023-11-27 | 2023-12-20 | 2025-06-20 | Solar Panels | Znshinesolar | ZXM6-NHLDD144 455W |  | 0.455 | 739 | 23 | 18 |  | Fixed | Roof
NJCERE1555054430 | Community Solar Energy Program | MIDDLETOWN | 7748 | 17 | 575.6 | Commercial | Community Solar | No | Community Solar Rooftop, Canopy and Carport | American Renewables Construction |  | JCP&L | Accepted | 2023-11-28 | 2024-01-12 | 2025-07-12 | Solar Panels | VSUN Solar | Vsun VSUN400-108BMH |  | 0.4 | 571 | 155 | 3 |  | Fixed | Roof
NJCERE1555054430 | Community Solar Energy Program | MIDDLETOWN | 7748 | 17 | 575.6 | Commercial | Community Solar | No | Community Solar Rooftop, Canopy and Carport | American Renewables Construction |  | JCP&L | Accepted | 2023-11-28 | 2024-01-12 | 2025-07-12 | Meters | Also Energy | PCL-400 | 1000000 |  | 1 |  |  |  | Yes | Outdoor
NJCERE1555054430 | Community Solar Energy Program | MIDDLETOWN | 7748 | 17 | 575.6 | Commercial | Community Solar | No | Community Solar Rooftop, Canopy and Carport | American Renewables Construction |  | JCP&L | Accepted | 2023-11-28 | 2024-01-12 | 2025-07-12 | Inverters | CPS | CPS SCA60KTL-DO/US-480 | 60000 |  | 7 |  |  | 0.9 |  | Outdoor
NJCERE1555054430 | Community Solar Energy Program | MIDDLETOWN | 7748 | 17 | 575.6 | Commercial | Community Solar | No | Community Solar Rooftop, Canopy and Carport | American Renewables Construction |  | JCP&L | Accepted | 2023-11-28 | 2024-01-12 | 2025-07-12 | Solar Panels | VSUN Solar | Vsun VSUN400-108BMH |  | 0.4 | 868 | 155 | 3 |  | Fixed | Roof
NJCERE1555054435 | Community Solar Energy Program | OLD BRIDGE | 8857 | 11 | 696.15 | Commercial | Community Solar | Yes | Community Solar Rooftop, Canopy and Carport | Solar Landscape LLC |  | JCP&L | Accepted | 2023-11-27 | 2023-12-07 | 2025-06-07 | Inverters | SolarEdge | SE120KUS | 120000 |  | 4 |  |  | 0.985 |  | Outdoor
NJCERE1555054435 | Community Solar Energy Program | OLD BRIDGE | 8857 | 11 | 696.15 | Commercial | Community Solar | Yes | Community Solar Rooftop, Canopy and Carport | Solar Landscape LLC |  | JCP&L | Accepted | 2023-11-27 | 2023-12-07 | 2025-06-07 | Solar Panels | Znshinesolar | ZXM6-NHLDD144 455W |  | 0.455 | 499 | 262.5 | 0 |  | Fixed | Roof
NJCERE1555054435 | Community Solar Energy Program | OLD BRIDGE | 8857 | 11 | 696.15 | Commercial | Community Solar | Yes | Community Solar Rooftop, Canopy and Carport | Solar Landscape LLC |  | JCP&L | Accepted | 2023-11-27 | 2023-12-07 | 2025-06-07 | Solar Panels | Znshinesolar | ZXM6-NHLDD144 455W |  | 0.455 | 723 | 82.5 | 0 |  | Fixed | Roof
NJCERE1555054435 | Community Solar Energy Program | OLD BRIDGE | 8857 | 11 | 696.15 | Commercial | Community Solar | Yes | Community Solar Rooftop, Canopy and Carport | Solar Landscape LLC |  | JCP&L | Accepted | 2023-11-27 | 2023-12-07 | 2025-06-07 | Solar Panels | Znshinesolar | ZXM6-NHLDD144 455W |  | 0.455 | 308 | 161.3 | 0 |  | Fixed | Roof
NJCERE1555054448 | Community Solar Energy Program | Egg Harbor Township | 8234 | 19 | 996.84 | Commercial | Community Solar | Yes | Community Solar Contaminated Sites and Landfills | AC Power, LLC |  | AC Electric | Accepted Pending Verification | 2023-11-27 |  |  | Solar Panels | Hanwha Q.Cells | Q.Peak DUO XL-G11.3/BFG |  | 0.585 | 1704 | 180 | 15 |  | Fixed | Ground
NJCERE1555054448 | Community Solar Energy Program | Egg Harbor Township | 8234 | 19 | 996.84 | Commercial | Community Solar | Yes | Community Solar Contaminated Sites and Landfills | AC Power, LLC |  | AC Electric | Accepted Pending Verification | 2023-11-27 |  |  | Inverters | SMA America | Sunny Highpower Peak3 | 125 |  | 6 |  |  | 0.985 |  | Outdoor
NJCERE1555054452 | Community Solar Energy Program | LITTLE FERRY | 7643 | 7 | 542.4 | Commercial | Community Solar | Yes | Community Solar Rooftop, Canopy and Carport | Solar Landscape LLC |  | PSE&G | Accepted | 2023-11-27 | 2023-12-20 | 2025-06-20 | Inverters | SolarEdge | SE120KUS | 120000 |  | 4 |  |  | 0.985 |  | Outdoor
NJCERE1555054452 | Community Solar Energy Program | LITTLE FERRY | 7643 | 7 | 542.4 | Commercial | Community Solar | Yes | Community Solar Rooftop, Canopy and Carport | Solar Landscape LLC |  | PSE&G | Accepted | 2023-11-27 | 2023-12-20 | 2025-06-20 | Solar Panels | Hanwha | Q.PEAK DUO XL-10.3 / BFG 480W |  | 0.48 | 570 | 190.14 | 3 |  | Fixed | Roof
NJCERE1555054452 | Community Solar Energy Program | LITTLE FERRY | 7643 | 7 | 542.4 | Commercial | Community Solar | Yes | Community Solar Rooftop, Canopy and Carport | Solar Landscape LLC |  | PSE&G | Accepted | 2023-11-27 | 2023-12-20 | 2025-06-20 | Solar Panels | Hanwha | Q.PEAK DUO XL-10.3 / BFG 480W |  | 0.48 | 560 | 10.12 | 3 |  | Fixed | Roof
NJCERE1555054453 | Community Solar Energy Program | LYNDHURST | 7071 | 7 | 938.88 | Commercial | Community Solar | Yes | Community Solar Rooftop, Canopy and Carport | Solar Landscape LLC |  | PSE&G | Accepted | 2023-11-28 | 2023-12-14 | 2025-06-14 | Inverters | Solar Edge | SE120KUS | 120000 |  | 6 |  |  | 0.985 |  | Outdoor
NJCERE1555054453 | Community Solar Energy Program | LYNDHURST | 7071 | 7 | 938.88 | Commercial | Community Solar | Yes | Community Solar Rooftop, Canopy and Carport | Solar Landscape LLC |  | PSE&G | Accepted | 2023-11-28 | 2023-12-14 | 2025-06-14 | Solar Panels | Hanwha | Q.PEAK DUO XL-10.3 / BFG 480W |  | 0.48 | 1956 | 138 | 5 |  | Fixed | Roof
NJCERE1555054468 | Community Solar Energy Program | HILLSIDE | 7205 | 10 | 979.2 | Commercial | Community Solar | Yes | Community Solar Rooftop, Canopy and Carport | Solar Landscape LLC |  | PSE&G | Accepted | 2023-11-27 | 2023-12-20 | 2025-06-20 | Inverters | Solar Edge | SE100KUS | 100000 |  | 7 |  |  | 0.985 |  | Outdoor
NJCERE1555054468 | Community Solar Energy Program | HILLSIDE | 7205 | 10 | 979.2 | Commercial | Community Solar | Yes | Community Solar Rooftop, Canopy and Carport | Solar Landscape LLC |  | PSE&G | Accepted | 2023-11-27 | 2023-12-20 | 2025-06-20 | Solar Panels | Hanwha | Q.PEAK DUO XL-10.3 / BFG 480W |  | 0.48 | 882 | 348 | 18 |  | Fixed | Roof
NJCERE1555054468 | Community Solar Energy Program | HILLSIDE | 7205 | 10 | 979.2 | Commercial | Community Solar | Yes | Community Solar Rooftop, Canopy and Carport | Solar Landscape LLC |  | PSE&G | Accepted | 2023-11-27 | 2023-12-20 | 2025-06-20 | Solar Panels | Hanwha | Q.PEAK DUO XL-10.3 / BFG 480W |  | 0.48 | 200 | 168 | 18 |  | Fixed | Roof
NJCERE1555054468 | Community Solar Energy Program | HILLSIDE | 7205 | 10 | 979.2 | Commercial | Community Solar | Yes | Community Solar Rooftop, Canopy and Carport | Solar Landscape LLC |  | PSE&G | Accepted | 2023-11-27 | 2023-12-20 | 2025-06-20 | Solar Panels | Hanwha | Q.PEAK DUO XL-10.3 / BFG 480W |  | 0.48 | 151 | 78 | 1 |  | Fixed | Roof
NJCERE1555054468 | Community Solar Energy Program | HILLSIDE | 7205 | 10 | 979.2 | Commercial | Community Solar | Yes | Community Solar Rooftop, Canopy and Carport | Solar Landscape LLC |  | PSE&G | Accepted | 2023-11-27 | 2023-12-20 | 2025-06-20 | Solar Panels | Hanwha | Q.PEAK DUO XL-10.3 / BFG 480W |  | 0.48 | 103 | 288 | 1 |  | Fixed | Roof
NJCERE1555054468 | Community Solar Energy Program | HILLSIDE | 7205 | 10 | 979.2 | Commercial | Community Solar | Yes | Community Solar Rooftop, Canopy and Carport | Solar Landscape LLC |  | PSE&G | Accepted | 2023-11-27 | 2023-12-20 | 2025-06-20 | Solar Panels | Hanwha | Q.PEAK DUO XL-10.3 / BFG 480W |  | 0.48 | 198 | 258 | 1 |  | Fixed | Roof
NJCERE1555054468 | Community Solar Energy Program | HILLSIDE | 7205 | 10 | 979.2 | Commercial | Community Solar | Yes | Community Solar Rooftop, Canopy and Carport | Solar Landscape LLC |  | PSE&G | Accepted | 2023-11-27 | 2023-12-20 | 2025-06-20 | Solar Panels | Hanwha | Q.PEAK DUO XL-10.3 / BFG 480W |  | 0.48 | 283 | 169 | 5 |  | Fixed | Roof
NJCERE1555054468 | Community Solar Energy Program | HILLSIDE | 7205 | 10 | 979.2 | Commercial | Community Solar | Yes | Community Solar Rooftop, Canopy and Carport | Solar Landscape LLC |  | PSE&G | Accepted | 2023-11-27 | 2023-12-20 | 2025-06-20 | Solar Panels | Hanwha | Q.PEAK DUO XL-10.3 / BFG 480W |  | 0.48 | 223 | 168 | 1 |  | Fixed | Roof
NJCERE1555054479 | Community Solar Energy Program | SAYREVILLE | 8872 | 11 | 705.6 | Commercial | Community Solar | Yes | Community Solar Rooftop, Canopy and Carport | Solar Landscape LLC |  | JCP&L | Accepted | 2023-11-27 | 2023-12-08 | 2025-06-08 | Inverters | SolarEdge | SE100KUS | 100000 |  | 5 |  |  | 0.985 |  | Outdoor
NJCERE1555054479 | Community Solar Energy Program | SAYREVILLE | 8872 | 11 | 705.6 | Commercial | Community Solar | Yes | Community Solar Rooftop, Canopy and Carport | Solar Landscape LLC |  | JCP&L | Accepted | 2023-11-27 | 2023-12-08 | 2025-06-08 | Solar Panels | Hanwha | Q.PEAK DUO XL-10.3 / BFG 480W |  | 0.48 | 1470 | 198.5 | 4 |  | Fixed | Roof
NJCERE1555054480 | Community Solar Energy Program | BERLIN | 8009 | 14 | 996.84 | Commercial | Community Solar | Yes | Community Solar Contaminated Sites and Landfills | AC Power, LLC |  | AC Electric | Accepted Pending Verification | 2023-11-27 |  |  | Solar Panels | Hanwha Q.Cells | Q.Peak DUO XL-G11.3/BFG |  | 0.585 | 1704 | 180 | 15 |  | Fixed | Ground
NJCERE1555054480 | Community Solar Energy Program | BERLIN | 8009 | 14 | 996.84 | Commercial | Community Solar | Yes | Community Solar Contaminated Sites and Landfills | AC Power, LLC |  | AC Electric | Accepted Pending Verification | 2023-11-27 |  |  | Inverters | SMA America | Sunny Highpower Peak3 | 125 |  | 6 |  |  | 0.985 |  | Outdoor
NJCERE1555054486 | Community Solar Energy Program | EDGEWATER PARK | 8010 | 13 | 551.01 | Commercial | Community Solar | Yes | Community Solar Rooftop, Canopy and Carport | Solar Landscape LLC |  | PSE&G | Accepted | 2023-11-28 | 2023-12-21 | 2025-06-21 | Inverters | SolarEdge | SE120KUS | 120000 |  | 4 |  |  | 0.985 |  | Outdoor
NJCERE1555054486 | Community Solar Energy Program | EDGEWATER PARK | 8010 | 13 | 551.01 | Commercial | Community Solar | Yes | Community Solar Rooftop, Canopy and Carport | Solar Landscape LLC |  | PSE&G | Accepted | 2023-11-28 | 2023-12-21 | 2025-06-21 | Solar Panels | Znshinesolar | ZXM6-NHLDD144 455W |  | 0.455 | 192 | 250 | 1 |  | Fixed | Roof
NJCERE1555054486 | Community Solar Energy Program | EDGEWATER PARK | 8010 | 13 | 551.01 | Commercial | Community Solar | Yes | Community Solar Rooftop, Canopy and Carport | Solar Landscape LLC |  | PSE&G | Accepted | 2023-11-28 | 2023-12-21 | 2025-06-21 | Solar Panels | Znshinesolar | ZXM6-NHLDD144 455W |  | 0.455 | 36 | 140 | 1 |  | Fixed | Roof
NJCERE1555054486 | Community Solar Energy Program | EDGEWATER PARK | 8010 | 13 | 551.01 | Commercial | Community Solar | Yes | Community Solar Rooftop, Canopy and Carport | Solar Landscape LLC |  | PSE&G | Accepted | 2023-11-28 | 2023-12-21 | 2025-06-21 | Solar Panels | Znshinesolar | ZXM6-NHLDD144 455W |  | 0.455 | 983 | 70 | 1 |  | Fixed | Roof
NJCERE1555054492 | Community Solar Energy Program | MONMOUTH JUNCTION | 8852 | 11 | 737.1 | Commercial | Community Solar | Yes | Community Solar Rooftop, Canopy and Carport | Solar Landscape LLC |  | PSE&G | Accepted | 2023-11-27 | 2023-12-21 | 2025-06-21 | Inverters | SolarEdge | SE120KUS | 120000 |  | 5 |  |  | 0.985 |  | Outdoor
NJCERE1555054492 | Community Solar Energy Program | MONMOUTH JUNCTION | 8852 | 11 | 737.1 | Commercial | Community Solar | Yes | Community Solar Rooftop, Canopy and Carport | Solar Landscape LLC |  | PSE&G | Accepted | 2023-11-27 | 2023-12-21 | 2025-06-21 | Solar Panels | Znshinesolar | ZXM6-NHLDD144 455W |  | 0.455 | 732 | 223 | 7 |  | Fixed | Roof
NJCERE1555054492 | Community Solar Energy Program | MONMOUTH JUNCTION | 8852 | 11 | 737.1 | Commercial | Community Solar | Yes | Community Solar Rooftop, Canopy and Carport | Solar Landscape LLC |  | PSE&G | Accepted | 2023-11-27 | 2023-12-21 | 2025-06-21 | Solar Panels | Znshinesolar | ZXM6-NHLDD144 455W |  | 0.455 | 888 | 43 | 7 |  | Fixed | Roof
NJCERE1555054494 | Community Solar Energy Program | EAST RUTHERFORD | 7073 | 7 | 999.84 | Commercial | Community Solar | Yes | Community Solar Rooftop, Canopy and Carport | Solar Landscape LLC |  | PSE&G | Accepted | 2023-11-28 | 2023-12-14 | 2025-06-14 | Inverters | SolarEdge | SE120KUS | 120000 |  | 6 |  |  | 0.985 |  | Outdoor
NJCERE1555054494 | Community Solar Energy Program | EAST RUTHERFORD | 7073 | 7 | 999.84 | Commercial | Community Solar | Yes | Community Solar Rooftop, Canopy and Carport | Solar Landscape LLC |  | PSE&G | Accepted | 2023-11-28 | 2023-12-14 | 2025-06-14 | Solar Panels | Hanwha | Q.Peak Duo XL-10.3/BFG |  | 0.48 | 2083 | 217 | 5 |  | Fixed | Roof
NJCERE1555054496 | Community Solar Energy Program | SAYREVILLE | 8872 | 11 | 650.88 | Commercial | Community Solar | Yes | Community Solar Rooftop, Canopy and Carport | Solar Landscape LLC |  | JCP&L | Accepted | 2023-11-27 | 2023-12-08 | 2025-06-08 | Inverters | SolarEdge | SE120KUS | 120000 |  | 4 |  |  | 0.985 |  | Outdoor
NJCERE1555054496 | Community Solar Energy Program | SAYREVILLE | 8872 | 11 | 650.88 | Commercial | Community Solar | Yes | Community Solar Rooftop, Canopy and Carport | Solar Landscape LLC |  | JCP&L | Accepted | 2023-11-27 | 2023-12-08 | 2025-06-08 | Solar Panels | Hanwha | Q.PEAK DUO XL-10.3 / BFG 480W |  | 0.48 | 1356 | 198.4 | 5 |  | Fixed | Roof
NJCERE1555054498 | Community Solar Energy Program | BRICK | 8723 | 18 | 871.78 | Commercial | Community Solar | Yes | Community Solar Rooftop, Canopy and Carport | Solar Landscape LLC |  | JCP&L | Accepted | 2023-11-27 | 2023-12-07 | 2025-06-07 | Inverters | Solar Edge | SE80KUS | 80000 |  | 6 |  |  | 0.985 |  | Outdoor
NJCERE1555054498 | Community Solar Energy Program | BRICK | 8723 | 18 | 871.78 | Commercial | Community Solar | Yes | Community Solar Rooftop, Canopy and Carport | Solar Landscape LLC |  | JCP&L | Accepted | 2023-11-27 | 2023-12-07 | 2025-06-07 | Solar Panels | Znshinesolar | ZXM6-NHLDD144 455W |  | 0.455 | 1916 | 208 | 1 |  | Fixed | Roof
NJCERE1555054501 | Community Solar Energy Program | PARSIPPANY | 7054 | 3 | 636.12 | Commercial | Community Solar | Yes | Community Solar Rooftop, Canopy and Carport | G&S Operations LLC |  | JCP&L | Accepted | 2023-11-28 | 2023-12-12 | 2025-06-12 | Inverters | SolarEdge | SE120KUS | 480000 |  | 4 |  |  | 0.981 |  | Outdoor
NJCERE1555054501 | Community Solar Energy Program | PARSIPPANY | 7054 | 3 | 636.12 | Commercial | Community Solar | Yes | Community Solar Rooftop, Canopy and Carport | G&S Operations LLC |  | JCP&L | Accepted | 2023-11-28 | 2023-12-12 | 2025-06-12 | Meters | Elkor | Watts-On Mark II |  |  | 1 |  |  |  | Yes | Outdoor
NJCERE1555054501 | Community Solar Energy Program | PARSIPPANY | 7054 | 3 | 636.12 | Commercial | Community Solar | Yes | Community Solar Rooftop, Canopy and Carport | G&S Operations LLC |  | JCP&L | Accepted | 2023-11-28 | 2023-12-12 | 2025-06-12 | Solar Panels | Waaree | BI-57-540 |  | 0.54 | 1178 | 207 | 10 |  | Fixed | Roof
NJCERE1555054503 | Community Solar Energy Program | DELRAN | 8075 | 13 | 904.54 | Commercial | Community Solar | Yes | Community Solar Rooftop, Canopy and Carport | Solar Landscape LLC |  | PSE&G | Accepted | 2023-11-28 | 2023-12-21 | 2025-06-21 | Inverters | SolarEdge | SE120KUS | 120000 |  | 7 |  |  | 0.985 |  | Outdoor
NJCERE1555054503 | Community Solar Energy Program | DELRAN | 8075 | 13 | 904.54 | Commercial | Community Solar | Yes | Community Solar Rooftop, Canopy and Carport | Solar Landscape LLC |  | PSE&G | Accepted | 2023-11-28 | 2023-12-21 | 2025-06-21 | Solar Panels | Znshinesolar | ZXM6-NHLDD144 455W |  | 0.455 | 1023 | 61 | 1 |  | Fixed | Roof
NJCERE1555054503 | Community Solar Energy Program | DELRAN | 8075 | 13 | 904.54 | Commercial | Community Solar | Yes | Community Solar Rooftop, Canopy and Carport | Solar Landscape LLC |  | PSE&G | Accepted | 2023-11-28 | 2023-12-21 | 2025-06-21 | Solar Panels | Znshinesolar | ZXM6-NHLDD144 455W |  | 0.455 | 95 | 327 | 1 |  | Fixed | Roof
NJCERE1555054503 | Community Solar Energy Program | DELRAN | 8075 | 13 | 904.54 | Commercial | Community Solar | Yes | Community Solar Rooftop, Canopy and Carport | Solar Landscape LLC |  | PSE&G | Accepted | 2023-11-28 | 2023-12-21 | 2025-06-21 | Solar Panels | Znshinesolar | ZXM6-NHLDD144 455W |  | 0.455 | 312 | 57 | 1 |  | Fixed | Roof
NJCERE1555054503 | Community Solar Energy Program | DELRAN | 8075 | 13 | 904.54 | Commercial | Community Solar | Yes | Community Solar Rooftop, Canopy and Carport | Solar Landscape LLC |  | PSE&G | Accepted | 2023-11-28 | 2023-12-21 | 2025-06-21 | Solar Panels | Znshinesolar | ZXM6-NHLDD144 455W |  | 0.455 | 255 | 59 | 1 |  | Fixed | Roof
NJCERE1555054503 | Community Solar Energy Program | DELRAN | 8075 | 13 | 904.54 | Commercial | Community Solar | Yes | Community Solar Rooftop, Canopy and Carport | Solar Landscape LLC |  | PSE&G | Accepted | 2023-11-28 | 2023-12-21 | 2025-06-21 | Solar Panels | Znshinesolar | ZXM6-NHLDD144 455W |  | 0.455 | 243 | 237 | 1 |  | Fixed | Roof
NJCERE1555054503 | Community Solar Energy Program | DELRAN | 8075 | 13 | 904.54 | Commercial | Community Solar | Yes | Community Solar Rooftop, Canopy and Carport | Solar Landscape LLC |  | PSE&G | Accepted | 2023-11-28 | 2023-12-21 | 2025-06-21 | Solar Panels | Znshinesolar | ZXM6-NHLDD144 455W |  | 0.455 | 60 | 146 | 1 |  | Fixed | Roof
NJCERE1555054530 | Community Solar Energy Program | EGG HARBOR TOWNSHIP | 8234 | 19 | 385.92 | Commercial | Community Solar | Yes | Community Solar Rooftop, Canopy and Carport | Solar Landscape LLC |  | AC Electric | Accepted | 2023-11-27 | 2023-12-07 | 2025-06-07 | Solar Panels | Hanwha | Q.PEAK DUO XL-10.3 / BFG 480W |  | 0.48 | 432 | 119 | 1 |  | Fixed | Roof
NJCERE1555054530 | Community Solar Energy Program | EGG HARBOR TOWNSHIP | 8234 | 19 | 385.92 | Commercial | Community Solar | Yes | Community Solar Rooftop, Canopy and Carport | Solar Landscape LLC |  | AC Electric | Accepted | 2023-11-27 | 2023-12-07 | 2025-06-07 | Solar Panels | Hanwha | Q.PEAK DUO XL-10.3 / BFG 480W |  | 0.48 | 372 | 299 | 1 |  | Fixed | Roof
NJCERE1555054530 | Community Solar Energy Program | EGG HARBOR TOWNSHIP | 8234 | 19 | 385.92 | Commercial | Community Solar | Yes | Community Solar Rooftop, Canopy and Carport | Solar Landscape LLC |  | AC Electric | Accepted | 2023-11-27 | 2023-12-07 | 2025-06-07 | Inverters | Solar Edge | SE100KUS | 100000 |  | 3 |  |  | 0.985 |  | Outdoor
NJCERE1555054538 | Community Solar Energy Program | MARLTON | 8053 | 13 | 999.84 | Commercial | Community Solar | Yes | Community Solar Rooftop, Canopy and Carport | Solar Landscape LLC |  | PSE&G | Accepted | 2023-11-28 | 2023-12-21 | 2025-06-21 | Inverters | SolarEdge | SE120KUS | 120000 |  | 6 |  |  | 0.985 |  | Outdoor
NJCERE1555054538 | Community Solar Energy Program | MARLTON | 8053 | 13 | 999.84 | Commercial | Community Solar | Yes | Community Solar Rooftop, Canopy and Carport | Solar Landscape LLC |  | PSE&G | Accepted | 2023-11-28 | 2023-12-21 | 2025-06-21 | Solar Panels | Hanwha | Q.Peak Duo XL-10.3/BFG |  | 0.48 | 1497 | 152 | 5 |  | Fixed | Roof
NJCERE1555054538 | Community Solar Energy Program | MARLTON | 8053 | 13 | 999.84 | Commercial | Community Solar | Yes | Community Solar Rooftop, Canopy and Carport | Solar Landscape LLC |  | PSE&G | Accepted | 2023-11-28 | 2023-12-21 | 2025-06-21 | Solar Panels | Hanwha | Q.Peak Duo XL-10.3/BFG |  | 0.48 | 586 | 192 | 5 |  | Fixed | Roof
NJCERE1555054558 | Community Solar Energy Program | CHERRY HILL | 8003 | 14 | 496.32 | Commercial | Community Solar | Yes | Community Solar Rooftop, Canopy and Carport | Solar Landscape LLC |  | PSE&G | Accepted | 2023-11-27 | 2023-12-21 | 2025-06-21 | Inverters | SolarEdge | SE120KUS | 120000 |  | 3 |  |  | 0.985 |  | Outdoor
NJCERE1555054558 | Community Solar Energy Program | CHERRY HILL | 8003 | 14 | 496.32 | Commercial | Community Solar | Yes | Community Solar Rooftop, Canopy and Carport | Solar Landscape LLC |  | PSE&G | Accepted | 2023-11-27 | 2023-12-21 | 2025-06-21 | Solar Panels | Hanwha | Q.Peak Duo XL-10.3/BFG |  | 0.48 | 1034 | 186 | 5 |  | Fixed | Roof
NJCERE1555054562 | Community Solar Energy Program | DOVER | 7801 | 3 | 466.38 | Commercial | Community Solar | Yes | Community Solar Rooftop, Canopy and Carport | Solar Landscape LLC |  | JCP&L | Accepted | 2023-11-27 | 2023-12-08 | 2025-06-08 | Solar Panels | SolarEdge | ZXM6-NHLDD144 455W |  | 0.455 | 507 | 96 | 1 |  | Fixed | Roof
NJCERE1555054562 | Community Solar Energy Program | DOVER | 7801 | 3 | 466.38 | Commercial | Community Solar | Yes | Community Solar Rooftop, Canopy and Carport | Solar Landscape LLC |  | JCP&L | Accepted | 2023-11-27 | 2023-12-08 | 2025-06-08 | Solar Panels | SolarEdge | ZXM6-NHLDD144 455W |  | 0.455 | 213 | 276 | 1 |  | Fixed | Roof
NJCERE1555054562 | Community Solar Energy Program | DOVER | 7801 | 3 | 466.38 | Commercial | Community Solar | Yes | Community Solar Rooftop, Canopy and Carport | Solar Landscape LLC |  | JCP&L | Accepted | 2023-11-27 | 2023-12-08 | 2025-06-08 | Inverters | SolarEdge | SE100KUS | 100000 |  | 3 |  |  | 0.985 |  | Outdoor
NJCERE1555054562 | Community Solar Energy Program | DOVER | 7801 | 3 | 466.38 | Commercial | Community Solar | Yes | Community Solar Rooftop, Canopy and Carport | Solar Landscape LLC |  | JCP&L | Accepted | 2023-11-27 | 2023-12-08 | 2025-06-08 | Solar Panels | Znshinesolar | ZXM6-NHLDD144 455W |  | 0.455 | 305 | 185 | 5 |  | Fixed | Roof
NJCERE1555054562 | Community Solar Energy Program | DOVER | 7801 | 3 | 466.38 | Commercial | Community Solar | Yes | Community Solar Rooftop, Canopy and Carport | Solar Landscape LLC |  | JCP&L | Accepted | 2023-11-27 | 2023-12-08 | 2025-06-08 | Inverters | SolarEdge | SE120KUS | 120000 |  | 1 |  |  | 0.985 |  | Outdoor
NJCERE1555054563 | Community Solar Energy Program | Evesham | 8053 | 13 | 996.84 | Commercial | Community Solar | Yes | Community Solar Contaminated Sites and Landfills | AC Power, LLC |  | AC Electric | Accepted Pending Verification | 2023-11-27 |  |  | Solar Panels | Hanwha Q.Cells | Q.Peak DUO XL-G11.3/BFG |  | 0.585 | 1704 | 180 | 15 |  | Fixed | Ground
NJCERE1555054563 | Community Solar Energy Program | Evesham | 8053 | 13 | 996.84 | Commercial | Community Solar | Yes | Community Solar Contaminated Sites and Landfills | AC Power, LLC |  | AC Electric | Accepted Pending Verification | 2023-11-27 |  |  | Inverters | SMA America | Sunny Highpower Peak3 | 125 |  | 6 |  |  | 0.985 |  | Outdoor
NJCERE1555054565 | Community Solar Energy Program | CHERRY HILL | 8003 | 14 | 656.16 | Commercial | Community Solar | Yes | Community Solar Rooftop, Canopy and Carport | Solar Landscape LLC |  | PSE&G | Accepted | 2023-11-27 | 2023-12-21 | 2025-06-21 | Solar Panels | Hanwha | Q.Peak Duo XL-10.3/BFG |  | 0.48 | 1367 | 186 | 5 |  | Fixed | Roof
NJCERE1555054565 | Community Solar Energy Program | CHERRY HILL | 8003 | 14 | 656.16 | Commercial | Community Solar | Yes | Community Solar Rooftop, Canopy and Carport | Solar Landscape LLC |  | PSE&G | Accepted | 2023-11-27 | 2023-12-21 | 2025-06-21 | Inverters | SolarEdge | SE120KUS | 120000 |  | 4 |  |  | 0.985 |  | Outdoor
NJCERE1555054571 | Community Solar Energy Program | CHERRY HILL | 8003 | 14 | 334.56 | Commercial | Community Solar | Yes | Community Solar Rooftop, Canopy and Carport | Solar Landscape LLC |  | PSE&G | Accepted | 2023-11-27 | 2023-12-21 | 2025-06-21 | Inverters | SolarEdge | SE120KUS | 120000 |  | 2 |  |  | 0.985 |  | Outdoor
NJCERE1555054571 | Community Solar Energy Program | CHERRY HILL | 8003 | 14 | 334.56 | Commercial | Community Solar | Yes | Community Solar Rooftop, Canopy and Carport | Solar Landscape LLC |  | PSE&G | Accepted | 2023-11-27 | 2023-12-21 | 2025-06-21 | Solar Panels | Hanwha | Q.Peak Duo XL-10.3/BFG |  | 0.48 | 697 | 186 | 5 |  | Fixed | Roof
NJCERE1555054572 | Community Solar Energy Program | ELIZABETH | 7201 | 10 | 1516.8 | Commercial | Community Solar | Yes | Community Solar Rooftop, Canopy and Carport | Solar Landscape LLC |  | PSE&G | Accepted | 2023-11-28 | 2023-12-14 | 2025-06-14 | Inverters | SolarEdge | SE120KUS | 120000 |  | 10 |  |  | 0.985 |  | Outdoor
NJCERE1555054572 | Community Solar Energy Program | ELIZABETH | 7201 | 10 | 1516.8 | Commercial | Community Solar | Yes | Community Solar Rooftop, Canopy and Carport | Solar Landscape LLC |  | PSE&G | Accepted | 2023-11-28 | 2023-12-14 | 2025-06-14 | Solar Panels | Hanwha | Q.PEAK DUO XL-10.3 / BFG 480W |  | 0.48 | 3160 | 208 | 5 |  | Fixed | Roof
NJCERE1555054574 | Community Solar Energy Program | MOONACHIE | 7074 | 7 | 483.36 | Commercial | Community Solar | Yes | Community Solar Rooftop, Canopy and Carport | Solar Landscape LLC |  | PSE&G | Accepted | 2023-11-27 | 2023-12-21 | 2025-06-21 | Inverters | SolarEdge | SE120KUS | 120000 |  | 3 |  |  | 0.985 |  | Outdoor
NJCERE1555054574 | Community Solar Energy Program | MOONACHIE | 7074 | 7 | 483.36 | Commercial | Community Solar | Yes | Community Solar Rooftop, Canopy and Carport | Solar Landscape LLC |  | PSE&G | Accepted | 2023-11-27 | 2023-12-21 | 2025-06-21 | Solar Panels | Hanwha | Q.PEAK DUO XL-10.3 / BFG 480W |  | 0.48 | 566 | 203 | 1 |  | Fixed | Roof
NJCERE1555054574 | Community Solar Energy Program | MOONACHIE | 7074 | 7 | 483.36 | Commercial | Community Solar | Yes | Community Solar Rooftop, Canopy and Carport | Solar Landscape LLC |  | PSE&G | Accepted | 2023-11-27 | 2023-12-21 | 2025-06-21 | Solar Panels | Hanwha | Q.PEAK DUO XL-10.3 / BFG 480W |  | 0.48 | 441 | 23.45 | 1 |  | Fixed | Roof
NJCERE1555054580 | Community Solar Energy Program | CRANFORD | 7016 | 10 | 811.68 | Commercial | Community Solar | Yes | Community Solar Rooftop, Canopy and Carport | Solar Landscape LLC |  | PSE&G | Accepted | 2023-11-27 | 2023-12-21 | 2025-06-21 | Inverters | Solar Edge | SE120KUS | 120000 |  | 5 |  |  | 0.985 |  | Outdoor
NJCERE1555054580 | Community Solar Energy Program | CRANFORD | 7016 | 10 | 811.68 | Commercial | Community Solar | Yes | Community Solar Rooftop, Canopy and Carport | Solar Landscape LLC |  | PSE&G | Accepted | 2023-11-27 | 2023-12-21 | 2025-06-21 | Solar Panels | Hanwha | Q.PEAK DUO XL-10.3 / BFG 480W |  | 0.48 | 1178 | 170 | 1 |  | Fixed | Roof
NJCERE1555054580 | Community Solar Energy Program | CRANFORD | 7016 | 10 | 811.68 | Commercial | Community Solar | Yes | Community Solar Rooftop, Canopy and Carport | Solar Landscape LLC |  | PSE&G | Accepted | 2023-11-27 | 2023-12-21 | 2025-06-21 | Solar Panels | Hanwha | Q.PEAK DUO XL-10.3 / BFG 480W |  | 0.48 | 513 | 170 | 5 |  | Fixed | Roof
NJCERE1555054585 | Community Solar Energy Program | MARLTON | 8053 | 13 | 999.84 | Commercial | Community Solar | Yes | Community Solar Rooftop, Canopy and Carport | Solar Landscape LLC |  | PSE&G | Accepted | 2023-11-28 | 2023-12-21 | 2025-06-21 | Inverters | SolarEdge | SE120KUS | 120000 |  | 6 |  |  | 0.985 |  | Outdoor
NJCERE1555054585 | Community Solar Energy Program | MARLTON | 8053 | 13 | 999.84 | Commercial | Community Solar | Yes | Community Solar Rooftop, Canopy and Carport | Solar Landscape LLC |  | PSE&G | Accepted | 2023-11-28 | 2023-12-21 | 2025-06-21 | Solar Panels | Hanwha | Q.Peak Duo XL-10.3/BFG |  | 0.48 | 2083 | 152 | 5 |  | Fixed | Roof
NJCERE1555054591 | Community Solar Energy Program | MAPLE SHADE | 8052 | 13 | 960.05 | Commercial | Community Solar | Yes | Community Solar Rooftop, Canopy and Carport | Solar Landscape LLC |  | PSE&G | Accepted | 2023-11-27 | 2023-12-21 | 2025-06-21 | Inverters | SolarEdge | SE120KUS | 120000 |  | 7 |  |  | 0.985 |  | Outdoor
NJCERE1555054591 | Community Solar Energy Program | MAPLE SHADE | 8052 | 13 | 960.05 | Commercial | Community Solar | Yes | Community Solar Rooftop, Canopy and Carport | Solar Landscape LLC |  | PSE&G | Accepted | 2023-11-27 | 2023-12-21 | 2025-06-21 | Solar Panels | Znshinesolar | ZXM6-NHLDD144 455W |  | 0.455 | 84 | 310 | 1 |  | Fixed | Roof
NJCERE1555054591 | Community Solar Energy Program | MAPLE SHADE | 8052 | 13 | 960.05 | Commercial | Community Solar | Yes | Community Solar Rooftop, Canopy and Carport | Solar Landscape LLC |  | PSE&G | Accepted | 2023-11-27 | 2023-12-21 | 2025-06-21 | Solar Panels | SolarEdge | ZXM6-NHLDD144 455W |  | 0.455 | 309 | 220 | 1 |  | Fixed | Roof
NJCERE1555054591 | Community Solar Energy Program | MAPLE SHADE | 8052 | 13 | 960.05 | Commercial | Community Solar | Yes | Community Solar Rooftop, Canopy and Carport | Solar Landscape LLC |  | PSE&G | Accepted | 2023-11-27 | 2023-12-21 | 2025-06-21 | Solar Panels | Znshinesolar | ZXM6-NHLDD144 455W |  | 0.455 | 1688 | 265 | 1 |  | Fixed | Roof
NJCERE1555054591 | Community Solar Energy Program | MAPLE SHADE | 8052 | 13 | 960.05 | Commercial | Community Solar | Yes | Community Solar Rooftop, Canopy and Carport | Solar Landscape LLC |  | PSE&G | Accepted | 2023-11-27 | 2023-12-21 | 2025-06-21 | Solar Panels | Znshinesolar | ZXM6-NHLDD144 455W |  | 0.455 | 29 | 355 | 1 |  | Fixed | Roof
NJCERE1555054594 | Community Solar Energy Program | CHERRY HILL | 8003 | 14 | 340.8 | Commercial | Community Solar | Yes | Community Solar Rooftop, Canopy and Carport | Solar Landscape LLC |  | PSE&G | Accepted | 2023-11-27 | 2023-12-21 | 2025-06-21 | Solar Panels | Hanwha | Q.Peak Duo XL-10.3/BFG |  | 0.48 | 710 | 186 | 5 |  | Fixed | Roof
NJCERE1555054594 | Community Solar Energy Program | CHERRY HILL | 8003 | 14 | 340.8 | Commercial | Community Solar | Yes | Community Solar Rooftop, Canopy and Carport | Solar Landscape LLC |  | PSE&G | Accepted | 2023-11-27 | 2023-12-21 | 2025-06-21 | Inverters | SolarEdge | SE120KUS | 120000 |  | 2 |  |  | 0.985 |  | Outdoor
NJCERE1555054600 | Community Solar Energy Program | VOORHEES | 8043 | 14 | 629.72 | Commercial | Community Solar | Yes | Community Solar Rooftop, Canopy and Carport | Solar Landscape LLC |  | PSE&G | Accepted | 2023-11-27 | 2023-12-21 | 2025-06-21 | Inverters | SolarEdge | SE120KUS | 120000 |  | 5 |  |  | 0.985 |  | Outdoor
NJCERE1555054600 | Community Solar Energy Program | VOORHEES | 8043 | 14 | 629.72 | Commercial | Community Solar | Yes | Community Solar Rooftop, Canopy and Carport | Solar Landscape LLC |  | PSE&G | Accepted | 2023-11-27 | 2023-12-21 | 2025-06-21 | Solar Panels | Znshinesolar | ZXM6-NHLDD144 455W |  | 0.455 | 687 | 319 | 2 |  | Fixed | Roof
NJCERE1555054600 | Community Solar Energy Program | VOORHEES | 8043 | 14 | 629.72 | Commercial | Community Solar | Yes | Community Solar Rooftop, Canopy and Carport | Solar Landscape LLC |  | PSE&G | Accepted | 2023-11-27 | 2023-12-21 | 2025-06-21 | Solar Panels | Znshinesolar | ZXM6-NHLDD144 455W |  | 0.455 | 329 | 139 | 2 |  | Fixed | Roof
NJCERE1555054600 | Community Solar Energy Program | VOORHEES | 8043 | 14 | 629.72 | Commercial | Community Solar | Yes | Community Solar Rooftop, Canopy and Carport | Solar Landscape LLC |  | PSE&G | Accepted | 2023-11-27 | 2023-12-21 | 2025-06-21 | Solar Panels | Znshinesolar | ZXM6-NHLDD144 455W |  | 0.455 | 177 | 41 | 2 |  | Fixed | Roof
NJCERE1555054600 | Community Solar Energy Program | VOORHEES | 8043 | 14 | 629.72 | Commercial | Community Solar | Yes | Community Solar Rooftop, Canopy and Carport | Solar Landscape LLC |  | PSE&G | Accepted | 2023-11-27 | 2023-12-21 | 2025-06-21 | Solar Panels | Znshinesolar | ZXM6-NHLDD144 455W |  | 0.455 | 23 | 229 | 23 |  | Fixed | Roof
NJCERE1555054600 | Community Solar Energy Program | VOORHEES | 8043 | 14 | 629.72 | Commercial | Community Solar | Yes | Community Solar Rooftop, Canopy and Carport | Solar Landscape LLC |  | PSE&G | Accepted | 2023-11-27 | 2023-12-21 | 2025-06-21 | Solar Panels | Znshinesolar | ZXM6-NHLDD144 455W |  | 0.455 | 133 | 229 | 2 |  | Fixed | Roof
NJCERE1555054600 | Community Solar Energy Program | VOORHEES | 8043 | 14 | 629.72 | Commercial | Community Solar | Yes | Community Solar Rooftop, Canopy and Carport | Solar Landscape LLC |  | PSE&G | Accepted | 2023-11-27 | 2023-12-21 | 2025-06-21 | Solar Panels | Znshinesolar | ZXM6-NHLDD144 455W |  | 0.455 | 15 | 49 | 23 |  | Fixed | Roof
NJCERE1555054600 | Community Solar Energy Program | VOORHEES | 8043 | 14 | 629.72 | Commercial | Community Solar | Yes | Community Solar Rooftop, Canopy and Carport | Solar Landscape LLC |  | PSE&G | Accepted | 2023-11-27 | 2023-12-21 | 2025-06-21 | Solar Panels | Znshinesolar | ZXM6-NHLDD144 455W |  | 0.455 | 20 | 138 | 26 |  | Fixed | Roof
NJCERE1555054603 | Community Solar Energy Program | TRENTON | 8610 | 12 | 604.32 | Commercial | Community Solar | Yes | Community Solar Rooftop, Canopy and Carport | Solar Landscape LLC |  | PSE&G | Accepted | 2023-11-27 | 2023-12-22 | 2025-06-22 | Inverters | Solar Edge | SE120KUS | 120000 |  | 4 |  |  | 0.985 |  | Outdoor
NJCERE1555054603 | Community Solar Energy Program | TRENTON | 8610 | 12 | 604.32 | Commercial | Community Solar | Yes | Community Solar Rooftop, Canopy and Carport | Solar Landscape LLC |  | PSE&G | Accepted | 2023-11-27 | 2023-12-22 | 2025-06-22 | Solar Panels | Hanwha | Q.PEAK DUO XL-10.3 / BFG 480W |  | 0.48 | 432 | 279 | 1 |  | Fixed | Roof
NJCERE1555054603 | Community Solar Energy Program | TRENTON | 8610 | 12 | 604.32 | Commercial | Community Solar | Yes | Community Solar Rooftop, Canopy and Carport | Solar Landscape LLC |  | PSE&G | Accepted | 2023-11-27 | 2023-12-22 | 2025-06-22 | Solar Panels | Hanwha | Q.PEAK DUO XL-10.3 / BFG 480W |  | 0.48 | 225 | 189 | 1 |  | Fixed | Roof
NJCERE1555054603 | Community Solar Energy Program | TRENTON | 8610 | 12 | 604.32 | Commercial | Community Solar | Yes | Community Solar Rooftop, Canopy and Carport | Solar Landscape LLC |  | PSE&G | Accepted | 2023-11-27 | 2023-12-22 | 2025-06-22 | Solar Panels | Hanwha | Q.PEAK DUO XL-10.3 / BFG 480W |  | 0.48 | 602 | 99 | 1 |  | Fixed | Roof
NJCERE1555054605 | Community Solar Energy Program | CHERRY HILL | 8003 | 14 | 504 | Commercial | Community Solar | Yes | Community Solar Rooftop, Canopy and Carport | Solar Landscape LLC |  | PSE&G | Accepted | 2023-11-27 | 2023-12-21 | 2025-06-21 | Inverters | SolarEdge | SE120KUS | 120000 |  | 3 |  |  | 0.985 |  | Outdoor
NJCERE1555054605 | Community Solar Energy Program | CHERRY HILL | 8003 | 14 | 504 | Commercial | Community Solar | Yes | Community Solar Rooftop, Canopy and Carport | Solar Landscape LLC |  | PSE&G | Accepted | 2023-11-27 | 2023-12-21 | 2025-06-21 | Solar Panels | Hanwha | Q.Peak Duo XL-10.3/BFG |  | 0.48 | 1050 | 186 | 5 |  | Fixed | Roof
NJCERE1555054611 | Community Solar Energy Program | CHERRY HILL | 8003 | 14 | 671.04 | Commercial | Community Solar | Yes | Community Solar Rooftop, Canopy and Carport | Solar Landscape LLC |  | PSE&G | Accepted | 2023-11-27 | 2023-12-21 | 2025-06-21 | Solar Panels | Hanwha | Q.Peak Duo XL-10.3/BFG |  | 0.48 | 1398 | 186 | 5 |  | Fixed | Roof
NJCERE1555054611 | Community Solar Energy Program | CHERRY HILL | 8003 | 14 | 671.04 | Commercial | Community Solar | Yes | Community Solar Rooftop, Canopy and Carport | Solar Landscape LLC |  | PSE&G | Accepted | 2023-11-27 | 2023-12-21 | 2025-06-21 | Inverters | SolarEdge | SE120KUS | 120000 |  | 4 |  |  | 0.985 |  | Outdoor
NJCERE1555054616 | Community Solar Energy Program | FREEHOLD | 7728 | 17 | 768.96 | Commercial | Community Solar | Yes | Community Solar Rooftop, Canopy and Carport | Solar Landscape LLC |  | JCP&L | Accepted | 2023-11-27 | 2023-12-08 | 2025-06-08 | Inverters | Solar Edge | SE120KUS | 120000 |  | 5 |  |  | 0.985 |  | Outdoor
NJCERE1555054616 | Community Solar Energy Program | FREEHOLD | 7728 | 17 | 768.96 | Commercial | Community Solar | Yes | Community Solar Rooftop, Canopy and Carport | Solar Landscape LLC |  | JCP&L | Accepted | 2023-11-27 | 2023-12-08 | 2025-06-08 | Solar Panels | Hanwha | Q.PEAK DUO XL-10.3 / BFG 480W |  | 0.48 | 752 | 261 | 1 |  | Fixed | Roof
NJCERE1555054616 | Community Solar Energy Program | FREEHOLD | 7728 | 17 | 768.96 | Commercial | Community Solar | Yes | Community Solar Rooftop, Canopy and Carport | Solar Landscape LLC |  | JCP&L | Accepted | 2023-11-27 | 2023-12-08 | 2025-06-08 | Solar Panels | Hanwha | Q.PEAK DUO XL-10.3 / BFG 480W |  | 0.48 | 850 | 81 | 1 |  | Fixed | Roof
NJCERE1555054620 | Community Solar Energy Program | EGG HARBOR TOWNSHIP | 8234 | 19 | 544.32 | Commercial | Community Solar | Yes | Community Solar Rooftop, Canopy and Carport | Solar Landscape LLC |  | AC Electric | Accepted | 2023-11-27 | 2023-12-07 | 2025-06-07 | Inverters | SolarEdge | SE100KUS | 120000 |  | 4 |  |  | 0.985 |  | Outdoor
NJCERE1555054620 | Community Solar Energy Program | EGG HARBOR TOWNSHIP | 8234 | 19 | 544.32 | Commercial | Community Solar | Yes | Community Solar Rooftop, Canopy and Carport | Solar Landscape LLC |  | AC Electric | Accepted | 2023-11-27 | 2023-12-07 | 2025-06-07 | Solar Panels | Hanwha | Q.Peak Duo XL-10.3/BFG |  | 0.48 | 11 | 78.1 | 15 |  | Fixed | Roof
NJCERE1555054620 | Community Solar Energy Program | EGG HARBOR TOWNSHIP | 8234 | 19 | 544.32 | Commercial | Community Solar | Yes | Community Solar Rooftop, Canopy and Carport | Solar Landscape LLC |  | AC Electric | Accepted | 2023-11-27 | 2023-12-07 | 2025-06-07 | Solar Panels | Hanwha | Q.Peak Duo XL-10.3/BFG |  | 0.48 | 15 | 258.1 | 15 |  | Fixed | Roof
NJCERE1555054620 | Community Solar Energy Program | EGG HARBOR TOWNSHIP | 8234 | 19 | 544.32 | Commercial | Community Solar | Yes | Community Solar Rooftop, Canopy and Carport | Solar Landscape LLC |  | AC Electric | Accepted | 2023-11-27 | 2023-12-07 | 2025-06-07 | Solar Panels | Hanwha | Q.Peak Duo XL-10.3/BFG |  | 0.48 | 51 | 78.5 | 10 |  | Fixed | Roof
NJCERE1555054620 | Community Solar Energy Program | EGG HARBOR TOWNSHIP | 8234 | 19 | 544.32 | Commercial | Community Solar | Yes | Community Solar Rooftop, Canopy and Carport | Solar Landscape LLC |  | AC Electric | Accepted | 2023-11-27 | 2023-12-07 | 2025-06-07 | Solar Panels | Hanwha | Q.Peak Duo XL-10.3/BFG |  | 0.48 | 55 | 258.5 | 10 |  | Fixed | Roof
NJCERE1555054620 | Community Solar Energy Program | EGG HARBOR TOWNSHIP | 8234 | 19 | 544.32 | Commercial | Community Solar | Yes | Community Solar Rooftop, Canopy and Carport | Solar Landscape LLC |  | AC Electric | Accepted | 2023-11-27 | 2023-12-07 | 2025-06-07 | Solar Panels | Hanwha | Q.Peak Duo XL-10.3/BFG |  | 0.48 | 292 | 168 | 10 |  | Fixed | Roof
NJCERE1555054620 | Community Solar Energy Program | EGG HARBOR TOWNSHIP | 8234 | 19 | 544.32 | Commercial | Community Solar | Yes | Community Solar Rooftop, Canopy and Carport | Solar Landscape LLC |  | AC Electric | Accepted | 2023-11-27 | 2023-12-07 | 2025-06-07 | Solar Panels | Hanwha | Q.Peak Duo XL-10.3/BFG |  | 0.48 | 254 | 348 | 8 |  | Fixed | Roof
NJCERE1555054620 | Community Solar Energy Program | EGG HARBOR TOWNSHIP | 8234 | 19 | 544.32 | Commercial | Community Solar | Yes | Community Solar Rooftop, Canopy and Carport | Solar Landscape LLC |  | AC Electric | Accepted | 2023-11-27 | 2023-12-07 | 2025-06-07 | Solar Panels | Hanwha | Q.Peak Duo XL-10.3/BFG |  | 0.48 | 404 | 238 | 2 |  | Fixed | Roof
NJCERE1555054620 | Community Solar Energy Program | EGG HARBOR TOWNSHIP | 8234 | 19 | 544.32 | Commercial | Community Solar | Yes | Community Solar Rooftop, Canopy and Carport | Solar Landscape LLC |  | AC Electric | Accepted | 2023-11-27 | 2023-12-07 | 2025-06-07 | Solar Panels | Hanwha | Q.Peak Duo XL-10.3/BFG |  | 0.48 | 26 | 147 | 1 |  | Fixed | Roof
NJCERE1555054620 | Community Solar Energy Program | EGG HARBOR TOWNSHIP | 8234 | 19 | 544.32 | Commercial | Community Solar | Yes | Community Solar Rooftop, Canopy and Carport | Solar Landscape LLC |  | AC Electric | Accepted | 2023-11-27 | 2023-12-07 | 2025-06-07 | Solar Panels | Hanwha | Q.Peak Duo XL-10.3/BFG |  | 0.48 | 26 | 327 | 2 |  | Fixed | Roof
NJCERE1555054639 | Community Solar Energy Program | LOGAN TOWNSHIP | 8085 | 15 | 437.28 | Commercial | Community Solar | Yes | Community Solar Rooftop, Canopy and Carport | Solar Landscape LLC |  | AC Electric | Accepted | 2023-11-27 | 2023-12-11 | 2025-06-11 | Inverters | SolarEdge | SE120KUS | 120000 |  | 3 |  |  | 0.985 |  | Outdoor
NJCERE1555054639 | Community Solar Energy Program | LOGAN TOWNSHIP | 8085 | 15 | 437.28 | Commercial | Community Solar | Yes | Community Solar Rooftop, Canopy and Carport | Solar Landscape LLC |  | AC Electric | Accepted | 2023-11-27 | 2023-12-11 | 2025-06-11 | Solar Panels | Hanwha | Q.PEAK DUO XL-10.3 / BFG 480W |  | 0.48 | 911 | 135 | 5 |  | Fixed | Roof
NJCERE1555054648 | Community Solar Energy Program | UNION | 8809 | 4 | 335.34 | Commercial | Community Solar | Yes | Community Solar Rooftop, Canopy and Carport | G&S Operations LLC |  | JCP&L | Accepted | 2023-11-27 | 2023-12-12 | 2025-06-12 | Inverters | SolarEdge | SE120KUS | 240000 |  | 2 |  |  | 0.981 |  | Outdoor
NJCERE1555054648 | Community Solar Energy Program | UNION | 8809 | 4 | 335.34 | Commercial | Community Solar | Yes | Community Solar Rooftop, Canopy and Carport | G&S Operations LLC |  | JCP&L | Accepted | 2023-11-27 | 2023-12-12 | 2025-06-12 | Meters | Elkor | Watts-On Mark II |  |  | 1 |  |  |  | Yes
NJCERE1555054648 | Community Solar Energy Program | UNION | 8809 | 4 | 335.34 | Commercial | Community Solar | Yes | Community Solar Rooftop, Canopy and Carport | G&S Operations LLC |  | JCP&L | Accepted | 2023-11-27 | 2023-12-12 | 2025-06-12 | Solar Panels | Waaree | BI-55-540 |  | 0.54 | 621 | 173 | 10 |  | Fixed | Roof
NJCERE1555054655 | Community Solar Energy Program | DELRAN | 8075 | 13 | 842.88 | Commercial | Community Solar | Yes | Community Solar Rooftop, Canopy and Carport | Solar Landscape LLC |  | PSE&G | Accepted | 2023-11-27 | 2023-12-21 | 2025-06-21 | Inverters | SolarEdge | SE120KUS | 120000 |  | 6 |  |  | 0.985 |  | Outdoor
NJCERE1555054655 | Community Solar Energy Program | DELRAN | 8075 | 13 | 842.88 | Commercial | Community Solar | Yes | Community Solar Rooftop, Canopy and Carport | Solar Landscape LLC |  | PSE&G | Accepted | 2023-11-27 | 2023-12-21 | 2025-06-21 | Solar Panels | Hanwha | Q.PEAK DUO XL-10.3 / BFG 480W |  | 0.48 | 1756 | 149.38 | 5 |  | Fixed | Roof
NJCERE1555054661 | Community Solar Energy Program | BAYVILLE | 8721 | 18 | 938.21 | Commercial | Community Solar | Yes | Community Solar Rooftop, Canopy and Carport | Solar Landscape LLC |  | JCP&L | Accepted | 2023-11-27 | 2023-12-07 | 2025-06-07 | Inverters | SolarEdge | SE120KUS | 120000 |  | 7 |  |  | 0.985 |  | Outdoor
NJCERE1555054661 | Community Solar Energy Program | BAYVILLE | 8721 | 18 | 938.21 | Commercial | Community Solar | Yes | Community Solar Rooftop, Canopy and Carport | Solar Landscape LLC |  | JCP&L | Accepted | 2023-11-27 | 2023-12-07 | 2025-06-07 | Solar Panels | Znshinesolar | ZXM6-NHLDD144 455W |  | 0.455 | 1214 | 109 | 1 |  | Fixed | Roof
NJCERE1555054661 | Community Solar Energy Program | BAYVILLE | 8721 | 18 | 938.21 | Commercial | Community Solar | Yes | Community Solar Rooftop, Canopy and Carport | Solar Landscape LLC |  | JCP&L | Accepted | 2023-11-27 | 2023-12-07 | 2025-06-07 | Solar Panels | Znshinesolar | ZXM6-NHLDD144 455W |  | 0.455 | 848 | 289 | 0 |  | Fixed | Roof
NJCERE1555054664 | Community Solar Energy Program | Paramus | 7652 | 7 | 872.1 | Commercial | Community Solar | Yes | Community Solar Rooftop, Canopy and Carport | G&S Operations LLC |  | PSE&G | Accepted | 2023-11-27 | 2023-12-14 | 2025-06-14 | Inverters | SolarEdge | SE120KUS | 600000 |  | 5 |  |  | 0.981 |  | Outdoor
NJCERE1555054664 | Community Solar Energy Program | Paramus | 7652 | 7 | 872.1 | Commercial | Community Solar | Yes | Community Solar Rooftop, Canopy and Carport | G&S Operations LLC |  | PSE&G | Accepted | 2023-11-27 | 2023-12-14 | 2025-06-14 | Meters | Elkor | Watts-On Mark II |  |  | 1 |  |  |  | Yes
NJCERE1555054664 | Community Solar Energy Program | Paramus | 7652 | 7 | 872.1 | Commercial | Community Solar | Yes | Community Solar Rooftop, Canopy and Carport | G&S Operations LLC |  | PSE&G | Accepted | 2023-11-27 | 2023-12-14 | 2025-06-14 | Solar Panels | Waaree | BI-55-540 |  | 0.54 | 1615 | 163 | 10 |  | Fixed | Roof
NJCERE1555054672 | Community Solar Energy Program | ROBBINSVILLE | 8691 | 12 | 999 | Commercial | Community Solar | Yes | Community Solar Rooftop, Canopy and Carport | G&S Operations LLC |  | JCP&L | Accepted | 2023-11-27 | 2023-12-12 | 2025-06-12 | Inverters | SolarEdge | SE120KUS | 720000 |  | 6 |  |  | 0.981 |  | Outdoor
NJCERE1555054672 | Community Solar Energy Program | ROBBINSVILLE | 8691 | 12 | 999 | Commercial | Community Solar | Yes | Community Solar Rooftop, Canopy and Carport | G&S Operations LLC |  | JCP&L | Accepted | 2023-11-27 | 2023-12-12 | 2025-06-12 | Meters | Elkor | Watts-On Mark II |  |  | 1 |  |  |  | Yes
NJCERE1555054672 | Community Solar Energy Program | ROBBINSVILLE | 8691 | 12 | 999 | Commercial | Community Solar | Yes | Community Solar Rooftop, Canopy and Carport | G&S Operations LLC |  | JCP&L | Accepted | 2023-11-27 | 2023-12-12 | 2025-06-12 | Solar Panels | Waaree | BI-55-540 |  | 0.54 | 1850 | 138 | 10 |  | Fixed | Roof
NJCERE1555063365 | Community Solar Energy Program | MARLTON | 8053 | 13 | 455 | Commercial | Community Solar | Yes | Community Solar Rooftop, Canopy and Carport | Solar Landscape LLC |  | AC Electric | Accepted | 2023-11-27 | 2023-12-11 | 2025-06-11 | Inverters | SolarEdge | SE100KUS | 100000 |  | 4 |  |  | 0.985 |  | Outdoor
NJCERE1555063365 | Community Solar Energy Program | MARLTON | 8053 | 13 | 455 | Commercial | Community Solar | Yes | Community Solar Rooftop, Canopy and Carport | Solar Landscape LLC |  | AC Electric | Accepted | 2023-11-27 | 2023-12-11 | 2025-06-11 | Solar Panels | Znshinesolar | ZXM6-NHLDD144 455W |  | 0.455 | 98 | 89.5 | 2 |  | Fixed | Roof
NJCERE1555063365 | Community Solar Energy Program | MARLTON | 8053 | 13 | 455 | Commercial | Community Solar | Yes | Community Solar Rooftop, Canopy and Carport | Solar Landscape LLC |  | AC Electric | Accepted | 2023-11-27 | 2023-12-11 | 2025-06-11 | Solar Panels | Znshinesolar | ZXM6-NHLDD144 455W |  | 0.455 | 114 | 269.5 | 2 |  | Fixed | Roof
NJCERE1555063365 | Community Solar Energy Program | MARLTON | 8053 | 13 | 455 | Commercial | Community Solar | Yes | Community Solar Rooftop, Canopy and Carport | Solar Landscape LLC |  | AC Electric | Accepted | 2023-11-27 | 2023-12-11 | 2025-06-11 | Solar Panels | Znshinesolar | ZXM6-NHLDD144 455W |  | 0.455 | 25 | 178.9 | 27 |  | Fixed | Roof
NJCERE1555063365 | Community Solar Energy Program | MARLTON | 8053 | 13 | 455 | Commercial | Community Solar | Yes | Community Solar Rooftop, Canopy and Carport | Solar Landscape LLC |  | AC Electric | Accepted | 2023-11-27 | 2023-12-11 | 2025-06-11 | Solar Panels | Znshinesolar | ZXM6-NHLDD144 455W |  | 0.455 | 14 | 0.2 | 27 |  | Fixed | Roof
NJCERE1555063365 | Community Solar Energy Program | MARLTON | 8053 | 13 | 455 | Commercial | Community Solar | Yes | Community Solar Rooftop, Canopy and Carport | Solar Landscape LLC |  | AC Electric | Accepted | 2023-11-27 | 2023-12-11 | 2025-06-11 | Solar Panels | Znshinesolar | ZXM6-NHLDD144 455W |  | 0.455 | 749 | 89.5 | 3 |  | Fixed | Roof
NJCERE1555063392 | Community Solar Energy Program | BRICK | 8724 | 18 | 925.47 | Commercial | Community Solar | Yes | Community Solar Rooftop, Canopy and Carport | Solar Landscape LLC |  | JCP&L | Accepted | 2023-11-27 | 2023-12-08 | 2025-06-08 | Inverters | SolarEdge | SE120KUS | 120000 |  | 6 |  |  | 0.985 |  | Outdoor
NJCERE1555063392 | Community Solar Energy Program | BRICK | 8724 | 18 | 925.47 | Commercial | Community Solar | Yes | Community Solar Rooftop, Canopy and Carport | Solar Landscape LLC |  | JCP&L | Accepted | 2023-11-27 | 2023-12-08 | 2025-06-08 | Inverters | SolarEdge | SE80KUS | 80000 |  | 1 |  |  | 0.985 |  | Outdoor
NJCERE1555063392 | Community Solar Energy Program | BRICK | 8724 | 18 | 925.47 | Commercial | Community Solar | Yes | Community Solar Rooftop, Canopy and Carport | Solar Landscape LLC |  | JCP&L | Accepted | 2023-11-27 | 2023-12-08 | 2025-06-08 | Solar Panels | Znshinesolar | ZXM6-NHLDD144 455W |  | 0.455 | 1960 | 250 | 1 |  | Fixed | Roof
NJCERE1555063392 | Community Solar Energy Program | BRICK | 8724 | 18 | 925.47 | Commercial | Community Solar | Yes | Community Solar Rooftop, Canopy and Carport | Solar Landscape LLC |  | JCP&L | Accepted | 2023-11-27 | 2023-12-08 | 2025-06-08 | Solar Panels | Znshinesolar | ZXM6-NHLDD144 455W |  | 0.455 | 36 | 70 | 14 |  | Fixed | Roof
NJCERE1555063392 | Community Solar Energy Program | BRICK | 8724 | 18 | 925.47 | Commercial | Community Solar | Yes | Community Solar Rooftop, Canopy and Carport | Solar Landscape LLC |  | JCP&L | Accepted | 2023-11-27 | 2023-12-08 | 2025-06-08 | Solar Panels | Znshinesolar | ZXM6-NHLDD144 455W |  | 0.455 | 38 | 250 | 14 |  | Fixed | Roof
NJCERE1555063579 | Community Solar Energy Program | LAKEWOOD | 8701 | 18 | 933.3 | Commercial | Community Solar | No | Community Solar Rooftop, Canopy and Carport | EVERGREEN ENERGY |  | JCP&L | Accepted | 2023-11-27 | 2023-12-27 | 2025-06-27 | Solar Panels | Hanwha Q. Cells | Q. Peak Duo L-G5.2 |  | 0.425 | 1062 | 297.5 | 3 |  | Fixed | Roof
NJCERE1555063579 | Community Solar Energy Program | LAKEWOOD | 8701 | 18 | 933.3 | Commercial | Community Solar | No | Community Solar Rooftop, Canopy and Carport | EVERGREEN ENERGY |  | JCP&L | Accepted | 2023-11-27 | 2023-12-27 | 2025-06-27 | Solar Panels | Hanwha Q. Cells | Q. Peak Duo L-G5.2 |  | 0.425 | 1134 | 117.5 | 3 |  | Fixed | Roof
NJCERE1555063579 | Community Solar Energy Program | LAKEWOOD | 8701 | 18 | 933.3 | Commercial | Community Solar | No | Community Solar Rooftop, Canopy and Carport | EVERGREEN ENERGY |  | JCP&L | Accepted | 2023-11-27 | 2023-12-27 | 2025-06-27 | Inverters | SolarEdge | SE100KUS | 100000 |  | 7 |  |  | 0.98 |  | Outdoor
NJCERE1555063579 | Community Solar Energy Program | LAKEWOOD | 8701 | 18 | 933.3 | Commercial | Community Solar | No | Community Solar Rooftop, Canopy and Carport | EVERGREEN ENERGY |  | JCP&L | Accepted | 2023-11-27 | 2023-12-27 | 2025-06-27 | Inverters | SolarEdge | sE33.3kus | 33300 |  | 1 |  |  | 0.98 |  | Outdoor
NJCERE1555072956 | Community Solar Energy Program | Mahwah | 7430 | 7 | 273.78 | Commercial | Community Solar | Yes | Community Solar Rooftop, Canopy and Carport | G&S Operations LLC |  | RECO | Accepted | 2023-11-28 | 2023-12-14 | 2025-06-14 | Inverters | SolarEdge | SE120KUS | 120000 |  | 1 |  |  | 0.985 |  | Outdoor
NJCERE1555072956 | Community Solar Energy Program | Mahwah | 7430 | 7 | 273.78 | Commercial | Community Solar | Yes | Community Solar Rooftop, Canopy and Carport | G&S Operations LLC |  | RECO | Accepted | 2023-11-28 | 2023-12-14 | 2025-06-14 | Inverters | SolarEdge | SE80KUS | 80000 |  | 1 |  |  | 0.985 |  | Outdoor
NJCERE1555072956 | Community Solar Energy Program | Mahwah | 7430 | 7 | 273.78 | Commercial | Community Solar | Yes | Community Solar Rooftop, Canopy and Carport | G&S Operations LLC |  | RECO | Accepted | 2023-11-28 | 2023-12-14 | 2025-06-14 | Meters | Elkor | Watts-On Mark II |  |  | 1 |  |  |  | Yes
NJCERE1555072956 | Community Solar Energy Program | Mahwah | 7430 | 7 | 273.78 | Commercial | Community Solar | Yes | Community Solar Rooftop, Canopy and Carport | G&S Operations LLC |  | RECO | Accepted | 2023-11-28 | 2023-12-14 | 2025-06-14 | Solar Panels | Waaree | BI-55-540 |  | 0.54 | 507 | 260 | 10 |  | Fixed | Roof
NJCERE1555074154 | Community Solar Energy Program | MORGANVILLE | 7751 | 17 | 378.8 | Commercial | Community Solar | No | Community Solar Rooftop, Canopy and Carport | American Renewables Construction |  | JCP&L | Accepted | 2023-11-28 | 2024-01-12 | 2025-07-12 | Solar Panels | VSUN Solar | Vsun VSUN400-108BMH |  | 0.4 | 88 | 155 | 2 |  | Fixed | Roof
NJCERE1555074154 | Community Solar Energy Program | MORGANVILLE | 7751 | 17 | 378.8 | Commercial | Community Solar | No | Community Solar Rooftop, Canopy and Carport | American Renewables Construction |  | JCP&L | Accepted | 2023-11-28 | 2024-01-12 | 2025-07-12 | Solar Panels | VSUN Solar | Vsun VSUN400-108BMH |  | 0.4 | 68 | 155 | 3 |  | Fixed | Roof
NJCERE1555074154 | Community Solar Energy Program | MORGANVILLE | 7751 | 17 | 378.8 | Commercial | Community Solar | No | Community Solar Rooftop, Canopy and Carport | American Renewables Construction |  | JCP&L | Accepted | 2023-11-28 | 2024-01-12 | 2025-07-12 | Solar Panels | VSUN Solar | Vsun VSUN400-108BMH |  | 0.4 | 58 | 155 | 2 |  | Fixed | Roof
NJCERE1555074154 | Community Solar Energy Program | MORGANVILLE | 7751 | 17 | 378.8 | Commercial | Community Solar | No | Community Solar Rooftop, Canopy and Carport | American Renewables Construction |  | JCP&L | Accepted | 2023-11-28 | 2024-01-12 | 2025-07-12 | Solar Panels | VSUN Solar | Vsun VSUN400-108BMH |  | 0.4 | 124 | 155 | 3 |  | Fixed | Roof
NJCERE1555074154 | Community Solar Energy Program | MORGANVILLE | 7751 | 17 | 378.8 | Commercial | Community Solar | No | Community Solar Rooftop, Canopy and Carport | American Renewables Construction |  | JCP&L | Accepted | 2023-11-28 | 2024-01-12 | 2025-07-12 | Solar Panels | VSUN Solar | Vsun VSUN400-108BMH |  | 0.4 | 435 | 155 | 2 |  | Fixed | Roof
NJCERE1555074154 | Community Solar Energy Program | MORGANVILLE | 7751 | 17 | 378.8 | Commercial | Community Solar | No | Community Solar Rooftop, Canopy and Carport | American Renewables Construction |  | JCP&L | Accepted | 2023-11-28 | 2024-01-12 | 2025-07-12 | Solar Panels | VSUN Solar | Vsun VSUN400-108BMH |  | 0.4 | 60 | 155 | 3 |  | Fixed | Roof
NJCERE1555074154 | Community Solar Energy Program | MORGANVILLE | 7751 | 17 | 378.8 | Commercial | Community Solar | No | Community Solar Rooftop, Canopy and Carport | American Renewables Construction |  | JCP&L | Accepted | 2023-11-28 | 2024-01-12 | 2025-07-12 | Solar Panels | VSUN Solar | Vsun VSUN400-108BMH |  | 0.4 | 114 | 155 | 1 |  | Fixed | Roof
NJCERE1555074154 | Community Solar Energy Program | MORGANVILLE | 7751 | 17 | 378.8 | Commercial | Community Solar | No | Community Solar Rooftop, Canopy and Carport | American Renewables Construction |  | JCP&L | Accepted | 2023-11-28 | 2024-01-12 | 2025-07-12 | Inverters | CPS | CPS SCA50KTL-DO/US-480 | 50000 |  | 6 |  |  | 0.988 |  | Outdoor
NJCERE1555074161 | Community Solar Energy Program | MORRIS PLAINS | 7950 | 3 | 274 | Commercial | Community Solar | No | Community Solar Rooftop, Canopy and Carport | American Renewables Construction |  | JCP&L | Accepted | 2023-11-28 | 2024-01-12 | 2025-07-12 | Solar Panels | VSUN Solar | Vsun VSUN400-108BMH |  | 0.4 | 300 | 155 | 2 |  | Fixed | Roof
NJCERE1555074161 | Community Solar Energy Program | MORRIS PLAINS | 7950 | 3 | 274 | Commercial | Community Solar | No | Community Solar Rooftop, Canopy and Carport | American Renewables Construction |  | JCP&L | Accepted | 2023-11-28 | 2024-01-12 | 2025-07-12 | Meters | Also Energy | PCL-400 | 1000000 |  | 1 |  |  |  | Yes | Outdoor
NJCERE1555074161 | Community Solar Energy Program | MORRIS PLAINS | 7950 | 3 | 274 | Commercial | Community Solar | No | Community Solar Rooftop, Canopy and Carport | American Renewables Construction |  | JCP&L | Accepted | 2023-11-28 | 2024-01-12 | 2025-07-12 | Inverters | CPS | CPS SCA50KTL-DO/US-480 | 50000 |  | 4 |  |  | 0.988 |  | Outdoor
NJCERE1555074161 | Community Solar Energy Program | MORRIS PLAINS | 7950 | 3 | 274 | Commercial | Community Solar | No | Community Solar Rooftop, Canopy and Carport | American Renewables Construction |  | JCP&L | Accepted | 2023-11-28 | 2024-01-12 | 2025-07-12 | Solar Panels | VSUN Solar | Vsun VSUN400-108BMH |  | 0.4 | 168 | 155 | 3 |  | Fixed | Roof
NJCERE1555074161 | Community Solar Energy Program | MORRIS PLAINS | 7950 | 3 | 274 | Commercial | Community Solar | No | Community Solar Rooftop, Canopy and Carport | American Renewables Construction |  | JCP&L | Accepted | 2023-11-28 | 2024-01-12 | 2025-07-12 | Solar Panels | VSUN Solar | Vsun VSUN400-108BMH |  | 0.4 | 217 | 155 | 3 |  | Fixed | Roof
NJCERE1555075443 | Community Solar Energy Program | MAHWAH | 7430 | 7 | 322.92 | Commercial | Community Solar | Yes | Community Solar Rooftop, Canopy and Carport | G&S Operations LLC |  | RECO | Accepted | 2023-11-28 | 2023-12-14 | 2025-06-14 | Inverters | SolarEdge | SE120KUS | 120000 |  | 2 |  |  | 0.985 |  | Outdoor
NJCERE1555075443 | Community Solar Energy Program | MAHWAH | 7430 | 7 | 322.92 | Commercial | Community Solar | Yes | Community Solar Rooftop, Canopy and Carport | G&S Operations LLC |  | RECO | Accepted | 2023-11-28 | 2023-12-14 | 2025-06-14 | Inverters | SolarEdge | SE40KUS | 40000 |  | 1 |  |  | 0.981 |  | Outdoor
NJCERE1555075443 | Community Solar Energy Program | MAHWAH | 7430 | 7 | 322.92 | Commercial | Community Solar | Yes | Community Solar Rooftop, Canopy and Carport | G&S Operations LLC |  | RECO | Accepted | 2023-11-28 | 2023-12-14 | 2025-06-14 | Meters | Elkor | Watts-On Mark II |  |  | 1 |  |  |  | Yes
NJCERE1555075443 | Community Solar Energy Program | MAHWAH | 7430 | 7 | 322.92 | Commercial | Community Solar | Yes | Community Solar Rooftop, Canopy and Carport | G&S Operations LLC |  | RECO | Accepted | 2023-11-28 | 2023-12-14 | 2025-06-14 | Solar Panels | Waaree | BI-55-540 |  | 0.54 | 598 | 165 | 10 |  | Fixed | Roof
NJCERE1555075452 | Community Solar Energy Program | MAHWAH | 7430 | 7 | 389.88 | Commercial | Community Solar | Yes | Community Solar Rooftop, Canopy and Carport | G&S Operations LLC |  | RECO | Accepted | 2023-11-28 | 2023-12-14 | 2025-06-14 | Inverters | SolarEdge | SE120KUS | 120000 |  | 3 |  |  | 0.985 |  | Outdoor
NJCERE1555075452 | Community Solar Energy Program | MAHWAH | 7430 | 7 | 389.88 | Commercial | Community Solar | Yes | Community Solar Rooftop, Canopy and Carport | G&S Operations LLC |  | RECO | Accepted | 2023-11-28 | 2023-12-14 | 2025-06-14 | Meters | Elkor | Watts-On Mark II |  |  | 1 |  |  |  | Yes
NJCERE1555075452 | Community Solar Energy Program | MAHWAH | 7430 | 7 | 389.88 | Commercial | Community Solar | Yes | Community Solar Rooftop, Canopy and Carport | G&S Operations LLC |  | RECO | Accepted | 2023-11-28 | 2023-12-14 | 2025-06-14 | Solar Panels | Waaree | BI-55-540 |  | 0.54 | 722 | 255 | 10 |  | Fixed | Roof
NJCERE1555078369 | Community Solar Energy Program | RIO GRANDE | 8242 | 21 | 482.22 | Commercial | Community Solar | Yes | Community Solar Rooftop, Canopy and Carport | G&S Operations LLC |  | AC Electric | Accepted | 2023-11-28 | 2023-12-07 | 2025-06-07 | Inverters | SolarEdge | SE120KUS | 120000 |  | 3 |  |  | 0.985 |  | Outdoor
NJCERE1555078369 | Community Solar Energy Program | RIO GRANDE | 8242 | 21 | 482.22 | Commercial | Community Solar | Yes | Community Solar Rooftop, Canopy and Carport | G&S Operations LLC |  | AC Electric | Accepted | 2023-11-28 | 2023-12-07 | 2025-06-07 | Meters | Elkor | Watts-On-Mark II |  |  | 1 |  |  |  | Yes
NJCERE1555078369 | Community Solar Energy Program | RIO GRANDE | 8242 | 21 | 482.22 | Commercial | Community Solar | Yes | Community Solar Rooftop, Canopy and Carport | G&S Operations LLC |  | AC Electric | Accepted | 2023-11-28 | 2023-12-07 | 2025-06-07 | Solar Panels | Waaree | BI-55-540 |  | 0.54 | 893 | 211 | 10 |  | Fixed | Roof
NJCERE1555085479 | Community Solar Energy Program | RIO GRANDE | 8242 | 21 | 999.54 | Commercial | Community Solar | Yes | Community Solar Rooftop, Canopy and Carport | G&S Operations LLC |  | AC Electric | Accepted | 2023-11-28 | 2023-12-07 | 2025-06-07 | Inverters | SolarEdge | SE120KUS | 120000 |  | 6 |  |  | 0.985 |  | Outdoor
NJCERE1555085479 | Community Solar Energy Program | RIO GRANDE | 8242 | 21 | 999.54 | Commercial | Community Solar | Yes | Community Solar Rooftop, Canopy and Carport | G&S Operations LLC |  | AC Electric | Accepted | 2023-11-28 | 2023-12-07 | 2025-06-07 | Meters | Elkor | Watts-On Mark II |  |  | 1 |  |  |  | Yes
NJCERE1555085479 | Community Solar Energy Program | RIO GRANDE | 8242 | 21 | 999.54 | Commercial | Community Solar | Yes | Community Solar Rooftop, Canopy and Carport | G&S Operations LLC |  | AC Electric | Accepted | 2023-11-28 | 2023-12-07 | 2025-06-07 | Solar Panels | Waaree | BI-55-540 |  | 0.54 | 1851 | 220 | 10 |  | Fixed | Roof
NJCERE1555085821 | Community Solar Energy Program | EAST HANOVER | 7936 | 3 | 344 | Commercial | Community Solar | No | Community Solar Rooftop, Canopy and Carport | American Renewables Construction |  | JCP&L | Accepted | 2023-11-28 | 2024-01-12 | 2025-07-12 | Solar Panels | VSUN Solar | Vsun VSUN400-108BMH |  | 0.4 | 860 | 155 | 3 |  | Fixed | Roof
NJCERE1555085821 | Community Solar Energy Program | EAST HANOVER | 7936 | 3 | 344 | Commercial | Community Solar | No | Community Solar Rooftop, Canopy and Carport | American Renewables Construction |  | JCP&L | Accepted | 2023-11-28 | 2024-01-12 | 2025-07-12 | Inverters | CPS | CPS SCA60KTL-DO/US-480 | 60000 |  | 4 |  |  | 0.988 |  | Outdoor
NJCERE1555087773 | Community Solar Energy Program | Turnersville | 8012 | 14 | 65.6 | Commercial | Community Solar | No | Community Solar Rooftop, Canopy and Carport | American Renewables Construction |  | AC Electric | Accepted | 2023-11-28 | 2023-12-18 | 2025-06-18 | Solar Panels | VSUN Solar | Vsun VSUN400-108BMH |  | 0.4 | 164 | 155 | 3 |  | Fixed | Roof
NJCERE1555087773 | Community Solar Energy Program | Turnersville | 8012 | 14 | 65.6 | Commercial | Community Solar | No | Community Solar Rooftop, Canopy and Carport | American Renewables Construction |  | AC Electric | Accepted | 2023-11-28 | 2023-12-18 | 2025-06-18 | Meters | Also Energy | PCL-400 | 1000000 |  | 1 |  |  |  | Yes | Outdoor
NJCERE1555087773 | Community Solar Energy Program | Turnersville | 8012 | 14 | 65.6 | Commercial | Community Solar | No | Community Solar Rooftop, Canopy and Carport | American Renewables Construction |  | AC Electric | Accepted | 2023-11-28 | 2023-12-18 | 2025-06-18 | Inverters | CPS | CPS SCA50KTL-DO/US-480 | 50000 |  | 1 |  |  | 0 |  | Outdoor
NJCERE1555087815 | Community Solar Energy Program | BERLIN | 8009 | 14 | 65.6 | Commercial | Community Solar | No | Community Solar Rooftop, Canopy and Carport | American Renewables Construction |  | AC Electric | Accepted | 2023-11-28 | 2023-12-18 | 2025-06-18 | Solar Panels | VSUN Solar | Vsun VSUN400-108BMH |  | 0.4 | 164 | 155 | 3 |  | Fixed | Roof
NJCERE1555087815 | Community Solar Energy Program | BERLIN | 8009 | 14 | 65.6 | Commercial | Community Solar | No | Community Solar Rooftop, Canopy and Carport | American Renewables Construction |  | AC Electric | Accepted | 2023-11-28 | 2023-12-18 | 2025-06-18 | Meters | Also Energy | PCL-400 | 1000000 |  | 1 |  |  |  | Yes | Outdoor
NJCERE1555087815 | Community Solar Energy Program | BERLIN | 8009 | 14 | 65.6 | Commercial | Community Solar | No | Community Solar Rooftop, Canopy and Carport | American Renewables Construction |  | AC Electric | Accepted | 2023-11-28 | 2023-12-18 | 2025-06-18 | Inverters | CPS | CPS SCA50KTL-DO/US-480 | 50000 |  | 1 |  |  | 0.988 |  | Outdoor
NJCERE1555116856 | Community Solar Energy Program | SAYREVILLE | 8872 | 11 | 999.6 | Commercial | Community Solar | No | Community Solar Rooftop, Canopy and Carport | EVERGREEN ENERGY |  | JCP&L | Accepted | 2023-11-22 | 2023-12-07 | 2025-06-07 | Solar Panels | Hanwha Q. Cells | Q. Peak Duo L-G5.2 |  | 0.425 | 2352 | 199.7 | 10 |  | Fixed | Roof
NJCERE1555116856 | Community Solar Energy Program | SAYREVILLE | 8872 | 11 | 999.6 | Commercial | Community Solar | No | Community Solar Rooftop, Canopy and Carport | EVERGREEN ENERGY |  | JCP&L | Accepted | 2023-11-22 | 2023-12-07 | 2025-06-07 | Inverters | SolarEdge | SE100KUS | 100000 |  | 8 |  |  | 0.98 |  | Outdoor
NJCERE1555116934 | Community Solar Energy Program | Mays Landing | 8330 | 19 | 524.88 | Commercial | Community Solar | Yes | Community Solar Rooftop, Canopy and Carport | King Energy Services Inc |  | AC Electric | Accepted | 2023-11-29 | 2023-12-13 | 2025-06-13 | Inverters | SolarEdge | SE120KUS | 120000 |  | 4 |  |  | 0.985 |  | Outdoor
NJCERE1555116934 | Community Solar Energy Program | Mays Landing | 8330 | 19 | 524.88 | Commercial | Community Solar | Yes | Community Solar Rooftop, Canopy and Carport | King Energy Services Inc |  | AC Electric | Accepted | 2023-11-29 | 2023-12-13 | 2025-06-13 | Solar Panels | ZNShine | ZXM7-SHLD144 540W |  | 0.54 | 972 | 207 | 10 |  | Fixed | Roof
NJCERE1555117001 | Community Solar Energy Program | FAIRFIELD | 7004 | 9 | 999.9 | Commercial | Community Solar | Yes | Community Solar Rooftop, Canopy and Carport | Brightcore Project Solutions, LLC |  | PSE&G | Accepted | 2023-11-21 | 2023-12-13 | 2025-06-13 | Inverters | SolarEdge | SOLAREDGE SE100KUS | 100000 |  | 3 |  |  | 0.985 |  | Outdoor
NJCERE1555117001 | Community Solar Energy Program | FAIRFIELD | 7004 | 9 | 999.9 | Commercial | Community Solar | Yes | Community Solar Rooftop, Canopy and Carport | Brightcore Project Solutions, LLC |  | PSE&G | Accepted | 2023-11-21 | 2023-12-13 | 2025-06-13 | Inverters | SolarEdge | SOLAREDGE SE120KUS | 120000 |  | 4 |  |  | 0.985 |  | Outdoor
NJCERE1555117001 | Community Solar Energy Program | FAIRFIELD | 7004 | 9 | 999.9 | Commercial | Community Solar | Yes | Community Solar Rooftop, Canopy and Carport | Brightcore Project Solutions, LLC |  | PSE&G | Accepted | 2023-11-21 | 2023-12-13 | 2025-06-13 | Inverters | SolarEdge | SOLAREDGE SE80KUS | 80000 |  | 1 |  |  | 0.985 |  | Outdoor
NJCERE1555117001 | Community Solar Energy Program | FAIRFIELD | 7004 | 9 | 999.9 | Commercial | Community Solar | Yes | Community Solar Rooftop, Canopy and Carport | Brightcore Project Solutions, LLC |  | PSE&G | Accepted | 2023-11-21 | 2023-12-13 | 2025-06-13 | Solar Panels | HT-SAAE | HT-SAAE HT72-166M-450 |  | 0.45 | 2222 | 176 | 10 |  | Fixed | Roof
NJCERE1555117001 | Community Solar Energy Program | FAIRFIELD | 7004 | 9 | 999.9 | Commercial | Community Solar | Yes | Community Solar Rooftop, Canopy and Carport | Brightcore Project Solutions, LLC |  | PSE&G | Accepted | 2023-11-21 | 2023-12-13 | 2025-06-13 | Meters | Elkor | Wattson Mark II |  |  | 1 |  |  |  | Yes | Outdoor
NJCERE1555117005 | Community Solar Energy Program | FAIRFIELD | 7004 | 9 | 802.8 | Commercial | Community Solar | Yes | Community Solar Rooftop, Canopy and Carport | Brightcore Project Solutions, LLC |  | PSE&G | Accepted | 2023-11-21 | 2023-12-12 | 2025-06-12 | Inverters | SolarEdge | SOLAREDGE SE120KUS | 120000 |  | 5 |  |  | 0.985 |  | Outdoor
NJCERE1555117005 | Community Solar Energy Program | FAIRFIELD | 7004 | 9 | 802.8 | Commercial | Community Solar | Yes | Community Solar Rooftop, Canopy and Carport | Brightcore Project Solutions, LLC |  | PSE&G | Accepted | 2023-11-21 | 2023-12-12 | 2025-06-12 | Inverters | SolarEdge | SOLAREDGE SE80US | 80000 |  | 1 |  |  | 0.985 |  | Outdoor
NJCERE1555117005 | Community Solar Energy Program | FAIRFIELD | 7004 | 9 | 802.8 | Commercial | Community Solar | Yes | Community Solar Rooftop, Canopy and Carport | Brightcore Project Solutions, LLC |  | PSE&G | Accepted | 2023-11-21 | 2023-12-12 | 2025-06-12 | Solar Panels | HT-SAAE | HT-SAAE HT72-166M-450 |  | 0.45 | 1784 | 176 | 10 |  | Fixed | Roof
NJCERE1555117005 | Community Solar Energy Program | FAIRFIELD | 7004 | 9 | 802.8 | Commercial | Community Solar | Yes | Community Solar Rooftop, Canopy and Carport | Brightcore Project Solutions, LLC |  | PSE&G | Accepted | 2023-11-21 | 2023-12-12 | 2025-06-12 | Meters | Elkor | Wattson Mark II |  |  | 1 |  |  |  | Yes | Outdoor
NJCERE1555117010 | Community Solar Energy Program | FAIRFIELD | 7004 | 9 | 646.2 | Commercial | Community Solar | Yes | Community Solar Rooftop, Canopy and Carport | Brightcore Project Solutions, LLC |  | PSE&G | Accepted | 2023-11-21 | 2023-12-12 | 2025-06-12 | Inverters | SolarEdge | SOLAREDGE SE120KUS | 120000 |  | 1 |  |  | 0.985 |  | Outdoor
NJCERE1555117010 | Community Solar Energy Program | FAIRFIELD | 7004 | 9 | 646.2 | Commercial | Community Solar | Yes | Community Solar Rooftop, Canopy and Carport | Brightcore Project Solutions, LLC |  | PSE&G | Accepted | 2023-11-21 | 2023-12-12 | 2025-06-12 | Inverters | SolarEdge | SOLAREDGE SE100KUS | 100000 |  | 2 |  |  | 0.985 |  | Outdoor
NJCERE1555117010 | Community Solar Energy Program | FAIRFIELD | 7004 | 9 | 646.2 | Commercial | Community Solar | Yes | Community Solar Rooftop, Canopy and Carport | Brightcore Project Solutions, LLC |  | PSE&G | Accepted | 2023-11-21 | 2023-12-12 | 2025-06-12 | Inverters | SolarEdge | SOLAREDGE SE80KUS | 80000 |  | 2 |  |  | 0.985 |  | Outdoor
NJCERE1555117010 | Community Solar Energy Program | FAIRFIELD | 7004 | 9 | 646.2 | Commercial | Community Solar | Yes | Community Solar Rooftop, Canopy and Carport | Brightcore Project Solutions, LLC |  | PSE&G | Accepted | 2023-11-21 | 2023-12-12 | 2025-06-12 | Solar Panels | HT-SAAE | HT-SAAE HT72-166M-450 |  | 0.45 | 1436 | 176 | 10 |  | Fixed | Roof
NJCERE1555117010 | Community Solar Energy Program | FAIRFIELD | 7004 | 9 | 646.2 | Commercial | Community Solar | Yes | Community Solar Rooftop, Canopy and Carport | Brightcore Project Solutions, LLC |  | PSE&G | Accepted | 2023-11-21 | 2023-12-12 | 2025-06-12 | Meters | Elkor | Wattson Mark II |  |  | 1 |  |  |  | Yes | Outdoor
NJCERE1555126977 | Community Solar Energy Program | MAPLE SHADE | 8052 | 13 | 524.88 | Commercial | Community Solar | Yes | Community Solar Rooftop, Canopy and Carport | Clean Slate Solar LLC |  | PSE&G | Accepted | 2023-11-28 | 2023-12-14 | 2025-06-14 | Inverters | SolarEdge Technologies | SE120KUS | 120000 |  | 4 |  |  | 0.985 |  | Outdoor
NJCERE1555126977 | Community Solar Energy Program | MAPLE SHADE | 8052 | 13 | 524.88 | Commercial | Community Solar | Yes | Community Solar Rooftop, Canopy and Carport | Clean Slate Solar LLC |  | PSE&G | Accepted | 2023-11-28 | 2023-12-14 | 2025-06-14 | Solar Panels | ZnShine | ZMX7-SHLDD144-540W |  | 0.54 | 972 | 163.3 | 5 |  | Fixed | Roof
NJCERE1555126977 | Community Solar Energy Program | MAPLE SHADE | 8052 | 13 | 524.88 | Commercial | Community Solar | Yes | Community Solar Rooftop, Canopy and Carport | Clean Slate Solar LLC |  | PSE&G | Accepted | 2023-11-28 | 2023-12-14 | 2025-06-14 | Meters | New Service to be installed by PSEG | New Service to be installed by PSEG |  |  | 1 |  |  |  | Yes | Outdoor
NJCERE1555127005 | Community Solar Energy Program | LINDEN | 7036 | 10 | 684.52 | Commercial | Community Solar | No | Community Solar Rooftop, Canopy and Carport | Green Power Developers LLC |  | PSE&G | Accepted | 2023-11-27 | 2023-12-19 | 2025-06-19 | Inverters | SolarEdge | SolarEdge SE 120 kW | 120000 |  | 4 |  |  | 0.985 |  | Indoor
NJCERE1555127005 | Community Solar Energy Program | LINDEN | 7036 | 10 | 684.52 | Commercial | Community Solar | No | Community Solar Rooftop, Canopy and Carport | Green Power Developers LLC |  | PSE&G | Accepted | 2023-11-27 | 2023-12-19 | 2025-06-19 | Meters | Elkor | N/A |  |  | 1 |  |  |  | Yes | Indoor
NJCERE1555127005 | Community Solar Energy Program | LINDEN | 7036 | 10 | 684.52 | Commercial | Community Solar | No | Community Solar Rooftop, Canopy and Carport | Green Power Developers LLC |  | PSE&G | Accepted | 2023-11-27 | 2023-12-19 | 2025-06-19 | Inverters | SolarEdge | SolarEdge SE 40 kW | 40000 |  | 1 |  |  | 0.985 |  | Indoor
NJCERE1555127005 | Community Solar Energy Program | LINDEN | 7036 | 10 | 684.52 | Commercial | Community Solar | No | Community Solar Rooftop, Canopy and Carport | Green Power Developers LLC |  | PSE&G | Accepted | 2023-11-27 | 2023-12-19 | 2025-06-19 | Solar Panels | Rayzon | Rayzon L'LIOS RS545WC - 545W |  | 0.545 | 1256 | 222 | 5 |  | Fixed | Roof
NJCERE1555165114 | Community Solar Energy Program | NORTH BERGEN | 7047 | 8 | 686.7 | Commercial | Community Solar | Yes | Community Solar Rooftop, Canopy and Carport | Green Power Developers, LLC |  | PSE&G | Accepted | 2023-11-27 | 2023-12-20 | 2025-06-20 | Solar Panels | Rayzon L'LIOS | Mono PERC 10BB 545W |  | 0.545 | 216 | 39 | 6 |  | Fixed | Roof
NJCERE1555165114 | Community Solar Energy Program | NORTH BERGEN | 7047 | 8 | 686.7 | Commercial | Community Solar | Yes | Community Solar Rooftop, Canopy and Carport | Green Power Developers, LLC |  | PSE&G | Accepted | 2023-11-27 | 2023-12-20 | 2025-06-20 | Solar Panels | Rayzon L'LIOS | Mono PERC 10BB 545W |  | 0.545 | 208 | 219 | 6 |  | Fixed | Roof
NJCERE1555165114 | Community Solar Energy Program | NORTH BERGEN | 7047 | 8 | 686.7 | Commercial | Community Solar | Yes | Community Solar Rooftop, Canopy and Carport | Green Power Developers, LLC |  | PSE&G | Accepted | 2023-11-27 | 2023-12-20 | 2025-06-20 | Solar Panels | Rayzon L'LIOS | Mono PERC 10BB 545W |  | 0.545 | 836 | 219 | 5 |  | Fixed | Roof
NJCERE1555165114 | Community Solar Energy Program | NORTH BERGEN | 7047 | 8 | 686.7 | Commercial | Community Solar | Yes | Community Solar Rooftop, Canopy and Carport | Green Power Developers, LLC |  | PSE&G | Accepted | 2023-11-27 | 2023-12-20 | 2025-06-20 | Inverters | SolarEdge | SE120KUS | 480000 |  | 4 |  |  | 0.985 |  | Outdoor
NJCERE1555165114 | Community Solar Energy Program | NORTH BERGEN | 7047 | 8 | 686.7 | Commercial | Community Solar | Yes | Community Solar Rooftop, Canopy and Carport | Green Power Developers, LLC |  | PSE&G | Accepted | 2023-11-27 | 2023-12-20 | 2025-06-20 | Inverters | SolarEdge | SE40KUS | 40000 |  | 1 |  |  | 0.985 |  | Outdoor
NJCERE1555165117 | Community Solar Energy Program | TOTOWA | 7512 | 6 | 317.19 | Commercial | Community Solar | Yes | Community Solar Rooftop, Canopy and Carport | Green Power Developers, LLC |  | PSE&G | Accepted | 2023-11-27 | 2023-12-20 | 2025-06-20 | Solar Panels | Rayzon L'LIOS | Mono PERC 10BB 545W |  | 0.545 | 582 | 176 | 5 |  | Fixed | Roof
NJCERE1555165117 | Community Solar Energy Program | TOTOWA | 7512 | 6 | 317.19 | Commercial | Community Solar | Yes | Community Solar Rooftop, Canopy and Carport | Green Power Developers, LLC |  | PSE&G | Accepted | 2023-11-27 | 2023-12-20 | 2025-06-20 | Inverters | SolarEdge | SE120KUS | 120000 |  | 2 |  |  | 0.985 |  | Outdoor
NJCERE1555165120 | Community Solar Energy Program | TOTOWA | 7512 | 6 | 244.16 | Commercial | Community Solar | Yes | Community Solar Rooftop, Canopy and Carport | Green Power Developers, LLC |  | PSE&G | Accepted | 2023-11-27 | 2023-12-20 | 2025-06-20 | Solar Panels | Rayzon L'LIOS | Mono PERC 10BB 545W |  | 0.545 | 448 | 176 | 5 |  | Fixed | Roof
NJCERE1555165120 | Community Solar Energy Program | TOTOWA | 7512 | 6 | 244.16 | Commercial | Community Solar | Yes | Community Solar Rooftop, Canopy and Carport | Green Power Developers, LLC |  | PSE&G | Accepted | 2023-11-27 | 2023-12-20 | 2025-06-20 | Inverters | SolarEdge | SE120KUS | 120000 |  | 1 |  |  | 0.985 |  | Outdoor
NJCERE1555165120 | Community Solar Energy Program | TOTOWA | 7512 | 6 | 244.16 | Commercial | Community Solar | Yes | Community Solar Rooftop, Canopy and Carport | Green Power Developers, LLC |  | PSE&G | Accepted | 2023-11-27 | 2023-12-20 | 2025-06-20 | Inverters | SolarEdge | SE80KUS | 80000 |  | 1 |  |  | 0.985 |  | Outdoor
NJCERE1555165122 | Community Solar Energy Program | TOTOWA | 7512 | 6 | 353.16 | Commercial | Community Solar | Yes | Community Solar Rooftop, Canopy and Carport | Green Power Developers, LLC |  | PSE&G | Accepted | 2023-11-27 | 2023-12-20 | 2025-06-20 | Solar Panels | Rayzon L'LIOS | Mono PERC 10BB 545W |  | 0.545 | 648 | 207 | 5 |  | Fixed | Roof
NJCERE1555165122 | Community Solar Energy Program | TOTOWA | 7512 | 6 | 353.16 | Commercial | Community Solar | Yes | Community Solar Rooftop, Canopy and Carport | Green Power Developers, LLC |  | PSE&G | Accepted | 2023-11-27 | 2023-12-20 | 2025-06-20 | Inverters | SolarEdge | SE120KUS | 120000 |  | 2 |  |  | 0.985 |  | Outdoor
NJCERE1555165122 | Community Solar Energy Program | TOTOWA | 7512 | 6 | 353.16 | Commercial | Community Solar | Yes | Community Solar Rooftop, Canopy and Carport | Green Power Developers, LLC |  | PSE&G | Accepted | 2023-11-27 | 2023-12-20 | 2025-06-20 | Inverters | SolarEdge | SE40KUS | 40000 |  | 1 |  |  | 0.985 |  | Outdoor
NJCERE1555165125 | Community Solar Energy Program | TOTOWA | 7512 | 6 | 358.61 | Commercial | Community Solar | Yes | Community Solar Rooftop, Canopy and Carport | Green Power Developers, LLC |  | PSE&G | Accepted | 2023-11-27 | 2023-12-20 | 2025-06-20 | Solar Panels | Rayzon L'LIOS | Mono PERC 10BB 545W |  | 0.545 | 658 | 176 | 5 |  | Fixed | Roof
NJCERE1555165125 | Community Solar Energy Program | TOTOWA | 7512 | 6 | 358.61 | Commercial | Community Solar | Yes | Community Solar Rooftop, Canopy and Carport | Green Power Developers, LLC |  | PSE&G | Accepted | 2023-11-27 | 2023-12-20 | 2025-06-20 | Inverters | SolarEdge | SE120KUS | 120000 |  | 2 |  |  | 0.985 |  | Outdoor
NJCERE1555165125 | Community Solar Energy Program | TOTOWA | 7512 | 6 | 358.61 | Commercial | Community Solar | Yes | Community Solar Rooftop, Canopy and Carport | Green Power Developers, LLC |  | PSE&G | Accepted | 2023-11-27 | 2023-12-20 | 2025-06-20 | Inverters | SolarEdge | SE40KUS | 40000 |  | 1 |  |  | 0.985 |  | Outdoor
NJCERE1555165126 | Community Solar Energy Program | TOTOWA | 7512 | 6 | 422.92 | Commercial | Community Solar | Yes | Community Solar Rooftop, Canopy and Carport | Green Power Developers, LLC |  | PSE&G | Accepted | 2023-11-27 | 2023-12-20 | 2025-06-20 | Solar Panels | Rayzon L'LIOS | Mono PERC 10BB 545W |  | 0.545 | 776 | 176 | 5 |  | Fixed | Roof
NJCERE1555165126 | Community Solar Energy Program | TOTOWA | 7512 | 6 | 422.92 | Commercial | Community Solar | Yes | Community Solar Rooftop, Canopy and Carport | Green Power Developers, LLC |  | PSE&G | Accepted | 2023-11-27 | 2023-12-20 | 2025-06-20 | Inverters | SolarEdge | SE120KUS | 120000 |  | 3 |  |  | 0.985 |  | Outdoor
NJCERE1555165128 | Community Solar Energy Program | TOTOWA | 7512 | 6 | 497.04 | Commercial | Community Solar | Yes | Community Solar Rooftop, Canopy and Carport | Green Power Developers, LLC |  | PSE&G | Accepted | 2023-11-27 | 2023-12-20 | 2025-06-20 | Solar Panels | Rayzon L'LIOS | Mono PERC 10BB 545W |  | 0.545 | 912 | 175 | 5 |  | Fixed | Roof
NJCERE1555165128 | Community Solar Energy Program | TOTOWA | 7512 | 6 | 497.04 | Commercial | Community Solar | Yes | Community Solar Rooftop, Canopy and Carport | Green Power Developers, LLC |  | PSE&G | Accepted | 2023-11-27 | 2023-12-20 | 2025-06-20 | Inverters | SolarEdge | SE120KUS | 120000 |  | 3 |  |  | 0.985 |  | Outdoor
NJCERE1555165129 | Community Solar Energy Program | TOTOWA | 7512 | 6 | 492.68 | Commercial | Community Solar | Yes | Community Solar Rooftop, Canopy and Carport | Green Power Developers, LLC |  | PSE&G | Accepted | 2023-11-27 | 2023-12-20 | 2025-06-20 | Solar Panels | Rayzon L'LIOS | Mono PERC 10BB 545W |  | 0.545 | 904 | 175 | 5 |  | Fixed | Roof
NJCERE1555165129 | Community Solar Energy Program | TOTOWA | 7512 | 6 | 492.68 | Commercial | Community Solar | Yes | Community Solar Rooftop, Canopy and Carport | Green Power Developers, LLC |  | PSE&G | Accepted | 2023-11-27 | 2023-12-20 | 2025-06-20 | Inverters | SolarEdge | SE120KUS | 120000 |  | 3 |  |  | 0.985 |  | Outdoor
NJCERE1555165129 | Community Solar Energy Program | TOTOWA | 7512 | 6 | 492.68 | Commercial | Community Solar | Yes | Community Solar Rooftop, Canopy and Carport | Green Power Developers, LLC |  | PSE&G | Accepted | 2023-11-27 | 2023-12-20 | 2025-06-20 | Inverters | SolarEdge | SE40KUS | 40000 |  | 1 |  |  | 0.985 |  | Outdoor
NJCERE1555165130 | Community Solar Energy Program | TOTOWA | 7512 | 6 | 334.63 | Commercial | Community Solar | Yes | Community Solar Rooftop, Canopy and Carport | Green Power Developers, LLC |  | PSE&G | Accepted | 2023-11-27 | 2023-12-20 | 2025-06-20 | Solar Panels | Rayzon L'LIOS | Mono PERC 10BB 545W |  | 0.545 | 614 | 175 | 5 |  | Fixed | Roof
NJCERE1555165130 | Community Solar Energy Program | TOTOWA | 7512 | 6 | 334.63 | Commercial | Community Solar | Yes | Community Solar Rooftop, Canopy and Carport | Green Power Developers, LLC |  | PSE&G | Accepted | 2023-11-27 | 2023-12-20 | 2025-06-20 | Inverters | SolarEdge | SE120KUS | 120000 |  | 2 |  |  | 0.985 |  | Outdoor
NJCERE1555165291 | Community Solar Energy Program | TOTOWA | 7512 | 6 | 143.88 | Commercial | Community Solar | Yes | Community Solar Rooftop, Canopy and Carport | Green Power Developers, LLC |  | PSE&G | Accepted | 2023-11-27 | 2023-12-20 | 2025-06-20 | Solar Panels | Rayzon L'LIOS | Mono PERC 10BB 545W |  | 0.545 | 264 | 176 | 5 |  | Fixed | Roof
NJCERE1555165291 | Community Solar Energy Program | TOTOWA | 7512 | 6 | 143.88 | Commercial | Community Solar | Yes | Community Solar Rooftop, Canopy and Carport | Green Power Developers, LLC |  | PSE&G | Accepted | 2023-11-27 | 2023-12-20 | 2025-06-20 | Inverters | SolarEdge | SE120KUS | 120000 |  | 1 |  |  | 0.985 |  | Outdoor
NJCERE1555169631 | Community Solar Energy Program | TOTOWA | 7512 | 6 | 194.02 | Commercial | Community Solar | Yes | Community Solar Rooftop, Canopy and Carport | Green Power Developers, LLC |  | PSE&G | Accepted | 2023-11-27 | 2023-12-20 | 2025-06-20 | Solar Panels | Rayzon L'LIOS | Mono PERC 10BB 545W |  | 0.545 | 356 | 176 | 5 |  | Fixed | Roof
NJCERE1555169631 | Community Solar Energy Program | TOTOWA | 7512 | 6 | 194.02 | Commercial | Community Solar | Yes | Community Solar Rooftop, Canopy and Carport | Green Power Developers, LLC |  | PSE&G | Accepted | 2023-11-27 | 2023-12-20 | 2025-06-20 | Inverters | SolarEdge | SE120KUS | 120000 |  | 1 |  |  | 0.985 |  | Outdoor
NJCERE1555169631 | Community Solar Energy Program | TOTOWA | 7512 | 6 | 194.02 | Commercial | Community Solar | Yes | Community Solar Rooftop, Canopy and Carport | Green Power Developers, LLC |  | PSE&G | Accepted | 2023-11-27 | 2023-12-20 | 2025-06-20 | Inverters | SolarEdge | SE40KUS | 40000 |  | 1 |  |  | 0.985 |  | Outdoor
NJCERE1555169637 | Community Solar Energy Program | TOTOWA | 7512 | 6 | 61.04 | Commercial | Community Solar | Yes | Community Solar Rooftop, Canopy and Carport | Green Power Developers, LLC |  | PSE&G | Accepted | 2023-11-27 | 2023-12-20 | 2025-06-20 | Solar Panels | Rayzon L'LIOS | Mono PERC 10BB 545W |  | 0.545 | 112 | 176 | 5 |  | Fixed | Roof
NJCERE1555169637 | Community Solar Energy Program | TOTOWA | 7512 | 6 | 61.04 | Commercial | Community Solar | Yes | Community Solar Rooftop, Canopy and Carport | Green Power Developers, LLC |  | PSE&G | Accepted | 2023-11-27 | 2023-12-20 | 2025-06-20 | Inverters | SolarEdge | SE40KUS | 40000 |  | 1 |  |  | 0.985 |  | Outdoor
NJCERE1555169640 | Community Solar Energy Program | TOTOWA | 7512 | 6 | 210.37 | Commercial | Community Solar | Yes | Community Solar Rooftop, Canopy and Carport | Green Power Developers, LLC |  | PSE&G | Accepted | 2023-11-27 | 2023-12-20 | 2025-06-20 | Solar Panels | Rayzon L'LIOS | Mono PERC 10BB 545W |  | 0.545 | 386 | 181 | 5 |  | Fixed | Roof
NJCERE1555169640 | Community Solar Energy Program | TOTOWA | 7512 | 6 | 210.37 | Commercial | Community Solar | Yes | Community Solar Rooftop, Canopy and Carport | Green Power Developers, LLC |  | PSE&G | Accepted | 2023-11-27 | 2023-12-20 | 2025-06-20 | Inverters | SolarEdge | SE120KUS | 120000 |  | 1 |  |  | 0.985 |  | Outdoor
NJCERE1555169640 | Community Solar Energy Program | TOTOWA | 7512 | 6 | 210.37 | Commercial | Community Solar | Yes | Community Solar Rooftop, Canopy and Carport | Green Power Developers, LLC |  | PSE&G | Accepted | 2023-11-27 | 2023-12-20 | 2025-06-20 | Inverters | SolarEdge | SE40KUS | 40000 |  | 1 |  |  | 0.985 |  | Outdoor
NJCERE1555169643 | Community Solar Energy Program | TOTOWA | 7512 | 6 | 204.92 | Commercial | Community Solar | Yes | Community Solar Rooftop, Canopy and Carport | Green Power Developers, LLC |  | PSE&G | Accepted | 2023-11-28 | 2023-12-20 | 2025-06-20 | Solar Panels | Rayzon L'LIOS | Mono PERC 10BB 545W |  | 0.545 | 376 | 212 | 5 |  | Fixed | Roof
NJCERE1555169643 | Community Solar Energy Program | TOTOWA | 7512 | 6 | 204.92 | Commercial | Community Solar | Yes | Community Solar Rooftop, Canopy and Carport | Green Power Developers, LLC |  | PSE&G | Accepted | 2023-11-28 | 2023-12-20 | 2025-06-20 | Inverters | SolarEdge | SE80KUS | 160000 |  | 2 |  |  | 0.985 |  | Outdoor
NJCERE1555175922 | Community Solar Energy Program | OAKHURST | 7755 | 17 | 825.34 | Commercial | Community Solar | Yes | Community Solar Rooftop, Canopy and Carport | Citrine Power LLC |  | JCP&L | Accepted | 2023-11-28 | 2023-12-06 | 2025-06-06 | Inverters | Solar Edge | SolarEdge SE40KUS | 40000 |  | 14 |  |  | 0.985 |  | Outdoor
NJCERE1555175922 | Community Solar Energy Program | OAKHURST | 7755 | 17 | 825.34 | Commercial | Community Solar | Yes | Community Solar Rooftop, Canopy and Carport | Citrine Power LLC |  | JCP&L | Accepted | 2023-11-28 | 2023-12-06 | 2025-06-06 | Inverters | SolarEdge | SolarEdge SE30KUS | 30000 |  | 3 |  |  | 0.985 |  | Outdoor
NJCERE1555175922 | Community Solar Energy Program | OAKHURST | 7755 | 17 | 825.34 | Commercial | Community Solar | Yes | Community Solar Rooftop, Canopy and Carport | Citrine Power LLC |  | JCP&L | Accepted | 2023-11-28 | 2023-12-06 | 2025-06-06 | Meters | TBD | TBD |  |  | 1 |  |  |  | Yes
NJCERE1555175922 | Community Solar Energy Program | OAKHURST | 7755 | 17 | 825.34 | Commercial | Community Solar | Yes | Community Solar Rooftop, Canopy and Carport | Citrine Power LLC |  | JCP&L | Accepted | 2023-11-28 | 2023-12-06 | 2025-06-06 | Solar Panels | HANWHA | Q.PEAK DUO XL-G11.1 580W |  | 0.58 | 1423 | 256 | 14 |  | Fixed | Roof
NJCERE1555175929 | Community Solar Energy Program | Pompton Plains | 7444 | 3 | 2887.92 | Commercial | Community Solar | Yes | Community Solar Rooftop, Canopy and Carport | Citrine Power LLC |  | JCP&L | Accepted | 2023-11-28 | 2023-12-06 | 2025-06-06 | Solar Panels | Heliene | 144HCM10540W |  | 0.54 | 5348 | 154 | 10 |  | Fixed | Roof
NJCERE1555175929 | Community Solar Energy Program | Pompton Plains | 7444 | 3 | 2887.92 | Commercial | Community Solar | Yes | Community Solar Rooftop, Canopy and Carport | Citrine Power LLC |  | JCP&L | Accepted | 2023-11-28 | 2023-12-06 | 2025-06-06 | Meters | TBD | TBD |  |  | 1 |  |  |  | Yes | Outdoor
NJCERE1555175929 | Community Solar Energy Program | Pompton Plains | 7444 | 3 | 2887.92 | Commercial | Community Solar | Yes | Community Solar Rooftop, Canopy and Carport | Citrine Power LLC |  | JCP&L | Accepted | 2023-11-28 | 2023-12-06 | 2025-06-06 | Inverters | Solar Edge | SolarEdge SE120KUS | 120 |  | 13 |  |  | 0.98 |  | Outdoor
NJCERE1555175929 | Community Solar Energy Program | Pompton Plains | 7444 | 3 | 2887.92 | Commercial | Community Solar | Yes | Community Solar Rooftop, Canopy and Carport | Citrine Power LLC |  | JCP&L | Accepted | 2023-11-28 | 2023-12-06 | 2025-06-06 | Inverters | Solar Edge | SolarEdge SE100KUS | 100 |  | 7 |  |  | 0.98 |  | Outdoor
NJCERE1555177346 | Community Solar Energy Program | Lakewood | 8701 | 18 | 999 | Commercial | Community Solar | Yes | Community Solar Rooftop, Canopy and Carport | IPPsolar Integration LLC |  | JCP&L | Accepted | 2023-11-28 | 2023-12-06 | 2025-06-06 | Inverters | SMA | STP-50-US-41 | 50000 |  | 14 |  |  | 0.975 |  | Indoor
NJCERE1555177346 | Community Solar Energy Program | Lakewood | 8701 | 18 | 999 | Commercial | Community Solar | Yes | Community Solar Rooftop, Canopy and Carport | IPPsolar Integration LLC |  | JCP&L | Accepted | 2023-11-28 | 2023-12-06 | 2025-06-06 | Solar Panels | ZNSHINE SOLAR | ZXM6-NHLDD144-450W |  | 0.45 | 1110 | 225 | 5 |  | Fixed | Parking Lot | Canopy
NJCERE1555177346 | Community Solar Energy Program | Lakewood | 8701 | 18 | 999 | Commercial | Community Solar | Yes | Community Solar Rooftop, Canopy and Carport | IPPsolar Integration LLC |  | JCP&L | Accepted | 2023-11-28 | 2023-12-06 | 2025-06-06 | Solar Panels | ZNSHINE SOLAR | ZXM6-NHLDD144-450W |  | 0.45 | 1110 | 45 | 5 |  | Fixed | Parking Lot | Canopy
NJCERE1555177351 | Community Solar Energy Program | Lakewood | 8701 | 18 | 999 | Commercial | Community Solar | Yes | Community Solar Rooftop, Canopy and Carport | IPPsolar Integration LLC |  | JCP&L | Accepted | 2023-11-28 | 2023-12-06 | 2025-06-06 | Solar Panels | ZNSHINE SOLAR | ZXM6-NHLDD144-450W |  | 0.45 | 300 | 225 | 5 |  | Fixed | Parking Lot | Canopy
NJCERE1555177351 | Community Solar Energy Program | Lakewood | 8701 | 18 | 999 | Commercial | Community Solar | Yes | Community Solar Rooftop, Canopy and Carport | IPPsolar Integration LLC |  | JCP&L | Accepted | 2023-11-28 | 2023-12-06 | 2025-06-06 | Inverters | SMA | STP-50-US-41 | 50000 |  | 14 |  |  | 0.975 |  | Indoor
NJCERE1555177351 | Community Solar Energy Program | Lakewood | 8701 | 18 | 999 | Commercial | Community Solar | Yes | Community Solar Rooftop, Canopy and Carport | IPPsolar Integration LLC |  | JCP&L | Accepted | 2023-11-28 | 2023-12-06 | 2025-06-06 | Solar Panels | ZNSHINE SOLAR | ZXM6-NHLDD144-450W |  | 0.45 | 300 | 45 | 5 |  | Fixed | Parking Lot | Canopy
NJCERE1555177351 | Community Solar Energy Program | Lakewood | 8701 | 18 | 999 | Commercial | Community Solar | Yes | Community Solar Rooftop, Canopy and Carport | IPPsolar Integration LLC |  | JCP&L | Accepted | 2023-11-28 | 2023-12-06 | 2025-06-06 | Solar Panels | ZNSHINE SOLAR | ZXM6-NHLDD144-450W |  | 0.45 | 810 | 214 | 5 |  | Fixed | Parking Lot | Canopy
NJCERE1555177351 | Community Solar Energy Program | Lakewood | 8701 | 18 | 999 | Commercial | Community Solar | Yes | Community Solar Rooftop, Canopy and Carport | IPPsolar Integration LLC |  | JCP&L | Accepted | 2023-11-28 | 2023-12-06 | 2025-06-06 | Solar Panels | ZNSHINE SOLAR | ZXM6-NHLDD144-450W |  | 0.45 | 810 | 34 | 5 |  | Fixed | Parking Lot | Canopy
NJCERE1555177354 | Community Solar Energy Program | LEBANON | 8833 | 4 | 999 | Commercial | Community Solar | No | Community Solar Rooftop, Canopy and Carport | IPPsolar Integration LLC |  | JCP&L | Accepted | 2023-11-28 | 2023-12-18 | 2025-06-18 | Inverters | SMA | STP-50-US-41 | 50000 |  | 14 |  |  | 0.975 |  | Outdoor
NJCERE1555177354 | Community Solar Energy Program | LEBANON | 8833 | 4 | 999 | Commercial | Community Solar | No | Community Solar Rooftop, Canopy and Carport | IPPsolar Integration LLC |  | JCP&L | Accepted | 2023-11-28 | 2023-12-18 | 2025-06-18 | Solar Panels | ZNSHINE SOLAR | ZXM6-NH144-450W |  | 0.45 | 2220 | 205.14 | 5 |  | Fixed | Roof
NJCERE1555178737 | Community Solar Energy Program | VOORHEES | 8043 | 14 | 524.34 | Commercial | Community Solar | Yes | Community Solar Rooftop, Canopy and Carport | Clean Slate Solar LLC |  | AC Electric | Accepted | 2023-11-28 | 2023-12-06 | 2025-06-06 | Inverters | SolarEdge Technologies | SE120KUS | 120000 |  | 4 |  |  | 0.985 |  | Outdoor
NJCERE1555178737 | Community Solar Energy Program | VOORHEES | 8043 | 14 | 524.34 | Commercial | Community Solar | Yes | Community Solar Rooftop, Canopy and Carport | Clean Slate Solar LLC |  | AC Electric | Accepted | 2023-11-28 | 2023-12-06 | 2025-06-06 | Solar Panels | ZnShine | ZMX7-SHLDD144-540W |  | 0.54 | 971 | 149.5 | 5 |  | Fixed | Roof
NJCERE1555178737 | Community Solar Energy Program | VOORHEES | 8043 | 14 | 524.34 | Commercial | Community Solar | Yes | Community Solar Rooftop, Canopy and Carport | Clean Slate Solar LLC |  | AC Electric | Accepted | 2023-11-28 | 2023-12-06 | 2025-06-06 | Meters | New Service to be installed by ACE | New Service to be installed by ACE |  |  | 1 |  |  |  | Yes | Outdoor
NJCERE1555184234 | Community Solar Energy Program | NORTH BRUNSWICK | 8902 | 11 | 999 | Commercial | Community Solar | Yes | Community Solar Rooftop, Canopy and Carport | Clean Slate Solar LLC |  | PSE&G | Accepted | 2023-11-28 | 2023-12-14 | 2025-06-14 | Inverters | SolarEdge Technologies | SE100KUS | 100000 |  | 8 |  |  | 0.985 |  | Outdoor
NJCERE1555184234 | Community Solar Energy Program | NORTH BRUNSWICK | 8902 | 11 | 999 | Commercial | Community Solar | Yes | Community Solar Rooftop, Canopy and Carport | Clean Slate Solar LLC |  | PSE&G | Accepted | 2023-11-28 | 2023-12-14 | 2025-06-14 | Solar Panels | ZnShine | ZMX7-SHLDD144-540W |  | 0.54 | 1850 | 218 degrees SW | 10 |  | Fixed | Roof
NJCERE1555184234 | Community Solar Energy Program | NORTH BRUNSWICK | 8902 | 11 | 999 | Commercial | Community Solar | Yes | Community Solar Rooftop, Canopy and Carport | Clean Slate Solar LLC |  | PSE&G | Accepted | 2023-11-28 | 2023-12-14 | 2025-06-14 | Meters | New Service to be installed by PSEG | New Service to be installed by PSEG |  |  | 1 |  |  |  | Yes | Outdoor
NJCERE1555185161 | Community Solar Energy Program | Tinton Falls | 7724 | 17 | 988.07 | Commercial | Community Solar | No | Community Solar Rooftop, Canopy and Carport | Nexamp, Inc. |  | JCP&L | Accepted | 2023-11-28 | 2023-12-14 | 2025-06-14 | Inverters | Solar Edge | SE40KUS 120kW | 120000 |  | 5 |  |  | 0.985 |  | Outdoor
NJCERE1555185161 | Community Solar Energy Program | Tinton Falls | 7724 | 17 | 988.07 | Commercial | Community Solar | No | Community Solar Rooftop, Canopy and Carport | Nexamp, Inc. |  | JCP&L | Accepted | 2023-11-28 | 2023-12-14 | 2025-06-14 | Solar Panels | Heliene | Heliene156HC M10 SL (565-585) |  | 0.585 | 1689 | 180 | 5 |  | Fixed | Roof
NJCERE1555185161 | Community Solar Energy Program | Tinton Falls | 7724 | 17 | 988.07 | Commercial | Community Solar | No | Community Solar Rooftop, Canopy and Carport | Nexamp, Inc. |  | JCP&L | Accepted | 2023-11-28 | 2023-12-14 | 2025-06-14 | Inverters | Solar Edge | SE40KUS 80kW | 80000 |  | 2 |  |  | 0.985 |  | Outdoor
NJCERE1555185201 | Community Solar Energy Program | TINTON FALLS | 7724 | 17 | 816.08 | Commercial | Community Solar | No | Community Solar Rooftop, Canopy and Carport | Nexamp, Inc. |  | JCP&L | Accepted | 2023-11-28 | 2023-12-14 | 2025-06-14 | Inverters | Solar Edge | SE40KUS 120kW | 120000 |  | 5 |  |  | 0.985 |  | Outdoor
NJCERE1555185201 | Community Solar Energy Program | TINTON FALLS | 7724 | 17 | 816.08 | Commercial | Community Solar | No | Community Solar Rooftop, Canopy and Carport | Nexamp, Inc. |  | JCP&L | Accepted | 2023-11-28 | 2023-12-14 | 2025-06-14 | Inverters | Solar Edge | SE40KUS 40kW | 40000 |  | 1 |  |  | 0.985 |  | Outdoor
NJCERE1555185201 | Community Solar Energy Program | TINTON FALLS | 7724 | 17 | 816.08 | Commercial | Community Solar | No | Community Solar Rooftop, Canopy and Carport | Nexamp, Inc. |  | JCP&L | Accepted | 2023-11-28 | 2023-12-14 | 2025-06-14 | Solar Panels | Heliene | Heliene156HC M10 SL (565-585) |  | 0.585 | 1395 | 155 | 5 |  | Fixed | Ground
NJCERE1555185776 | Community Solar Energy Program | VINELAND | 8360 | 20 | 999.12 | Commercial | Community Solar | No | Community Solar Rooftop, Canopy and Carport | Park Avenue Solar Solutions, LLC |  | AC Electric | Accepted | 2023-11-28 | 2023-12-07 | 2025-06-07 | Inverters | SolarEdge | Solar Edge SE120KUS | 120000 |  | 6 |  |  | 0.985 |  | Outdoor
NJCERE1555185776 | Community Solar Energy Program | VINELAND | 8360 | 20 | 999.12 | Commercial | Community Solar | No | Community Solar Rooftop, Canopy and Carport | Park Avenue Solar Solutions, LLC |  | AC Electric | Accepted | 2023-11-28 | 2023-12-07 | 2025-06-07 | Solar Panels | Heliene | Heliene 144HC M6 Monofacial |  | 0.46 | 2172 | 163 and 343 | 1 |  | Fixed | Roof
NJCERE1555185776 | Community Solar Energy Program | VINELAND | 8360 | 20 | 999.12 | Commercial | Community Solar | No | Community Solar Rooftop, Canopy and Carport | Park Avenue Solar Solutions, LLC |  | AC Electric | Accepted | 2023-11-28 | 2023-12-07 | 2025-06-07 | Meters | Elkor | WattsOn-Mark II | 5 |  | 1 |  |  |  | Yes | Outdoor
NJCERE1555186595 | Community Solar Energy Program | BURLINGTON | 8016 | 13 | 447.12 | Commercial | Community Solar | Yes | Community Solar Rooftop, Canopy and Carport | Radial Power |  | PSE&G | Accepted | 2023-11-28 | 2023-12-21 | 2025-06-21 | Meters | SolarEdge | Three Phase Revenue Grade Meter | 277V/480V |  | 1 |  |  |  | Yes | Outdoor
NJCERE1555186595 | Community Solar Energy Program | BURLINGTON | 8016 | 13 | 447.12 | Commercial | Community Solar | Yes | Community Solar Rooftop, Canopy and Carport | Radial Power |  | PSE&G | Accepted | 2023-11-28 | 2023-12-21 | 2025-06-21 | Solar Panels | Hyperion | HY-DH144P8 |  | 0.54 | 828 | 144 | 10 |  | Fixed | Roof
NJCERE1555186595 | Community Solar Energy Program | BURLINGTON | 8016 | 13 | 447.12 | Commercial | Community Solar | Yes | Community Solar Rooftop, Canopy and Carport | Radial Power |  | PSE&G | Accepted | 2023-11-28 | 2023-12-21 | 2025-06-21 | Meters | AlsoEnergy | DAS |  |  | 1 |  |  |  | Yes | Outdoor
NJCERE1555186595 | Community Solar Energy Program | BURLINGTON | 8016 | 13 | 447.12 | Commercial | Community Solar | Yes | Community Solar Rooftop, Canopy and Carport | Radial Power |  | PSE&G | Accepted | 2023-11-28 | 2023-12-21 | 2025-06-21 | Inverters | SolarEdge | SE120KUS | 120 |  | 3 |  |  | 0.99 |  | Outdoor
NJCERE1555186632 | Community Solar Energy Program | BURLINGTON | 8016 | 13 | 413.64 | Commercial | Community Solar | Yes | Community Solar Rooftop, Canopy and Carport | Radial Power |  | PSE&G | Accepted | 2023-11-28 | 2023-12-21 | 2025-06-21 | Inverters | SolarEdge | SE80KUS | 80 |  | 4 |  |  | 0.99 |  | Outdoor
NJCERE1555186632 | Community Solar Energy Program | BURLINGTON | 8016 | 13 | 413.64 | Commercial | Community Solar | Yes | Community Solar Rooftop, Canopy and Carport | Radial Power |  | PSE&G | Accepted | 2023-11-28 | 2023-12-21 | 2025-06-21 | Meters | AlsoEnergy | DAS | 277V/480Y |  | 1 |  |  |  | Yes | Outdoor
NJCERE1555186632 | Community Solar Energy Program | BURLINGTON | 8016 | 13 | 413.64 | Commercial | Community Solar | Yes | Community Solar Rooftop, Canopy and Carport | Radial Power |  | PSE&G | Accepted | 2023-11-28 | 2023-12-21 | 2025-06-21 | Meters | SolarEdge | Three Phase Revenue Grade Meter | 277V/480Y |  | 1 |  |  |  | Yes | Outdoor
NJCERE1555186632 | Community Solar Energy Program | BURLINGTON | 8016 | 13 | 413.64 | Commercial | Community Solar | Yes | Community Solar Rooftop, Canopy and Carport | Radial Power |  | PSE&G | Accepted | 2023-11-28 | 2023-12-21 | 2025-06-21 | Solar Panels | Hyperion | HY-DH144P8 |  | 0.54 | 766 | 140 | 10 |  | Fixed | Roof
NJCERE1555366306 | Community Solar Energy Program | KEYPORT | 7735 | 17 | 843.66 | Commercial | Community Solar | No | Community Solar Rooftop, Canopy and Carport | Green Power Developers LLC |  | JCP&L | Accepted | 2023-12-13 | 2024-01-04 | 2025-07-04 | Inverters | SolarEdge | SolarEdge SE 120 kW | 120000 |  | 5 |  |  | 0.985 |  | Indoor
NJCERE1555366306 | Community Solar Energy Program | KEYPORT | 7735 | 17 | 843.66 | Commercial | Community Solar | No | Community Solar Rooftop, Canopy and Carport | Green Power Developers LLC |  | JCP&L | Accepted | 2023-12-13 | 2024-01-04 | 2025-07-04 | Inverters | SolarEdge | SolarEdge SE 80 kW | 80000 |  | 1 |  |  | 0.985 |  | Indoor
NJCERE1555366306 | Community Solar Energy Program | KEYPORT | 7735 | 17 | 843.66 | Commercial | Community Solar | No | Community Solar Rooftop, Canopy and Carport | Green Power Developers LLC |  | JCP&L | Accepted | 2023-12-13 | 2024-01-04 | 2025-07-04 | Meters | Elkor | N/A |  |  | 1 |  |  |  | Yes | Indoor
NJCERE1555366306 | Community Solar Energy Program | KEYPORT | 7735 | 17 | 843.66 | Commercial | Community Solar | No | Community Solar Rooftop, Canopy and Carport | Green Power Developers LLC |  | JCP&L | Accepted | 2023-12-13 | 2024-01-04 | 2025-07-04 | Solar Panels | Rayzon L'LIOS | Rayzon L'LIOS RS545WC - 545W |  | 0.545 | 1548 | 168 | 5 |  | Fixed | Roof
NJCERE1555368072 | Community Solar Energy Program | KEYPORT | 7735 | 17 | 371.69 | Commercial | Community Solar | Yes | Community Solar Rooftop, Canopy and Carport | Green Power Developers LLC |  | JCP&L | Accepted | 2023-12-13 | 2024-01-04 | 2025-07-04 | Inverters | SolarEdge | SolarEdge SE 120 kW | 120000 |  | 2 |  |  | 0.985 |  | Indoor
NJCERE1555368072 | Community Solar Energy Program | KEYPORT | 7735 | 17 | 371.69 | Commercial | Community Solar | Yes | Community Solar Rooftop, Canopy and Carport | Green Power Developers LLC |  | JCP&L | Accepted | 2023-12-13 | 2024-01-04 | 2025-07-04 | Inverters | SolarEdge | SolarEdge SE 40 kW | 40000 |  | 1 |  |  | 0.985 |  | Indoor
NJCERE1555368072 | Community Solar Energy Program | KEYPORT | 7735 | 17 | 371.69 | Commercial | Community Solar | Yes | Community Solar Rooftop, Canopy and Carport | Green Power Developers LLC |  | JCP&L | Accepted | 2023-12-13 | 2024-01-04 | 2025-07-04 | Meters | Elkor | N/A |  |  | 1 |  |  |  | Yes | Indoor
NJCERE1555368072 | Community Solar Energy Program | KEYPORT | 7735 | 17 | 371.69 | Commercial | Community Solar | Yes | Community Solar Rooftop, Canopy and Carport | Green Power Developers LLC |  | JCP&L | Accepted | 2023-12-13 | 2024-01-04 | 2025-07-04 | Solar Panels | Rayzon L'LIOS | Rayzon L'LIOS RS545WC - 545W |  | 0.545 | 682 | 168 and 225 | 5 |  | Fixed | Roof
NJCERE1555369596 | Community Solar Energy Program | SWEDESBORO | 8085 | 15 | 999.9 | Commercial | Community Solar | Yes | Community Solar Rooftop, Canopy and Carport | Swedesboro Solar LLC |  | AC Electric | Accepted | 2023-12-14 | 2023-12-19 | 2025-06-19 | Inverters | SolarEdge | SE120KUS | 120000 |  | 7 |  |  | 0.985 |  | Outdoor
NJCERE1555369596 | Community Solar Energy Program | SWEDESBORO | 8085 | 15 | 999.9 | Commercial | Community Solar | Yes | Community Solar Rooftop, Canopy and Carport | Swedesboro Solar LLC |  | AC Electric | Accepted | 2023-12-14 | 2023-12-19 | 2025-06-19 | Meters | Electro Industries | Shark ENC4XSHK100-277-60-10-V3-D2-485P |  |  | 1 |  |  |  | Yes | Outdoor
NJCERE1555369596 | Community Solar Energy Program | SWEDESBORO | 8085 | 15 | 999.9 | Commercial | Community Solar | Yes | Community Solar Rooftop, Canopy and Carport | Swedesboro Solar LLC |  | AC Electric | Accepted | 2023-12-14 | 2023-12-19 | 2025-06-19 | Solar Panels | JA Solar | JAM720D30 550/MB |  | 0.55 | 1818 | 153.7 | 10 |  | Fixed | Roof
NJCERE1555372526 | Community Solar Energy Program | SWEDESBORO | 8085 | 15 | 999.9 | Commercial | Community Solar | Yes | Community Solar Rooftop, Canopy and Carport | Logan Solar 2 LLC |  | AC Electric | Accepted | 2023-12-13 | 2023-12-19 | 2025-06-19 | Inverters | SolarEdge | SE120KUS | 120000 |  | 7 |  |  | 0.985 |  | Outdoor
NJCERE1555372526 | Community Solar Energy Program | SWEDESBORO | 8085 | 15 | 999.9 | Commercial | Community Solar | Yes | Community Solar Rooftop, Canopy and Carport | Logan Solar 2 LLC |  | AC Electric | Accepted | 2023-12-13 | 2023-12-19 | 2025-06-19 | Meters | Electro Industries | Shark ENC4XSHK100-277-60-10-V3-D2-485P |  |  | 1 |  |  |  | Yes | Outdoor
NJCERE1555372526 | Community Solar Energy Program | SWEDESBORO | 8085 | 15 | 999.9 | Commercial | Community Solar | Yes | Community Solar Rooftop, Canopy and Carport | Logan Solar 2 LLC |  | AC Electric | Accepted | 2023-12-13 | 2023-12-19 | 2025-06-19 | Solar Panels | JA Solar | JAM720D30 550/MB |  | 0.55 | 1818 | 198 | 10 |  | Fixed | Roof
NJCERE1555392632 | Community Solar Energy Program | LAKEWOOD | 8701 | 18 | 999.1 | Commercial | Community Solar | No | Community Solar Rooftop, Canopy and Carport | Evergreen Energy |  | JCP&L | Accepted | 2023-12-14 | 2023-12-20 | 2025-06-20 | Solar Panels | Hanwha Q. Cells | Q. Peak Duo XL-G10.3 |  | 0.485 | 1030 | 207 | 2 |  | Fixed | Roof
NJCERE1555392632 | Community Solar Energy Program | LAKEWOOD | 8701 | 18 | 999.1 | Commercial | Community Solar | No | Community Solar Rooftop, Canopy and Carport | Evergreen Energy |  | JCP&L | Accepted | 2023-12-14 | 2023-12-20 | 2025-06-20 | Solar Panels | Hanwha Q. Cells | Q. Peak Duo XL-G10.3 |  | 0.485 | 1030 | 27 | 2 |  | Fixed | Roof
NJCERE1555392632 | Community Solar Energy Program | LAKEWOOD | 8701 | 18 | 999.1 | Commercial | Community Solar | No | Community Solar Rooftop, Canopy and Carport | Evergreen Energy |  | JCP&L | Accepted | 2023-12-14 | 2023-12-20 | 2025-06-20 | Inverters | SolarEdge | SE120KUS | 120000 |  | 6 |  |  | 0.98 |  | Outdoor
NJCERE1555392632 | Community Solar Energy Program | LAKEWOOD | 8701 | 18 | 999.1 | Commercial | Community Solar | No | Community Solar Rooftop, Canopy and Carport | Evergreen Energy |  | JCP&L | Accepted | 2023-12-14 | 2023-12-20 | 2025-06-20 | Inverters | SolarEdge | SE80KUS | 80000 |  | 1 |  |  | 0.98 |  | Outdoor
NJCERE1555417907 | Community Solar Energy Program | BRICK | 8723 | 18 | 118.8 | Commercial | Community Solar | No | Community Solar Rooftop, Canopy and Carport | Ampericon |  | JCP&L | Accepted | 2023-12-19 | 2024-01-04 | 2025-07-04 | Inverters | CPS | CPS SCA 25KTL-DO-US-208 | 25000 |  | 3 |  |  | 0.97 |  | Outdoor
NJCERE1555417907 | Community Solar Energy Program | BRICK | 8723 | 18 | 118.8 | Commercial | Community Solar | No | Community Solar Rooftop, Canopy and Carport | Ampericon |  | JCP&L | Accepted | 2023-12-19 | 2024-01-04 | 2025-07-04 | Solar Panels | ZnShine | ZXM7-SHLDD 144 |  | 0.55 | 57 | 182 | 10 |  | Fixed | Parking Lot
NJCERE1555417907 | Community Solar Energy Program | BRICK | 8723 | 18 | 118.8 | Commercial | Community Solar | No | Community Solar Rooftop, Canopy and Carport | Ampericon |  | JCP&L | Accepted | 2023-12-19 | 2024-01-04 | 2025-07-04 | Solar Panels | ZnShine | ZXM7-SHLDD 144 |  | 0.55 | 33 | 189 | 10 |  | Fixed | Parking Lot
NJCERE1555417907 | Community Solar Energy Program | BRICK | 8723 | 18 | 118.8 | Commercial | Community Solar | No | Community Solar Rooftop, Canopy and Carport | Ampericon |  | JCP&L | Accepted | 2023-12-19 | 2024-01-04 | 2025-07-04 | Solar Panels | ZnShine | ZXM7-SHLDD 144 |  | 0.55 | 30 | 189 | 10 |  | Fixed | Parking Lot
NJCERE1555417907 | Community Solar Energy Program | BRICK | 8723 | 18 | 118.8 | Commercial | Community Solar | No | Community Solar Rooftop, Canopy and Carport | Ampericon |  | JCP&L | Accepted | 2023-12-19 | 2024-01-04 | 2025-07-04 | Solar Panels | ZnShine | ZXM7-SHLDD 144 |  | 0.55 | 63 | 354 | 10 |  | Fixed | Parking Lot
NJCERE1555417907 | Community Solar Energy Program | BRICK | 8723 | 18 | 118.8 | Commercial | Community Solar | No | Community Solar Rooftop, Canopy and Carport | Ampericon |  | JCP&L | Accepted | 2023-12-19 | 2024-01-04 | 2025-07-04 | Solar Panels | ZnShine | ZXM7-SHLDD 144 |  | 0.55 | 33 | 10 | 10 |  | Fixed | Parking Lot
NJCERE1555417907 | Community Solar Energy Program | BRICK | 8723 | 18 | 118.8 | Commercial | Community Solar | No | Community Solar Rooftop, Canopy and Carport | Ampericon |  | JCP&L | Accepted | 2023-12-19 | 2024-01-04 | 2025-07-04 | Meters | EKM | EKM Omnimeter Pulse UL v.4 | CT - Up to 1200 A |  | 1 |  |  |  | Yes | Outdoor
NJCERE1555455614 | Community Solar Energy Program | BRICK | 8724 | 18 | 143.55 | Commercial | Community Solar | No | Community Solar Rooftop, Canopy and Carport | Ampericon Inc. |  | JCP&L | Accepted | 2023-12-19 | 2024-01-04 | 2025-07-04 | Inverters | CPS | CPS SCA 25KTL-DO-US-208 | 25000 |  | 4 |  |  | 0.97 |  | Outdoor
NJCERE1555455614 | Community Solar Energy Program | BRICK | 8724 | 18 | 143.55 | Commercial | Community Solar | No | Community Solar Rooftop, Canopy and Carport | Ampericon Inc. |  | JCP&L | Accepted | 2023-12-19 | 2024-01-04 | 2025-07-04 | Solar Panels | ZnShine | ZXM7-SHLDD 144 |  | 0.55 | 63 | 240 | 10 |  | Fixed | Parking Lot
NJCERE1555455614 | Community Solar Energy Program | BRICK | 8724 | 18 | 143.55 | Commercial | Community Solar | No | Community Solar Rooftop, Canopy and Carport | Ampericon Inc. |  | JCP&L | Accepted | 2023-12-19 | 2024-01-04 | 2025-07-04 | Solar Panels | ZnShine | ZXM7-SHLDD 144 |  | 0.55 | 64 | 75 | 10 |  | Fixed | Parking Lot
NJCERE1555455614 | Community Solar Energy Program | BRICK | 8724 | 18 | 143.55 | Commercial | Community Solar | No | Community Solar Rooftop, Canopy and Carport | Ampericon Inc. |  | JCP&L | Accepted | 2023-12-19 | 2024-01-04 | 2025-07-04 | Solar Panels | ZnShine | ZXM7-SHLDD 144 |  | 0.55 | 64 | 245 | 10 |  | Fixed | Parking Lot
NJCERE1555455614 | Community Solar Energy Program | BRICK | 8724 | 18 | 143.55 | Commercial | Community Solar | No | Community Solar Rooftop, Canopy and Carport | Ampericon Inc. |  | JCP&L | Accepted | 2023-12-19 | 2024-01-04 | 2025-07-04 | Solar Panels | ZnShine | ZXM7-SHLDD 144 |  | 0.55 | 70 | 135 | 10 |  | Fixed | Parking Lot
NJCERE1555455614 | Community Solar Energy Program | BRICK | 8724 | 18 | 143.55 | Commercial | Community Solar | No | Community Solar Rooftop, Canopy and Carport | Ampericon Inc. |  | JCP&L | Accepted | 2023-12-19 | 2024-01-04 | 2025-07-04 | Meters | EKM | EKM Omnimeter Pulse UL v.4 | CT - Up to 1200 A |  | 1 |  |  |  | Yes | Outdoor
NJCERE1555484473 | Community Solar Energy Program | PINE BROOK | 7058 | 3 | 981 | Commercial | Community Solar | Yes | Community Solar Rooftop, Canopy and Carport | Brightcore Project Solutions, LLC |  | JCP&L | Accepted | 2023-12-20 | 2023-12-27 | 2025-06-27 | Inverters | SOLAREDGE | SOLAREDGE SE120KUS | 120000 |  | 3 |  |  | 0.985 |  | Outdoor
NJCERE1555484473 | Community Solar Energy Program | PINE BROOK | 7058 | 3 | 981 | Commercial | Community Solar | Yes | Community Solar Rooftop, Canopy and Carport | Brightcore Project Solutions, LLC |  | JCP&L | Accepted | 2023-12-20 | 2023-12-27 | 2025-06-27 | Inverters | SOLAREDGE | SOLAREDGE SE100KUS | 100000 |  | 4 |  |  | 0.985 |  | Outdoor
NJCERE1555484473 | Community Solar Energy Program | PINE BROOK | 7058 | 3 | 981 | Commercial | Community Solar | Yes | Community Solar Rooftop, Canopy and Carport | Brightcore Project Solutions, LLC |  | JCP&L | Accepted | 2023-12-20 | 2023-12-27 | 2025-06-27 | Solar Panels | HT-SAAE | HT-SAAE HT72-166M-450 |  | 0.45 | 2180 | 214 | 10 |  | Fixed | Roof
NJCERE1555484473 | Community Solar Energy Program | PINE BROOK | 7058 | 3 | 981 | Commercial | Community Solar | Yes | Community Solar Rooftop, Canopy and Carport | Brightcore Project Solutions, LLC |  | JCP&L | Accepted | 2023-12-20 | 2023-12-27 | 2025-06-27 | Meters | Elkor | Wattson Mark II |  |  | 1 |  |  |  | Yes | Outdoor
NJCERE1555484526 | Community Solar Energy Program | PINE BROOK | 7058 | 3 | 937.8 | Commercial | Community Solar | Yes | Community Solar Rooftop, Canopy and Carport | Brightcore Project Solutions, LLC |  | JCP&L | Accepted | 2023-12-20 | 2023-12-27 | 2025-06-27 | Inverters | SOLAREDGE | SOLAREDGE SE120KUS | 120000 |  | 6 |  |  | 0.985 |  | Outdoor
NJCERE1555484526 | Community Solar Energy Program | PINE BROOK | 7058 | 3 | 937.8 | Commercial | Community Solar | Yes | Community Solar Rooftop, Canopy and Carport | Brightcore Project Solutions, LLC |  | JCP&L | Accepted | 2023-12-20 | 2023-12-27 | 2025-06-27 | Solar Panels | HT-SAAE | HT-SAAE HT72-166M-450 |  | 0.45 | 2084 | 213 | 10 |  | Fixed | Roof
NJCERE1555484526 | Community Solar Energy Program | PINE BROOK | 7058 | 3 | 937.8 | Commercial | Community Solar | Yes | Community Solar Rooftop, Canopy and Carport | Brightcore Project Solutions, LLC |  | JCP&L | Accepted | 2023-12-20 | 2023-12-27 | 2025-06-27 | Meters | Elkor | Wattson Mark II |  |  | 1 |  |  |  | Yes | Outdoor
NJCERE1555484543 | Community Solar Energy Program | PINE BROOK | 7058 | 3 | 762.3 | Commercial | Community Solar | Yes | Community Solar Rooftop, Canopy and Carport | Brightcore Project Solutions, LLC |  | JCP&L | Accepted | 2023-12-20 | 2023-12-27 | 2025-06-27 | Inverters | SOLAREDGE | SOLAREDGE SE120KUS | 120000 |  | 5 |  |  | 0.985 |  | Outdoor
NJCERE1555484543 | Community Solar Energy Program | PINE BROOK | 7058 | 3 | 762.3 | Commercial | Community Solar | Yes | Community Solar Rooftop, Canopy and Carport | Brightcore Project Solutions, LLC |  | JCP&L | Accepted | 2023-12-20 | 2023-12-27 | 2025-06-27 | Solar Panels | HT-SAAE | HT-SAAE HT72-166M-450 |  | 0.45 | 1694 | 215 | 10 |  | Fixed | Roof
NJCERE1555484543 | Community Solar Energy Program | PINE BROOK | 7058 | 3 | 762.3 | Commercial | Community Solar | Yes | Community Solar Rooftop, Canopy and Carport | Brightcore Project Solutions, LLC |  | JCP&L | Accepted | 2023-12-20 | 2023-12-27 | 2025-06-27 | Meters | Elkor | Wattson Mark II |  |  | 1 |  |  |  | Yes | Outdoor
NJCERE1555484564 | Community Solar Energy Program | PINE BROOK | 7058 | 3 | 999.9 | Commercial | Community Solar | Yes | Community Solar Rooftop, Canopy and Carport | Brightcore Project Solutions, LLC |  | JCP&L | Accepted | 2023-12-20 | 2023-12-27 | 2025-06-27 | Inverters | SOLAREDGE | SOLAREDGE SE80KUS | 80000 |  | 3 |  |  | 0.985 |  | Outdoor
NJCERE1555484564 | Community Solar Energy Program | PINE BROOK | 7058 | 3 | 999.9 | Commercial | Community Solar | Yes | Community Solar Rooftop, Canopy and Carport | Brightcore Project Solutions, LLC |  | JCP&L | Accepted | 2023-12-20 | 2023-12-27 | 2025-06-27 | Inverters | SOLAREDGE | SOLAREDGE SE100KUS | 100000 |  | 6 |  |  | 0.985 |  | Outdoor
NJCERE1555484564 | Community Solar Energy Program | PINE BROOK | 7058 | 3 | 999.9 | Commercial | Community Solar | Yes | Community Solar Rooftop, Canopy and Carport | Brightcore Project Solutions, LLC |  | JCP&L | Accepted | 2023-12-20 | 2023-12-27 | 2025-06-27 | Solar Panels | HT-SAAE | HT-SAAE HT72-166M-450 |  | 0.45 | 2222 | 214 | 10 |  | Fixed | Roof
NJCERE1555484564 | Community Solar Energy Program | PINE BROOK | 7058 | 3 | 999.9 | Commercial | Community Solar | Yes | Community Solar Rooftop, Canopy and Carport | Brightcore Project Solutions, LLC |  | JCP&L | Accepted | 2023-12-20 | 2023-12-27 | 2025-06-27 | Meters | Elkor | Wattson Mark II |  |  | 1 |  |  |  | Yes | Outdoor
NJCERE1555492745 | Community Solar Energy Program | PINE BROOK | 7058 | 3 | 999.9 | Commercial | Community Solar | Yes | Community Solar Rooftop, Canopy and Carport | Brightcore Project Solutions, LLC |  | JCP&L | Accepted | 2023-12-20 | 2023-12-27 | 2025-06-27 | Inverters | SOLAREDGE | SOLAREDGE SE100KUS | 100000 |  | 7 |  |  | 0.985 |  | Outdoor
NJCERE1555492745 | Community Solar Energy Program | PINE BROOK | 7058 | 3 | 999.9 | Commercial | Community Solar | Yes | Community Solar Rooftop, Canopy and Carport | Brightcore Project Solutions, LLC |  | JCP&L | Accepted | 2023-12-20 | 2023-12-27 | 2025-06-27 | Inverters | SOLAREDGE | SOLAREDGE SE120KUS | 120000 |  | 1 |  |  | 0.985 |  | Outdoor
NJCERE1555492745 | Community Solar Energy Program | PINE BROOK | 7058 | 3 | 999.9 | Commercial | Community Solar | Yes | Community Solar Rooftop, Canopy and Carport | Brightcore Project Solutions, LLC |  | JCP&L | Accepted | 2023-12-20 | 2023-12-27 | 2025-06-27 | Solar Panels | HT-SAAE | HT-SAAE HT72-166M-450 |  | 0.45 | 2222 | 223 | 10 |  | Fixed | Roof
NJCERE1555492745 | Community Solar Energy Program | PINE BROOK | 7058 | 3 | 999.9 | Commercial | Community Solar | Yes | Community Solar Rooftop, Canopy and Carport | Brightcore Project Solutions, LLC |  | JCP&L | Accepted | 2023-12-20 | 2023-12-27 | 2025-06-27 | Meters | Elkor | Wattson Mark II |  |  | 1 |  |  |  | Yes | Outdoor
NJCERE1555492778 | Community Solar Energy Program | PINE BROOK | 7058 | 3 | 793.8 | Commercial | Community Solar | Yes | Community Solar Rooftop, Canopy and Carport | Brightcore Project Solutions, LLC |  | JCP&L | Accepted | 2023-12-20 | 2023-12-27 | 2025-06-27 | Inverters | SOLAREDGE | SOLAREDGE SE100KUS | 100000 |  | 2 |  |  | 0.985 |  | Outdoor
NJCERE1555492778 | Community Solar Energy Program | PINE BROOK | 7058 | 3 | 793.8 | Commercial | Community Solar | Yes | Community Solar Rooftop, Canopy and Carport | Brightcore Project Solutions, LLC |  | JCP&L | Accepted | 2023-12-20 | 2023-12-27 | 2025-06-27 | Inverters | SOLAREDGE | SOLAREDGE SE120KUS | 120000 |  | 2 |  |  | 0.985 |  | Outdoor
NJCERE1555492778 | Community Solar Energy Program | PINE BROOK | 7058 | 3 | 793.8 | Commercial | Community Solar | Yes | Community Solar Rooftop, Canopy and Carport | Brightcore Project Solutions, LLC |  | JCP&L | Accepted | 2023-12-20 | 2023-12-27 | 2025-06-27 | Inverters | SOLAREDGE | SOLAREDGE SE80KUS | 80000 |  | 2 |  |  | 0.985 |  | Outdoor
NJCERE1555492778 | Community Solar Energy Program | PINE BROOK | 7058 | 3 | 793.8 | Commercial | Community Solar | Yes | Community Solar Rooftop, Canopy and Carport | Brightcore Project Solutions, LLC |  | JCP&L | Accepted | 2023-12-20 | 2023-12-27 | 2025-06-27 | Solar Panels | HT-SAAE | HT-SAAE HT72-166M-450 |  | 0.45 | 1764 | 223 | 10 |  | Fixed | Roof
NJCERE1555492778 | Community Solar Energy Program | PINE BROOK | 7058 | 3 | 793.8 | Commercial | Community Solar | Yes | Community Solar Rooftop, Canopy and Carport | Brightcore Project Solutions, LLC |  | JCP&L | Accepted | 2023-12-20 | 2023-12-27 | 2025-06-27 | Meters | Elkor | Wattson Mark II |  |  | 1 |  |  |  | Yes | Outdoor
NJCERE1555492806 | Community Solar Energy Program | PINE BROOK | 7058 | 3 | 684.9 | Commercial | Community Solar | Yes | Community Solar Rooftop, Canopy and Carport | Brightcore Project Solutions, LLC |  | JCP&L | Accepted | 2023-12-20 | 2023-12-27 | 2025-06-27 | Inverters | SOLAREDGE | SOLAREDGE SE100KUS | 100000 |  | 3 |  |  | 0.985 |  | Outdoor
NJCERE1555492806 | Community Solar Energy Program | PINE BROOK | 7058 | 3 | 684.9 | Commercial | Community Solar | Yes | Community Solar Rooftop, Canopy and Carport | Brightcore Project Solutions, LLC |  | JCP&L | Accepted | 2023-12-20 | 2023-12-27 | 2025-06-27 | Inverters | SOLAREDGE | SOLAREDGE SE120KUS | 120000 |  | 2 |  |  | 0.985 |  | Outdoor
NJCERE1555492806 | Community Solar Energy Program | PINE BROOK | 7058 | 3 | 684.9 | Commercial | Community Solar | Yes | Community Solar Rooftop, Canopy and Carport | Brightcore Project Solutions, LLC |  | JCP&L | Accepted | 2023-12-20 | 2023-12-27 | 2025-06-27 | Solar Panels | HT-SAAE | HT-SAAE HT72-166M-450 |  | 0.45 | 1522 | 223 | 10 |  | Fixed | Roof
NJCERE1555492806 | Community Solar Energy Program | PINE BROOK | 7058 | 3 | 684.9 | Commercial | Community Solar | Yes | Community Solar Rooftop, Canopy and Carport | Brightcore Project Solutions, LLC |  | JCP&L | Accepted | 2023-12-20 | 2023-12-27 | 2025-06-27 | Meters | Elkor | Wattson Mark II |  |  | 1 |  |  |  | Yes | Outdoor
NJCERE1555530008 | Community Solar Energy Program | Brooklyn | 11217 |  | 342.76 | Commercial | Community Solar | Yes | Community Solar Rooftop, Canopy and Carport | Ecogy Energy NJ II LLC |  | AC Electric | Accepted | 2023-12-28 | 2024-01-02 | 2025-07-02 | Solar Panels | TBD | 410W TBD |  | 0.41 | 836 | 167 | 2 |  | Fixed | Roof
NJCERE1555530008 | Community Solar Energy Program | Brooklyn | 11217 |  | 342.76 | Commercial | Community Solar | Yes | Community Solar Rooftop, Canopy and Carport | Ecogy Energy NJ II LLC |  | AC Electric | Accepted | 2023-12-28 | 2024-01-02 | 2025-07-02 | Inverters | SolarEdge | SE120KUS | 120000 |  | 2 |  |  | 0.975 |  | Outdoor
NJCERE1555534858 | Community Solar Energy Program | LOPATCONG | 8865 | 2 | 1648.08 | Commercial | Community Solar | Yes | Community Solar Rooftop, Canopy and Carport | Luminace |  | JCP&L | Accepted | 2023-12-28 | 2024-01-10 | 2025-07-10 | Inverters | Chint Power Systems | CPS SCA 60 KTL -DO/US-480 | 60000 |  | 22 |  |  | 0.985 |  | Outdoor
NJCERE1555534858 | Community Solar Energy Program | LOPATCONG | 8865 | 2 | 1648.08 | Commercial | Community Solar | Yes | Community Solar Rooftop, Canopy and Carport | Luminace |  | JCP&L | Accepted | 2023-12-28 | 2024-01-10 | 2025-07-10 | Meters | Elkor | Watton Mark 2 |  |  | 1 |  |  |  | Yes | Outdoor
NJCERE1555534858 | Community Solar Energy Program | LOPATCONG | 8865 | 2 | 1648.08 | Commercial | Community Solar | Yes | Community Solar Rooftop, Canopy and Carport | Luminace |  | JCP&L | Accepted | 2023-12-28 | 2024-01-10 | 2025-07-10 | Solar Panels | Hanwha Q Cells | CPS SCA 60 KTL -DO/US-480 |  | 0.42 | 3924 | 153 | 10 |  | Fixed | Roof
NJCERE1555561084 | Community Solar Energy Program | Millstone | 8510 | 17 | 656.18 | Commercial | Community Solar | No | Community Solar Rooftop, Canopy and Carport | Green Power Developers LLC |  | JCP&L | Accepted | 2024-01-02 | 2024-01-04 | 2025-07-04 | Inverters | SolarEdge | SolarEdge SE 120 kW | 120000 |  | 4 |  |  | 0.985 |  | Indoor
NJCERE1555561084 | Community Solar Energy Program | Millstone | 8510 | 17 | 656.18 | Commercial | Community Solar | No | Community Solar Rooftop, Canopy and Carport | Green Power Developers LLC |  | JCP&L | Accepted | 2024-01-02 | 2024-01-04 | 2025-07-04 | Solar Panels | Rayzon L'LIOS | Rayzon L'LIOS RS545WC - 545W |  | 0.545 | 1204 | 151 | 5 |  | Fixed | Roof
NJCERE1555561084 | Community Solar Energy Program | Millstone | 8510 | 17 | 656.18 | Commercial | Community Solar | No | Community Solar Rooftop, Canopy and Carport | Green Power Developers LLC |  | JCP&L | Accepted | 2024-01-02 | 2024-01-04 | 2025-07-04 | Meters | Elkor | N/A |  |  | 1 |  |  |  | Yes | Indoor
NJCERE1555584642 | Community Solar Energy Program | MILLSTONE TOWNSHIP | 8510 | 17 | 953.75 | Commercial | Community Solar | No | Community Solar Rooftop, Canopy and Carport | Green Power Developers LLC |  | JCP&L | Accepted | 2024-01-04 | 2024-01-18 | 2025-07-18 | Inverters | SolarEdge | SolarEdge SE 120 kW | 120000 |  | 6 |  |  | 0.985 |  | Indoor
NJCERE1555584642 | Community Solar Energy Program | MILLSTONE TOWNSHIP | 8510 | 17 | 953.75 | Commercial | Community Solar | No | Community Solar Rooftop, Canopy and Carport | Green Power Developers LLC |  | JCP&L | Accepted | 2024-01-04 | 2024-01-18 | 2025-07-18 | Meters | Elkor | N/A |  |  | 1 |  |  |  | Yes | Indoor
NJCERE1555584642 | Community Solar Energy Program | MILLSTONE TOWNSHIP | 8510 | 17 | 953.75 | Commercial | Community Solar | No | Community Solar Rooftop, Canopy and Carport | Green Power Developers LLC |  | JCP&L | Accepted | 2024-01-04 | 2024-01-18 | 2025-07-18 | Solar Panels | Rayzon L'LIOS | Rayzon L'LIOS RS545WC - 545W |  | 0.545 | 1750 | 150 | 5 |  | Fixed | Roof
NJCERE1555584681 | Community Solar Energy Program | Millstone | 8510 | 17 | 650.73 | Commercial | Community Solar | No | Community Solar Rooftop, Canopy and Carport | Green Power Developers LLC |  | JCP&L | Accepted | 2024-01-04 | 2024-01-18 | 2025-07-18 | Inverters | SolarEdge | SolarEdge SE 120 kW | 120000 |  | 4 |  |  | 0.985 |  | Indoor
NJCERE1555584681 | Community Solar Energy Program | Millstone | 8510 | 17 | 650.73 | Commercial | Community Solar | No | Community Solar Rooftop, Canopy and Carport | Green Power Developers LLC |  | JCP&L | Accepted | 2024-01-04 | 2024-01-18 | 2025-07-18 | Meters | Elkor | N/A |  |  | 1 |  |  |  | Yes | Indoor
NJCERE1555584681 | Community Solar Energy Program | Millstone | 8510 | 17 | 650.73 | Commercial | Community Solar | No | Community Solar Rooftop, Canopy and Carport | Green Power Developers LLC |  | JCP&L | Accepted | 2024-01-04 | 2024-01-18 | 2025-07-18 | Solar Panels | Rayzon L'LIOS | Rayzon L'LIOS RS545WC - 545W |  | 0.545 | 1194 | 151 | 5 |  | Fixed | Roof
NJCERE1555593201 | Community Solar Energy Program | WAYNE | 7470 | 6 | 831.05 | Commercial | Community Solar | Yes | Community Solar Rooftop, Canopy and Carport | Pfister Energy, Inc. |  | JCP&L | Accepted | 2024-01-05 | 2024-01-11 | 2025-07-11 | Inverters | SolarEdge | SE40KUS | 40000 |  | 17 |  |  | 0.985 |  | Outdoor
NJCERE1555593201 | Community Solar Energy Program | WAYNE | 7470 | 6 | 831.05 | Commercial | Community Solar | Yes | Community Solar Rooftop, Canopy and Carport | Pfister Energy, Inc. |  | JCP&L | Accepted | 2024-01-05 | 2024-01-11 | 2025-07-11 | Meters | Electro Industries | Shark ENC4XSHK100-277-60-10-V3-D2-485P |  |  | 1 |  |  |  | Yes | Outdoor
NJCERE1555593201 | Community Solar Energy Program | WAYNE | 7470 | 6 | 831.05 | Commercial | Community Solar | Yes | Community Solar Rooftop, Canopy and Carport | Pfister Energy, Inc. |  | JCP&L | Accepted | 2024-01-05 | 2024-01-11 | 2025-07-11 | Solar Panels | JA Solar | JAM720D30 550/MB |  | 0.55 | 1511 | 174 | 10 |  | Fixed | Roof
NJCERE1555684880 | Community Solar Energy Program | CAPE MAY COURT HOUSE | 8210 | 21 | 730.08 | Commercial | Community Solar | Yes | Community Solar Rooftop, Canopy and Carport | HESP Construction, LLC |  | AC Electric | Accepted | 2024-01-30 | 2024-02-01 | 2025-08-01 | Inverters | Solectria | PV-50TL-480 | 50 |  | 9 |  |  | 0.99 |  | Outdoor
NJCERE1555684880 | Community Solar Energy Program | CAPE MAY COURT HOUSE | 8210 | 21 | 730.08 | Commercial | Community Solar | Yes | Community Solar Rooftop, Canopy and Carport | HESP Construction, LLC |  | AC Electric | Accepted | 2024-01-30 | 2024-02-01 | 2025-08-01 | Solar Panels | Waaree | Bi-57-540 |  | 0.54 | 675 | 204 | 10 |  | Fixed | Roof
NJCERE1555684880 | Community Solar Energy Program | CAPE MAY COURT HOUSE | 8210 | 21 | 730.08 | Commercial | Community Solar | Yes | Community Solar Rooftop, Canopy and Carport | HESP Construction, LLC |  | AC Electric | Accepted | 2024-01-30 | 2024-02-01 | 2025-08-01 | Solar Panels | Waaree | Bi-57-540 |  | 0.54 | 677 | 114 | 10 |  | Fixed | Roof
NJCERE1555684880 | Community Solar Energy Program | CAPE MAY COURT HOUSE | 8210 | 21 | 730.08 | Commercial | Community Solar | Yes | Community Solar Rooftop, Canopy and Carport | HESP Construction, LLC |  | AC Electric | Accepted | 2024-01-30 | 2024-02-01 | 2025-08-01 | Inverters | Solectria | PV-50TL-480 | 49 |  | 1 |  |  | 0.99 |  | Outdoor
NJCERE1555707108 | Community Solar Energy Program | OAKLAND | 7436 | 7 | 481.46 | Commercial | Community Solar | Yes | Community Solar Rooftop, Canopy and Carport | Equals Energy LLC |  | RECO | Accepted | 2024-01-26 | 2024-01-30 | 2025-07-30 | Inverters | SMA | SUNNY TRIPOWER CORE1 | 62500 |  | 7 |  |  | 0.975 |  | Outdoor
NJCERE1555707108 | Community Solar Energy Program | OAKLAND | 7436 | 7 | 481.46 | Commercial | Community Solar | Yes | Community Solar Rooftop, Canopy and Carport | Equals Energy LLC |  | RECO | Accepted | 2024-01-26 | 2024-01-30 | 2025-07-30 | Solar Panels | QCELL | Q.PEAK DUO XL-G11 |  | 0.585 | 823 | 214 | 5 |  | Fixed | Roof
NJCERE1555707162 | Community Solar Energy Program | OAKLAND | 7436 | 7 | 509.54 | Commercial | Community Solar | Yes | Community Solar Rooftop, Canopy and Carport | Equals Energy LLC |  | RECO | Accepted | 2024-01-26 | 2024-01-30 | 2025-07-30 | Inverters | SMA | SUNNY TRIPOWER CORE1 | 62500 |  | 7 |  |  | 0.975 |  | Outdoor
NJCERE1555707162 | Community Solar Energy Program | OAKLAND | 7436 | 7 | 509.54 | Commercial | Community Solar | Yes | Community Solar Rooftop, Canopy and Carport | Equals Energy LLC |  | RECO | Accepted | 2024-01-26 | 2024-01-30 | 2025-07-30 | Solar Panels | QCELL | Q.PEAK DUO XL-G11 |  | 0.585 | 871 | 215 | 10 |  | Fixed | Roof

## ADI - Equipment (Pipeline)
ADI Application Number | Program | Premise City | Premise Zip | County Code | Calculated Total System Size | Customer Type | Interconnection Type | Third Party Ownership | Project Type | Contractor Company | EDC Program | Utility Name | Status | Application Received Date | Acceptance Date | Expiration Date | Equipment Name | Manufacturer | Model | Watts (AC) Inverter | Rating per Module | Module Qty | Orientation | Tilt | Peak Efficiency | Tracking | Location of Equipment | Location (Other)
NJADRE1548718932 | Administratively Determined Incentive Program | Lafayette | 7848 | 1 | 13.12 | Residential | Behind the Meter | Yes | Net Metered Residential | Posigen NJ LLC | None | Sussex Rural | Accepted | 2022-02-23 | 2023-03-20 | 2024-09-20 | Solar Panels | CANADIAN SOLAR | CS3N-410MS |  | 0.41 | 32 | 145 | 20 |  | Fixed | Roof
NJADRE1548718932 | Administratively Determined Incentive Program | Lafayette | 7848 | 1 | 13.12 | Residential | Behind the Meter | Yes | Net Metered Residential | Posigen NJ LLC | None | Sussex Rural | Accepted | 2022-02-23 | 2023-03-20 | 2024-09-20 | Inverters | SOLAREDGE | SE11400H-US | 11400 |  | 1 |  |  | 0.99 |  | Outside | WITHIN TEN FEET OF METER
NJADRE1548719970 | Administratively Determined Incentive Program | West New York Town | 7093 | 8 | 3.24 | Residential | Behind the Meter | No | Net Metered Residential | Bright Planet Solar | None | PSE&G | Accepted | 2022-02-23 | 2022-03-22 | 2023-09-22 | Solar Panels | Hanwha Q-Cells | Q.PEAK DUO-G8+360 |  | 0.36 | 9 | 208 | 5 |  | Fixed | Roof
NJADRE1548719970 | Administratively Determined Incentive Program | West New York Town | 7093 | 8 | 3.24 | Residential | Behind the Meter | No | Net Metered Residential | Bright Planet Solar | None | PSE&G | Accepted | 2022-02-23 | 2022-03-22 | 2023-09-22 | Inverters | SolarEdge | SE3000H-USRGM | 3000 |  | 1 |  |  | 0.98 |  | Outdoor | Outside
NJADRE1549167786 | Administratively Determined Incentive Program | Southampton Township | 8088 | 13 | 12.25 | Residential | Behind the Meter | No | Net Metered Residential | Zenernet | None | PSE&G | Registration On Hold –PTO Prior August 28, 2021 | 2022-05-03 |  |  | Solar Panels | HANWHA | Q.PEAK DUO G6+ 350W |  | 0.35 | 2 | 71 | 16 |  | Fixed | Roof
NJADRE1549167786 | Administratively Determined Incentive Program | Southampton Township | 8088 | 13 | 12.25 | Residential | Behind the Meter | No | Net Metered Residential | Zenernet | None | PSE&G | Registration On Hold –PTO Prior August 28, 2021 | 2022-05-03 |  |  | Solar Panels | HANWHA | Q.PEAK DUO G6+ 350W |  | 0.35 | 23 | 71 | 19 |  | Fixed | Roof
NJADRE1549167786 | Administratively Determined Incentive Program | Southampton Township | 8088 | 13 | 12.25 | Residential | Behind the Meter | No | Net Metered Residential | Zenernet | None | PSE&G | Registration On Hold –PTO Prior August 28, 2021 | 2022-05-03 |  |  | Solar Panels | HANWHA | Q.PEAK DUO G6+ 350W |  | 0.35 | 10 | 251 | 19 |  | Fixed | Roof
NJADRE1549167786 | Administratively Determined Incentive Program | Southampton Township | 8088 | 13 | 12.25 | Residential | Behind the Meter | No | Net Metered Residential | Zenernet | None | PSE&G | Registration On Hold –PTO Prior August 28, 2021 | 2022-05-03 |  |  | Meters | Enphase | Enphase Integrated Consumption Meter |  |  | 1 |  |  |  | Yes | Outdoor
NJADRE1549167786 | Administratively Determined Incentive Program | Southampton Township | 8088 | 13 | 12.25 | Residential | Behind the Meter | No | Net Metered Residential | Zenernet | None | PSE&G | Registration On Hold –PTO Prior August 28, 2021 | 2022-05-03 |  |  | Meters | Enphase | Enphase Integrated Production Meter |  |  | 1 |  |  |  | Yes | Outdoor
NJADRE1549167786 | Administratively Determined Incentive Program | Southampton Township | 8088 | 13 | 12.25 | Residential | Behind the Meter | No | Net Metered Residential | Zenernet | None | PSE&G | Registration On Hold –PTO Prior August 28, 2021 | 2022-05-03 |  |  | Inverters | Enphase | X-IQ-AM1-240-3-ES | 65 |  | 1 |  |  | 0.65 |  | Outdoor
NJADRE1549412263 | Administratively Determined Incentive Program | Mays Landing | 8330 | 19 | 36.4 | Residential | Behind the Meter | Yes | Net Metered Residential | SunnyMac LLC | None | AC Electric | Registration On Hold-PTO Prior to Acceptance | 2022-05-13 | 2022-06-22 | 2023-06-22 | Solar Panels | REC | 400AA PURE BLACK |  | 0.4 | 22 | 242 | 19 |  | Fixed | Roof
NJADRE1549412263 | Administratively Determined Incentive Program | Mays Landing | 8330 | 19 | 36.4 | Residential | Behind the Meter | Yes | Net Metered Residential | SunnyMac LLC | None | AC Electric | Registration On Hold-PTO Prior to Acceptance | 2022-05-13 | 2022-06-22 | 2023-06-22 | Solar Panels | REC | 400AA PURE BLACK |  | 0.4 | 14 | 62 | 19 |  | Fixed | Roof
NJADRE1549412263 | Administratively Determined Incentive Program | Mays Landing | 8330 | 19 | 36.4 | Residential | Behind the Meter | Yes | Net Metered Residential | SunnyMac LLC | None | AC Electric | Registration On Hold-PTO Prior to Acceptance | 2022-05-13 | 2022-06-22 | 2023-06-22 | Solar Panels | REC | 400AA PURE BLACK |  | 0.4 | 3 | 152 | 19 |  | Fixed | Roof
NJADRE1549412263 | Administratively Determined Incentive Program | Mays Landing | 8330 | 19 | 36.4 | Residential | Behind the Meter | Yes | Net Metered Residential | SunnyMac LLC | None | AC Electric | Registration On Hold-PTO Prior to Acceptance | 2022-05-13 | 2022-06-22 | 2023-06-22 | Solar Panels | REC | 400AA PURE BLACK |  | 0.4 | 19 | 332 | 19 |  | Fixed | Roof
NJADRE1549412263 | Administratively Determined Incentive Program | Mays Landing | 8330 | 19 | 36.4 | Residential | Behind the Meter | Yes | Net Metered Residential | SunnyMac LLC | None | AC Electric | Registration On Hold-PTO Prior to Acceptance | 2022-05-13 | 2022-06-22 | 2023-06-22 | Solar Panels | REC | 400AA PURE BLACK |  | 0.4 | 3 | 332 | 27 |  | Fixed | Roof
NJADRE1549412263 | Administratively Determined Incentive Program | Mays Landing | 8330 | 19 | 36.4 | Residential | Behind the Meter | Yes | Net Metered Residential | SunnyMac LLC | None | AC Electric | Registration On Hold-PTO Prior to Acceptance | 2022-05-13 | 2022-06-22 | 2023-06-22 | Solar Panels | REC | 400AA PURE BLACK |  | 0.4 | 2 | 152 | 27 |  | Fixed | Roof
NJADRE1549412263 | Administratively Determined Incentive Program | Mays Landing | 8330 | 19 | 36.4 | Residential | Behind the Meter | Yes | Net Metered Residential | SunnyMac LLC | None | AC Electric | Registration On Hold-PTO Prior to Acceptance | 2022-05-13 | 2022-06-22 | 2023-06-22 | Solar Panels | REC | 400AA PURE BLACK |  | 0.4 | 14 | 242 | 17 |  | Fixed | Roof
NJADRE1549412263 | Administratively Determined Incentive Program | Mays Landing | 8330 | 19 | 36.4 | Residential | Behind the Meter | Yes | Net Metered Residential | SunnyMac LLC | None | AC Electric | Registration On Hold-PTO Prior to Acceptance | 2022-05-13 | 2022-06-22 | 2023-06-22 | Solar Panels | REC | 400AA PURE BLACK |  | 0.4 | 14 | 62 | 17 |  | Fixed | Roof
NJADRE1549412263 | Administratively Determined Incentive Program | Mays Landing | 8330 | 19 | 36.4 | Residential | Behind the Meter | Yes | Net Metered Residential | SunnyMac LLC | None | AC Electric | Registration On Hold-PTO Prior to Acceptance | 2022-05-13 | 2022-06-22 | 2023-06-22 | Inverters | Solaedge | SE11400H-US | 11400 |  | 2 |  |  | 0.99 |  | Outdoor | Next to meter
NJADRE1549412263 | Administratively Determined Incentive Program | Mays Landing | 8330 | 19 | 36.4 | Residential | Behind the Meter | Yes | Net Metered Residential | SunnyMac LLC | None | AC Electric | Registration On Hold-PTO Prior to Acceptance | 2022-05-13 | 2022-06-22 | 2023-06-22 | Inverters | Solaredge | SE5000H-US | 5000 |  | 1 |  |  | 0.99 |  | Outdoor | Next to meter
NJADRE1549412263 | Administratively Determined Incentive Program | Mays Landing | 8330 | 19 | 36.4 | Residential | Behind the Meter | Yes | Net Metered Residential | SunnyMac LLC | None | AC Electric | Registration On Hold-PTO Prior to Acceptance | 2022-05-13 | 2022-06-22 | 2023-06-22 | Meters | SOLAREDGE | SE-RGMTR-1D-240C-A |  |  | 1 |  |  |  | Yes | Outdoor
NJADRE1549412263 | Administratively Determined Incentive Program | Mays Landing | 8330 | 19 | 36.4 | Residential | Behind the Meter | Yes | Net Metered Residential | SunnyMac LLC | None | AC Electric | Registration On Hold-PTO Prior to Acceptance | 2022-05-13 | 2022-06-22 | 2023-06-22 | Meters | SOLAREDGE | SE-RGMTR-1D-240C-A |  |  | 1 |  |  |  | Yes | Outdoor
NJADRE1549412263 | Administratively Determined Incentive Program | Mays Landing | 8330 | 19 | 36.4 | Residential | Behind the Meter | Yes | Net Metered Residential | SunnyMac LLC | None | AC Electric | Registration On Hold-PTO Prior to Acceptance | 2022-05-13 | 2022-06-22 | 2023-06-22 | Meters | SOLAREDGE | SE-RGMTR-1D-240C-A |  |  | 1 |  |  |  | Yes | Outdoor
NJADRE1549664399 | Administratively Determined Incentive Program | Fair Lawn Boro | 7410 | 7 | 6.46 | Residential | Behind the Meter | Yes | Net Metered Residential | Sunrun Installation Services, Inc. | None | PSE&G | Accepted | 2022-06-20 | 2022-07-18 | 2024-01-18 | Inverters | SolarEdge Technologies | SE6000H-USSN | 6000 |  | 1 |  |  | 0.96 |  | Outdoor | Next To Meter
NJADRE1549664399 | Administratively Determined Incentive Program | Fair Lawn Boro | 7410 | 7 | 6.46 | Residential | Behind the Meter | Yes | Net Metered Residential | Sunrun Installation Services, Inc. | None | PSE&G | Accepted | 2022-06-20 | 2022-07-18 | 2024-01-18 | Solar Panels | JA Solar | JAM60S10-340/MR |  | 0.34 | 12 | 70 | 18 |  | Fixed | Roof
NJADRE1549664399 | Administratively Determined Incentive Program | Fair Lawn Boro | 7410 | 7 | 6.46 | Residential | Behind the Meter | Yes | Net Metered Residential | Sunrun Installation Services, Inc. | None | PSE&G | Accepted | 2022-06-20 | 2022-07-18 | 2024-01-18 | Solar Panels | JA Solar | JAM60S10-340/MR |  | 0.34 | 7 | 250 | 18 |  | Fixed | Roof
NJADRE1549913572 | Administratively Determined Incentive Program | Roseland | 7068 | 9 | 2885.15 | Commercial | Behind the Meter | Yes | Large Net-Metered Non-Residential located on Rooftop, Carport, Canopy and Floating Solar | Distributed Solar Operations, LLC | None | PSE&G | Accepted | 2022-10-26 | 2022-11-23 | 2024-05-23 | Inverters | Chint Power Systems America | CPS SCA60KTL | 60000 |  | 17 |  |  | 0.985 |  | Outdoor | parking lot canopy
NJADRE1549913572 | Administratively Determined Incentive Program | Roseland | 7068 | 9 | 2885.15 | Commercial | Behind the Meter | Yes | Large Net-Metered Non-Residential located on Rooftop, Carport, Canopy and Floating Solar | Distributed Solar Operations, LLC | None | PSE&G | Accepted | 2022-10-26 | 2022-11-23 | 2024-05-23 | Inverters | Chint Power Systems America | CPS SCA50KTL | 50000 |  | 27 |  |  | 0.985 |  | Outdoor | parking lot canopy
NJADRE1549913572 | Administratively Determined Incentive Program | Roseland | 7068 | 9 | 2885.15 | Commercial | Behind the Meter | Yes | Large Net-Metered Non-Residential located on Rooftop, Carport, Canopy and Floating Solar | Distributed Solar Operations, LLC | None | PSE&G | Accepted | 2022-10-26 | 2022-11-23 | 2024-05-23 | Solar Panels | HANWHA Q Cells | Q.PEAK DUO XL-G10.3 475 |  | 0.475 | 864 | 220 | 5 |  | Fixed | Parking Lot
NJADRE1549913572 | Administratively Determined Incentive Program | Roseland | 7068 | 9 | 2885.15 | Commercial | Behind the Meter | Yes | Large Net-Metered Non-Residential located on Rooftop, Carport, Canopy and Floating Solar | Distributed Solar Operations, LLC | None | PSE&G | Accepted | 2022-10-26 | 2022-11-23 | 2024-05-23 | Solar Panels | HANWHA Q Cells | Q.PEAK DUO XL-G10.3 475 |  | 0.475 | 864 | 40 | 5 |  | Fixed | Parking Lot
NJADRE1549913572 | Administratively Determined Incentive Program | Roseland | 7068 | 9 | 2885.15 | Commercial | Behind the Meter | Yes | Large Net-Metered Non-Residential located on Rooftop, Carport, Canopy and Floating Solar | Distributed Solar Operations, LLC | None | PSE&G | Accepted | 2022-10-26 | 2022-11-23 | 2024-05-23 | Solar Panels | HANWHA Q Cells | Q.PEAK DUO XL-G10.3 475 |  | 0.475 | 216 | 265 | 5 |  | Fixed | Parking Lot
NJADRE1549913572 | Administratively Determined Incentive Program | Roseland | 7068 | 9 | 2885.15 | Commercial | Behind the Meter | Yes | Large Net-Metered Non-Residential located on Rooftop, Carport, Canopy and Floating Solar | Distributed Solar Operations, LLC | None | PSE&G | Accepted | 2022-10-26 | 2022-11-23 | 2024-05-23 | Solar Panels | HANWHA Q Cells | Q.PEAK DUO XL-G10.3 475 |  | 0.475 | 216 | 85 | 5 |  | Fixed | Parking Lot
NJADRE1549913572 | Administratively Determined Incentive Program | Roseland | 7068 | 9 | 2885.15 | Commercial | Behind the Meter | Yes | Large Net-Metered Non-Residential located on Rooftop, Carport, Canopy and Floating Solar | Distributed Solar Operations, LLC | None | PSE&G | Accepted | 2022-10-26 | 2022-11-23 | 2024-05-23 | Solar Panels | HANWHA Q Cells | Q.PEAK DUO XL-G10.3 475 |  | 0.475 | 216 | 245 | 5 |  | Fixed | Parking Lot
NJADRE1549913572 | Administratively Determined Incentive Program | Roseland | 7068 | 9 | 2885.15 | Commercial | Behind the Meter | Yes | Large Net-Metered Non-Residential located on Rooftop, Carport, Canopy and Floating Solar | Distributed Solar Operations, LLC | None | PSE&G | Accepted | 2022-10-26 | 2022-11-23 | 2024-05-23 | Solar Panels | HANWHA Q Cells | Q.PEAK DUO XL-G10.3 475 |  | 0.475 | 216 | 65 | 5 |  | Fixed | Parking Lot
NJADRE1549913572 | Administratively Determined Incentive Program | Roseland | 7068 | 9 | 2885.15 | Commercial | Behind the Meter | Yes | Large Net-Metered Non-Residential located on Rooftop, Carport, Canopy and Floating Solar | Distributed Solar Operations, LLC | None | PSE&G | Accepted | 2022-10-26 | 2022-11-23 | 2024-05-23 | Solar Panels | HANWHA Q Cells | Q.PEAK DUO XL-G10.3 475 |  | 0.475 | 249 | 235 | 5 |  | Fixed | Parking Lot
NJADRE1549913572 | Administratively Determined Incentive Program | Roseland | 7068 | 9 | 2885.15 | Commercial | Behind the Meter | Yes | Large Net-Metered Non-Residential located on Rooftop, Carport, Canopy and Floating Solar | Distributed Solar Operations, LLC | None | PSE&G | Accepted | 2022-10-26 | 2022-11-23 | 2024-05-23 | Solar Panels | HANWHA Q Cells | Q.PEAK DUO XL-G10.3 475 |  | 0.475 | 249 | 55 | 5 |  | Fixed | Parking Lot
NJADRE1549913572 | Administratively Determined Incentive Program | Roseland | 7068 | 9 | 2885.15 | Commercial | Behind the Meter | Yes | Large Net-Metered Non-Residential located on Rooftop, Carport, Canopy and Floating Solar | Distributed Solar Operations, LLC | None | PSE&G | Accepted | 2022-10-26 | 2022-11-23 | 2024-05-23 | Solar Panels | HANWHA Q Cells | Q.PEAK DUO XL-G10.3 475 |  | 0.475 | 529 | 231 | 5 |  | Fixed | Parking Lot
NJADRE1549913572 | Administratively Determined Incentive Program | Roseland | 7068 | 9 | 2885.15 | Commercial | Behind the Meter | Yes | Large Net-Metered Non-Residential located on Rooftop, Carport, Canopy and Floating Solar | Distributed Solar Operations, LLC | None | PSE&G | Accepted | 2022-10-26 | 2022-11-23 | 2024-05-23 | Solar Panels | HANWHA Q Cells | Q.PEAK DUO XL-G10.3 475 |  | 0.475 | 529 | 51 | 5 |  | Fixed | Parking Lot
NJADRE1549913572 | Administratively Determined Incentive Program | Roseland | 7068 | 9 | 2885.15 | Commercial | Behind the Meter | Yes | Large Net-Metered Non-Residential located on Rooftop, Carport, Canopy and Floating Solar | Distributed Solar Operations, LLC | None | PSE&G | Accepted | 2022-10-26 | 2022-11-23 | 2024-05-23 | Solar Panels | HANWHA Q Cells | Q.PEAK DUO XL-G10.3 475 |  | 0.475 | 593 | 218 | 5 |  | Fixed | Parking Lot
NJADRE1549913572 | Administratively Determined Incentive Program | Roseland | 7068 | 9 | 2885.15 | Commercial | Behind the Meter | Yes | Large Net-Metered Non-Residential located on Rooftop, Carport, Canopy and Floating Solar | Distributed Solar Operations, LLC | None | PSE&G | Accepted | 2022-10-26 | 2022-11-23 | 2024-05-23 | Solar Panels | HANWHA Q Cells | Q.PEAK DUO XL-G10.3 475 |  | 0.475 | 593 | 38 | 5 |  | Fixed | Parking Lot
NJADRE1549913572 | Administratively Determined Incentive Program | Roseland | 7068 | 9 | 2885.15 | Commercial | Behind the Meter | Yes | Large Net-Metered Non-Residential located on Rooftop, Carport, Canopy and Floating Solar | Distributed Solar Operations, LLC | None | PSE&G | Accepted | 2022-10-26 | 2022-11-23 | 2024-05-23 | Solar Panels | HANWHA Q Cells | Q.PEAK DUO XL-G10.3 475 |  | 0.475 | 370 | 192 | 5 |  | Fixed | Parking Lot
NJADRE1549913572 | Administratively Determined Incentive Program | Roseland | 7068 | 9 | 2885.15 | Commercial | Behind the Meter | Yes | Large Net-Metered Non-Residential located on Rooftop, Carport, Canopy and Floating Solar | Distributed Solar Operations, LLC | None | PSE&G | Accepted | 2022-10-26 | 2022-11-23 | 2024-05-23 | Solar Panels | HANWHA Q Cells | Q.PEAK DUO XL-G10.3 475 |  | 0.475 | 370 | 12 | 5 |  | Fixed | Parking Lot
NJADRE1549931841 | Administratively Determined Incentive Program | Pennsville | 8070 | 16 | 8.03 | Residential | Behind the Meter | No | Net Metered Residential | Spectacular Solar | ACE | AC Electric | Registration On Hold-PTO Prior to Acceptance | 2022-08-15 |  |  | Inverters | SolarEdge | SE7600H-US | 7600 |  | 1 |  |  | 0.99 |  | Outdoor
NJADRE1549931841 | Administratively Determined Incentive Program | Pennsville | 8070 | 16 | 8.03 | Residential | Behind the Meter | No | Net Metered Residential | Spectacular Solar | ACE | AC Electric | Registration On Hold-PTO Prior to Acceptance | 2022-08-15 |  |  | Meters | General Electric | I-70-S |  |  | 1 |  |  |  | No | Outdoor
NJADRE1549931841 | Administratively Determined Incentive Program | Pennsville | 8070 | 16 | 8.03 | Residential | Behind the Meter | No | Net Metered Residential | Spectacular Solar | ACE | AC Electric | Registration On Hold-PTO Prior to Acceptance | 2022-08-15 |  |  | Solar Panels | Phono Solar | PS365M4H |  | 0.365 | 22 | 218 | 30 |  | Fixed | Roof
NJADRE1549960767 | Administratively Determined Incentive Program | Absecon | 8201 | 19 | 563.76 | Commercial | Behind the Meter | Yes | Small Net-Metered Non-Residential located on Rooftop, Carport, Canopy and Floating Solar | Distributed Solar Operations, LLC | None | AC Electric | Accepted | 2022-09-01 | 2022-10-11 | 2024-04-11 | Inverters | SMA | SMA Sunny Tripower Core 1 - STP62-US-41 | 62500 |  | 7 |  |  | 0.98 |  | Outdoor
NJADRE1549960767 | Administratively Determined Incentive Program | Absecon | 8201 | 19 | 563.76 | Commercial | Behind the Meter | Yes | Small Net-Metered Non-Residential located on Rooftop, Carport, Canopy and Floating Solar | Distributed Solar Operations, LLC | None | AC Electric | Accepted | 2022-09-01 | 2022-10-11 | 2024-04-11 | Solar Panels | JA Solar | JAM72D30-540/MB 540w |  | 0.54 | 1044 | 168 | 10 |  | Fixed | Roof
NJADRE1549965316 | Administratively Determined Incentive Program | Morganville | 7751 | 17 | 417.96 | Commercial | Behind the Meter | Yes | Small Net-Metered Non-Residential located on Rooftop, Carport, Canopy and Floating Solar | Distributed Solar Operations, LLC | None | JCP&L | Accepted | 2022-09-15 | 2022-10-11 | 2024-04-11 | Inverters | SMA America | Sunny Tripower core 1 - STP62-US-41 | 62500 |  | 5 |  |  | 0.98 |  | Outdoor
NJADRE1549965316 | Administratively Determined Incentive Program | Morganville | 7751 | 17 | 417.96 | Commercial | Behind the Meter | Yes | Small Net-Metered Non-Residential located on Rooftop, Carport, Canopy and Floating Solar | Distributed Solar Operations, LLC | None | JCP&L | Accepted | 2022-09-15 | 2022-10-11 | 2024-04-11 | Solar Panels | Hanwha | Q Peak Duo L G8.2 430 |  | 0.43 | 486 | 83 | 10 |  | Fixed | Roof
NJADRE1549965316 | Administratively Determined Incentive Program | Morganville | 7751 | 17 | 417.96 | Commercial | Behind the Meter | Yes | Small Net-Metered Non-Residential located on Rooftop, Carport, Canopy and Floating Solar | Distributed Solar Operations, LLC | None | JCP&L | Accepted | 2022-09-15 | 2022-10-11 | 2024-04-11 | Solar Panels | Hanwha | Q Peak Duo L G8.2 430 |  | 0.43 | 486 | 263 | 10 |  | Fixed | Roof
NJADRE1550101875 | Administratively Determined Incentive Program | Mullica Hill | 8062 | 15 | 1447.2 | Commercial | Behind the Meter | Yes | Large Net Metered Non-Residential Ground Mount | South Jersey Industries | None | AC Electric | Accepted | 2022-09-14 | 2022-11-15 | 2024-05-15 | Solar Panels | Boviet | BVM6612M-450S-H-HC-BF-DG |  | 0.45 | 276 | 222 | 7 |  | Fixed | Parking Lot
NJADRE1550101875 | Administratively Determined Incentive Program | Mullica Hill | 8062 | 15 | 1447.2 | Commercial | Behind the Meter | Yes | Large Net Metered Non-Residential Ground Mount | South Jersey Industries | None | AC Electric | Accepted | 2022-09-14 | 2022-11-15 | 2024-05-15 | Solar Panels | Boviet | BVM6612M-450S-H-HC-BF-DG |  | 0.45 | 2940 | 180 | 20 |  | Fixed | Ground
NJADRE1550101875 | Administratively Determined Incentive Program | Mullica Hill | 8062 | 15 | 1447.2 | Commercial | Behind the Meter | Yes | Large Net Metered Non-Residential Ground Mount | South Jersey Industries | None | AC Electric | Accepted | 2022-09-14 | 2022-11-15 | 2024-05-15 | Inverters | Solis | SOLIS-100K-5G-US-AS | 100000 |  | 9 |  |  | 0.975 |  | Outdoor
NJADRE1550101875 | Administratively Determined Incentive Program | Mullica Hill | 8062 | 15 | 1447.2 | Commercial | Behind the Meter | Yes | Large Net Metered Non-Residential Ground Mount | South Jersey Industries | None | AC Electric | Accepted | 2022-09-14 | 2022-11-15 | 2024-05-15 | Inverters | Solis | SOLIS-75K-5G-US-AS | 75000 |  | 1 |  |  | 0.975 |  | Outdoor
NJADRE1550101875 | Administratively Determined Incentive Program | Mullica Hill | 8062 | 15 | 1447.2 | Commercial | Behind the Meter | Yes | Large Net Metered Non-Residential Ground Mount | South Jersey Industries | None | AC Electric | Accepted | 2022-09-14 | 2022-11-15 | 2024-05-15 | Inverters | Solis | SOLIS-50K-US-F-SW | 50000 |  | 2 |  |  | 0.975 |  | Outdoor
NJADRE1550108176 | Administratively Determined Incentive Program | MEDFORD | 8055 | 13 | 19.6 | Residential | Behind the Meter | No | Net Metered Residential | Zenernet Installation Company | None | AC Electric | Accepted | 2022-08-26 | 2024-02-28 | 2025-02-28 | Inverters | REC | Plus-72-2-US-240V | 290 |  | 49 |  |  | 0.97 |  | Outdoor
NJADRE1550108176 | Administratively Determined Incentive Program | MEDFORD | 8055 | 13 | 19.6 | Residential | Behind the Meter | No | Net Metered Residential | Zenernet Installation Company | None | AC Electric | Accepted | 2022-08-26 | 2024-02-28 | 2025-02-28 | Solar Panels | REC | REC400AA Pure 400W |  | 0.4 | 49 | 230 | 27 |  | Fixed | Roof
NJADRE1550129799 | Administratively Determined Incentive Program | Mount Ephraim | 8059 | 14 | 7.3 | Residential | Behind the Meter | Yes | Net Metered Residential | Sunrun Installation Services, Inc. | None | PSE&G | Accepted | 2022-08-25 | 2022-09-08 | 2024-09-08 | Solar Panels | LONGi Green Energy Technology Co Ltd | LR4-60HPH-365M |  | 0.365 | 13 | 162 | 37 |  | Fixed | Roof
NJADRE1550129799 | Administratively Determined Incentive Program | Mount Ephraim | 8059 | 14 | 7.3 | Residential | Behind the Meter | Yes | Net Metered Residential | Sunrun Installation Services, Inc. | None | PSE&G | Accepted | 2022-08-25 | 2022-09-08 | 2024-09-08 | Solar Panels | LONGi Green Energy Technology Co Ltd | LR4-60HPH-365M |  | 0.365 | 4 | 343 | 36 |  | Fixed | Roof
NJADRE1550129799 | Administratively Determined Incentive Program | Mount Ephraim | 8059 | 14 | 7.3 | Residential | Behind the Meter | Yes | Net Metered Residential | Sunrun Installation Services, Inc. | None | PSE&G | Accepted | 2022-08-25 | 2022-09-08 | 2024-09-08 | Solar Panels | LONGi Green Energy Technology Co Ltd | LR4-60HPH-365M |  | 0.365 | 3 | 345 | 23 |  | Fixed | Roof
NJADRE1550129799 | Administratively Determined Incentive Program | Mount Ephraim | 8059 | 14 | 7.3 | Residential | Behind the Meter | Yes | Net Metered Residential | Sunrun Installation Services, Inc. | None | PSE&G | Accepted | 2022-08-25 | 2022-09-08 | 2024-09-08 | Inverters | SolarEdge Technologies | SE6000H-USSN | 6000 |  | 1 |  |  | 0.96 |  | Outdoor | Next To Meter
NJADRE1550247408 | Administratively Determined Incentive Program | Hillsborough TWP | 8844 | 5 | 10.08 | Residential | Behind the Meter | No | Net Metered Residential | SunnyMac LLC | None | PSE&G | Accepted | 2022-09-12 | 2022-10-03 | 2024-04-03 | Solar Panels | REC | 360TP4 BLACK |  | 0.36 | 8 | 243 | 45 |  | Fixed | Roof
NJADRE1550247408 | Administratively Determined Incentive Program | Hillsborough TWP | 8844 | 5 | 10.08 | Residential | Behind the Meter | No | Net Metered Residential | SunnyMac LLC | None | PSE&G | Accepted | 2022-09-12 | 2022-10-03 | 2024-04-03 | Solar Panels | REC | 360TP4 BLACK |  | 0.36 | 14 | 155 | 33 |  | Fixed | Roof
NJADRE1550247408 | Administratively Determined Incentive Program | Hillsborough TWP | 8844 | 5 | 10.08 | Residential | Behind the Meter | No | Net Metered Residential | SunnyMac LLC | None | PSE&G | Accepted | 2022-09-12 | 2022-10-03 | 2024-04-03 | Solar Panels | REC | 360TP4 BLACK |  | 0.36 | 6 | 335 | 33 |  | Fixed | Roof
NJADRE1550247408 | Administratively Determined Incentive Program | Hillsborough TWP | 8844 | 5 | 10.08 | Residential | Behind the Meter | No | Net Metered Residential | SunnyMac LLC | None | PSE&G | Accepted | 2022-09-12 | 2022-10-03 | 2024-04-03 | Inverters | SOLAREDGE | SE6000H-US | 6000 |  | 1 |  |  | 0.99 |  | Outdoor | NEXT TO METER
NJADRE1550247408 | Administratively Determined Incentive Program | Hillsborough TWP | 8844 | 5 | 10.08 | Residential | Behind the Meter | No | Net Metered Residential | SunnyMac LLC | None | PSE&G | Accepted | 2022-09-12 | 2022-10-03 | 2024-04-03 | Inverters | SOLAREDGE | SE3000H-US | 3000 |  | 1 |  |  | 0.99 |  | Outdoor | NEXT TO METER
NJADRE1550257929 | Administratively Determined Incentive Program | HACKENSACK CITY | 7601 | 7 | 2.92 | Residential | Behind the Meter | Yes | Net Metered Residential | Sunrun Installation Services, Inc. | None | PSE&G | Accepted | 2022-09-13 | 2022-10-05 | 2024-04-05 | Inverters | Delta Electronics | E4-TL-US | 3840 |  | 1 |  |  | 0.97 |  | Outdoor | Next To Meter
NJADRE1550257929 | Administratively Determined Incentive Program | HACKENSACK CITY | 7601 | 7 | 2.92 | Residential | Behind the Meter | Yes | Net Metered Residential | Sunrun Installation Services, Inc. | None | PSE&G | Accepted | 2022-09-13 | 2022-10-05 | 2024-04-05 | Solar Panels | LONGi Green Energy Technology Co Ltd | LR4-60HPH-365M |  | 0.365 | 8 | 126 | 40 |  | Fixed | Roof
NJADRE1550289692 | Administratively Determined Incentive Program | Atlantic City | 8401 | 19 | 6.4 | Residential | Behind the Meter | No | Net Metered Residential | Suntuity Solar LLC | None | AC Electric | Accepted | 2022-09-15 | 2022-10-07 | 2024-04-07 | Inverters | Enphase Energy | IQ8PLUS-72-2-US | 298 |  | 16 |  |  | 0.97 |  | Outside | Behind the PV Modules
NJADRE1550289692 | Administratively Determined Incentive Program | Atlantic City | 8401 | 19 | 6.4 | Residential | Behind the Meter | No | Net Metered Residential | Suntuity Solar LLC | None | AC Electric | Accepted | 2022-09-15 | 2022-10-07 | 2024-04-07 | Solar Panels | Hanwha Q CELLS | Q.PEAK DUO BLK ML-G10+ 400 |  | 0.4 | 9 | 109 | 38 |  | Fixed | Roof
NJADRE1550289692 | Administratively Determined Incentive Program | Atlantic City | 8401 | 19 | 6.4 | Residential | Behind the Meter | No | Net Metered Residential | Suntuity Solar LLC | None | AC Electric | Accepted | 2022-09-15 | 2022-10-07 | 2024-04-07 | Solar Panels | Hanwha Q CELLS | Q.PEAK DUO BLK ML-G10+ 400 |  | 0.4 | 7 | 289 | 38 |  | Fixed | Roof
NJADRE1550313104 | Administratively Determined Incentive Program | Keyport | 7735 | 17 | 134.46 | Commercial | Behind the Meter | No | Small Net-Metered Non-Residential located on Rooftop, Carport, Canopy and Floating Solar | Suntuity Solar LLC | None | JCP&L | Accepted | 2022-09-19 | 2022-10-11 | 2024-04-11 | Solar Panels | TRINA | TRINA BI-FACIAL 405W |  | 0.405 | 332 | 176 | 5 |  | Fixed | Roof
NJADRE1550313104 | Administratively Determined Incentive Program | Keyport | 7735 | 17 | 134.46 | Commercial | Behind the Meter | No | Small Net-Metered Non-Residential located on Rooftop, Carport, Canopy and Floating Solar | Suntuity Solar LLC | None | JCP&L | Accepted | 2022-09-19 | 2022-10-11 | 2024-04-11 | Inverters | CPS | CPS SCA25KTL-DO/US-208 | 25000 |  | 4 |  |  | 0.99 |  | Outdoor
NJADRE1550313175 | Administratively Determined Incentive Program | NEWARK NJ 07104 | 7104 | 9 | 5.67 | Residential | Behind the Meter | No | Net Metered Residential | EMT Renewables | None | PSE&G | Accepted | 2022-09-19 | 2022-10-17 | 2024-04-17 | Inverters | ENPHASE | IQ8+ | 290 |  | 14 |  |  | 0.97 |  | Other | UNDER EACH PANEL
NJADRE1550313175 | Administratively Determined Incentive Program | NEWARK NJ 07104 | 7104 | 9 | 5.67 | Residential | Behind the Meter | No | Net Metered Residential | EMT Renewables | None | PSE&G | Accepted | 2022-09-19 | 2022-10-17 | 2024-04-17 | Solar Panels | REC | 405 |  | 0.405 | 14 | 291 | 2 |  | Fixed | Roof
NJADRE1550317419 | Administratively Determined Incentive Program | Newark City | 7112 | 9 | 10 | Residential | Behind the Meter | No | Net Metered Residential | Suntuity Solar LLC | None | PSE&G | Accepted | 2022-09-20 | 2022-10-17 | 2024-04-17 | Inverters | Enphase Energy | IQ8PLUS-72-2-US | 290 |  | 25 |  |  | 0.97 |  | Outside | Behind the PV Modules
NJADRE1550317419 | Administratively Determined Incentive Program | Newark City | 7112 | 9 | 10 | Residential | Behind the Meter | No | Net Metered Residential | Suntuity Solar LLC | None | PSE&G | Accepted | 2022-09-20 | 2022-10-17 | 2024-04-17 | Solar Panels | Hanwha Q CELLS | Q.PEAK DUO BLK ML-G10+ 400 |  | 0.4 | 6 | 126 | 23 |  | Fixed | Roof
NJADRE1550317419 | Administratively Determined Incentive Program | Newark City | 7112 | 9 | 10 | Residential | Behind the Meter | No | Net Metered Residential | Suntuity Solar LLC | None | PSE&G | Accepted | 2022-09-20 | 2022-10-17 | 2024-04-17 | Solar Panels | Hanwha Q CELLS | Q.PEAK DUO BLK ML-G10+ 400 |  | 0.4 | 19 | 306 | 23 |  | Fixed | Roof
NJADRE1550318322 | Administratively Determined Incentive Program | Oradell | 7649 | 7 | 9.6 | Residential | Behind the Meter | No | Net Metered Residential | Ampericon | None | PSE&G | Accepted | 2022-09-20 | 2022-10-12 | 2024-04-12 | Inverters | Sol-Ark | Sol-Ark-12K | 12000 |  | 1 |  |  | 0.965 |  | Other | Roof
NJADRE1550318322 | Administratively Determined Incentive Program | Oradell | 7649 | 7 | 9.6 | Residential | Behind the Meter | No | Net Metered Residential | Ampericon | None | PSE&G | Accepted | 2022-09-20 | 2022-10-12 | 2024-04-12 | Solar Panels | Hanwha Qcell | Q.PEAK-DUO-BLK-ML-G10-400 |  | 0.4 | 11 | 195 | 20 |  | Fixed | Roof
NJADRE1550318322 | Administratively Determined Incentive Program | Oradell | 7649 | 7 | 9.6 | Residential | Behind the Meter | No | Net Metered Residential | Ampericon | None | PSE&G | Accepted | 2022-09-20 | 2022-10-12 | 2024-04-12 | Solar Panels | Hanwha Qcell | Q.PEAK-DUO-BLK-ML-G10-400 |  | 0.4 | 3 | 105 | 25 |  | Fixed | Roof
NJADRE1550318322 | Administratively Determined Incentive Program | Oradell | 7649 | 7 | 9.6 | Residential | Behind the Meter | No | Net Metered Residential | Ampericon | None | PSE&G | Accepted | 2022-09-20 | 2022-10-12 | 2024-04-12 | Solar Panels | Hanwha Qcell | Q.PEAK-DUO-BLK-ML-G10-400 |  | 0.4 | 10 | 105 | 20 |  | Fixed | Roof
NJADRE1550318322 | Administratively Determined Incentive Program | Oradell | 7649 | 7 | 9.6 | Residential | Behind the Meter | No | Net Metered Residential | Ampericon | None | PSE&G | Accepted | 2022-09-20 | 2022-10-12 | 2024-04-12 | Meters | SolArk | 12K |  |  | 1 |  |  |  | Yes | Outdoor
NJADRE1550327350 | Administratively Determined Incentive Program | MANAHAWKIN | 8050 | 18 | 9.13 | Residential | Behind the Meter | Yes | Net Metered Residential | Sunrun Installation Services, Inc. | None | AC Electric | Accepted | 2022-09-22 | 2022-10-18 | 2024-04-18 | Inverters | SolarEdge Technologies | SE7600H-USSN | 7600 |  | 1 |  |  | 0.99 |  | Outdoor | Next To Meter
NJADRE1550327350 | Administratively Determined Incentive Program | MANAHAWKIN | 8050 | 18 | 9.13 | Residential | Behind the Meter | Yes | Net Metered Residential | Sunrun Installation Services, Inc. | None | AC Electric | Accepted | 2022-09-22 | 2022-10-18 | 2024-04-18 | Solar Panels | LONGi Green Energy Technology Co Ltd | LR4-60HPH-365M |  | 0.365 | 25 | 286 | 17 |  | Fixed | Roof
NJADRE1550343958 | Administratively Determined Incentive Program | Blairstown | 7825 | 2 | 18 | Residential | Behind the Meter | No | Net Metered Residential | Suntuity Solar LLC | None | JCP&L | Accepted | 2022-09-27 | 2022-10-23 | 2024-04-23 | Inverters | Enphase Energy | IQ8PLUS-72-2-US | 290 |  | 45 |  |  | 0.97 |  | Outside | Behind the PV Modules
NJADRE1550343958 | Administratively Determined Incentive Program | Blairstown | 7825 | 2 | 18 | Residential | Behind the Meter | No | Net Metered Residential | Suntuity Solar LLC | None | JCP&L | Accepted | 2022-09-27 | 2022-10-23 | 2024-04-23 | Solar Panels | Hanwha Q CELLS | Q.PEAK DUO BLK ML-G10+ 400 |  | 0.4 | 45 | 180 | 20 |  | Fixed | Ground
NJADRE1550343961 | Administratively Determined Incentive Program | Blairstown | 7825 | 2 | 18 | Residential | Behind the Meter | No | Net Metered Residential | Suntuity Solar LLC | None | JCP&L | Accepted | 2022-09-27 | 2022-10-24 | 2024-04-24 | Inverters | Enphase Energy | IQ8PLUS-72-2-US | 290 |  | 45 |  |  | 0.97 |  | Outside | Behind the PV Modules
NJADRE1550343961 | Administratively Determined Incentive Program | Blairstown | 7825 | 2 | 18 | Residential | Behind the Meter | No | Net Metered Residential | Suntuity Solar LLC | None | JCP&L | Accepted | 2022-09-27 | 2022-10-24 | 2024-04-24 | Solar Panels | Hanwha Q CELLS | Q.PEAK DUO BLK ML-G10+ 400 |  | 0.4 | 45 | 180 | 20 |  | Fixed | Ground
NJADRE1550353398 | Administratively Determined Incentive Program | Egg Harbor Township | 8234 | 19 | 2.44 | Residential | Behind the Meter | Yes | Net Metered Residential | Bright Planet Solar | None | AC Electric | Accepted | 2022-09-28 | 2022-10-25 | 2024-04-25 | Inverters | SolarEdge | SE3000H-USRGM | 3000 |  | 1 |  |  | 0.98 |  | Outdoor | OUTSIDE
NJADRE1550353398 | Administratively Determined Incentive Program | Egg Harbor Township | 8234 | 19 | 2.44 | Residential | Behind the Meter | Yes | Net Metered Residential | Bright Planet Solar | None | AC Electric | Accepted | 2022-09-28 | 2022-10-25 | 2024-04-25 | Solar Panels | Longi | LR6-60HPB-305M |  | 0.305 | 6 | 201 | 34 |  | Fixed | Roof
NJADRE1550353398 | Administratively Determined Incentive Program | Egg Harbor Township | 8234 | 19 | 2.44 | Residential | Behind the Meter | Yes | Net Metered Residential | Bright Planet Solar | None | AC Electric | Accepted | 2022-09-28 | 2022-10-25 | 2024-04-25 | Solar Panels | Longi | LR6-60HPB-305M |  | 0.305 | 2 | 22 | 18 |  | Fixed | Roof
NJADRE1550363886 | Administratively Determined Incentive Program | HAMILTON TWP MER | 8620 | 12 | 6.94 | Residential | Behind the Meter | Yes | Net Metered Residential | Sunrun Installation Services, Inc. | None | PSE&G | Accepted | 2022-09-29 | 2022-10-26 | 2024-04-26 | Inverters | SolarEdge Technologies | SE6000H-USSN | 6000 |  | 1 |  |  | 0.99 |  | Outdoor | Next To Meter
NJADRE1550363886 | Administratively Determined Incentive Program | HAMILTON TWP MER | 8620 | 12 | 6.94 | Residential | Behind the Meter | Yes | Net Metered Residential | Sunrun Installation Services, Inc. | None | PSE&G | Accepted | 2022-09-29 | 2022-10-26 | 2024-04-26 | Solar Panels | LONGi Green Energy Technology Co Ltd | LR4-60HPH-365M |  | 0.365 | 3 | 313 | 16 |  | Fixed | Roof
NJADRE1550363886 | Administratively Determined Incentive Program | HAMILTON TWP MER | 8620 | 12 | 6.94 | Residential | Behind the Meter | Yes | Net Metered Residential | Sunrun Installation Services, Inc. | None | PSE&G | Accepted | 2022-09-29 | 2022-10-26 | 2024-04-26 | Solar Panels | LONGi Green Energy Technology Co Ltd | LR4-60HPH-365M |  | 0.365 | 5 | 313 | 39 |  | Fixed | Roof
NJADRE1550363886 | Administratively Determined Incentive Program | HAMILTON TWP MER | 8620 | 12 | 6.94 | Residential | Behind the Meter | Yes | Net Metered Residential | Sunrun Installation Services, Inc. | None | PSE&G | Accepted | 2022-09-29 | 2022-10-26 | 2024-04-26 | Solar Panels | LONGi Green Energy Technology Co Ltd | LR4-60HPH-365M |  | 0.365 | 11 | 133 | 40 |  | Fixed | Roof
NJADRE1550370779 | Administratively Determined Incentive Program | Union | 7083 | 10 | 8.36 | Residential | Behind the Meter | Yes | Net Metered Residential | Bright Planet Solar | None | PSE&G | Accepted | 2022-09-30 | 2022-10-28 | 2024-04-28 | Inverters | Solar Edge | SE6000H-USRGM | 6000 |  | 1 |  |  | 0.98 |  | Outdoor
NJADRE1550370779 | Administratively Determined Incentive Program | Union | 7083 | 10 | 8.36 | Residential | Behind the Meter | Yes | Net Metered Residential | Bright Planet Solar | None | PSE&G | Accepted | 2022-09-30 | 2022-10-28 | 2024-04-28 | Solar Panels | Hanwha Q Cells | Q. Peak Duo BLK ML-G9 + 380W |  | 0.38 | 5 | 35 | 34 |  | Fixed | Roof
NJADRE1550370779 | Administratively Determined Incentive Program | Union | 7083 | 10 | 8.36 | Residential | Behind the Meter | Yes | Net Metered Residential | Bright Planet Solar | None | PSE&G | Accepted | 2022-09-30 | 2022-10-28 | 2024-04-28 | Solar Panels | Hanwha Q Cells | Q. Peak Duo BLK ML-G9 + 380W |  | 0.38 | 5 | 215 | 23 |  | Fixed | Roof
NJADRE1550370779 | Administratively Determined Incentive Program | Union | 7083 | 10 | 8.36 | Residential | Behind the Meter | Yes | Net Metered Residential | Bright Planet Solar | None | PSE&G | Accepted | 2022-09-30 | 2022-10-28 | 2024-04-28 | Solar Panels | Hanwha Q Cells | Q. Peak Duo BLK ML-G9 + 380W |  | 0.38 | 9 | 125 | 23 |  | Fixed | Roof
NJADRE1550370779 | Administratively Determined Incentive Program | Union | 7083 | 10 | 8.36 | Residential | Behind the Meter | Yes | Net Metered Residential | Bright Planet Solar | None | PSE&G | Accepted | 2022-09-30 | 2022-10-28 | 2024-04-28 | Solar Panels | Hanwha Q Cells | Q. Peak Duo BLK ML-G9 + 380W |  | 0.38 | 3 | 35 | 23 |  | Fixed | Roof
NJADRE1550372415 | Administratively Determined Incentive Program | Freehold | 19341 |  | 89.1 | Commercial | Behind the Meter | No | Small Net-Metered Non-Residential located on Rooftop, Carport, Canopy and Floating Solar | PIVOT ENERGY RENEWABLE SERVICES, LLC | None | JCP&L | Accepted | 2022-11-04 | 2022-11-29 | 2024-05-29 | Solar Panels | PHONO SOLAR | PS450M4-24/TH - (450W) |  | 0.45 | 198 | 261 | 0 |  | Fixed | Roof
NJADRE1550372415 | Administratively Determined Incentive Program | Freehold | 19341 |  | 89.1 | Commercial | Behind the Meter | No | Small Net-Metered Non-Residential located on Rooftop, Carport, Canopy and Floating Solar | PIVOT ENERGY RENEWABLE SERVICES, LLC | None | JCP&L | Accepted | 2022-11-04 | 2022-11-29 | 2024-05-29 | Inverters | Chint Power Systems | CPS 25KTL-DO/US-208 | 25000 |  | 3 |  |  | 0.985 |  | Outdoor
NJADRE1550377777 | Administratively Determined Incentive Program | Hillsborough | 8844 | 5 | 1159.34 | Non Profit | Behind the Meter | No | Large Net Metered Non-Residential Ground Mount | Solar Landscape | None | PSE&G | Accepted | 2022-11-02 | 2022-12-06 | 2024-06-06 | Inverters | SMA America | Sunny Highpower Peak3 125-US | 125000 |  | 6 |  |  | 0.985 |  | Outside
NJADRE1550377777 | Administratively Determined Incentive Program | Hillsborough | 8844 | 5 | 1159.34 | Non Profit | Behind the Meter | No | Large Net Metered Non-Residential Ground Mount | Solar Landscape | None | PSE&G | Accepted | 2022-11-02 | 2022-12-06 | 2024-06-06 | Solar Panels | Znshine | ZXM6-NHLDD144-455W |  | 0.455 | 2548 | 180 | 30 |  | Fixed | Ground
NJADRE1550377777 | Administratively Determined Incentive Program | Hillsborough | 8844 | 5 | 1159.34 | Non Profit | Behind the Meter | No | Large Net Metered Non-Residential Ground Mount | Solar Landscape | None | PSE&G | Accepted | 2022-11-02 | 2022-12-06 | 2024-06-06 | Meters | Acuvim II-D-5A-P1 | Accuenergy |  |  | 1 |  |  |  | Yes | Outdoor
NJADRE1550463755 | Administratively Determined Incentive Program | Hawthorne | 7506 | 6 | 3.65 | Residential | Behind the Meter | Yes | Net Metered Residential | Sunrun Installation Services, Inc. | None | PSE&G | Accepted | 2022-10-10 | 2022-11-08 | 2024-05-08 | Inverters | Delta Electronics | E4-TL-US | 3840 |  | 1 |  |  | 0.96 |  | Outdoor | Next To Meter
NJADRE1550463755 | Administratively Determined Incentive Program | Hawthorne | 7506 | 6 | 3.65 | Residential | Behind the Meter | Yes | Net Metered Residential | Sunrun Installation Services, Inc. | None | PSE&G | Accepted | 2022-10-10 | 2022-11-08 | 2024-05-08 | Solar Panels | LONGi Green Energy Technology Co Ltd | LR4-60HPH-365M |  | 0.365 | 10 | 173 | 27 |  | Fixed | Roof
NJADRE1550506456 | Administratively Determined Incentive Program | Eastampton TWP | 8060 | 13 | 10 | Residential | Behind the Meter | No | Net Metered Residential | Suntuity Solar LLC | None | PSE&G | Accepted | 2022-10-14 | 2022-11-11 | 2024-05-11 | Inverters | Enphase Energy | IQ8PLUS-72-2-US | 290 |  | 25 |  |  | 0.97 |  | Outside | Behind the PV Modules
NJADRE1550506456 | Administratively Determined Incentive Program | Eastampton TWP | 8060 | 13 | 10 | Residential | Behind the Meter | No | Net Metered Residential | Suntuity Solar LLC | None | PSE&G | Accepted | 2022-10-14 | 2022-11-11 | 2024-05-11 | Solar Panels | Hanwha Q CELLS | Q.PEAK DUO BLK ML-G10+ 400 |  | 0.4 | 13 | 76 | 28 |  | Fixed | Roof
NJADRE1550506456 | Administratively Determined Incentive Program | Eastampton TWP | 8060 | 13 | 10 | Residential | Behind the Meter | No | Net Metered Residential | Suntuity Solar LLC | None | PSE&G | Accepted | 2022-10-14 | 2022-11-11 | 2024-05-11 | Solar Panels | Hanwha Q CELLS | Q.PEAK DUO BLK ML-G10+ 400 |  | 0.4 | 9 | 256 | 28 |  | Fixed | Roof
NJADRE1550506456 | Administratively Determined Incentive Program | Eastampton TWP | 8060 | 13 | 10 | Residential | Behind the Meter | No | Net Metered Residential | Suntuity Solar LLC | None | PSE&G | Accepted | 2022-10-14 | 2022-11-11 | 2024-05-11 | Solar Panels | Hanwha Q CELLS | Q.PEAK DUO BLK ML-G10+ 400 |  | 0.4 | 3 | 256 | 26 |  | Fixed | Roof
NJADRE1550521444 | Administratively Determined Incentive Program | Newark City | 7106 | 9 | 10 | Residential | Behind the Meter | No | Net Metered Residential | Suntuity Solar LLC | None | PSE&G | Accepted | 2022-10-17 | 2022-11-14 | 2024-05-14 | Inverters | Enphase Energy | IQ8PLUS-72-2-US | 290 |  | 25 |  |  | 0.97 |  | Outside | Behind the PV Modules
NJADRE1550521444 | Administratively Determined Incentive Program | Newark City | 7106 | 9 | 10 | Residential | Behind the Meter | No | Net Metered Residential | Suntuity Solar LLC | None | PSE&G | Accepted | 2022-10-17 | 2022-11-14 | 2024-05-14 | Solar Panels | Hanwha Q CELLS | Q.PEAK DUO BLK ML-G10+ 400 |  | 0.4 | 25 | 114 | 2 |  | Fixed | Roof
NJADRE1550521709 | Administratively Determined Incentive Program | Union | 7083 | 10 | 7.92 | Residential | Behind the Meter | No | Net Metered Residential | SunnyMac LLC | None | PSE&G | Accepted | 2022-10-17 | 2022-11-14 | 2024-05-14 | Solar Panels | REC | 360TP4 BLACK |  | 0.36 | 22 | 218 | 24 |  | Fixed | Roof
NJADRE1550521709 | Administratively Determined Incentive Program | Union | 7083 | 10 | 7.92 | Residential | Behind the Meter | No | Net Metered Residential | SunnyMac LLC | None | PSE&G | Accepted | 2022-10-17 | 2022-11-14 | 2024-05-14 | Inverters | Solaredge | SE6000H-US | 6000 |  | 1 |  |  | 0.99 |  | Outdoor | next to meter
NJADRE1550521709 | Administratively Determined Incentive Program | Union | 7083 | 10 | 7.92 | Residential | Behind the Meter | No | Net Metered Residential | SunnyMac LLC | None | PSE&G | Accepted | 2022-10-17 | 2022-11-14 | 2024-05-14 | Meters | SE-RGMTR-1D-240C-B | Solaredge |  |  | 1 |  |  |  | Yes | Outdoor
NJADRE1550544339 | Administratively Determined Incentive Program | Asbury Park | 7712 | 17 | 6.8 | Residential | Behind the Meter | No | Net Metered Residential | Suntuity Solar LLC | None | JCP&L | Accepted | 2022-10-18 | 2022-11-16 | 2024-05-16 | Inverters | Enphase Energy | IQ8PLUS-72-2-US | 290 |  | 17 |  |  | 0.97 |  | Outside | Behind the PV Modules
NJADRE1550544339 | Administratively Determined Incentive Program | Asbury Park | 7712 | 17 | 6.8 | Residential | Behind the Meter | No | Net Metered Residential | Suntuity Solar LLC | None | JCP&L | Accepted | 2022-10-18 | 2022-11-16 | 2024-05-16 | Solar Panels | Hanwha Q CELLS | Q.PEAK DUO BLK ML-G10+ 400 |  | 0.4 | 9 | 185 | 7 |  | Fixed | Roof
NJADRE1550544339 | Administratively Determined Incentive Program | Asbury Park | 7712 | 17 | 6.8 | Residential | Behind the Meter | No | Net Metered Residential | Suntuity Solar LLC | None | JCP&L | Accepted | 2022-10-18 | 2022-11-16 | 2024-05-16 | Solar Panels | Hanwha Q CELLS | Q.PEAK DUO BLK ML-G10+ 400 |  | 0.4 | 8 | 5 | 7 |  | Fixed | Roof
NJADRE1550544344 | Administratively Determined Incentive Program | Asbury Park | 7712 | 17 | 7.2 | Commercial | Behind the Meter | No | Small Net-Metered Non-Residential located on Rooftop, Carport, Canopy and Floating Solar | Suntuity Solar LLC | None | JCP&L | Accepted | 2022-10-18 | 2022-11-15 | 2024-05-15 | Inverters | Enphase Energy | IQ8PLUS-72-2-US | 290 |  | 18 |  |  | 0.97 |  | Outside | Behind the PV Modules
NJADRE1550544344 | Administratively Determined Incentive Program | Asbury Park | 7712 | 17 | 7.2 | Commercial | Behind the Meter | No | Small Net-Metered Non-Residential located on Rooftop, Carport, Canopy and Floating Solar | Suntuity Solar LLC | None | JCP&L | Accepted | 2022-10-18 | 2022-11-15 | 2024-05-15 | Solar Panels | Hanwha Q CELLS | Q.PEAK DUO BLK ML-G10+ 400 |  | 0.4 | 5 | 6 | 7 |  | Fixed | Roof
NJADRE1550544344 | Administratively Determined Incentive Program | Asbury Park | 7712 | 17 | 7.2 | Commercial | Behind the Meter | No | Small Net-Metered Non-Residential located on Rooftop, Carport, Canopy and Floating Solar | Suntuity Solar LLC | None | JCP&L | Accepted | 2022-10-18 | 2022-11-15 | 2024-05-15 | Solar Panels | Hanwha Q CELLS | Q.PEAK DUO BLK ML-G10+ 400 |  | 0.4 | 13 | 186 | 7 |  | Fixed | Roof
NJADRE1550544562 | Administratively Determined Incentive Program | Irvington | 7111 | 9 | 6.48 | Residential | Behind the Meter | Yes | Net Metered Residential | SunnyMac LLC | None | PSE&G | Accepted | 2022-10-18 | 2022-11-15 | 2024-05-15 | Solar Panels | REC | REC360TP4 BLACK |  | 0.36 | 10 | 212 | 41 |  | Fixed | Roof
NJADRE1550544562 | Administratively Determined Incentive Program | Irvington | 7111 | 9 | 6.48 | Residential | Behind the Meter | Yes | Net Metered Residential | SunnyMac LLC | None | PSE&G | Accepted | 2022-10-18 | 2022-11-15 | 2024-05-15 | Solar Panels | REC | REC360TP4 BLACK |  | 0.36 | 8 | 32 | 41 |  | Fixed | Roof
NJADRE1550544562 | Administratively Determined Incentive Program | Irvington | 7111 | 9 | 6.48 | Residential | Behind the Meter | Yes | Net Metered Residential | SunnyMac LLC | None | PSE&G | Accepted | 2022-10-18 | 2022-11-15 | 2024-05-15 | Inverters | SOLAREDGE | SE3800H-US | 3800 |  | 1 |  |  | 0.99 |  | Outdoor | Next to Meter
NJADRE1550544562 | Administratively Determined Incentive Program | Irvington | 7111 | 9 | 6.48 | Residential | Behind the Meter | Yes | Net Metered Residential | SunnyMac LLC | None | PSE&G | Accepted | 2022-10-18 | 2022-11-15 | 2024-05-15 | Meters | SE-RGMTR-1D-240C-B | Solaredge |  |  | 1 |  |  |  | Yes | Outdoor
NJADRE1550547122 | Administratively Determined Incentive Program | Bridgeton, | 8302 | 20 | 6.84 | Residential | Behind the Meter | No | Net Metered Residential | Vision Solar LLC | None | AC Electric | Accepted | 2022-10-18 | 2022-11-17 | 2024-05-17 | Inverters | SolarEdge | SE6000H-USRGM | 6000 |  | 1 |  |  | 0.97 |  | Outdoor | SIDE OF
NJADRE1550547122 | Administratively Determined Incentive Program | Bridgeton, | 8302 | 20 | 6.84 | Residential | Behind the Meter | No | Net Metered Residential | Vision Solar LLC | None | AC Electric | Accepted | 2022-10-18 | 2022-11-17 | 2024-05-17 | Solar Panels | ZNSHINE SOLAR | ZXM6-NH120-360/M |  | 0.36 | 19 | 150 | 25 |  | Fixed | Roof
NJADRE1550572082 | Administratively Determined Incentive Program | Linden City | 7036 | 10 | 4.4 | Residential | Behind the Meter | No | Net Metered Residential | Suntuity Solar LLC | None | PSE&G | Accepted | 2022-10-20 | 2022-11-18 | 2024-05-18 | Inverters | Enphase Energy | IQ8PLUS-72-2-US | 290 |  | 11 |  |  | 0.97 |  | Outside | Behind the PV Modules
NJADRE1550572082 | Administratively Determined Incentive Program | Linden City | 7036 | 10 | 4.4 | Residential | Behind the Meter | No | Net Metered Residential | Suntuity Solar LLC | None | PSE&G | Accepted | 2022-10-20 | 2022-11-18 | 2024-05-18 | Solar Panels | Hanwha Q CELLS | Q.PEAK DUO BLK ML-G10+ 400 |  | 0.4 | 11 | 129 | 39 |  | Fixed | Roof
NJADRE1550670174 | Administratively Determined Incentive Program | Newark City | 7112 | 9 | 5.6 | Residential | Behind the Meter | No | Net Metered Residential | Suntuity Solar LLC | None | PSE&G | Accepted | 2022-10-27 | 2022-11-25 | 2024-05-25 | Inverters | Enphase Energy | IQ8PLUS-72-2-US | 290 |  | 14 |  |  | 0.97 |  | Outside | Behind the PV Modules
NJADRE1550670174 | Administratively Determined Incentive Program | Newark City | 7112 | 9 | 5.6 | Residential | Behind the Meter | No | Net Metered Residential | Suntuity Solar LLC | None | PSE&G | Accepted | 2022-10-27 | 2022-11-25 | 2024-05-25 | Solar Panels | Hanwha Q CELLS | Q.PEAK DUO BLK ML-G10+ 400 |  | 0.4 | 14 | 126 | 23 |  | Fixed | Roof
NJADRE1550680441 | Administratively Determined Incentive Program | Elizabeth | 7205 | 10 | 6.24 | Residential | Behind the Meter | Yes | Net Metered Residential | Bright Planet Solar | None | PSE&G | Accepted | 2022-10-28 | 2022-11-28 | 2024-05-28 | Inverters | Solar Edge | SE5000H-USRGM | 5000 |  | 1 |  |  | 0.98 |  | Outdoor
NJADRE1550680441 | Administratively Determined Incentive Program | Elizabeth | 7205 | 10 | 6.24 | Residential | Behind the Meter | Yes | Net Metered Residential | Bright Planet Solar | None | PSE&G | Accepted | 2022-10-28 | 2022-11-28 | 2024-05-28 | Solar Panels | Canadian Solar | CS3N-390MS |  | 0.39 | 6 | 291 | 34 |  | Fixed | Roof
NJADRE1550680441 | Administratively Determined Incentive Program | Elizabeth | 7205 | 10 | 6.24 | Residential | Behind the Meter | Yes | Net Metered Residential | Bright Planet Solar | None | PSE&G | Accepted | 2022-10-28 | 2022-11-28 | 2024-05-28 | Solar Panels | Canadian Solar | CS3N-390MS |  | 0.39 | 10 | 110 | 37 |  | Fixed | Roof
NJADRE1550681526 | Administratively Determined Incentive Program | Rutherford | 7070 | 7 | 7.25 | Residential | Behind the Meter | Yes | Net Metered Residential | Bright Planet Solar | None | PSE&G | Accepted | 2022-10-28 | 2022-11-25 | 2024-05-25 | Inverters | Solar Edge | SE6000H-USRGM | 6000 |  | 1 |  |  | 0.98 |  | Outdoor
NJADRE1550681526 | Administratively Determined Incentive Program | Rutherford | 7070 | 7 | 7.25 | Residential | Behind the Meter | Yes | Net Metered Residential | Bright Planet Solar | None | PSE&G | Accepted | 2022-10-28 | 2022-11-25 | 2024-05-25 | Solar Panels | Hanwha Q Cells | Q. Peak DUO BLK-G5 315W |  | 0.315 | 23 | 215 | 27 |  | Fixed | Roof
NJADRE1550685252 | Administratively Determined Incentive Program | englewood | 7607 | 7 | 10.92 | Residential | Behind the Meter | No | Net Metered Residential | Bright Planet Solar | None | PSE&G | Accepted | 2022-10-28 | 2022-11-25 | 2024-05-25 | Inverters | Solar Edge | SE7600H- USRGM | 7600 |  | 1 |  |  | 0.98 |  | Outdoor
NJADRE1550685252 | Administratively Determined Incentive Program | englewood | 7607 | 7 | 10.92 | Residential | Behind the Meter | No | Net Metered Residential | Bright Planet Solar | None | PSE&G | Accepted | 2022-10-28 | 2022-11-25 | 2024-05-25 | Solar Panels | Canadian Solar | CS3N-390MS |  | 0.39 | 12 | 84 | 34 |  | Fixed | Roof
NJADRE1550685252 | Administratively Determined Incentive Program | englewood | 7607 | 7 | 10.92 | Residential | Behind the Meter | No | Net Metered Residential | Bright Planet Solar | None | PSE&G | Accepted | 2022-10-28 | 2022-11-25 | 2024-05-25 | Solar Panels | Canadian Solar | CS3N-390MS |  | 0.39 | 7 | 264 | 34 |  | Fixed | Roof
NJADRE1550685252 | Administratively Determined Incentive Program | englewood | 7607 | 7 | 10.92 | Residential | Behind the Meter | No | Net Metered Residential | Bright Planet Solar | None | PSE&G | Accepted | 2022-10-28 | 2022-11-25 | 2024-05-25 | Solar Panels | Canadian Solar | CS3N-390MS |  | 0.39 | 3 | 173 | 40 |  | Fixed | Roof
NJADRE1550685252 | Administratively Determined Incentive Program | englewood | 7607 | 7 | 10.92 | Residential | Behind the Meter | No | Net Metered Residential | Bright Planet Solar | None | PSE&G | Accepted | 2022-10-28 | 2022-11-25 | 2024-05-25 | Solar Panels | Canadian Solar | CS3N-390MS |  | 0.39 | 6 | 84 | 14 |  | Fixed | Roof
NJADRE1550711837 | Administratively Determined Incentive Program | Mckee City | 8234 | 19 | 8 | Residential | Behind the Meter | No | Net Metered Residential | Suntuity Solar LLC | None | AC Electric | Accepted | 2022-11-02 | 2022-12-02 | 2024-06-02 | Inverters | Enphase Energy | IQ8PLUS-72-2-US | 298 |  | 20 |  |  | 0.97 |  | Outside | Behind the PV Modules
NJADRE1550711837 | Administratively Determined Incentive Program | Mckee City | 8234 | 19 | 8 | Residential | Behind the Meter | No | Net Metered Residential | Suntuity Solar LLC | None | AC Electric | Accepted | 2022-11-02 | 2022-12-02 | 2024-06-02 | Solar Panels | HYPERION | HY-DH108P8 400WP |  | 0.4 | 20 | 201 | 40 |  | Fixed | Roof
NJADRE1550781730 | Administratively Determined Incentive Program | North Bergen TWP | 7047 | 8 | 8.8 | Residential | Behind the Meter | No | Net Metered Residential | Suntuity Solar LLC | None | PSE&G | Accepted | 2022-11-07 | 2022-12-05 | 2024-06-05 | Inverters | Enphase Energy | IQ8PLUS-72-2-US | 290 |  | 22 |  |  | 0.97 |  | Outside | Behind the PV Modules
NJADRE1550781730 | Administratively Determined Incentive Program | North Bergen TWP | 7047 | 8 | 8.8 | Residential | Behind the Meter | No | Net Metered Residential | Suntuity Solar LLC | None | PSE&G | Accepted | 2022-11-07 | 2022-12-05 | 2024-06-05 | Solar Panels | Hanwha Q CELLS | Q.PEAK DUO BLK ML-G10+ 400 |  | 0.4 | 8 | 211 | 6 |  | Fixed | Roof
NJADRE1550781730 | Administratively Determined Incentive Program | North Bergen TWP | 7047 | 8 | 8.8 | Residential | Behind the Meter | No | Net Metered Residential | Suntuity Solar LLC | None | PSE&G | Accepted | 2022-11-07 | 2022-12-05 | 2024-06-05 | Solar Panels | Hanwha Q CELLS | Q.PEAK DUO BLK ML-G10+ 400 |  | 0.4 | 14 | 31 | 4 |  | Fixed | Roof
NJADRE1550787081 | Administratively Determined Incentive Program | GARFIELD CITY | 7026 | 7 | 5.11 | Residential | Behind the Meter | Yes | Net Metered Residential | Sunrun Installation Services, Inc. | None | PSE&G | Accepted | 2022-11-07 | 2022-12-05 | 2024-06-05 | Inverters | SOLAREDGE TECHNOLOGIES | SE3800H-USSN | 42 |  | 1 |  |  | 0.97 |  | Outdoor | Next To Meter
NJADRE1550787081 | Administratively Determined Incentive Program | GARFIELD CITY | 7026 | 7 | 5.11 | Residential | Behind the Meter | Yes | Net Metered Residential | Sunrun Installation Services, Inc. | None | PSE&G | Accepted | 2022-11-07 | 2022-12-05 | 2024-06-05 | Solar Panels | LONGi Green Energy Technology Co Ltd | LR4-60HPH-365M |  | 0.365 | 14 | 163 | 30 |  | Fixed | Roof
NJADRE1550792019 | Administratively Determined Incentive Program | West Windsor | 8850 | 11 | 12.95 | Residential | Behind the Meter | No | Net Metered Residential | Ampericon | None | PSE&G | Accepted | 2022-11-08 | 2022-12-15 | 2024-06-05 | Inverters | EnPhase | IQ7+ | 290 |  | 35 |  |  | 0.965 |  | Other | Roof
NJADRE1550792019 | Administratively Determined Incentive Program | West Windsor | 8850 | 11 | 12.95 | Residential | Behind the Meter | No | Net Metered Residential | Ampericon | None | PSE&G | Accepted | 2022-11-08 | 2022-12-15 | 2024-06-05 | Solar Panels | Silfab | SIL-370-HC Prime |  | 0.37 | 35 | 217 | 20 |  | Fixed | Roof
NJADRE1550855455 | Administratively Determined Incentive Program | Hopewell Township | 8302 | 20 | 3824.7 | Commercial | Behind the Meter | No | Large Net Metered Non-Residential Ground Mount | Dourbal Electric Inc. | None | AC Electric | Accepted | 2022-11-15 | 2022-12-19 | 2024-06-19 | Inverters | Chint | SCH100KTL-DO/US-600-SWB | 100000 |  | 27 |  |  | 0.991 |  | Outdoor | Mounted on Post
NJADRE1550855455 | Administratively Determined Incentive Program | Hopewell Township | 8302 | 20 | 3824.7 | Commercial | Behind the Meter | No | Large Net Metered Non-Residential Ground Mount | Dourbal Electric Inc. | None | AC Electric | Accepted | 2022-11-15 | 2022-12-19 | 2024-06-19 | Meters | Schweitzer Engineering Laboratories, Inc. | SEL-735 |  |  | 1 |  |  |  | Yes | Outdoor
NJADRE1550855455 | Administratively Determined Incentive Program | Hopewell Township | 8302 | 20 | 3824.7 | Commercial | Behind the Meter | No | Large Net Metered Non-Residential Ground Mount | Dourbal Electric Inc. | None | AC Electric | Accepted | 2022-11-15 | 2022-12-19 | 2024-06-19 | Solar Panels | Vsun | VSUN550-144BMH-DG |  | 0.55 | 6954 | South | 20 |  | Fixed | Ground
NJADRE1550855898 | Administratively Determined Incentive Program | Vineland | 8360 | 20 | 6 | Residential | Behind the Meter | No | Net Metered Residential | Lucent Energy Management Inc. | None | Vineland Muni Electric | Accepted | 2023-05-31 | 2023-06-15 | 2024-06-15 | Solar Panels | Tesla | T400H |  | 0.4 | 15 | 92 | 26 |  | Fixed | Roof
NJADRE1550855898 | Administratively Determined Incentive Program | Vineland | 8360 | 20 | 6 | Residential | Behind the Meter | No | Net Metered Residential | Lucent Energy Management Inc. | None | Vineland Muni Electric | Accepted | 2023-05-31 | 2023-06-15 | 2024-06-15 | Inverters | Enphase | IQ7A-72-2-US | 240 |  | 15 |  |  | 0.97 |  | Other | Backside of each individual panel
NJADRE1550856023 | Administratively Determined Incentive Program | Newark | 7108 | 9 | 5.04 | Residential | Behind the Meter | No | Net Metered Residential | SunnyMac LLC | None | PSE&G | Accepted | 2022-11-28 | 2023-01-04 | 2024-07-04 | Solar Panels | REC | 360TP4 BLACK |  | 0.36 | 12 | 198 | 45 |  | Fixed | Roof
NJADRE1550856023 | Administratively Determined Incentive Program | Newark | 7108 | 9 | 5.04 | Residential | Behind the Meter | No | Net Metered Residential | SunnyMac LLC | None | PSE&G | Accepted | 2022-11-28 | 2023-01-04 | 2024-07-04 | Solar Panels | REC | 360TP4 BLACK |  | 0.36 | 2 | 18 | 45 |  | Fixed | Roof
NJADRE1550856023 | Administratively Determined Incentive Program | Newark | 7108 | 9 | 5.04 | Residential | Behind the Meter | No | Net Metered Residential | SunnyMac LLC | None | PSE&G | Accepted | 2022-11-28 | 2023-01-04 | 2024-07-04 | Inverters | Solaredge | SE3800H-US | 3800 |  | 1 |  |  | 0.99 |  | Outdoor | next to meter
NJADRE1550875582 | Administratively Determined Incentive Program | Fort Lee | 7024 | 7 | 5.11 | Residential | Behind the Meter | Yes | Net Metered Residential | Sunrun, Inc. | None | PSE&G | Accepted | 2022-11-15 | 2022-12-20 | 2024-06-20 | Inverters | SolarEdge Technologies | SE3800H-USMN | 3800 |  | 1 |  |  | 0.96 |  | Outdoor | Next To Meter
NJADRE1550875582 | Administratively Determined Incentive Program | Fort Lee | 7024 | 7 | 5.11 | Residential | Behind the Meter | Yes | Net Metered Residential | Sunrun, Inc. | None | PSE&G | Accepted | 2022-11-15 | 2022-12-20 | 2024-06-20 | Solar Panels | LONGi Green Energy Technology Co Ltd | LR4-60HPH-365M |  | 0.365 | 8 | 286 | 18 |  | Fixed | Roof
NJADRE1550875582 | Administratively Determined Incentive Program | Fort Lee | 7024 | 7 | 5.11 | Residential | Behind the Meter | Yes | Net Metered Residential | Sunrun, Inc. | None | PSE&G | Accepted | 2022-11-15 | 2022-12-20 | 2024-06-20 | Solar Panels | LONGi Green Energy Technology Co Ltd | LR4-60HPH-365M |  | 0.365 | 3 | 106 | 19 |  | Fixed | Roof
NJADRE1550875582 | Administratively Determined Incentive Program | Fort Lee | 7024 | 7 | 5.11 | Residential | Behind the Meter | Yes | Net Metered Residential | Sunrun, Inc. | None | PSE&G | Accepted | 2022-11-15 | 2022-12-20 | 2024-06-20 | Solar Panels | LONGi Green Energy Technology Co Ltd | LR4-60HPH-365M |  | 0.365 | 3 | 197 | 17 |  | Fixed | Roof
NJADRE1550875582 | Administratively Determined Incentive Program | Fort Lee | 7024 | 7 | 5.11 | Residential | Behind the Meter | Yes | Net Metered Residential | Sunrun, Inc. | None | PSE&G | Accepted | 2022-11-15 | 2022-12-20 | 2024-06-20 | Electric Storage Battery | LG Chem | RESU 10H Prime |  |  | 1 |  |  |  | Lithium Ion |  | outside
NJADRE1550901469 | Administratively Determined Incentive Program | Swedesboro | 8085 | 15 | 369.84 | Commercial | Behind the Meter | Yes | Small Net-Metered Non-Residential located on Rooftop, Carport, Canopy and Floating Solar | New Road Energy | None | AC Electric | Accepted | 2022-12-16 | 2023-01-19 | 2024-07-19 | Inverters | SolarEdge | SE120KUS | 120000 |  | 2 |  |  | 0.985 |  | Outdoor | Rooftop
NJADRE1550901469 | Administratively Determined Incentive Program | Swedesboro | 8085 | 15 | 369.84 | Commercial | Behind the Meter | Yes | Small Net-Metered Non-Residential located on Rooftop, Carport, Canopy and Floating Solar | New Road Energy | None | AC Electric | Accepted | 2022-12-16 | 2023-01-19 | 2024-07-19 | Inverters | SolarEdge | SE20KUS | 20000 |  | 1 |  |  | 0.98 |  | Outdoor | Rooftop
NJADRE1550901469 | Administratively Determined Incentive Program | Swedesboro | 8085 | 15 | 369.84 | Commercial | Behind the Meter | Yes | Small Net-Metered Non-Residential located on Rooftop, Carport, Canopy and Floating Solar | New Road Energy | None | AC Electric | Accepted | 2022-12-16 | 2023-01-19 | 2024-07-19 | Solar Panels | REC | REC345TP2S 72 |  | 0.345 | 1072 | 133 | 10 |  | Fixed | Roof
NJADRE1550959439 | Administratively Determined Incentive Program | Newark | 7103 | 9 | 9.2 | Residential | Behind the Meter | Yes | Net Metered Residential | SunnyMac LLC | None | PSE&G | Accepted | 2022-12-05 | 2023-01-09 | 2024-07-09 | Solar Panels | REC | 400 PURE BLACK |  | 0.4 | 9 | 197 | 43 |  | Fixed | Roof
NJADRE1550959439 | Administratively Determined Incentive Program | Newark | 7103 | 9 | 9.2 | Residential | Behind the Meter | Yes | Net Metered Residential | SunnyMac LLC | None | PSE&G | Accepted | 2022-12-05 | 2023-01-09 | 2024-07-09 | Solar Panels | REC | 400 PURE BLACK |  | 0.4 | 12 | 17 | 43 |  | Fixed | Roof
NJADRE1550959439 | Administratively Determined Incentive Program | Newark | 7103 | 9 | 9.2 | Residential | Behind the Meter | Yes | Net Metered Residential | SunnyMac LLC | None | PSE&G | Accepted | 2022-12-05 | 2023-01-09 | 2024-07-09 | Solar Panels | REC | 400 PURE BLACK |  | 0.4 | 2 | 287 | 5 |  | Fixed | Roof
NJADRE1550959439 | Administratively Determined Incentive Program | Newark | 7103 | 9 | 9.2 | Residential | Behind the Meter | Yes | Net Metered Residential | SunnyMac LLC | None | PSE&G | Accepted | 2022-12-05 | 2023-01-09 | 2024-07-09 | Inverters | Solaredge | SE5000H-US | 5000 |  | 1 |  |  | 0.99 |  | Outdoor | next to meter
NJADRE1550959439 | Administratively Determined Incentive Program | Newark | 7103 | 9 | 9.2 | Residential | Behind the Meter | Yes | Net Metered Residential | SunnyMac LLC | None | PSE&G | Accepted | 2022-12-05 | 2023-01-09 | 2024-07-09 | Meters | SE-RGMTR-1D-240C-B | Solaredge |  |  | 1 |  |  |  | Yes | Outdoor
NJADRE1550973444 | Administratively Determined Incentive Program | West Orange Twp | 7052 | 9 | 11.07 | Residential | Behind the Meter | No | Net Metered Residential | Orbit Energy & Power, LLC | None | PSE&G | Accepted | 2022-11-23 | 2022-12-30 | 2024-06-30 | Solar Panels | SOLAREVER | 410W |  | 0.41 | 9 | 288 | 24 |  | Fixed | Roof
NJADRE1550973444 | Administratively Determined Incentive Program | West Orange Twp | 7052 | 9 | 11.07 | Residential | Behind the Meter | No | Net Metered Residential | Orbit Energy & Power, LLC | None | PSE&G | Accepted | 2022-11-23 | 2022-12-30 | 2024-06-30 | Solar Panels | SOLAREVER | 410W |  | 0.41 | 18 | 108 | 24 |  | Fixed | Roof
NJADRE1550973444 | Administratively Determined Incentive Program | West Orange Twp | 7052 | 9 | 11.07 | Residential | Behind the Meter | No | Net Metered Residential | Orbit Energy & Power, LLC | None | PSE&G | Accepted | 2022-11-23 | 2022-12-30 | 2024-06-30 | Inverters | ENPHASE | IQ8PLUS-72-2-US | 290 |  | 27 |  |  | 0.99 |  | Other | BEHIND THE PANELS
NJADRE1550977269 | Administratively Determined Incentive Program | Sicklerville | 8081 | 14 | 10 | Residential | Behind the Meter | No | Net Metered Residential | Suntuity Solar LLC | None | AC Electric | Accepted | 2022-11-24 | 2022-12-30 | 2024-06-30 | Inverters | Enphase Energy | IQ8PLUS-72-2-US | 290 |  | 25 |  |  | 0.97 |  | Outside | Behind the PV Modules
NJADRE1550977269 | Administratively Determined Incentive Program | Sicklerville | 8081 | 14 | 10 | Residential | Behind the Meter | No | Net Metered Residential | Suntuity Solar LLC | None | AC Electric | Accepted | 2022-11-24 | 2022-12-30 | 2024-06-30 | Solar Panels | HYPERION | HY-DH108P8 400WP |  | 0.4 | 4 | 301 | 30 |  | Fixed | Roof
NJADRE1550977269 | Administratively Determined Incentive Program | Sicklerville | 8081 | 14 | 10 | Residential | Behind the Meter | No | Net Metered Residential | Suntuity Solar LLC | None | AC Electric | Accepted | 2022-11-24 | 2022-12-30 | 2024-06-30 | Solar Panels | HYPERION | HY-DH108P8 400WP |  | 0.4 | 14 | 121 | 30 |  | Fixed | Roof
NJADRE1550977269 | Administratively Determined Incentive Program | Sicklerville | 8081 | 14 | 10 | Residential | Behind the Meter | No | Net Metered Residential | Suntuity Solar LLC | None | AC Electric | Accepted | 2022-11-24 | 2022-12-30 | 2024-06-30 | Solar Panels | HYPERION | HY-DH108P8 400WP |  | 0.4 | 2 | 302 | 18 |  | Fixed | Roof
NJADRE1550977269 | Administratively Determined Incentive Program | Sicklerville | 8081 | 14 | 10 | Residential | Behind the Meter | No | Net Metered Residential | Suntuity Solar LLC | None | AC Electric | Accepted | 2022-11-24 | 2022-12-30 | 2024-06-30 | Solar Panels | HYPERION | HY-DH108P8 400WP |  | 0.4 | 2 | 211 | 44 |  | Fixed | Roof
NJADRE1550977269 | Administratively Determined Incentive Program | Sicklerville | 8081 | 14 | 10 | Residential | Behind the Meter | No | Net Metered Residential | Suntuity Solar LLC | None | AC Electric | Accepted | 2022-11-24 | 2022-12-30 | 2024-06-30 | Solar Panels | HYPERION | HY-DH108P8 400WP |  | 0.4 | 3 | 301 | 30 |  | Fixed | Roof
NJADRE1550978650 | Administratively Determined Incentive Program | Rutherford BORO | 7070 | 7 | 6 | Residential | Behind the Meter | No | Net Metered Residential | Suntuity Solar LLC | None | PSE&G | Accepted | 2022-11-25 | 2023-01-03 | 2024-07-03 | Inverters | Enphase Energy | IQ8PLUS-72-2-US | 290 |  | 15 |  |  | 0.97 |  | Outside | Behind the PV Modules
NJADRE1550978650 | Administratively Determined Incentive Program | Rutherford BORO | 7070 | 7 | 6 | Residential | Behind the Meter | No | Net Metered Residential | Suntuity Solar LLC | None | PSE&G | Accepted | 2022-11-25 | 2023-01-03 | 2024-07-03 | Solar Panels | HYPERION | HY-DH108P8 400WP |  | 0.4 | 4 | 127 | 15 |  | Fixed | Roof
NJADRE1550978650 | Administratively Determined Incentive Program | Rutherford BORO | 7070 | 7 | 6 | Residential | Behind the Meter | No | Net Metered Residential | Suntuity Solar LLC | None | PSE&G | Accepted | 2022-11-25 | 2023-01-03 | 2024-07-03 | Solar Panels | HYPERION | HY-DH108P8 400WP |  | 0.4 | 9 | 307 | 26 |  | Fixed | Roof
NJADRE1550978650 | Administratively Determined Incentive Program | Rutherford BORO | 7070 | 7 | 6 | Residential | Behind the Meter | No | Net Metered Residential | Suntuity Solar LLC | None | PSE&G | Accepted | 2022-11-25 | 2023-01-03 | 2024-07-03 | Solar Panels | HYPERION | HY-DH108P8 400WP |  | 0.4 | 2 | 127 | 26 |  | Fixed | Roof
NJADRE1550992694 | Administratively Determined Incentive Program | Jersey City | 7305 | 8 | 3.2 | Residential | Behind the Meter | No | Net Metered Residential | Suntuity Solar LLC | None | PSE&G | Accepted | 2022-11-29 | 2023-01-05 | 2024-07-05 | Inverters | Enphase Energy | IQ8PLUS-72-2-US | 290 |  | 8 |  |  | 0.97 |  | Outside | Behind the PV Modules
NJADRE1550992694 | Administratively Determined Incentive Program | Jersey City | 7305 | 8 | 3.2 | Residential | Behind the Meter | No | Net Metered Residential | Suntuity Solar LLC | None | PSE&G | Accepted | 2022-11-29 | 2023-01-05 | 2024-07-05 | Solar Panels | HYPERION | HY-DH108P8 400WP |  | 0.4 | 2 | 146 | 26 |  | Fixed | Roof
NJADRE1550992694 | Administratively Determined Incentive Program | Jersey City | 7305 | 8 | 3.2 | Residential | Behind the Meter | No | Net Metered Residential | Suntuity Solar LLC | None | PSE&G | Accepted | 2022-11-29 | 2023-01-05 | 2024-07-05 | Solar Panels | HYPERION | HY-DH108P8 400WP |  | 0.4 | 6 | 146 | 26 |  | Fixed | Roof
NJADRE1550992920 | Administratively Determined Incentive Program | Hightstown | 8520 | 12 | 869.12 | School Other | Behind the Meter | Yes | Small Net-Metered Non-Residential located on Rooftop, Carport, Canopy and Floating Solar | EZ Electric | None | JCP&L | Accepted | 2023-01-12 | 2023-02-15 | 2024-08-15 | Inverters | SMA | CORE1 33 | 33300 |  | 5 |  |  | 0.975 |  | Outdoor
NJADRE1550992920 | Administratively Determined Incentive Program | Hightstown | 8520 | 12 | 869.12 | School Other | Behind the Meter | Yes | Small Net-Metered Non-Residential located on Rooftop, Carport, Canopy and Floating Solar | EZ Electric | None | JCP&L | Accepted | 2023-01-12 | 2023-02-15 | 2024-08-15 | Inverters | SMA | CORE1 50 | 50000 |  | 1 |  |  | 0.975 |  | Outdoor
NJADRE1550992920 | Administratively Determined Incentive Program | Hightstown | 8520 | 12 | 869.12 | School Other | Behind the Meter | Yes | Small Net-Metered Non-Residential located on Rooftop, Carport, Canopy and Floating Solar | EZ Electric | None | JCP&L | Accepted | 2023-01-12 | 2023-02-15 | 2024-08-15 | Inverters | SMA | CORE1 62 | 62500 |  | 8 |  |  | 0.975 |  | Outdoor
NJADRE1550992920 | Administratively Determined Incentive Program | Hightstown | 8520 | 12 | 869.12 | School Other | Behind the Meter | Yes | Small Net-Metered Non-Residential located on Rooftop, Carport, Canopy and Floating Solar | EZ Electric | None | JCP&L | Accepted | 2023-01-12 | 2023-02-15 | 2024-08-15 | Solar Panels | Hanwha Q CELLS | Q.PEAK DUO XL-G10.3/BFG 485 |  | 0.485 | 1792 | 214 | 7 |  | Fixed | Parking Lot
NJADRE1551005243 | Administratively Determined Incentive Program | Mount Laurel Township | 8054 | 13 | 12.96 | Residential | Behind the Meter | Yes | Net Metered Residential | SunnyMac LLC | None | PSE&G | Accepted | 2022-12-20 | 2023-01-20 | 2024-07-20 | Solar Panels | REC | 360TP4 BLACK |  | 0.36 | 13 | 20 | 24 |  | Fixed | Roof
NJADRE1551005243 | Administratively Determined Incentive Program | Mount Laurel Township | 8054 | 13 | 12.96 | Residential | Behind the Meter | Yes | Net Metered Residential | SunnyMac LLC | None | PSE&G | Accepted | 2022-12-20 | 2023-01-20 | 2024-07-20 | Solar Panels | REC | 360TP4 BLACK |  | 0.36 | 9 | 22 | 24 |  | Fixed | Roof
NJADRE1551005243 | Administratively Determined Incentive Program | Mount Laurel Township | 8054 | 13 | 12.96 | Residential | Behind the Meter | Yes | Net Metered Residential | SunnyMac LLC | None | PSE&G | Accepted | 2022-12-20 | 2023-01-20 | 2024-07-20 | Solar Panels | REC | 360TP4 BLACK |  | 0.36 | 12 | 22 | 23 |  | Fixed | Roof
NJADRE1551005243 | Administratively Determined Incentive Program | Mount Laurel Township | 8054 | 13 | 12.96 | Residential | Behind the Meter | Yes | Net Metered Residential | SunnyMac LLC | None | PSE&G | Accepted | 2022-12-20 | 2023-01-20 | 2024-07-20 | Solar Panels | REC | 360TP4 BLACK |  | 0.36 | 2 | 112 | 25 |  | Fixed | Roof
NJADRE1551005243 | Administratively Determined Incentive Program | Mount Laurel Township | 8054 | 13 | 12.96 | Residential | Behind the Meter | Yes | Net Metered Residential | SunnyMac LLC | None | PSE&G | Accepted | 2022-12-20 | 2023-01-20 | 2024-07-20 | Inverters | Solaredge | SE10000H-US | 10000 |  | 1 |  |  | 0.99 |  | Outdoor | next to meter
NJADRE1551005243 | Administratively Determined Incentive Program | Mount Laurel Township | 8054 | 13 | 12.96 | Residential | Behind the Meter | Yes | Net Metered Residential | SunnyMac LLC | None | PSE&G | Accepted | 2022-12-20 | 2023-01-20 | 2024-07-20 | Meters | SE-RGMTR-1D-240C-B | Solaredge |  |  | 1 |  |  |  | Yes | Outdoor
NJADRE1551015796 | Administratively Determined Incentive Program | Forked River | 8731 | 18 | 12.8 | Residential | Behind the Meter | Yes | Net Metered Residential | Suntuity Solar LLC | None | JCP&L | Accepted | 2022-12-01 | 2023-01-06 | 2024-07-06 | Inverters | Enphase Energy | IQ8PLUS-72-2-US | 290 |  | 32 |  |  | 0.97 |  | Outside | Behind the PV Modules
NJADRE1551015796 | Administratively Determined Incentive Program | Forked River | 8731 | 18 | 12.8 | Residential | Behind the Meter | Yes | Net Metered Residential | Suntuity Solar LLC | None | JCP&L | Accepted | 2022-12-01 | 2023-01-06 | 2024-07-06 | Solar Panels | Hanwha Q CELLS | Q.PEAK DUO BLK ML-G10+ 400 |  | 0.4 | 6 | 201 | 26 |  | Fixed | Roof
NJADRE1551015796 | Administratively Determined Incentive Program | Forked River | 8731 | 18 | 12.8 | Residential | Behind the Meter | Yes | Net Metered Residential | Suntuity Solar LLC | None | JCP&L | Accepted | 2022-12-01 | 2023-01-06 | 2024-07-06 | Solar Panels | Hanwha Q CELLS | Q.PEAK DUO BLK ML-G10+ 400 |  | 0.4 | 7 | 21 | 26 |  | Fixed | Roof
NJADRE1551015796 | Administratively Determined Incentive Program | Forked River | 8731 | 18 | 12.8 | Residential | Behind the Meter | Yes | Net Metered Residential | Suntuity Solar LLC | None | JCP&L | Accepted | 2022-12-01 | 2023-01-06 | 2024-07-06 | Solar Panels | Hanwha Q CELLS | Q.PEAK DUO BLK ML-G10+ 400 |  | 0.4 | 5 | 112 | 21 |  | Fixed | Roof
NJADRE1551015796 | Administratively Determined Incentive Program | Forked River | 8731 | 18 | 12.8 | Residential | Behind the Meter | Yes | Net Metered Residential | Suntuity Solar LLC | None | JCP&L | Accepted | 2022-12-01 | 2023-01-06 | 2024-07-06 | Solar Panels | Hanwha Q CELLS | Q.PEAK DUO BLK ML-G10+ 400 |  | 0.4 | 7 | 200 | 21 |  | Fixed | Roof
NJADRE1551015796 | Administratively Determined Incentive Program | Forked River | 8731 | 18 | 12.8 | Residential | Behind the Meter | Yes | Net Metered Residential | Suntuity Solar LLC | None | JCP&L | Accepted | 2022-12-01 | 2023-01-06 | 2024-07-06 | Solar Panels | Hanwha Q CELLS | Q.PEAK DUO BLK ML-G10+ 400 |  | 0.4 | 7 | 20 | 21 |  | Fixed | Roof
NJADRE1551025541 | Administratively Determined Incentive Program | Egg Harbor Twp | 8234 | 19 | 8.2 | Residential | Behind the Meter | Yes | Net Metered Residential | Posigen NJ LLC | None | AC Electric | Accepted | 2022-12-01 | 2023-01-05 | 2024-07-05 | Solar Panels | CANADIAN SOLAR | CS3N-410MS |  | 0.41 | 20 | 347 | 18 |  | Fixed | Roof
NJADRE1551025541 | Administratively Determined Incentive Program | Egg Harbor Twp | 8234 | 19 | 8.2 | Residential | Behind the Meter | Yes | Net Metered Residential | Posigen NJ LLC | None | AC Electric | Accepted | 2022-12-01 | 2023-01-05 | 2024-07-05 | Inverters | SOLAREDGE | SE7600H-US | 7600 |  | 1 |  |  | 0.99 |  | Outside | WITHIN TEN FEET OF METER
NJADRE1551076994 | Administratively Determined Incentive Program | TRENTON CITY | 8629 | 12 | 3.38 | Residential | Behind the Meter | Yes | Net Metered Residential | Sunrun Installation Services, Inc. | None | PSE&G | Accepted | 2022-12-05 | 2023-01-11 | 2024-07-11 | Inverters | SolarEdge Technologies | SE3800H-USMN | 3800 |  | 1 |  |  | 0.99 |  | Outdoor | Next To Meter
NJADRE1551076994 | Administratively Determined Incentive Program | TRENTON CITY | 8629 | 12 | 3.38 | Residential | Behind the Meter | Yes | Net Metered Residential | Sunrun Installation Services, Inc. | None | PSE&G | Accepted | 2022-12-05 | 2023-01-11 | 2024-07-11 | Solar Panels | LONGi Green Energy Technology Co Ltd | LR4-60HPH-375M |  | 0.375 | 9 | 60 | 16 |  | Fixed | Roof
NJADRE1551127667 | Administratively Determined Incentive Program | Mount Laurel | 8054 | 13 | 159.75 | Commercial | Behind the Meter | Yes | Small Net-Metered Non-Residential located on Rooftop, Carport, Canopy and Floating Solar | USS Wind Technologies | None | PSE&G | Accepted | 2022-12-08 | 2023-01-06 | 2024-07-06 | Inverters | Chint Power | CPS SCA50KLT-DO/480 | 50000 |  | 3 |  |  | 0.93 |  | Outside
NJADRE1551127667 | Administratively Determined Incentive Program | Mount Laurel | 8054 | 13 | 159.75 | Commercial | Behind the Meter | Yes | Small Net-Metered Non-Residential located on Rooftop, Carport, Canopy and Floating Solar | USS Wind Technologies | None | PSE&G | Accepted | 2022-12-08 | 2023-01-06 | 2024-07-06 | Solar Panels | VSun | 450-144bmh-dg |  | 0.45 | 355 | 95 | 5 |  | Fixed | Roof
NJADRE1551226777 | Administratively Determined Incentive Program | PLAINFIELD | 7060 | 10 | 4.75 | Residential | Behind the Meter | Yes | Net Metered Residential | Sunrun Installation Services, Inc. | None | PSE&G | Accepted | 2022-12-09 | 2023-01-15 | 2024-07-15 | Inverters | SolarEdge Technologies | SE3800H-USMN | 3800 |  | 1 |  |  | 0.99 |  | Outdoor | Next To Meter
NJADRE1551226777 | Administratively Determined Incentive Program | PLAINFIELD | 7060 | 10 | 4.75 | Residential | Behind the Meter | Yes | Net Metered Residential | Sunrun Installation Services, Inc. | None | PSE&G | Accepted | 2022-12-09 | 2023-01-15 | 2024-07-15 | Solar Panels | LONGi Green Energy Technology Co Ltd | LR4-60HPH-365M |  | 0.365 | 7 | 141 | 43 |  | Fixed | Roof
NJADRE1551226777 | Administratively Determined Incentive Program | PLAINFIELD | 7060 | 10 | 4.75 | Residential | Behind the Meter | Yes | Net Metered Residential | Sunrun Installation Services, Inc. | None | PSE&G | Accepted | 2022-12-09 | 2023-01-15 | 2024-07-15 | Solar Panels | LONGi Green Energy Technology Co Ltd | LR4-60HPH-365M |  | 0.365 | 4 | 49 | 43 |  | Fixed | Roof
NJADRE1551226777 | Administratively Determined Incentive Program | PLAINFIELD | 7060 | 10 | 4.75 | Residential | Behind the Meter | Yes | Net Metered Residential | Sunrun Installation Services, Inc. | None | PSE&G | Accepted | 2022-12-09 | 2023-01-15 | 2024-07-15 | Solar Panels | LONGi Green Energy Technology Co Ltd | LR4-60HPH-365M |  | 0.365 | 2 | 229 | 45 |  | Fixed | Roof
NJADRE1551796020 | Administratively Determined Incentive Program | Washington TWP BER | 7676 | 7 | 14 | Residential | Behind the Meter | No | Net Metered Residential | Suntuity Solar LLC | None | PSE&G | Accepted | 2022-12-14 | 2023-01-17 | 2024-07-17 | Inverters | Enphase Energy | IQ8PLUS-72-2-US | 290 |  | 35 |  |  | 0.97 |  | Outside | Behind the PV Modules
NJADRE1551796020 | Administratively Determined Incentive Program | Washington TWP BER | 7676 | 7 | 14 | Residential | Behind the Meter | No | Net Metered Residential | Suntuity Solar LLC | None | PSE&G | Accepted | 2022-12-14 | 2023-01-17 | 2024-07-17 | Solar Panels | HYPERION | HY-DH108P8 400WP |  | 0.4 | 21 | 81 | 38 |  | Fixed | Roof
NJADRE1551796020 | Administratively Determined Incentive Program | Washington TWP BER | 7676 | 7 | 14 | Residential | Behind the Meter | No | Net Metered Residential | Suntuity Solar LLC | None | PSE&G | Accepted | 2022-12-14 | 2023-01-17 | 2024-07-17 | Solar Panels | HYPERION | HY-DH108P8 400WP |  | 0.4 | 14 | 261 | 38 |  | Fixed | Roof
NJADRE1551796103 | Administratively Determined Incentive Program | Vineland | 8361 | 20 | 6.57 | Residential | Behind the Meter | No | Net Metered Residential | SunnyMac LLC | None | Vineland Muni Electric | Accepted | 2022-12-14 | 2023-01-18 | 2024-07-18 | Inverters | Solaredge | SE5000H-US | 5000 |  | 1 |  |  | 0.99 |  | Outdoor | Next to meter
NJADRE1551796103 | Administratively Determined Incentive Program | Vineland | 8361 | 20 | 6.57 | Residential | Behind the Meter | No | Net Metered Residential | SunnyMac LLC | None | Vineland Muni Electric | Accepted | 2022-12-14 | 2023-01-18 | 2024-07-18 | Solar Panels | HANWHA | 365 Q.PEAK DUO BLK-G10+ |  | 0.365 | 18 | 312 | 27 |  | Fixed | Roof
NJADRE1551796103 | Administratively Determined Incentive Program | Vineland | 8361 | 20 | 6.57 | Residential | Behind the Meter | No | Net Metered Residential | SunnyMac LLC | None | Vineland Muni Electric | Accepted | 2022-12-14 | 2023-01-18 | 2024-07-18 | Meters | SOLAREDGE | SE-RGMTR-1D-240C-B |  |  | 1 |  |  |  | Yes | Outdoor
NJADRE1551851653 | Administratively Determined Incentive Program | Millville | 8332 | 20 | 9.6 | Residential | Behind the Meter | No | Net Metered Residential | EMT Renewables | None | AC Electric | Accepted | 2022-12-16 | 2023-01-18 | 2024-07-18 | Inverters | ENPHASE | IQ8+ | 298 |  | 24 |  |  | 0.98 |  | Other | UNDER EACH PANEL
NJADRE1551851653 | Administratively Determined Incentive Program | Millville | 8332 | 20 | 9.6 | Residential | Behind the Meter | No | Net Metered Residential | EMT Renewables | None | AC Electric | Accepted | 2022-12-16 | 2023-01-18 | 2024-07-18 | Solar Panels | Q CELLS | Q PEAK 400 |  | 0.4 | 14 | 300 | 21 |  | Fixed | Roof
NJADRE1551851653 | Administratively Determined Incentive Program | Millville | 8332 | 20 | 9.6 | Residential | Behind the Meter | No | Net Metered Residential | EMT Renewables | None | AC Electric | Accepted | 2022-12-16 | 2023-01-18 | 2024-07-18 | Solar Panels | Q CELLS | Q PEAK |  | 0.4 | 10 | 120 | 21 |  | Fixed | Roof
NJADRE1551852719 | Administratively Determined Incentive Program | Swedesboro | 8085 | 15 | 629.37 | Commercial | Behind the Meter | Yes | Small Net-Metered Non-Residential located on Rooftop, Carport, Canopy and Floating Solar | New Road Energy | None | AC Electric | Accepted | 2022-12-16 | 2023-01-19 | 2024-07-19 | Solar Panels | Jinko | JKM405M-72HL-V (405W) |  | 0.405 | 1554 | 133 | 10 |  | Fixed | Roof
NJADRE1551852719 | Administratively Determined Incentive Program | Swedesboro | 8085 | 15 | 629.37 | Commercial | Behind the Meter | Yes | Small Net-Metered Non-Residential located on Rooftop, Carport, Canopy and Floating Solar | New Road Energy | None | AC Electric | Accepted | 2022-12-16 | 2023-01-19 | 2024-07-19 | Inverters | SolarEdge | SE120KUS | 120000 |  | 4 |  |  | 0.985 |  | Outdoor | Rooftop
NJADRE1551867510 | Administratively Determined Incentive Program | CARTERET BORO | 7008 | 11 | 7.88 | Residential | Behind the Meter | Yes | Net Metered Residential | Sunrun Installation Services, Inc. | None | PSE&G | Accepted | 2022-12-17 | 2023-01-19 | 2024-07-19 | Inverters | SolarEdge Technologies | SE6000H-USSN | 6000 |  | 1 |  |  | 0.99 |  | Outdoor | Next To Meter
NJADRE1551867510 | Administratively Determined Incentive Program | CARTERET BORO | 7008 | 11 | 7.88 | Residential | Behind the Meter | Yes | Net Metered Residential | Sunrun Installation Services, Inc. | None | PSE&G | Accepted | 2022-12-17 | 2023-01-19 | 2024-07-19 | Solar Panels | LONGi Green Energy Technology Co Ltd | LR4-60HPH-375M |  | 0.375 | 10 | 295 | 41 |  | Fixed | Roof
NJADRE1551867510 | Administratively Determined Incentive Program | CARTERET BORO | 7008 | 11 | 7.88 | Residential | Behind the Meter | Yes | Net Metered Residential | Sunrun Installation Services, Inc. | None | PSE&G | Accepted | 2022-12-17 | 2023-01-19 | 2024-07-19 | Solar Panels | LONGi Green Energy Technology Co Ltd | LR4-60HPH-375M |  | 0.375 | 11 | 115 | 37 |  | Fixed | Roof
NJADRE1551878117 | Administratively Determined Incentive Program | Perth Amboy | 8861 | 11 | 9.09 | Residential | Behind the Meter | Yes | Net Metered Residential | SunnyMac LLC | None | PSE&G | Accepted | 2022-12-21 | 2023-02-02 | 2024-08-02 | Solar Panels | JA SOLAR | JAM54S31-395/MR |  | 0.395 | 14 | 111 | 44 |  | Fixed | Roof
NJADRE1551878117 | Administratively Determined Incentive Program | Perth Amboy | 8861 | 11 | 9.09 | Residential | Behind the Meter | Yes | Net Metered Residential | SunnyMac LLC | None | PSE&G | Accepted | 2022-12-21 | 2023-02-02 | 2024-08-02 | Solar Panels | JA SOLAR | JAM54S31-395/MR |  | 0.395 | 9 | 291 | 44 |  | Fixed | Roof
NJADRE1551878117 | Administratively Determined Incentive Program | Perth Amboy | 8861 | 11 | 9.09 | Residential | Behind the Meter | Yes | Net Metered Residential | SunnyMac LLC | None | PSE&G | Accepted | 2022-12-21 | 2023-02-02 | 2024-08-02 | Inverters | Solaredge | SE6000H-US | 6000 |  | 1 |  |  | 0.99 |  | Outdoor | next to meter
NJADRE1551878117 | Administratively Determined Incentive Program | Perth Amboy | 8861 | 11 | 9.09 | Residential | Behind the Meter | Yes | Net Metered Residential | SunnyMac LLC | None | PSE&G | Accepted | 2022-12-21 | 2023-02-02 | 2024-08-02 | Meters | Solaredge | SE-RGMTR-1D-240C-B |  |  | 1 |  |  |  | Yes | Outdoor
NJADRE1551918494 | Administratively Determined Incentive Program | Elizabeth City | 7208 | 10 | 1.58 | Residential | Behind the Meter | No | Net Metered Residential | Maier Solar Engineering dba Solar Me | None | PSE&G | Accepted | 2022-12-29 | 2023-01-30 | 2024-07-30 | Inverters | Enphase | IQ7+ | 290 |  | 4 |  |  | 0.96 |  | Outside | Next to meter
NJADRE1551918494 | Administratively Determined Incentive Program | Elizabeth City | 7208 | 10 | 1.58 | Residential | Behind the Meter | No | Net Metered Residential | Maier Solar Engineering dba Solar Me | None | PSE&G | Accepted | 2022-12-29 | 2023-01-30 | 2024-07-30 | Solar Panels | Canadian | CS3M-395W |  | 0.395 | 4 | 186 | 40 |  | Fixed | Roof
NJADRE1552017048 | Administratively Determined Incentive Program | West Paterson Boro | 7424 | 6 | 8.17 | Residential | Behind the Meter | Yes | Net Metered Residential | Sunrun Installation Services, Inc. | None | PSE&G | Accepted | 2022-12-22 | 2023-01-22 | 2024-07-22 | Inverters | SolarEdge Technologies | SE6000H-USSN | 6000 |  | 1 |  |  | 0.96 |  | Outdoor | Next To Meter
NJADRE1552017048 | Administratively Determined Incentive Program | West Paterson Boro | 7424 | 6 | 8.17 | Residential | Behind the Meter | Yes | Net Metered Residential | Sunrun Installation Services, Inc. | None | PSE&G | Accepted | 2022-12-22 | 2023-01-22 | 2024-07-22 | Solar Panels | LONGi Green Energy Technology Co Ltd | LR4-60HPB-355M |  | 0.355 | 12 | 202 | 40 |  | Fixed | Roof
NJADRE1552017048 | Administratively Determined Incentive Program | West Paterson Boro | 7424 | 6 | 8.17 | Residential | Behind the Meter | Yes | Net Metered Residential | Sunrun Installation Services, Inc. | None | PSE&G | Accepted | 2022-12-22 | 2023-01-22 | 2024-07-22 | Solar Panels | LONGi Green Energy Technology Co Ltd | LR4-60HPB-355M |  | 0.355 | 3 | 203 | 18 |  | Fixed | Roof
NJADRE1552017048 | Administratively Determined Incentive Program | West Paterson Boro | 7424 | 6 | 8.17 | Residential | Behind the Meter | Yes | Net Metered Residential | Sunrun Installation Services, Inc. | None | PSE&G | Accepted | 2022-12-22 | 2023-01-22 | 2024-07-22 | Solar Panels | LONGi Green Energy Technology Co Ltd | LR4-60HPB-355M |  | 0.355 | 4 | 183 | 23 |  | Fixed | Roof
NJADRE1552017048 | Administratively Determined Incentive Program | West Paterson Boro | 7424 | 6 | 8.17 | Residential | Behind the Meter | Yes | Net Metered Residential | Sunrun Installation Services, Inc. | None | PSE&G | Accepted | 2022-12-22 | 2023-01-22 | 2024-07-22 | Solar Panels | LONGi Green Energy Technology Co Ltd | LR4-60HPB-355M |  | 0.355 | 4 | 183 | 23 |  | Fixed | Roof
NJADRE1552060601 | Administratively Determined Incentive Program | MARLBORO | 7746 | 17 | 22.8 | Residential | Behind the Meter | No | Net Metered Residential | Tesla Energy Operations Inc | None | JCP&L | Registration On Hold-PTO Prior to Acceptance | 2022-12-26 |  |  | Inverters | Tesla | 1538000-00-F | 7600 |  | 2 |  |  | 0.98 |  | Indoor
NJADRE1552060601 | Administratively Determined Incentive Program | MARLBORO | 7746 | 17 | 22.8 | Residential | Behind the Meter | No | Net Metered Residential | Tesla Energy Operations Inc | None | JCP&L | Registration On Hold-PTO Prior to Acceptance | 2022-12-26 |  |  | Inverters | Tesla | 1534000-00-F | 3800 |  | 1 |  |  | 0.975 |  | Indoor
NJADRE1552060601 | Administratively Determined Incentive Program | MARLBORO | 7746 | 17 | 22.8 | Residential | Behind the Meter | No | Net Metered Residential | Tesla Energy Operations Inc | None | JCP&L | Registration On Hold-PTO Prior to Acceptance | 2022-12-26 |  |  | Solar Panels | Tesla | T400H |  | 0.4 | 13 | 180 | 28 |  | Fixed | Roof
NJADRE1552060601 | Administratively Determined Incentive Program | MARLBORO | 7746 | 17 | 22.8 | Residential | Behind the Meter | No | Net Metered Residential | Tesla Energy Operations Inc | None | JCP&L | Registration On Hold-PTO Prior to Acceptance | 2022-12-26 |  |  | Solar Panels | Tesla | T400H |  | 0.4 | 5 | 90 | 26 |  | Fixed | Roof
NJADRE1552060601 | Administratively Determined Incentive Program | MARLBORO | 7746 | 17 | 22.8 | Residential | Behind the Meter | No | Net Metered Residential | Tesla Energy Operations Inc | None | JCP&L | Registration On Hold-PTO Prior to Acceptance | 2022-12-26 |  |  | Solar Panels | Tesla | T400H |  | 0.4 | 27 | 90 | 26 |  | Fixed | Roof
NJADRE1552060601 | Administratively Determined Incentive Program | MARLBORO | 7746 | 17 | 22.8 | Residential | Behind the Meter | No | Net Metered Residential | Tesla Energy Operations Inc | None | JCP&L | Registration On Hold-PTO Prior to Acceptance | 2022-12-26 |  |  | Solar Panels | Tesla | T400H |  | 0.4 | 12 | 0 | 28 |  | Fixed | Roof
NJADRE1552095797 | Administratively Determined Incentive Program | Newark | 7112 | 9 | 6.32 | Residential | Behind the Meter | Yes | Net Metered Residential | SunnyMac LLC | None | PSE&G | Accepted | 2022-12-27 | 2023-01-30 | 2024-07-30 | Solar Panels | CANADIAN SOLAR | CS3N-395-MS |  | 0.395 | 5 | 211 | 13 |  | Fixed | Roof
NJADRE1552095797 | Administratively Determined Incentive Program | Newark | 7112 | 9 | 6.32 | Residential | Behind the Meter | Yes | Net Metered Residential | SunnyMac LLC | None | PSE&G | Accepted | 2022-12-27 | 2023-01-30 | 2024-07-30 | Solar Panels | CANADIAN SOLAR | CS3N-395-MS |  | 0.395 | 3 | 31 | 12 |  | Fixed | Roof
NJADRE1552095797 | Administratively Determined Incentive Program | Newark | 7112 | 9 | 6.32 | Residential | Behind the Meter | Yes | Net Metered Residential | SunnyMac LLC | None | PSE&G | Accepted | 2022-12-27 | 2023-01-30 | 2024-07-30 | Solar Panels | CANADIAN SOLAR | CS3N-395-MS |  | 0.395 | 2 | 211 | 34 |  | Fixed | Roof
NJADRE1552095797 | Administratively Determined Incentive Program | Newark | 7112 | 9 | 6.32 | Residential | Behind the Meter | Yes | Net Metered Residential | SunnyMac LLC | None | PSE&G | Accepted | 2022-12-27 | 2023-01-30 | 2024-07-30 | Solar Panels | CANADIAN SOLAR | CS3N-395-MS |  | 0.395 | 3 | 121 | 10 |  | Fixed | Roof
NJADRE1552095797 | Administratively Determined Incentive Program | Newark | 7112 | 9 | 6.32 | Residential | Behind the Meter | Yes | Net Metered Residential | SunnyMac LLC | None | PSE&G | Accepted | 2022-12-27 | 2023-01-30 | 2024-07-30 | Solar Panels | CANADIAN SOLAR | CS3N-395-MS |  | 0.395 | 3 | 301 | 10 |  | Fixed | Roof
NJADRE1552095797 | Administratively Determined Incentive Program | Newark | 7112 | 9 | 6.32 | Residential | Behind the Meter | Yes | Net Metered Residential | SunnyMac LLC | None | PSE&G | Accepted | 2022-12-27 | 2023-01-30 | 2024-07-30 | Inverters | Solaredge | SE5000H-US | 5000 |  | 1 |  |  | 0.99 |  | Outdoor | next to meter
NJADRE1552106397 | Administratively Determined Incentive Program | Burlington | 8016 | 13 | 690.64 | Commercial | Behind the Meter | No | Small Net-Metered Non-Residential located on Rooftop, Carport, Canopy and Floating Solar | InFEWsion LLC | None | PSE&G | Accepted | 2022-12-29 | 2023-01-31 | 2024-07-31 | Inverters | SMA | STP 50-US-41 | 50000 |  | 10 |  |  | 0.975 |  | Outside | Mounted on carport array structure
NJADRE1552106397 | Administratively Determined Incentive Program | Burlington | 8016 | 13 | 690.64 | Commercial | Behind the Meter | No | Small Net-Metered Non-Residential located on Rooftop, Carport, Canopy and Floating Solar | InFEWsion LLC | None | PSE&G | Accepted | 2022-12-29 | 2023-01-31 | 2024-07-31 | Solar Panels | ZNShine Solar | ZXM6-NHLDD144-445/M |  | 0.445 | 1552 | 147 | 3 |  | Fixed | Parking Lot | Parking canopy
NJADRE1552127326 | Administratively Determined Incentive Program | Elizabeth City | 7208 | 10 | 4.74 | Residential | Behind the Meter | No | Net Metered Residential | Maier Solar Engineering dba Solar Me | None | PSE&G | Accepted | 2022-12-29 | 2023-01-30 | 2024-07-30 | Inverters | Enphase | IQ7+ | 290 |  | 12 |  |  | 0.96 |  | Outdoor | Next to meter
NJADRE1552127326 | Administratively Determined Incentive Program | Elizabeth City | 7208 | 10 | 4.74 | Residential | Behind the Meter | No | Net Metered Residential | Maier Solar Engineering dba Solar Me | None | PSE&G | Accepted | 2022-12-29 | 2023-01-30 | 2024-07-30 | Solar Panels | Canadian Solar | CS3M-395W |  | 0.395 | 12 | 186 | 40 |  | Fixed | Pole
NJADRE1552136138 | Administratively Determined Incentive Program | Marlboro | 7746 | 17 | 13.14 | Residential | Behind the Meter | Yes | Net Metered Residential | Castle Energy, LLC | None | JCP&L | Accepted | 2023-01-06 | 2023-01-30 | 2024-07-30 | Inverters | Enphase Energy | IQ7HS | 384 |  | 36 |  |  | 0.97 |  | Outdoor | underneath each solar panel
NJADRE1552136138 | Administratively Determined Incentive Program | Marlboro | 7746 | 17 | 13.14 | Residential | Behind the Meter | Yes | Net Metered Residential | Castle Energy, LLC | None | JCP&L | Accepted | 2023-01-06 | 2023-01-30 | 2024-07-30 | Solar Panels | Hanwha QCells | Q. Peak Duo BLK-G10+365 |  | 0.365 | 36 | 180 | 23 |  | Fixed | Ground
NJADRE1552136138 | Administratively Determined Incentive Program | Marlboro | 7746 | 17 | 13.14 | Residential | Behind the Meter | Yes | Net Metered Residential | Castle Energy, LLC | None | JCP&L | Accepted | 2023-01-06 | 2023-01-30 | 2024-07-30 | Meters | SunPower | PVS6 |  |  | 1 |  |  |  | Yes | Outdoor
NJADRE1552207970 | Administratively Determined Incentive Program | West Paterson Boro | 7424 | 6 | 4.97 | Residential | Behind the Meter | Yes | Net Metered Residential | Sunrun Installation Services, Inc. | None | PSE&G | Accepted | 2023-01-06 | 2023-02-10 | 2024-08-10 | Inverters | Delta Electronics | E4-TL-US | 3840 |  | 1 |  |  | 0.96 |  | Outdoor | Next To Meter
NJADRE1552207970 | Administratively Determined Incentive Program | West Paterson Boro | 7424 | 6 | 4.97 | Residential | Behind the Meter | Yes | Net Metered Residential | Sunrun Installation Services, Inc. | None | PSE&G | Accepted | 2023-01-06 | 2023-02-10 | 2024-08-10 | Solar Panels | LONGi Green Energy Technology Co Ltd | LR4-60HPB-355M |  | 0.355 | 14 | 112 | 5 |  | Fixed | Roof
NJADRE1552236999 | Administratively Determined Incentive Program | Short Hills | 7078 | 9 | 7.3 | Residential | Behind the Meter | No | Net Metered Residential | Sunrun Installation Services, Inc. | None | JCP&L | Accepted | 2023-01-11 | 2023-02-03 | 2024-08-03 | Inverters | SolarEdge Technologies | SE3800H-USMN | 3800 |  | 2 |  |  | 0.96 |  | Outdoor | Next To Meter
NJADRE1552236999 | Administratively Determined Incentive Program | Short Hills | 7078 | 9 | 7.3 | Residential | Behind the Meter | No | Net Metered Residential | Sunrun Installation Services, Inc. | None | JCP&L | Accepted | 2023-01-11 | 2023-02-03 | 2024-08-03 | Solar Panels | LONGi Green Energy Technology Co Ltd | LR4-60HPH-365M |  | 0.365 | 8 | 42 | 1 |  | Fixed | Roof
NJADRE1552236999 | Administratively Determined Incentive Program | Short Hills | 7078 | 9 | 7.3 | Residential | Behind the Meter | No | Net Metered Residential | Sunrun Installation Services, Inc. | None | JCP&L | Accepted | 2023-01-11 | 2023-02-03 | 2024-08-03 | Solar Panels | LONGi Green Energy Technology Co Ltd | LR4-60HPH-365M |  | 0.365 | 12 | 42 | 1 |  | Fixed | Roof
NJADRE1552252507 | Administratively Determined Incentive Program | Newark City | 7106 | 9 | 4.29 | Residential | Behind the Meter | Yes | Net Metered Residential | Bright Planet Solar | None | PSE&G | Accepted | 2023-01-12 | 2023-02-06 | 2024-08-06 | Inverters | Solar Edge | SE3000H-USRGM | 3000 |  | 1 |  |  | 0.98 |  | Outdoor
NJADRE1552252507 | Administratively Determined Incentive Program | Newark City | 7106 | 9 | 4.29 | Residential | Behind the Meter | Yes | Net Metered Residential | Bright Planet Solar | None | PSE&G | Accepted | 2023-01-12 | 2023-02-06 | 2024-08-06 | Solar Panels | Canadian Solar | CS3N-390MS |  | 0.39 | 5 | 285 | 14 |  | Fixed | Roof
NJADRE1552252507 | Administratively Determined Incentive Program | Newark City | 7106 | 9 | 4.29 | Residential | Behind the Meter | Yes | Net Metered Residential | Bright Planet Solar | None | PSE&G | Accepted | 2023-01-12 | 2023-02-06 | 2024-08-06 | Solar Panels | Canadian Solar | CS3N-390MS |  | 0.39 | 3 | 285 | 34 |  | Fixed | Roof
NJADRE1552252507 | Administratively Determined Incentive Program | Newark City | 7106 | 9 | 4.29 | Residential | Behind the Meter | Yes | Net Metered Residential | Bright Planet Solar | None | PSE&G | Accepted | 2023-01-12 | 2023-02-06 | 2024-08-06 | Solar Panels | Canadian Solar | CS3N-390MS |  | 0.39 | 3 | 104 | 30 |  | Fixed | Roof
NJADRE1552274563 | Administratively Determined Incentive Program | highland park | 8904 | 11 | 2.8 | Residential | Behind the Meter | Yes | Net Metered Residential | EMT Renewables | None | PSE&G | Accepted | 2023-01-13 | 2023-02-07 | 2024-08-07 | Inverters | Enphase | IQ8+ | 290 |  | 7 |  |  | 0.97 |  | Other | under the panels
NJADRE1552274563 | Administratively Determined Incentive Program | highland park | 8904 | 11 | 2.8 | Residential | Behind the Meter | Yes | Net Metered Residential | EMT Renewables | None | PSE&G | Accepted | 2023-01-13 | 2023-02-07 | 2024-08-07 | Solar Panels | QCELLS | QPEAK400 |  | 0.4 | 7 | 163 | 13 |  | Fixed | Roof
NJADRE1552279138 | Administratively Determined Incentive Program | Bridgeport | 8075 | 13 | 990 | Commercial | Behind the Meter | Yes | Small Net-Metered Non-Residential located on Rooftop, Carport, Canopy and Floating Solar | Eco Engineering | None | AC Electric | Accepted | 2023-08-02 | 2023-08-29 | 2024-08-29 | Inverters | Solaredge | SE100KUS | 120 |  | 8 |  |  | 0.985 |  | Outdoor
NJADRE1552279138 | Administratively Determined Incentive Program | Bridgeport | 8075 | 13 | 990 | Commercial | Behind the Meter | Yes | Small Net-Metered Non-Residential located on Rooftop, Carport, Canopy and Floating Solar | Eco Engineering | None | AC Electric | Accepted | 2023-08-02 | 2023-08-29 | 2024-08-29 | Meters | AlsoEnergy | PLCS-600-CM-PRO |  |  | 1 |  |  |  | Yes | Outdoor
NJADRE1552279138 | Administratively Determined Incentive Program | Bridgeport | 8075 | 13 | 990 | Commercial | Behind the Meter | Yes | Small Net-Metered Non-Residential located on Rooftop, Carport, Canopy and Floating Solar | Eco Engineering | None | AC Electric | Accepted | 2023-08-02 | 2023-08-29 | 2024-08-29 | Solar Panels | ZNSHINE SOLAR | ZXM6-NHLDD144-450W |  | 0.45 | 2200 | South West | 10 |  | Fixed | Parking Lot
NJADRE1552297749 | Administratively Determined Incentive Program | Edgewater Park | 8010 | 13 | 10.4 | Residential | Behind the Meter | Yes | Net Metered Residential | EMT Renewables | None | PSE&G | Accepted | 2023-01-14 | 2023-02-08 | 2024-08-08 | Inverters | ENPHASE | IQ8+ | 290 |  | 26 |  |  | 0.98 |  | Other | UNDER EACH PANEL
NJADRE1552297749 | Administratively Determined Incentive Program | Edgewater Park | 8010 | 13 | 10.4 | Residential | Behind the Meter | Yes | Net Metered Residential | EMT Renewables | None | PSE&G | Accepted | 2023-01-14 | 2023-02-08 | 2024-08-08 | Solar Panels | Q CELLS | Q PEAK DUO BLK |  | 0.4 | 11 | 59 | 26 |  | Fixed | Roof
NJADRE1552297749 | Administratively Determined Incentive Program | Edgewater Park | 8010 | 13 | 10.4 | Residential | Behind the Meter | Yes | Net Metered Residential | EMT Renewables | None | PSE&G | Accepted | 2023-01-14 | 2023-02-08 | 2024-08-08 | Solar Panels | Q CELLS | Q PEAK DUO BLK |  | 0.4 | 11 | 239 | 26 |  | Fixed | Roof
NJADRE1552297749 | Administratively Determined Incentive Program | Edgewater Park | 8010 | 13 | 10.4 | Residential | Behind the Meter | Yes | Net Metered Residential | EMT Renewables | None | PSE&G | Accepted | 2023-01-14 | 2023-02-08 | 2024-08-08 | Solar Panels | Q CELLS | Q PEAK DUO BLK |  | 0.4 | 2 | 59 | 28 |  | Fixed | Roof
NJADRE1552297749 | Administratively Determined Incentive Program | Edgewater Park | 8010 | 13 | 10.4 | Residential | Behind the Meter | Yes | Net Metered Residential | EMT Renewables | None | PSE&G | Accepted | 2023-01-14 | 2023-02-08 | 2024-08-08 | Solar Panels | Q CELLS | Q PEAK DUO BLK |  | 0.4 | 2 | 239 | 28 |  | Fixed | Roof
NJADRE1552297752 | Administratively Determined Incentive Program | MCKEE CITY | 8234 | 19 | 4.4 | Residential | Behind the Meter | Yes | Net Metered Residential | EMT RENEWABLES | None | AC Electric | Accepted | 2023-01-14 | 2023-02-08 | 2024-08-08 | Inverters | ENPHASE | IQ8+ | 298 |  | 11 |  |  | 0.98 |  | Other | UNDER EACH PANEL
NJADRE1552297752 | Administratively Determined Incentive Program | MCKEE CITY | 8234 | 19 | 4.4 | Residential | Behind the Meter | Yes | Net Metered Residential | EMT RENEWABLES | None | AC Electric | Accepted | 2023-01-14 | 2023-02-08 | 2024-08-08 | Solar Panels | REC ALPHA | REC 400 |  | 0.4 | 11 | 209 | 34 |  | Fixed | Roof
NJADRE1552299087 | Administratively Determined Incentive Program | Voorhees Township | 8043 | 14 | 989.28 | School Public K-12 | Behind the Meter | Yes | Small Net-Metered Non-Residential located on Rooftop, Carport, Canopy and Floating Solar-PUBLIC | Novitium Energy LLC | None | PSE&G | Accepted | 2023-01-16 | 2023-02-13 | 2024-08-13 | Inverters | Chint | SCA50KTL-DO/US-480 | 50000 |  | 14 |  |  | 0.985 |  | Outdoor
NJADRE1552299087 | Administratively Determined Incentive Program | Voorhees Township | 8043 | 14 | 989.28 | School Public K-12 | Behind the Meter | Yes | Small Net-Metered Non-Residential located on Rooftop, Carport, Canopy and Floating Solar-PUBLIC | Novitium Energy LLC | None | PSE&G | Accepted | 2023-01-16 | 2023-02-13 | 2024-08-13 | Inverters | Chint | SCA60KTL-DO/US-480 | 60000 |  | 1 |  |  | 0.985 |  | Outdoor
NJADRE1552299087 | Administratively Determined Incentive Program | Voorhees Township | 8043 | 14 | 989.28 | School Public K-12 | Behind the Meter | Yes | Small Net-Metered Non-Residential located on Rooftop, Carport, Canopy and Floating Solar-PUBLIC | Novitium Energy LLC | None | PSE&G | Accepted | 2023-01-16 | 2023-02-13 | 2024-08-13 | Solar Panels | Zn Shine Solar | ZXM7-SHLDD144 540W |  | 0.54 | 1832 | 196 | 5 |  | Fixed | Parking Lot
NJADRE1552299262 | Administratively Determined Incentive Program | Voorhees Township | 8043 | 14 | 820.8 | School Public K-12 | Behind the Meter | Yes | Small Net-Metered Non-Residential located on Rooftop, Carport, Canopy and Floating Solar-PUBLIC | Novitium Energy LLC | None | PSE&G | Accepted | 2023-01-16 | 2023-02-15 | 2024-08-15 | Inverters | Chint CPS | SCA50KTL-DO/US-480 | 50000 |  | 10 |  |  | 0.985 |  | Outdoor
NJADRE1552299262 | Administratively Determined Incentive Program | Voorhees Township | 8043 | 14 | 820.8 | School Public K-12 | Behind the Meter | Yes | Small Net-Metered Non-Residential located on Rooftop, Carport, Canopy and Floating Solar-PUBLIC | Novitium Energy LLC | None | PSE&G | Accepted | 2023-01-16 | 2023-02-15 | 2024-08-15 | Inverters | Chint | SCA60KTL-DO/US-480 | 60000 |  | 2 |  |  | 0.985 |  | Outdoor
NJADRE1552299262 | Administratively Determined Incentive Program | Voorhees Township | 8043 | 14 | 820.8 | School Public K-12 | Behind the Meter | Yes | Small Net-Metered Non-Residential located on Rooftop, Carport, Canopy and Floating Solar-PUBLIC | Novitium Energy LLC | None | PSE&G | Accepted | 2023-01-16 | 2023-02-15 | 2024-08-15 | Solar Panels | Zn Shine Solar | ZXM7-SHLDD144 540W |  | 0.54 | 1520 | 196 | 5 |  | Fixed | Parking Lot
NJADRE1552301754 | Administratively Determined Incentive Program | GLOUCESTER CITY | 8030 | 14 | 6.39 | Residential | Behind the Meter | Yes | Net Metered Residential | Sunrun Installation Services, Inc. | None | PSE&G | Accepted | 2023-01-17 | 2023-03-10 | 2024-09-10 | Inverters | SolarEdge Technologies | SE6000H-USSN | 6000 |  | 1 |  |  | 0.99 |  | Outdoor | Next To Meter
NJADRE1552301754 | Administratively Determined Incentive Program | GLOUCESTER CITY | 8030 | 14 | 6.39 | Residential | Behind the Meter | Yes | Net Metered Residential | Sunrun Installation Services, Inc. | None | PSE&G | Accepted | 2023-01-17 | 2023-03-10 | 2024-09-10 | Solar Panels | LONGi Green Energy Technology Co Ltd | LR4-60HPB-355M |  | 0.355 | 4 | 309 | 23 |  | Fixed | Roof
NJADRE1552301754 | Administratively Determined Incentive Program | GLOUCESTER CITY | 8030 | 14 | 6.39 | Residential | Behind the Meter | Yes | Net Metered Residential | Sunrun Installation Services, Inc. | None | PSE&G | Accepted | 2023-01-17 | 2023-03-10 | 2024-09-10 | Solar Panels | LONGi Green Energy Technology Co Ltd | LR4-60HPB-355M |  | 0.355 | 14 | 129 | 23 |  | Fixed | Roof
NJADRE1552318409 | Administratively Determined Incentive Program | Closter | 7624 | 7 | 15.2 | Residential | Behind the Meter | No | Net Metered Residential | Suntuity Solar LLC | None | Orange Rockland Electric | Accepted | 2023-01-18 | 2023-02-13 | 2024-08-13 | Inverters | Enphase Energy | IQ8PLUS-72-2-US | 290 |  | 38 |  |  | 0.97 |  | Outside | Behind the PV Modules
NJADRE1552318409 | Administratively Determined Incentive Program | Closter | 7624 | 7 | 15.2 | Residential | Behind the Meter | No | Net Metered Residential | Suntuity Solar LLC | None | Orange Rockland Electric | Accepted | 2023-01-18 | 2023-02-13 | 2024-08-13 | Solar Panels | HYPERION | HY-DH108P8 400B |  | 0.4 | 14 | 180 | 32 |  | Fixed | Roof
NJADRE1552318409 | Administratively Determined Incentive Program | Closter | 7624 | 7 | 15.2 | Residential | Behind the Meter | No | Net Metered Residential | Suntuity Solar LLC | None | Orange Rockland Electric | Accepted | 2023-01-18 | 2023-02-13 | 2024-08-13 | Solar Panels | HYPERION | HY-DH108P8 400B |  | 0.4 | 4 | 90 | 30 |  | Fixed | Roof
NJADRE1552318409 | Administratively Determined Incentive Program | Closter | 7624 | 7 | 15.2 | Residential | Behind the Meter | No | Net Metered Residential | Suntuity Solar LLC | None | Orange Rockland Electric | Accepted | 2023-01-18 | 2023-02-13 | 2024-08-13 | Solar Panels | HYPERION | HY-DH108P8 400B |  | 0.4 | 4 | 270 | 30 |  | Fixed | Roof
NJADRE1552318409 | Administratively Determined Incentive Program | Closter | 7624 | 7 | 15.2 | Residential | Behind the Meter | No | Net Metered Residential | Suntuity Solar LLC | None | Orange Rockland Electric | Accepted | 2023-01-18 | 2023-02-13 | 2024-08-13 | Solar Panels | HYPERION | HY-DH108P8 400B |  | 0.4 | 16 | 360 | 32 |  | Fixed | Roof
NJADRE1552318949 | Administratively Determined Incentive Program | Elizabeth | 7202 | 10 | 5.48 | Residential | Behind the Meter | Yes | Net Metered Residential | Pro Custom Solar dba Momentum Solar | None | PSE&G | Accepted | 2023-01-18 | 2023-03-09 | 2024-09-09 | Inverters | ENPHASE | iq8plus-72-2-us | 290 |  | 15 |  |  | 0.97 |  | Outdoor
NJADRE1552318949 | Administratively Determined Incentive Program | Elizabeth | 7202 | 10 | 5.48 | Residential | Behind the Meter | Yes | Net Metered Residential | Pro Custom Solar dba Momentum Solar | None | PSE&G | Accepted | 2023-01-18 | 2023-03-09 | 2024-09-09 | Solar Panels | HANWHA | q.peak duo blk-g10+365 |  | 0.365 | 13 | 137 | 32 |  | Fixed | Roof
NJADRE1552318949 | Administratively Determined Incentive Program | Elizabeth | 7202 | 10 | 5.48 | Residential | Behind the Meter | Yes | Net Metered Residential | Pro Custom Solar dba Momentum Solar | None | PSE&G | Accepted | 2023-01-18 | 2023-03-09 | 2024-09-09 | Solar Panels | HANWHA | q.peak duo blk-g10+365 |  | 0.365 | 2 | 317 | 38 |  | Fixed | Roof
NJADRE1552319325 | Administratively Determined Incentive Program | Brick | 8724 | 18 | 17.02 | Residential | Behind the Meter | No | Net Metered Residential | Ecological Systems LLC | None | JCP&L | Accepted | 2023-01-18 | 2023-02-14 | 2024-08-14 | Inverters | SolarEdge | SE10000H-US | 10000 |  | 1 |  |  | 0.99 |  | Outside | at meter
NJADRE1552319325 | Administratively Determined Incentive Program | Brick | 8724 | 18 | 17.02 | Residential | Behind the Meter | No | Net Metered Residential | Ecological Systems LLC | None | JCP&L | Accepted | 2023-01-18 | 2023-02-14 | 2024-08-14 | Inverters | SolarEdge | SE5000H-US | 5000 |  | 1 |  |  | 0.992 |  | Outside | at meter
NJADRE1552319325 | Administratively Determined Incentive Program | Brick | 8724 | 18 | 17.02 | Residential | Behind the Meter | No | Net Metered Residential | Ecological Systems LLC | None | JCP&L | Accepted | 2023-01-18 | 2023-02-14 | 2024-08-14 | Solar Panels | Suntech | STP370S-360 |  | 0.37 | 46 | 270 | 40 |  | Fixed | Roof
NJADRE1552319325 | Administratively Determined Incentive Program | Brick | 8724 | 18 | 17.02 | Residential | Behind the Meter | No | Net Metered Residential | Ecological Systems LLC | None | JCP&L | Accepted | 2023-01-18 | 2023-02-14 | 2024-08-14 | Meters | SolarEdge | SE10000H-US |  |  | 1 |  |  |  | Yes | Outdoor
NJADRE1552319325 | Administratively Determined Incentive Program | Brick | 8724 | 18 | 17.02 | Residential | Behind the Meter | No | Net Metered Residential | Ecological Systems LLC | None | JCP&L | Accepted | 2023-01-18 | 2023-02-14 | 2024-08-14 | Meters | SolarEdge | SE5000H-US |  |  | 1 |  |  |  | Yes | Outdoor
NJADRE1552366042 | Administratively Determined Incentive Program | NEWTON | 7860 | 1 | 12.25 | Residential | Behind the Meter | Yes | Net Metered Residential | SunnyMac, LLC | None | JCP&L | Accepted | 2024-03-11 | 2024-03-28 | 2025-03-28 | Inverters | SolarEdge Technologies Inc. | SE10000H-US000BNC4 (Inverter) | 10000 |  | 1 |  |  | 0.99 |  | Outside
NJADRE1552366042 | Administratively Determined Incentive Program | NEWTON | 7860 | 1 | 12.25 | Residential | Behind the Meter | Yes | Net Metered Residential | SunnyMac, LLC | None | JCP&L | Accepted | 2024-03-11 | 2024-03-28 | 2025-03-28 | Solar Panels | JA Solar | JAM54S31-395/MR |  | 0.395 | 31 | 122 | 33 |  | Fixed | Roof
NJADRE1552366042 | Administratively Determined Incentive Program | NEWTON | 7860 | 1 | 12.25 | Residential | Behind the Meter | Yes | Net Metered Residential | SunnyMac, LLC | None | JCP&L | Accepted | 2024-03-11 | 2024-03-28 | 2025-03-28 | Meters | Solar Edge | Built-in Consumption Monitor (BEI4, BNI4, BNC4, BBL14) |  |  | 1 |  |  |  | Yes
NJADRE1552366443 | Administratively Determined Incentive Program | Chatham | 7928 | 3 | 844.8 | Commercial | Behind the Meter | Yes | Small Net-Metered Non-Residential located on Rooftop, Carport, Canopy and Floating Solar | Moore Energy LLC | None | JCP&L | Accepted | 2023-01-24 | 2023-02-15 | 2024-08-15 | Inverters | SolarEdge | SE120KUS | 120000 |  | 5 |  |  | 0.985 |  | Outdoor | On roof
NJADRE1552366443 | Administratively Determined Incentive Program | Chatham | 7928 | 3 | 844.8 | Commercial | Behind the Meter | Yes | Small Net-Metered Non-Residential located on Rooftop, Carport, Canopy and Floating Solar | Moore Energy LLC | None | JCP&L | Accepted | 2023-01-24 | 2023-02-15 | 2024-08-15 | Inverters | SolarEdge | SE80KUS | 80000 |  | 1 |  |  | 0.985 |  | Outdoor
NJADRE1552366443 | Administratively Determined Incentive Program | Chatham | 7928 | 3 | 844.8 | Commercial | Behind the Meter | Yes | Small Net-Metered Non-Residential located on Rooftop, Carport, Canopy and Floating Solar | Moore Energy LLC | None | JCP&L | Accepted | 2023-01-24 | 2023-02-15 | 2024-08-15 | Meters | Continental Controls | Wattnode |  |  | 1 |  |  |  | Yes | Outdoor
NJADRE1552366443 | Administratively Determined Incentive Program | Chatham | 7928 | 3 | 844.8 | Commercial | Behind the Meter | Yes | Small Net-Metered Non-Residential located on Rooftop, Carport, Canopy and Floating Solar | Moore Energy LLC | None | JCP&L | Accepted | 2023-01-24 | 2023-02-15 | 2024-08-15 | Solar Panels | LONGI | LR5-72HPH |  | 0.55 | 287 | 52 | 23 |  | Fixed | Roof
NJADRE1552366443 | Administratively Determined Incentive Program | Chatham | 7928 | 3 | 844.8 | Commercial | Behind the Meter | Yes | Small Net-Metered Non-Residential located on Rooftop, Carport, Canopy and Floating Solar | Moore Energy LLC | None | JCP&L | Accepted | 2023-01-24 | 2023-02-15 | 2024-08-15 | Solar Panels | LONGI | 227 |  | 0.55 | 281 | 227 | 23 |  | Fixed | Roof
NJADRE1552366443 | Administratively Determined Incentive Program | Chatham | 7928 | 3 | 844.8 | Commercial | Behind the Meter | Yes | Small Net-Metered Non-Residential located on Rooftop, Carport, Canopy and Floating Solar | Moore Energy LLC | None | JCP&L | Accepted | 2023-01-24 | 2023-02-15 | 2024-08-15 | Solar Panels | LONGI | LR5-72HRH |  | 0.55 | 490 | 227 | 23 |  | Fixed | Roof
NJADRE1552366443 | Administratively Determined Incentive Program | Chatham | 7928 | 3 | 844.8 | Commercial | Behind the Meter | Yes | Small Net-Metered Non-Residential located on Rooftop, Carport, Canopy and Floating Solar | Moore Energy LLC | None | JCP&L | Accepted | 2023-01-24 | 2023-02-15 | 2024-08-15 | Solar Panels | LONGI | LR5-72HRH |  | 0.55 | 478 | 52 | 23 |  | Fixed | Roof
NJADRE1552369501 | Administratively Determined Incentive Program | VINELAND | 8360 | 20 | 6.21 | Residential | Behind the Meter | Yes | Net Metered Residential | SunnyMac, LLC | None | Vineland Muni Electric | Accepted | 2024-03-10 | 2024-03-28 | 2025-03-28 | Solar Panels | Hanwha | 365 Q.PEAK DUO BLK-G10+ |  | 0.365 | 12 | 273 | 23 |  | Fixed | Roof
NJADRE1552369501 | Administratively Determined Incentive Program | VINELAND | 8360 | 20 | 6.21 | Residential | Behind the Meter | Yes | Net Metered Residential | SunnyMac, LLC | None | Vineland Muni Electric | Accepted | 2024-03-10 | 2024-03-28 | 2025-03-28 | Solar Panels | Hanwha | 365 Q.PEAK DUO BLK-G10+ |  | 0.365 | 5 | 93 | 23 |  | Fixed | Roof
NJADRE1552369501 | Administratively Determined Incentive Program | VINELAND | 8360 | 20 | 6.21 | Residential | Behind the Meter | Yes | Net Metered Residential | SunnyMac, LLC | None | Vineland Muni Electric | Accepted | 2024-03-10 | 2024-03-28 | 2025-03-28 | Inverters | Solar Edge | SE 5000H -US | 4987 |  | 1 |  |  | 0.99 |  | Outdoor
NJADRE1552369501 | Administratively Determined Incentive Program | VINELAND | 8360 | 20 | 6.21 | Residential | Behind the Meter | Yes | Net Metered Residential | SunnyMac, LLC | None | Vineland Muni Electric | Accepted | 2024-03-10 | 2024-03-28 | 2025-03-28 | Meters | Solar Edge | Built- In |  |  | 1 |  |  |  | Yes | Outdoor
NJADRE1552370419 | Administratively Determined Incentive Program | GIBBSTOWN | 8027 | 15 | 10.22 | Residential | Behind the Meter | Yes | Net Metered Residential | SunnyMac, LLC | None | AC Electric | Accepted | 2024-03-12 | 2024-03-28 | 2025-03-28 | Inverters | SolarEdge | SE7600H-US (240V) | 7600 |  | 1 |  |  | 0.99 |  | Outdoor
NJADRE1552370419 | Administratively Determined Incentive Program | GIBBSTOWN | 8027 | 15 | 10.22 | Residential | Behind the Meter | Yes | Net Metered Residential | SunnyMac, LLC | None | AC Electric | Accepted | 2024-03-12 | 2024-03-28 | 2025-03-28 | Solar Panels | Hanwha | (Q.PEAK DUO BLK G10+ 365) |  | 0.365 | 20 | 239 | 22 |  | Fixed | Roof | OUTSIDE
NJADRE1552370419 | Administratively Determined Incentive Program | GIBBSTOWN | 8027 | 15 | 10.22 | Residential | Behind the Meter | Yes | Net Metered Residential | SunnyMac, LLC | None | AC Electric | Accepted | 2024-03-12 | 2024-03-28 | 2025-03-28 | Solar Panels | Hanwha | (Q.PEAK DUO BLK G10+ 365) |  | 0.365 | 8 | 239 | 21 |  | Fixed | Roof | OUTSIDE
NJADRE1552370419 | Administratively Determined Incentive Program | GIBBSTOWN | 8027 | 15 | 10.22 | Residential | Behind the Meter | Yes | Net Metered Residential | SunnyMac, LLC | None | AC Electric | Accepted | 2024-03-12 | 2024-03-28 | 2025-03-28 | Meters | SolarEdge | Built-in Consumption Monitor (BEI4, BNI4, BNC |  |  | 1 |  |  |  | Yes | Outdoor
NJADRE1552373187 | Administratively Determined Incentive Program | Pennsauken | 8109 | 14 | 7.2 | Residential | Behind the Meter | Yes | Net Metered Residential | EMT Renewables | None | AC Electric | Accepted | 2023-01-25 | 2023-02-17 | 2024-08-17 | Inverters | ENPHASE | IQ7+ | 290 |  | 18 |  |  | 0.98 |  | Other | UNDER EACH PANEL
NJADRE1552373187 | Administratively Determined Incentive Program | Pennsauken | 8109 | 14 | 7.2 | Residential | Behind the Meter | Yes | Net Metered Residential | EMT Renewables | None | AC Electric | Accepted | 2023-01-25 | 2023-02-17 | 2024-08-17 | Solar Panels | Q CELLS | Q PEAK DUO BLK |  | 0.4 | 3 | 63 | 15 |  | Fixed | Roof
NJADRE1552373187 | Administratively Determined Incentive Program | Pennsauken | 8109 | 14 | 7.2 | Residential | Behind the Meter | Yes | Net Metered Residential | EMT Renewables | None | AC Electric | Accepted | 2023-01-25 | 2023-02-17 | 2024-08-17 | Solar Panels | Q CELLS | Q PEAK DUO BLK |  | 0.4 | 6 | 63 | 21 |  | Fixed | Roof
NJADRE1552373187 | Administratively Determined Incentive Program | Pennsauken | 8109 | 14 | 7.2 | Residential | Behind the Meter | Yes | Net Metered Residential | EMT Renewables | None | AC Electric | Accepted | 2023-01-25 | 2023-02-17 | 2024-08-17 | Solar Panels | Q CELLS | Q PEAK DUO BLK |  | 0.4 | 6 | 243 | 21 |  | Fixed | Roof
NJADRE1552373187 | Administratively Determined Incentive Program | Pennsauken | 8109 | 14 | 7.2 | Residential | Behind the Meter | Yes | Net Metered Residential | EMT Renewables | None | AC Electric | Accepted | 2023-01-25 | 2023-02-17 | 2024-08-17 | Solar Panels | Q CELLS | Q PEAK DUO BLK |  | 0.4 | 3 | 243 | 20 |  | Fixed | Roof
NJADRE1552373308 | Administratively Determined Incentive Program | NEWTON | 7860 | 1 | 14.7 | Residential | Behind the Meter | No | Net Metered Residential | SunPower Corporation, Systems | None | JCP&L | Accepted | 2023-01-25 | 2023-02-17 | 2024-08-17 | Solar Panels | Sunpower | SPR-A-420-G-AC |  | 0.42 | 19 | 282 | 26 |  | Fixed | Parking Lot
NJADRE1552373308 | Administratively Determined Incentive Program | NEWTON | 7860 | 1 | 14.7 | Residential | Behind the Meter | No | Net Metered Residential | SunPower Corporation, Systems | None | JCP&L | Accepted | 2023-01-25 | 2023-02-17 | 2024-08-17 | Solar Panels | Sunpower | SPR-A-420-G-AC |  | 0.42 | 5 | 102 | 26 |  | Fixed | Roof
NJADRE1552373308 | Administratively Determined Incentive Program | NEWTON | 7860 | 1 | 14.7 | Residential | Behind the Meter | No | Net Metered Residential | SunPower Corporation, Systems | None | JCP&L | Accepted | 2023-01-25 | 2023-02-17 | 2024-08-17 | Solar Panels | Sunpower | SPR-A-420-G-AC |  | 0.42 | 5 | 102 | 26 |  | Fixed | Roof
NJADRE1552373308 | Administratively Determined Incentive Program | NEWTON | 7860 | 1 | 14.7 | Residential | Behind the Meter | No | Net Metered Residential | SunPower Corporation, Systems | None | JCP&L | Accepted | 2023-01-25 | 2023-02-17 | 2024-08-17 | Solar Panels | Sunpower | SPR-A-420-G-AC |  | 0.42 | 6 | 102 | 26 |  | Fixed | Roof
NJADRE1552373308 | Administratively Determined Incentive Program | NEWTON | 7860 | 1 | 14.7 | Residential | Behind the Meter | No | Net Metered Residential | SunPower Corporation, Systems | None | JCP&L | Accepted | 2023-01-25 | 2023-02-17 | 2024-08-17 | Inverters | Enphase | IQ7AS-66-ACM-US | 349 |  | 35 |  |  | 0.97 |  | Other | under each panel
NJADRE1552388336 | Administratively Determined Incentive Program | Orange | 7050 | 9 | 3.12 | Residential | Behind the Meter | Yes | Net Metered Residential | Sunrun Installation Services, Inc. | None | PSE&G | Accepted | 2023-01-27 | 2023-02-19 | 2024-08-19 | Inverters | Delta Electronics | E4-TL-US | 3840 |  | 1 |  |  | 0.96 |  | Outdoor | Next To Meter
NJADRE1552388336 | Administratively Determined Incentive Program | Orange | 7050 | 9 | 3.12 | Residential | Behind the Meter | Yes | Net Metered Residential | Sunrun Installation Services, Inc. | None | PSE&G | Accepted | 2023-01-27 | 2023-02-19 | 2024-08-19 | Solar Panels | Trina Solar | TSM-390DE09C.07 |  | 0.39 | 8 | 117 | 28 |  | Fixed | Roof
NJADRE1552388956 | Administratively Determined Incentive Program | VINELAND | 8360 | 20 | 7.3 | Residential | Behind the Meter | Yes | Net Metered Residential | SunnyMac, LLC | None | Vineland Muni Electric | Accepted | 2024-03-12 | 2024-03-28 | 2025-03-28 | Solar Panels | HANWHA | Q.PEAK DUO BLK-G10+365 |  | 0.365 | 12 | 273 | 20 |  | Fixed | Roof
NJADRE1552388956 | Administratively Determined Incentive Program | VINELAND | 8360 | 20 | 7.3 | Residential | Behind the Meter | Yes | Net Metered Residential | SunnyMac, LLC | None | Vineland Muni Electric | Accepted | 2024-03-12 | 2024-03-28 | 2025-03-28 | Solar Panels | HANWHA | Q.PEAK DUO BLK-G10+365 |  | 0.365 | 8 | 93 | 20 |  | Fixed | Roof
NJADRE1552388956 | Administratively Determined Incentive Program | VINELAND | 8360 | 20 | 7.3 | Residential | Behind the Meter | Yes | Net Metered Residential | SunnyMac, LLC | None | Vineland Muni Electric | Accepted | 2024-03-12 | 2024-03-28 | 2025-03-28 | Inverters | SolarEdge | SE5000H-US | 5000 |  | 1 |  |  | 0.99 |  | Outdoor
NJADRE1552388956 | Administratively Determined Incentive Program | VINELAND | 8360 | 20 | 7.3 | Residential | Behind the Meter | Yes | Net Metered Residential | SunnyMac, LLC | None | Vineland Muni Electric | Accepted | 2024-03-12 | 2024-03-28 | 2025-03-28 | Meters | SolarEdge | Built-in Consumption Monitor (BEI4, BNI4, BNC4, BBL14) |  |  | 1 |  |  |  | Yes | Outdoor
NJADRE1552394298 | Administratively Determined Incentive Program | Marlboro | 7751 | 17 | 13.83 | Residential | Behind the Meter | Yes | Net Metered Residential | SunnyMac LLC | None | JCP&L | Accepted | 2023-01-30 | 2023-02-20 | 2024-08-20 | Solar Panels | JASOLAR | JAM54S31-395/MR MODULES |  | 0.395 | 11 | 285 | 12 |  | Fixed | Roof
NJADRE1552394298 | Administratively Determined Incentive Program | Marlboro | 7751 | 17 | 13.83 | Residential | Behind the Meter | Yes | Net Metered Residential | SunnyMac LLC | None | JCP&L | Accepted | 2023-01-30 | 2023-02-20 | 2024-08-20 | Solar Panels | JASOLAR | JAM54S31-395/MR MODULES |  | 0.395 | 5 | 285 | 20 |  | Fixed | Roof
NJADRE1552394298 | Administratively Determined Incentive Program | Marlboro | 7751 | 17 | 13.83 | Residential | Behind the Meter | Yes | Net Metered Residential | SunnyMac LLC | None | JCP&L | Accepted | 2023-01-30 | 2023-02-20 | 2024-08-20 | Solar Panels | JASOLAR | JAM54S31-395/MR MODULES |  | 0.395 | 15 | 105 | 20 |  | Fixed | Roof
NJADRE1552394298 | Administratively Determined Incentive Program | Marlboro | 7751 | 17 | 13.83 | Residential | Behind the Meter | Yes | Net Metered Residential | SunnyMac LLC | None | JCP&L | Accepted | 2023-01-30 | 2023-02-20 | 2024-08-20 | Solar Panels | JASOLAR | JAM54S31-395/MR MODULES |  | 0.395 | 2 | 286 | 24 |  | Fixed | Roof
NJADRE1552394298 | Administratively Determined Incentive Program | Marlboro | 7751 | 17 | 13.83 | Residential | Behind the Meter | Yes | Net Metered Residential | SunnyMac LLC | None | JCP&L | Accepted | 2023-01-30 | 2023-02-20 | 2024-08-20 | Solar Panels | JASOLAR | JAM54S31-395/MR MODULES |  | 0.395 | 2 | 106 | 24 |  | Fixed | Roof
NJADRE1552394298 | Administratively Determined Incentive Program | Marlboro | 7751 | 17 | 13.83 | Residential | Behind the Meter | Yes | Net Metered Residential | SunnyMac LLC | None | JCP&L | Accepted | 2023-01-30 | 2023-02-20 | 2024-08-20 | Inverters | Solaredge | SE10000H-US | 10000 |  | 1 |  |  | 0.99 |  | Outdoor | next to meter
NJADRE1552395526 | Administratively Determined Incentive Program | MANTUA | 8051 | 15 | 10.95 | Residential | Behind the Meter | Yes | Net Metered Residential | SunnyMac, LLC | None | AC Electric | Accepted | 2024-03-11 | 2024-03-28 | 2025-03-28 | Inverters | SOLAREDGE | SE10000H-US000BEI4 | 10000 |  | 1 |  |  | 0.99 |  | Outdoor
NJADRE1552395526 | Administratively Determined Incentive Program | MANTUA | 8051 | 15 | 10.95 | Residential | Behind the Meter | Yes | Net Metered Residential | SunnyMac, LLC | None | AC Electric | Accepted | 2024-03-11 | 2024-03-28 | 2025-03-28 | Solar Panels | HANWHA | Q.PEAK DUO BLK-G10+365 |  | 0.365 | 24 | 128 | 29 |  | Fixed | Roof
NJADRE1552395526 | Administratively Determined Incentive Program | MANTUA | 8051 | 15 | 10.95 | Residential | Behind the Meter | Yes | Net Metered Residential | SunnyMac, LLC | None | AC Electric | Accepted | 2024-03-11 | 2024-03-28 | 2025-03-28 | Solar Panels | HANWHA | Q.PEAK DUO BLK-G10+365 |  | 0.365 | 6 | 308 | 28 |  | Fixed | Roof
NJADRE1552395526 | Administratively Determined Incentive Program | MANTUA | 8051 | 15 | 10.95 | Residential | Behind the Meter | Yes | Net Metered Residential | SunnyMac, LLC | None | AC Electric | Accepted | 2024-03-11 | 2024-03-28 | 2025-03-28 | Meters | SOLAREDGE | Built-in Consumption Monitor (BEI4, BNI4, BNC4, BBL14) |  |  | 1 |  |  |  | Yes | Outdoor
NJADRE1552406217 | Administratively Determined Incentive Program | Absecon | 8201 | 19 | 12 | Residential | Behind the Meter | No | Net Metered Residential | EMT Renewables | None | AC Electric | Accepted | 2023-02-01 | 2023-02-22 | 2024-08-22 | Inverters | ENPHASE | IQ8+ | 298 |  | 30 |  |  | 0.98 |  | Other | UNDER EACH PANEL
NJADRE1552406217 | Administratively Determined Incentive Program | Absecon | 8201 | 19 | 12 | Residential | Behind the Meter | No | Net Metered Residential | EMT Renewables | None | AC Electric | Accepted | 2023-02-01 | 2023-02-22 | 2024-08-22 | Solar Panels | Q CELLS | Q PEAK DUO BLK |  | 0.4 | 4 | 262 | 22 |  | Fixed | Roof
NJADRE1552406217 | Administratively Determined Incentive Program | Absecon | 8201 | 19 | 12 | Residential | Behind the Meter | No | Net Metered Residential | EMT Renewables | None | AC Electric | Accepted | 2023-02-01 | 2023-02-22 | 2024-08-22 | Solar Panels | Q CELLS | Q PEAK DUO BLK |  | 0.4 | 4 | 82 | 22 |  | Fixed | Roof
NJADRE1552406217 | Administratively Determined Incentive Program | Absecon | 8201 | 19 | 12 | Residential | Behind the Meter | No | Net Metered Residential | EMT Renewables | None | AC Electric | Accepted | 2023-02-01 | 2023-02-22 | 2024-08-22 | Solar Panels | Q CELLS | Q PEAK DUO BLK |  | 0.4 | 22 | 172 | 22 |  | Fixed | Roof
NJADRE1552439675 | Administratively Determined Incentive Program | ENGLEWOOD CITY | 7631 | 7 | 12.4 | Residential | Behind the Meter | No | Net Metered Residential | Suntuity Solar LLC | None | PSE&G | Accepted | 2023-02-03 | 2023-02-24 | 2024-08-24 | Inverters | ENPHASE | IQ8PLUS-72-2-US | 290 |  | 31 |  |  | 0.97 |  | Outdoor | Behind the PV Modules
NJADRE1552439675 | Administratively Determined Incentive Program | ENGLEWOOD CITY | 7631 | 7 | 12.4 | Residential | Behind the Meter | No | Net Metered Residential | Suntuity Solar LLC | None | PSE&G | Accepted | 2023-02-03 | 2023-02-24 | 2024-08-24 | Solar Panels | HYPERION | HY-DH108P8 400B |  | 0.4 | 11 | 139 | 20 |  | Fixed | Roof
NJADRE1552439675 | Administratively Determined Incentive Program | ENGLEWOOD CITY | 7631 | 7 | 12.4 | Residential | Behind the Meter | No | Net Metered Residential | Suntuity Solar LLC | None | PSE&G | Accepted | 2023-02-03 | 2023-02-24 | 2024-08-24 | Solar Panels | HYPERION | HY-DH108P8 400B |  | 0.4 | 3 | 229 | 41 |  | Fixed | Roof
NJADRE1552439675 | Administratively Determined Incentive Program | ENGLEWOOD CITY | 7631 | 7 | 12.4 | Residential | Behind the Meter | No | Net Metered Residential | Suntuity Solar LLC | None | PSE&G | Accepted | 2023-02-03 | 2023-02-24 | 2024-08-24 | Solar Panels | HYPERION | HY-DH108P8 400B |  | 0.4 | 3 | 140 | 1 |  | Fixed | Roof
NJADRE1552439675 | Administratively Determined Incentive Program | ENGLEWOOD CITY | 7631 | 7 | 12.4 | Residential | Behind the Meter | No | Net Metered Residential | Suntuity Solar LLC | None | PSE&G | Accepted | 2023-02-03 | 2023-02-24 | 2024-08-24 | Solar Panels | HYPERION | HY-DH108P8 400B |  | 0.4 | 7 | 139 | 11 |  | Fixed | Roof
NJADRE1552439675 | Administratively Determined Incentive Program | ENGLEWOOD CITY | 7631 | 7 | 12.4 | Residential | Behind the Meter | No | Net Metered Residential | Suntuity Solar LLC | None | PSE&G | Accepted | 2023-02-03 | 2023-02-24 | 2024-08-24 | Solar Panels | HYPERION | HY-DH108P8 400B |  | 0.4 | 7 | 319 | 11 |  | Fixed | Roof
NJADRE1552461136 | Administratively Determined Incentive Program | Brick | 8723 | 18 | 4.86 | Residential | Behind the Meter | No | Net Metered Residential | EMT Renewables | None | JCP&L | Accepted | 2023-02-06 | 2023-02-25 | 2024-08-25 | Inverters | ENPHASE | IQ8+ | 290 |  | 12 |  |  | 0.98 |  | Other | UNDER EACH PANEL
NJADRE1552461136 | Administratively Determined Incentive Program | Brick | 8723 | 18 | 4.86 | Residential | Behind the Meter | No | Net Metered Residential | EMT Renewables | None | JCP&L | Accepted | 2023-02-06 | 2023-02-25 | 2024-08-25 | Solar Panels | REC ALPHA | REC 405 |  | 0.405 | 8 | 220 | 21 |  | Fixed | Roof
NJADRE1552461136 | Administratively Determined Incentive Program | Brick | 8723 | 18 | 4.86 | Residential | Behind the Meter | No | Net Metered Residential | EMT Renewables | None | JCP&L | Accepted | 2023-02-06 | 2023-02-25 | 2024-08-25 | Solar Panels | REC ALPHA | REC 405 |  | 0.405 | 4 | 130 | 20 |  | Fixed | Roof
NJADRE1552469716 | Administratively Determined Incentive Program | FORKED RIVER | 8731 | 18 | 8.3 | Residential | Behind the Meter | Yes | Net Metered Residential | Posigen NJ LLC | None | JCP&L | Accepted | 2023-02-07 | 2023-02-27 | 2024-08-27 | Inverters | SOLAREDGE | SE7600H-US | 7600 |  | 1 |  |  | 0.99 |  | Outside | WITHIN TEN FEET OF METER
NJADRE1552469716 | Administratively Determined Incentive Program | FORKED RIVER | 8731 | 18 | 8.3 | Residential | Behind the Meter | Yes | Net Metered Residential | Posigen NJ LLC | None | JCP&L | Accepted | 2023-02-07 | 2023-02-27 | 2024-08-27 | Solar Panels | CANADIAN SOLAR | CS3N-415MS |  | 0.415 | 14 | 237 | 21 |  | Fixed | Roof
NJADRE1552469716 | Administratively Determined Incentive Program | FORKED RIVER | 8731 | 18 | 8.3 | Residential | Behind the Meter | Yes | Net Metered Residential | Posigen NJ LLC | None | JCP&L | Accepted | 2023-02-07 | 2023-02-27 | 2024-08-27 | Meters | SolarEdge | SE7600H-USSNBBL14 |  |  | 1 |  |  |  | Yes | Outdoor
NJADRE1552469716 | Administratively Determined Incentive Program | FORKED RIVER | 8731 | 18 | 8.3 | Residential | Behind the Meter | Yes | Net Metered Residential | Posigen NJ LLC | None | JCP&L | Accepted | 2023-02-07 | 2023-02-27 | 2024-08-27 | Solar Panels | Canadian Solar | CS3N-415MS |  | 0.415 | 6 | 57 | 20 |  | Fixed | Roof
NJADRE1552540751 | Administratively Determined Incentive Program | Stratford | 8084 | 14 | 8.4 | Residential | Behind the Meter | Yes | Net Metered Residential | Trinity Solar | None | AC Electric | Accepted | 2023-02-09 | 2023-02-28 | 2024-08-28 | Inverters | Solar Edge | SE7600H-US | 8 |  | 1 |  |  | 0.97 |  | Outdoor
NJADRE1552540751 | Administratively Determined Incentive Program | Stratford | 8084 | 14 | 8.4 | Residential | Behind the Meter | Yes | Net Metered Residential | Trinity Solar | None | AC Electric | Accepted | 2023-02-09 | 2023-02-28 | 2024-08-28 | Solar Panels | HANWHA 400 (Q.PEAK DUO BLK ML-G10+ 400) | HANWHA 400 (Q.PEAK DUO BLK ML-G10+ 400) |  | 0.4 | 6 | 263 | 23 |  | Fixed | Roof
NJADRE1552540751 | Administratively Determined Incentive Program | Stratford | 8084 | 14 | 8.4 | Residential | Behind the Meter | Yes | Net Metered Residential | Trinity Solar | None | AC Electric | Accepted | 2023-02-09 | 2023-02-28 | 2024-08-28 | Solar Panels | HANWHA 400 (Q.PEAK DUO BLK ML-G10+ 400) | HANWHA 400 (Q.PEAK DUO BLK ML-G10+ 400) |  | 0.4 | 7 | 173 | 18 |  | Fixed | Roof
NJADRE1552540751 | Administratively Determined Incentive Program | Stratford | 8084 | 14 | 8.4 | Residential | Behind the Meter | Yes | Net Metered Residential | Trinity Solar | None | AC Electric | Accepted | 2023-02-09 | 2023-02-28 | 2024-08-28 | Solar Panels | HANWHA 400 (Q.PEAK DUO BLK ML-G10+ 400) | HANWHA 400 (Q.PEAK DUO BLK ML-G10+ 400) |  | 0.4 | 6 | 173 | 23 |  | Fixed | Roof
NJADRE1552540751 | Administratively Determined Incentive Program | Stratford | 8084 | 14 | 8.4 | Residential | Behind the Meter | Yes | Net Metered Residential | Trinity Solar | None | AC Electric | Accepted | 2023-02-09 | 2023-02-28 | 2024-08-28 | Solar Panels | HANWHA 400 (Q.PEAK DUO BLK ML-G10+ 400) | HANWHA 400 (Q.PEAK DUO BLK ML-G10+ 400) |  | 0.4 | 2 | 173 | 23 |  | Fixed | Roof
NJADRE1552552662 | Administratively Determined Incentive Program | Perth Amboy City | 8861 | 11 | 6.24 | Residential | Behind the Meter | Yes | Net Metered Residential | Sunrun Installation Services, Inc. | None | PSE&G | Accepted | 2023-02-10 | 2023-03-02 | 2024-09-02 | Inverters | SolarEdge Technologies | SE6000H-USSN | 6000 |  | 1 |  |  | 0.96 |  | Outdoor | Next To Meter
NJADRE1552552662 | Administratively Determined Incentive Program | Perth Amboy City | 8861 | 11 | 6.24 | Residential | Behind the Meter | Yes | Net Metered Residential | Sunrun Installation Services, Inc. | None | PSE&G | Accepted | 2023-02-10 | 2023-03-02 | 2024-09-02 | Solar Panels | Trina Solar | TSM-390DE09C.07 |  | 0.39 | 8 | 202 | 23 |  | Fixed | Roof
NJADRE1552552662 | Administratively Determined Incentive Program | Perth Amboy City | 8861 | 11 | 6.24 | Residential | Behind the Meter | Yes | Net Metered Residential | Sunrun Installation Services, Inc. | None | PSE&G | Accepted | 2023-02-10 | 2023-03-02 | 2024-09-02 | Solar Panels | Trina Solar | TSM-390DE09C.07 |  | 0.39 | 8 | 22 | 23 |  | Fixed | Roof
NJADRE1552559244 | Administratively Determined Incentive Program | Green Village | 7935 | 3 | 27.38 | Commercial | Behind the Meter | No | Small Net-Metered Non-Residential located on Rooftop, Carport, Canopy and Floating Solar | Viron Consulting/Energy Group, LLC | None | JCP&L | Accepted | 2023-04-18 | 2023-05-17 | 2024-05-17 | Inverters | Enphase | iQ7+ | 290 |  | 75 |  |  | 0.97 |  | Outdoor
NJADRE1552559244 | Administratively Determined Incentive Program | Green Village | 7935 | 3 | 27.38 | Commercial | Behind the Meter | No | Small Net-Metered Non-Residential located on Rooftop, Carport, Canopy and Floating Solar | Viron Consulting/Energy Group, LLC | None | JCP&L | Accepted | 2023-04-18 | 2023-05-17 | 2024-05-17 | Solar Panels | Hanwah Q.Cells | Q.Peak Duo Blk -G10+ 365 |  | 0.365 | 75 | 90 and 270 | 30 |  | Fixed | Roof
NJADRE1552560142 | Administratively Determined Incentive Program | FORT LEE BORO | 7024 | 7 | 2 | Residential | Behind the Meter | No | Net Metered Residential | Venture Solar | None | PSE&G | Accepted | 2023-02-10 | 2023-03-01 | 2024-09-01 | Inverters | Enphase | IQ8PLUS-72-2-US | 290 |  | 5 |  |  | 0.976 |  | Outdoor | Roof
NJADRE1552560142 | Administratively Determined Incentive Program | FORT LEE BORO | 7024 | 7 | 2 | Residential | Behind the Meter | No | Net Metered Residential | Venture Solar | None | PSE&G | Accepted | 2023-02-10 | 2023-03-01 | 2024-09-01 | Solar Panels | Hanwha | Q.PEAK DUO BLK ML-G10+ 400 |  | 0.4 | 5 | 38 | 23 |  | Fixed | Roof
NJADRE1552572679 | Administratively Determined Incentive Program | Mount Laurel Township | 8054 | 13 | 5.07 | Residential | Behind the Meter | Yes | Net Metered Residential | Sunrun Installation Services, Inc. | None | PSE&G | Accepted | 2023-02-15 | 2023-04-28 | 2024-04-28 | Inverters | SolarEdge Technologies | SE3800H-USMN | 3800 |  | 1 |  |  | 0.96 |  | Outdoor | Next To Meter
NJADRE1552572679 | Administratively Determined Incentive Program | Mount Laurel Township | 8054 | 13 | 5.07 | Residential | Behind the Meter | Yes | Net Metered Residential | Sunrun Installation Services, Inc. | None | PSE&G | Accepted | 2023-02-15 | 2023-04-28 | 2024-04-28 | Solar Panels | Trina Solar | TSM-390DE09C.07 |  | 0.39 | 4 | 181 | 22 |  | Fixed | Roof
NJADRE1552572679 | Administratively Determined Incentive Program | Mount Laurel Township | 8054 | 13 | 5.07 | Residential | Behind the Meter | Yes | Net Metered Residential | Sunrun Installation Services, Inc. | None | PSE&G | Accepted | 2023-02-15 | 2023-04-28 | 2024-04-28 | Solar Panels | Trina Solar | TSM-390DE09C.07 |  | 0.39 | 9 | 1 | 22 |  | Fixed | Roof
NJADRE1552573043 | Administratively Determined Incentive Program | LAKEWOOD | 8701 | 18 | 18.5 | Residential | Behind the Meter | No | Net Metered Residential | Powerlutions | None | JCP&L | Accepted | 2023-03-09 | 2023-04-03 | 2024-04-03 | Inverters | ENPHASE ENERGY | IQ8PLUS-72-2-US | 290 |  | 50 |  |  | 1 |  | Outdoor
NJADRE1552573043 | Administratively Determined Incentive Program | LAKEWOOD | 8701 | 18 | 18.5 | Residential | Behind the Meter | No | Net Metered Residential | Powerlutions | None | JCP&L | Accepted | 2023-03-09 | 2023-04-03 | 2024-04-03 | Solar Panels | PHONO SOLAR | PS370M4H-20/UHB |  | 0.37 | 24 | 277 | 35 |  | Fixed | Roof
NJADRE1552573043 | Administratively Determined Incentive Program | LAKEWOOD | 8701 | 18 | 18.5 | Residential | Behind the Meter | No | Net Metered Residential | Powerlutions | None | JCP&L | Accepted | 2023-03-09 | 2023-04-03 | 2024-04-03 | Solar Panels | PHONO SOLAR | PS370M4H-20/UHB |  | 0.37 | 13 | 97 | 35 |  | Fixed | Roof
NJADRE1552573043 | Administratively Determined Incentive Program | LAKEWOOD | 8701 | 18 | 18.5 | Residential | Behind the Meter | No | Net Metered Residential | Powerlutions | None | JCP&L | Accepted | 2023-03-09 | 2023-04-03 | 2024-04-03 | Solar Panels | PHONO SOLAR | PS370M4H-20/UHB |  | 0.37 | 7 | 187 | 46 |  | Fixed | Roof
NJADRE1552573043 | Administratively Determined Incentive Program | LAKEWOOD | 8701 | 18 | 18.5 | Residential | Behind the Meter | No | Net Metered Residential | Powerlutions | None | JCP&L | Accepted | 2023-03-09 | 2023-04-03 | 2024-04-03 | Solar Panels | PHONO SOLAR | PS370M4H-20/UHB |  | 0.37 | 6 | 97 | 36 |  | Fixed | Roof
NJADRE1552582554 | Administratively Determined Incentive Program | Newark City | 7106 | 9 | 3.47 | Residential | Behind the Meter | Yes | Net Metered Residential | Bright Planet Solar | None | PSE&G | Accepted | 2023-02-17 | 2023-03-08 | 2024-09-08 | Inverters | SolarEdge | SE3000H-USRGM | 3000 |  | 1 |  |  | 0.98 |  | Outdoor
NJADRE1552582554 | Administratively Determined Incentive Program | Newark City | 7106 | 9 | 3.47 | Residential | Behind the Meter | Yes | Net Metered Residential | Bright Planet Solar | None | PSE&G | Accepted | 2023-02-17 | 2023-03-08 | 2024-09-08 | Solar Panels | Hanwha Q-Cells | Q.PEAK DUO BLK ML-G10+ 385W |  | 0.385 | 3 | 204 | 23 |  | Fixed | Roof
NJADRE1552582554 | Administratively Determined Incentive Program | Newark City | 7106 | 9 | 3.47 | Residential | Behind the Meter | Yes | Net Metered Residential | Bright Planet Solar | None | PSE&G | Accepted | 2023-02-17 | 2023-03-08 | 2024-09-08 | Solar Panels | Hanwha Q-Cells | Q.PEAK DUO BLK ML-G10+ 385W |  | 0.385 | 4 | 24 | 30 |  | Fixed | Roof
NJADRE1552582554 | Administratively Determined Incentive Program | Newark City | 7106 | 9 | 3.47 | Residential | Behind the Meter | Yes | Net Metered Residential | Bright Planet Solar | None | PSE&G | Accepted | 2023-02-17 | 2023-03-08 | 2024-09-08 | Solar Panels | Hanwha Q-Cells | Q.PEAK DUO BLK ML-G10+ 385W |  | 0.385 | 2 | 25 | 23 |  | Fixed | Roof
NJADRE1552586551 | Administratively Determined Incentive Program | Newark | 7112 | 9 | 6.94 | Residential | Behind the Meter | Yes | Net Metered Residential | Pro Custom Solar dba Momentum Solar | None | PSE&G | Accepted | 2023-02-20 | 2023-03-10 | 2024-09-10 | Inverters | enphase | iq8plus-72-2-us | 290 |  | 19 |  |  | 0.97 |  | Outdoor
NJADRE1552586551 | Administratively Determined Incentive Program | Newark | 7112 | 9 | 6.94 | Residential | Behind the Meter | Yes | Net Metered Residential | Pro Custom Solar dba Momentum Solar | None | PSE&G | Accepted | 2023-02-20 | 2023-03-10 | 2024-09-10 | Solar Panels | hanwha | q.peak duo blk-g10+365 |  | 0.365 | 14 | 124 | 6 |  | Fixed | Roof
NJADRE1552586551 | Administratively Determined Incentive Program | Newark | 7112 | 9 | 6.94 | Residential | Behind the Meter | Yes | Net Metered Residential | Pro Custom Solar dba Momentum Solar | None | PSE&G | Accepted | 2023-02-20 | 2023-03-10 | 2024-09-10 | Solar Panels | hanwha | q.peak duo blk-g10+365 |  | 0.365 | 5 | 126 | 44 |  | Fixed | Roof
NJADRE1552592355 | Administratively Determined Incentive Program | Clementon | 8021 | 14 | 13.83 | Residential | Behind the Meter | Yes | Net Metered Residential | SunnyMac LLC | None | AC Electric | Accepted | 2023-02-27 | 2023-03-20 | 2024-09-20 | Solar Panels | JASOLAR | JAM54S31-395/MR |  | 0.395 | 13 | 173 | 19 |  | Fixed | Roof
NJADRE1552592355 | Administratively Determined Incentive Program | Clementon | 8021 | 14 | 13.83 | Residential | Behind the Meter | Yes | Net Metered Residential | SunnyMac LLC | None | AC Electric | Accepted | 2023-02-27 | 2023-03-20 | 2024-09-20 | Solar Panels | JASOLAR | JAM54S31-395/MR |  | 0.395 | 14 | 353 | 21 |  | Fixed | Roof
NJADRE1552592355 | Administratively Determined Incentive Program | Clementon | 8021 | 14 | 13.83 | Residential | Behind the Meter | Yes | Net Metered Residential | SunnyMac LLC | None | AC Electric | Accepted | 2023-02-27 | 2023-03-20 | 2024-09-20 | Solar Panels | JASOLAR | JAM54S31-395/MR |  | 0.395 | 3 | 173 | 18 |  | Fixed | Roof
NJADRE1552592355 | Administratively Determined Incentive Program | Clementon | 8021 | 14 | 13.83 | Residential | Behind the Meter | Yes | Net Metered Residential | SunnyMac LLC | None | AC Electric | Accepted | 2023-02-27 | 2023-03-20 | 2024-09-20 | Solar Panels | JASOLAR | JAM54S31-395/MR |  | 0.395 | 5 | 353 | 18 |  | Fixed | Roof
NJADRE1552592355 | Administratively Determined Incentive Program | Clementon | 8021 | 14 | 13.83 | Residential | Behind the Meter | Yes | Net Metered Residential | SunnyMac LLC | None | AC Electric | Accepted | 2023-02-27 | 2023-03-20 | 2024-09-20 | Inverters | Solaredge | SE10000H-US | 10000 |  | 1 |  |  | 0.99 |  | Outdoor | next to meter
NJADRE1552592500 | Administratively Determined Incentive Program | Roseland | 7068 | 9 | 12.46 | Residential | Behind the Meter | No | Net Metered Residential | Tesla Energy Operations Inc | None | PSE&G | Accepted | 2023-02-21 | 2023-04-11 | 2024-04-11 | Inverters | Tesla | [240V] #1850000-00- | 7680 |  | 2 |  |  | 0.98 |  | Outdoor
NJADRE1552592500 | Administratively Determined Incentive Program | Roseland | 7068 | 9 | 12.46 | Residential | Behind the Meter | No | Net Metered Residential | Tesla Energy Operations Inc | None | PSE&G | Accepted | 2023-02-21 | 2023-04-11 | 2024-04-11 | Electric Storage Battery | Tesla | AC Powerwall 2.0 |  |  | 2 |  |  |  | Lithium Ion |  | Outside
NJADRE1552592500 | Administratively Determined Incentive Program | Roseland | 7068 | 9 | 12.46 | Residential | Behind the Meter | No | Net Metered Residential | Tesla Energy Operations Inc | None | PSE&G | Accepted | 2023-02-21 | 2023-04-11 | 2024-04-11 | Solar Panels | Tesla | SR72T2 |  | 0.072 | 74 | 43 | 30 |  | Fixed | Roof
NJADRE1552592500 | Administratively Determined Incentive Program | Roseland | 7068 | 9 | 12.46 | Residential | Behind the Meter | No | Net Metered Residential | Tesla Energy Operations Inc | None | PSE&G | Accepted | 2023-02-21 | 2023-04-11 | 2024-04-11 | Solar Panels | Tesla | SR72T2 |  | 0.072 | 99 | 223 | 30 |  | Fixed | Roof
NJADRE1552630094 | Administratively Determined Incentive Program | West New York | 7093 | 8 | 14.62 | Commercial | Behind the Meter | No | Small Net-Metered Non-Residential located on Rooftop, Carport, Canopy and Floating Solar | Green Hybrid Energy Solutions | None | PSE&G | Accepted | 2023-02-28 | 2023-03-20 | 2024-09-20 | Inverters | Solar Edge | SE11400H-US | 11400 |  | 1 |  |  | 0.992 |  | Indoor | Garage
NJADRE1552630094 | Administratively Determined Incentive Program | West New York | 7093 | 8 | 14.62 | Commercial | Behind the Meter | No | Small Net-Metered Non-Residential located on Rooftop, Carport, Canopy and Floating Solar | Green Hybrid Energy Solutions | None | PSE&G | Accepted | 2023-02-28 | 2023-03-20 | 2024-09-20 | Solar Panels | Hanwha | Q.Peak Duo L-G8.2 |  | 0.43 | 19 | 215 | 24 |  | Fixed | Roof
NJADRE1552630094 | Administratively Determined Incentive Program | West New York | 7093 | 8 | 14.62 | Commercial | Behind the Meter | No | Small Net-Metered Non-Residential located on Rooftop, Carport, Canopy and Floating Solar | Green Hybrid Energy Solutions | None | PSE&G | Accepted | 2023-02-28 | 2023-03-20 | 2024-09-20 | Solar Panels | Hanwha | Q.Peak Duo L-G8.2 |  | 0.43 | 15 | 215 | 5 |  | Fixed | Roof
NJADRE1552631763 | Administratively Determined Incentive Program | JERSEY CITY | 7305 | 8 | 8.3 | Residential | Behind the Meter | Yes | Net Metered Residential | Posigen NJ LLC | None | PSE&G | Accepted | 2023-02-28 | 2023-03-21 | 2024-09-21 | Inverters | SolarEdge | SE7600H-US | 7600 |  | 1 |  |  | 0.99 |  | Outside | within ten feet of meter
NJADRE1552631763 | Administratively Determined Incentive Program | JERSEY CITY | 7305 | 8 | 8.3 | Residential | Behind the Meter | Yes | Net Metered Residential | Posigen NJ LLC | None | PSE&G | Accepted | 2023-02-28 | 2023-03-21 | 2024-09-21 | Solar Panels | Canadian Solar | CS3N-415MS |  | 0.415 | 20 | 148 | 40 |  | Fixed | Roof
NJADRE1552631772 | Administratively Determined Incentive Program | West New York | 7093 | 8 | 14.62 | Commercial | Behind the Meter | No | Small Net-Metered Non-Residential located on Rooftop, Carport, Canopy and Floating Solar | Green Hybrid Energy Solutions | None | PSE&G | Accepted | 2023-02-28 | 2023-03-20 | 2024-09-20 | Inverters | Solar Edge | SE11400H-US | 11400 |  | 1 |  |  | 0.99 |  | Indoor | garage
NJADRE1552631772 | Administratively Determined Incentive Program | West New York | 7093 | 8 | 14.62 | Commercial | Behind the Meter | No | Small Net-Metered Non-Residential located on Rooftop, Carport, Canopy and Floating Solar | Green Hybrid Energy Solutions | None | PSE&G | Accepted | 2023-02-28 | 2023-03-20 | 2024-09-20 | Solar Panels | Hanwha | Q.Peak Duo L-G8.2 |  | 0.43 | 21 | 215 | 24 |  | Fixed | Roof
NJADRE1552631772 | Administratively Determined Incentive Program | West New York | 7093 | 8 | 14.62 | Commercial | Behind the Meter | No | Small Net-Metered Non-Residential located on Rooftop, Carport, Canopy and Floating Solar | Green Hybrid Energy Solutions | None | PSE&G | Accepted | 2023-02-28 | 2023-03-20 | 2024-09-20 | Solar Panels | Hanwha | Q.Peak Duo L-G8.2 |  | 0.43 | 13 | 215 | 5 |  | Fixed | Roof
NJADRE1552633905 | Administratively Determined Incentive Program | Mine Hill | 7803 | 3 | 18 | Residential | Behind the Meter | No | Net Metered Residential | Powur, PBC | None | JCP&L | Accepted | 2023-02-28 | 2023-03-17 | 2024-09-17 | Solar Panels | Hanwha | Q peak duo BLK ML - G10+400 |  | 0.4 | 24 | 116 | 28 |  | Fixed | Roof
NJADRE1552633905 | Administratively Determined Incentive Program | Mine Hill | 7803 | 3 | 18 | Residential | Behind the Meter | No | Net Metered Residential | Powur, PBC | None | JCP&L | Accepted | 2023-02-28 | 2023-03-17 | 2024-09-17 | Solar Panels | Hanwha | q peak duo BLK ML - G10+ 400 |  | 0.4 | 21 | 296 | 28 |  | Fixed | Roof
NJADRE1552633905 | Administratively Determined Incentive Program | Mine Hill | 7803 | 3 | 18 | Residential | Behind the Meter | No | Net Metered Residential | Powur, PBC | None | JCP&L | Accepted | 2023-02-28 | 2023-03-17 | 2024-09-17 | Inverters | Enphase | IQ7PLUS-72-2-US | 290 |  | 45 |  |  | 0.99 |  | Outside
NJADRE1552633905 | Administratively Determined Incentive Program | Mine Hill | 7803 | 3 | 18 | Residential | Behind the Meter | No | Net Metered Residential | Powur, PBC | None | JCP&L | Accepted | 2023-02-28 | 2023-03-17 | 2024-09-17 | Meters | Enphase Integrated Production Meter Single-Phase (L-L) | 800-00655-r09 |  |  | 1 |  |  |  | Yes | Outdoor
NJADRE1552633905 | Administratively Determined Incentive Program | Mine Hill | 7803 | 3 | 18 | Residential | Behind the Meter | No | Net Metered Residential | Powur, PBC | None | JCP&L | Accepted | 2023-02-28 | 2023-03-17 | 2024-09-17 | Meters | "Enphase Integrated Production Meter Single-Phase (L-L) | X-IQ-AM1-240-3-ES |  |  | 1 |  |  |  | Yes | Outdoor
NJADRE1552644809 | Administratively Determined Incentive Program | Mount Holly | 8060 | 13 | 3.24 | Residential | Behind the Meter | No | Net Metered Residential | Vision Solar LLC | None | PSE&G | Accepted | 2023-03-01 | 2023-03-22 | 2024-09-22 | Inverters | SolarEdge | SE3800H-USRGM | 3800 |  | 1 |  |  | 0.97 |  | Outdoor | SIDE OF HOUSE
NJADRE1552644809 | Administratively Determined Incentive Program | Mount Holly | 8060 | 13 | 3.24 | Residential | Behind the Meter | No | Net Metered Residential | Vision Solar LLC | None | PSE&G | Accepted | 2023-03-01 | 2023-03-22 | 2024-09-22 | Solar Panels | ZNSHINE SOLAR | ZXM6-NH120-360/M |  | 0.36 | 3 | 261 | 21 |  | Fixed | Roof
NJADRE1552644809 | Administratively Determined Incentive Program | Mount Holly | 8060 | 13 | 3.24 | Residential | Behind the Meter | No | Net Metered Residential | Vision Solar LLC | None | PSE&G | Accepted | 2023-03-01 | 2023-03-22 | 2024-09-22 | Solar Panels | ZNSHINE SOLAR | ZXM6-NH120-360/M |  | 0.36 | 6 | 171 | 21 |  | Fixed | Roof
NJADRE1552652178 | Administratively Determined Incentive Program | North Bergen | 7047 | 8 | 4.98 | Residential | Behind the Meter | Yes | Net Metered Residential | POSIGEN NJ LLC | None | PSE&G | Accepted | 2023-03-01 | 2023-03-19 | 2024-09-19 | Solar Panels | Canadian Solar | CS3N-415MS |  | 0.415 | 12 | 35 | 2 |  | Fixed | Roof
NJADRE1552652178 | Administratively Determined Incentive Program | North Bergen | 7047 | 8 | 4.98 | Residential | Behind the Meter | Yes | Net Metered Residential | POSIGEN NJ LLC | None | PSE&G | Accepted | 2023-03-01 | 2023-03-19 | 2024-09-19 | Inverters | SolarEdge | SE3800H-US | 3800 |  | 1 |  |  | 0.99 |  | Outside | within ten feet of meter
NJADRE1552665231 | Administratively Determined Incentive Program | Vineland | 8361 | 20 | 6.78 | Residential | Behind the Meter | Yes | Net Metered Residential | Vision Solar LLC | None | Vineland Muni Electric | Registration On Hold-PTO Prior to Acceptance | 2023-03-02 | 2023-03-22 | 2024-03-22 | Inverters | ENPHASE | IQ7-60-2-US | 240 |  | 20 |  |  | 0.976 |  | Outdoor | UNDER PANELS
NJADRE1552665231 | Administratively Determined Incentive Program | Vineland | 8361 | 20 | 6.78 | Residential | Behind the Meter | Yes | Net Metered Residential | Vision Solar LLC | None | Vineland Muni Electric | Registration On Hold-PTO Prior to Acceptance | 2023-03-02 | 2023-03-22 | 2024-03-22 | Solar Panels | HANWHA SOLAR | Q.PEAK DUO BLK-G6+ 335 |  | 0.335 | 3 | 273 | 19 |  | Fixed | Roof
NJADRE1552665231 | Administratively Determined Incentive Program | Vineland | 8361 | 20 | 6.78 | Residential | Behind the Meter | Yes | Net Metered Residential | Vision Solar LLC | None | Vineland Muni Electric | Registration On Hold-PTO Prior to Acceptance | 2023-03-02 | 2023-03-22 | 2024-03-22 | Solar Panels | HANWHA SOLAR | Q.PEAK DUO BLK-G6+ 335 |  | 0.335 | 4 | 93 | 19 |  | Fixed | Roof
NJADRE1552665231 | Administratively Determined Incentive Program | Vineland | 8361 | 20 | 6.78 | Residential | Behind the Meter | Yes | Net Metered Residential | Vision Solar LLC | None | Vineland Muni Electric | Registration On Hold-PTO Prior to Acceptance | 2023-03-02 | 2023-03-22 | 2024-03-22 | Solar Panels | HANWHA SOLAR | Q.PEAK DUO BLK-G6+ 335 |  | 0.335 | 9 | 183 | 19 |  | Fixed | Roof
NJADRE1552665231 | Administratively Determined Incentive Program | Vineland | 8361 | 20 | 6.78 | Residential | Behind the Meter | Yes | Net Metered Residential | Vision Solar LLC | None | Vineland Muni Electric | Registration On Hold-PTO Prior to Acceptance | 2023-03-02 | 2023-03-22 | 2024-03-22 | Solar Panels | Hanwha | Q.PEAK DUO BLK G6+ 335 |  | 0.355 | 4 | 273 | 19 |  | Fixed | Roof
NJADRE1552665231 | Administratively Determined Incentive Program | Vineland | 8361 | 20 | 6.78 | Residential | Behind the Meter | Yes | Net Metered Residential | Vision Solar LLC | None | Vineland Muni Electric | Registration On Hold-PTO Prior to Acceptance | 2023-03-02 | 2023-03-22 | 2024-03-22 | Meters | Enphase | X-IQ-AM1-240-3 |  |  | 1 |  |  |  | Yes | Outdoor
NJADRE1552702907 | Administratively Determined Incentive Program | Egg Harbor City | 8215 | 19 | 20.44 | Residential | Behind the Meter | Yes | Net Metered Residential | Pro Custom Solar dba Momentum Solar | None | AC Electric | Accepted | 2023-03-06 | 2023-03-25 | 2024-09-25 | Inverters | enphase | IQ8PLUS-72-2-US | 290 |  | 56 |  |  | 0.97 |  | Outdoor
NJADRE1552702907 | Administratively Determined Incentive Program | Egg Harbor City | 8215 | 19 | 20.44 | Residential | Behind the Meter | Yes | Net Metered Residential | Pro Custom Solar dba Momentum Solar | None | AC Electric | Accepted | 2023-03-06 | 2023-03-25 | 2024-09-25 | Solar Panels | hanwha | Q.PEAK DUO BLK-G10+365 |  | 0.365 | 40 | 233 | 13 |  | Fixed | Roof
NJADRE1552702907 | Administratively Determined Incentive Program | Egg Harbor City | 8215 | 19 | 20.44 | Residential | Behind the Meter | Yes | Net Metered Residential | Pro Custom Solar dba Momentum Solar | None | AC Electric | Accepted | 2023-03-06 | 2023-03-25 | 2024-09-25 | Solar Panels | hanwha | Q.PEAK DUO BLK-G10+365 |  | 0.365 | 10 | 323 | 12 |  | Fixed | Roof
NJADRE1552702907 | Administratively Determined Incentive Program | Egg Harbor City | 8215 | 19 | 20.44 | Residential | Behind the Meter | Yes | Net Metered Residential | Pro Custom Solar dba Momentum Solar | None | AC Electric | Accepted | 2023-03-06 | 2023-03-25 | 2024-09-25 | Solar Panels | hanwha | Q.PEAK DUO BLK-G10+365 |  | 0.365 | 6 | 53 | 33 |  | Fixed | Roof
NJADRE1552717429 | Administratively Determined Incentive Program | Buena Vista Township | 8346 | 19 | 3.51 | Residential | Behind the Meter | Yes | Net Metered Residential | Sunrun Installation Services, Inc. | None | AC Electric | Accepted | 2023-03-07 | 2023-04-03 | 2024-04-03 | Inverters | SolarEdge Technologies | SE3800H-USMN | 3800 |  | 1 |  |  | 0.96 |  | Outdoor | Next To Meter
NJADRE1552717429 | Administratively Determined Incentive Program | Buena Vista Township | 8346 | 19 | 3.51 | Residential | Behind the Meter | Yes | Net Metered Residential | Sunrun Installation Services, Inc. | None | AC Electric | Accepted | 2023-03-07 | 2023-04-03 | 2024-04-03 | Solar Panels | Trina Solar | TSM-390DE09C.07 |  | 0.39 | 9 | 42 | 24 |  | Fixed | Roof
NJADRE1552720902 | Administratively Determined Incentive Program | Clifton | 7013 | 6 | 13.65 | Residential | Behind the Meter | Yes | Net Metered Residential | Sunrun Installation Services, Inc. | None | PSE&G | Accepted | 2023-03-08 | 2023-04-03 | 2024-04-03 | Inverters | SolarEdge Technologies | SE10000H-USSN | 10000 |  | 1 |  |  | 0.96 |  | Outdoor | Next To Meter
NJADRE1552720902 | Administratively Determined Incentive Program | Clifton | 7013 | 6 | 13.65 | Residential | Behind the Meter | Yes | Net Metered Residential | Sunrun Installation Services, Inc. | None | PSE&G | Accepted | 2023-03-08 | 2023-04-03 | 2024-04-03 | Solar Panels | Trina Solar | TSM-390DE09C.07 |  | 0.39 | 6 | 70 | 15 |  | Fixed | Roof
NJADRE1552720902 | Administratively Determined Incentive Program | Clifton | 7013 | 6 | 13.65 | Residential | Behind the Meter | Yes | Net Metered Residential | Sunrun Installation Services, Inc. | None | PSE&G | Accepted | 2023-03-08 | 2023-04-03 | 2024-04-03 | Solar Panels | Trina Solar | TSM-390DE09C.07 |  | 0.39 | 29 | 250 | 23 |  | Fixed | Roof
NJADRE1552722725 | Administratively Determined Incentive Program | Stratford | 8084 | 14 | 6.64 | Residential | Behind the Meter | Yes | Net Metered Residential | Posigen NJ LLC | None | AC Electric | Registration On Hold-PTO Prior to Acceptance | 2023-03-08 | 2023-03-29 | 2024-03-29 | Inverters | SolarEdge | SE6000H-US | 6000 |  | 1 |  |  | 0.99 |  | Outside | within ten feet of meter
NJADRE1552722725 | Administratively Determined Incentive Program | Stratford | 8084 | 14 | 6.64 | Residential | Behind the Meter | Yes | Net Metered Residential | Posigen NJ LLC | None | AC Electric | Registration On Hold-PTO Prior to Acceptance | 2023-03-08 | 2023-03-29 | 2024-03-29 | Solar Panels | Canadian Solar | CS3N-415MS |  | 0.415 | 16 | 135 | 23 |  | Fixed | Roof
NJADRE1552724967 | Administratively Determined Incentive Program | Collingswood BORO | 8107 | 14 | 9.2 | Residential | Behind the Meter | No | Net Metered Residential | Suntuity Solar LLC | None | PSE&G | Accepted | 2023-03-09 | 2023-03-31 | 2024-03-31 | Inverters | ENPHASE | IQ8PLUS-72-2-US | 290 |  | 23 |  |  | 0.97 |  | Outdoor | Behind the PV modules
NJADRE1552724967 | Administratively Determined Incentive Program | Collingswood BORO | 8107 | 14 | 9.2 | Residential | Behind the Meter | No | Net Metered Residential | Suntuity Solar LLC | None | PSE&G | Accepted | 2023-03-09 | 2023-03-31 | 2024-03-31 | Solar Panels | HYPERION | HY-DH108P8 400WP |  | 0.4 | 3 | 158 | 34 |  | Fixed | Roof
NJADRE1552724967 | Administratively Determined Incentive Program | Collingswood BORO | 8107 | 14 | 9.2 | Residential | Behind the Meter | No | Net Metered Residential | Suntuity Solar LLC | None | PSE&G | Accepted | 2023-03-09 | 2023-03-31 | 2024-03-31 | Solar Panels | HYPERION | HY-DH108P8 400WP |  | 0.4 | 9 | 248 | 34 |  | Fixed | Roof
NJADRE1552724967 | Administratively Determined Incentive Program | Collingswood BORO | 8107 | 14 | 9.2 | Residential | Behind the Meter | No | Net Metered Residential | Suntuity Solar LLC | None | PSE&G | Accepted | 2023-03-09 | 2023-03-31 | 2024-03-31 | Solar Panels | HYPERION | HY-DH108P8 400WP |  | 0.4 | 3 | 338 | 34 |  | Fixed | Roof
NJADRE1552724967 | Administratively Determined Incentive Program | Collingswood BORO | 8107 | 14 | 9.2 | Residential | Behind the Meter | No | Net Metered Residential | Suntuity Solar LLC | None | PSE&G | Accepted | 2023-03-09 | 2023-03-31 | 2024-03-31 | Solar Panels | HYPERION | HY-DH108P8 400WP |  | 0.4 | 8 | 68 | 34 |  | Fixed | Roof
NJADRE1552725021 | Administratively Determined Incentive Program | Lavallette | 8735 | 18 | 3.3 | Residential | Behind the Meter | Yes | Net Metered Residential | Vision Solar LLC | None | JCP&L | Accepted | 2023-03-09 | 2023-03-31 | 2024-10-01 | Inverters | SolarEdge | SE7600H-USRGM | 7600 |  | 1 |  |  | 0.992 |  | Outdoor | SIDE OF HOUSE
NJADRE1552725021 | Administratively Determined Incentive Program | Lavallette | 8735 | 18 | 3.3 | Residential | Behind the Meter | Yes | Net Metered Residential | Vision Solar LLC | None | JCP&L | Accepted | 2023-03-09 | 2023-03-31 | 2024-10-01 | Solar Panels | TRINA SOLAR | TSM-330-DD06M.05(II) |  | 0.33 | 10 | 111 | 45 |  | Fixed | Roof
NJADRE1552725021 | Administratively Determined Incentive Program | Lavallette | 8735 | 18 | 3.3 | Residential | Behind the Meter | Yes | Net Metered Residential | Vision Solar LLC | None | JCP&L | Accepted | 2023-03-09 | 2023-03-31 | 2024-10-01 | Meters | SolarEdge | SE-RGMTR-1D-240C-A |  |  | 1 |  |  |  | Yes | Outdoor
NJADRE1552725028 | Administratively Determined Incentive Program | Gloucester City | 8030 | 14 | 10.27 | Residential | Behind the Meter | Yes | Net Metered Residential | SunnyMac LLC | None | PSE&G | Accepted | 2023-03-09 | 2023-04-03 | 2024-04-03 | Solar Panels | CANADIAN SOLAR | CS3U-395MS |  | 0.395 | 6 | 6 | 23 |  | Fixed | Roof
NJADRE1552725028 | Administratively Determined Incentive Program | Gloucester City | 8030 | 14 | 10.27 | Residential | Behind the Meter | Yes | Net Metered Residential | SunnyMac LLC | None | PSE&G | Accepted | 2023-03-09 | 2023-04-03 | 2024-04-03 | Solar Panels | CANADIAN SOLAR | CS3U-395MS |  | 0.395 | 4 | 186 | 9 |  | Fixed | Roof
NJADRE1552725028 | Administratively Determined Incentive Program | Gloucester City | 8030 | 14 | 10.27 | Residential | Behind the Meter | Yes | Net Metered Residential | SunnyMac LLC | None | PSE&G | Accepted | 2023-03-09 | 2023-04-03 | 2024-04-03 | Solar Panels | CANADIAN SOLAR | CS3U-395MS |  | 0.395 | 7 | 186 | 14 |  | Fixed | Roof
NJADRE1552725028 | Administratively Determined Incentive Program | Gloucester City | 8030 | 14 | 10.27 | Residential | Behind the Meter | Yes | Net Metered Residential | SunnyMac LLC | None | PSE&G | Accepted | 2023-03-09 | 2023-04-03 | 2024-04-03 | Solar Panels | CANADIAN SOLAR | CS3U-395MS |  | 0.395 | 6 | 6 | 6 |  | Fixed | Roof
NJADRE1552725028 | Administratively Determined Incentive Program | Gloucester City | 8030 | 14 | 10.27 | Residential | Behind the Meter | Yes | Net Metered Residential | SunnyMac LLC | None | PSE&G | Accepted | 2023-03-09 | 2023-04-03 | 2024-04-03 | Solar Panels | CANADIAN SOLAR | CS3U-395MS |  | 0.395 | 3 | 186 | 30 |  | Fixed | Roof
NJADRE1552725028 | Administratively Determined Incentive Program | Gloucester City | 8030 | 14 | 10.27 | Residential | Behind the Meter | Yes | Net Metered Residential | SunnyMac LLC | None | PSE&G | Accepted | 2023-03-09 | 2023-04-03 | 2024-04-03 | Inverters | Solaredge | SE7600H-US | 7600 |  | 1 |  |  | 0.99 |  | Outdoor | NEXT TO METER
NJADRE1552725097 | Administratively Determined Incentive Program | Clifton | 7011 | 6 | 8.8 | Residential | Behind the Meter | Yes | Net Metered Residential | Trinity Solar | None | PSE&G | Accepted | 2023-03-09 | 2023-03-31 | 2024-03-31 | Inverters | Solar Edge | SE7600H-US | 7600 |  | 1 |  |  | 0.97 |  | Outside
NJADRE1552725097 | Administratively Determined Incentive Program | Clifton | 7011 | 6 | 8.8 | Residential | Behind the Meter | Yes | Net Metered Residential | Trinity Solar | None | PSE&G | Accepted | 2023-03-09 | 2023-03-31 | 2024-03-31 | Solar Panels | Hanwha | Q.PEAK DUO BLK ML-G10 |  | 0.4 | 15 | 167 | 37 |  | Fixed | Roof
NJADRE1552725097 | Administratively Determined Incentive Program | Clifton | 7011 | 6 | 8.8 | Residential | Behind the Meter | Yes | Net Metered Residential | Trinity Solar | None | PSE&G | Accepted | 2023-03-09 | 2023-03-31 | 2024-03-31 | Solar Panels | Hanwha | Q.PEAK DUO BLK ML-G10 |  | 0.4 | 4 | 347 | 14 |  | Fixed | Roof
NJADRE1552725097 | Administratively Determined Incentive Program | Clifton | 7011 | 6 | 8.8 | Residential | Behind the Meter | Yes | Net Metered Residential | Trinity Solar | None | PSE&G | Accepted | 2023-03-09 | 2023-03-31 | 2024-03-31 | Solar Panels | Hanwha | Q.PEAK DUO BLK ML-G10 |  | 0.4 | 3 | 167 | 18 |  | Fixed | Roof
NJADRE1552725127 | Administratively Determined Incentive Program | Mount Ephraim Boro | 8059 | 14 | 6.8 | Residential | Behind the Meter | Yes | Net Metered Residential | EMT Renewables | None | PSE&G | Accepted | 2023-03-09 | 2023-03-30 | 2024-09-30 | Inverters | ENPHASE | IQ8+ | 290 |  | 17 |  |  | 0.98 |  | Other | UNDER EACH PANEL
NJADRE1552725127 | Administratively Determined Incentive Program | Mount Ephraim Boro | 8059 | 14 | 6.8 | Residential | Behind the Meter | Yes | Net Metered Residential | EMT Renewables | None | PSE&G | Accepted | 2023-03-09 | 2023-03-30 | 2024-09-30 | Solar Panels | Q CELLS | Q PEAK DUO BLK 400 |  | 0.4 | 8 | 198 | 25 |  | Fixed | Roof
NJADRE1552725127 | Administratively Determined Incentive Program | Mount Ephraim Boro | 8059 | 14 | 6.8 | Residential | Behind the Meter | Yes | Net Metered Residential | EMT Renewables | None | PSE&G | Accepted | 2023-03-09 | 2023-03-30 | 2024-09-30 | Solar Panels | Q CELLS | Q PEAK DUO BLK 400 |  | 0.4 | 2 | 198 | 25 |  | Fixed | Roof
NJADRE1552725127 | Administratively Determined Incentive Program | Mount Ephraim Boro | 8059 | 14 | 6.8 | Residential | Behind the Meter | Yes | Net Metered Residential | EMT Renewables | None | PSE&G | Accepted | 2023-03-09 | 2023-03-30 | 2024-09-30 | Solar Panels | Q CELLS | Q PEAK DUO BLK 400 |  | 0.4 | 7 | 18 | 25 |  | Fixed | Roof
NJADRE1552725273 | Administratively Determined Incentive Program | Irvington | 7111 | 9 | 6.6 | Residential | Behind the Meter | Yes | Net Metered Residential | Vision Solar LLC | None | PSE&G | Accepted | 2023-03-09 | 2023-04-06 | 2024-04-06 | Inverters | SOLAR EDGE | SE5000H-USRGM | 5000 |  | 1 |  |  | 0.97 |  | Outdoor | Side of House
NJADRE1552725273 | Administratively Determined Incentive Program | Irvington | 7111 | 9 | 6.6 | Residential | Behind the Meter | Yes | Net Metered Residential | Vision Solar LLC | None | PSE&G | Accepted | 2023-03-09 | 2023-04-06 | 2024-04-06 | Solar Panels | TRINA SOLAR | TSM-330-DD06M.05(II) |  | 0.33 | 6 | 304 | 11 |  | Fixed | Roof
NJADRE1552725273 | Administratively Determined Incentive Program | Irvington | 7111 | 9 | 6.6 | Residential | Behind the Meter | Yes | Net Metered Residential | Vision Solar LLC | None | PSE&G | Accepted | 2023-03-09 | 2023-04-06 | 2024-04-06 | Solar Panels | TRINA SOLAR | TSM-330-DD06M.05(II) |  | 0.33 | 14 | 124 | 11 |  | Fixed | Roof
NJADRE1552725962 | Administratively Determined Incentive Program | Orange City | 7050 | 9 | 13.83 | Residential | Behind the Meter | Yes | Net Metered Residential | SunnyMac LLC | None | PSE&G | Accepted | 2023-03-09 | 2023-03-31 | 2024-10-01 | Solar Panels | JASOLAR | JAM54S31-395MR MODULES |  | 0.395 | 15 | 302 | 24 |  | Fixed | Roof
NJADRE1552725962 | Administratively Determined Incentive Program | Orange City | 7050 | 9 | 13.83 | Residential | Behind the Meter | Yes | Net Metered Residential | SunnyMac LLC | None | PSE&G | Accepted | 2023-03-09 | 2023-03-31 | 2024-10-01 | Solar Panels | JASOLAR | JAM54S31-395MR MODULES |  | 0.395 | 13 | 302 | 24 |  | Fixed | Roof
NJADRE1552725962 | Administratively Determined Incentive Program | Orange City | 7050 | 9 | 13.83 | Residential | Behind the Meter | Yes | Net Metered Residential | SunnyMac LLC | None | PSE&G | Accepted | 2023-03-09 | 2023-03-31 | 2024-10-01 | Solar Panels | JASOLAR | JAM54S31-395MR MODULES |  | 0.395 | 2 | 32 | 24 |  | Fixed | Roof
NJADRE1552725962 | Administratively Determined Incentive Program | Orange City | 7050 | 9 | 13.83 | Residential | Behind the Meter | Yes | Net Metered Residential | SunnyMac LLC | None | PSE&G | Accepted | 2023-03-09 | 2023-03-31 | 2024-10-01 | Solar Panels | JASOLAR | JAM54S31-395MR MODULES |  | 0.395 | 2 | 32 | 23 |  | Fixed | Roof
NJADRE1552725962 | Administratively Determined Incentive Program | Orange City | 7050 | 9 | 13.83 | Residential | Behind the Meter | Yes | Net Metered Residential | SunnyMac LLC | None | PSE&G | Accepted | 2023-03-09 | 2023-03-31 | 2024-10-01 | Solar Panels | JASOLAR | JAM54S31-395MR MODULES |  | 0.395 | 3 | 212 | 21 |  | Fixed | Roof
NJADRE1552725962 | Administratively Determined Incentive Program | Orange City | 7050 | 9 | 13.83 | Residential | Behind the Meter | Yes | Net Metered Residential | SunnyMac LLC | None | PSE&G | Accepted | 2023-03-09 | 2023-03-31 | 2024-10-01 | Inverters | Solaredge | SE10000H-US | 10000 |  | 1 |  |  | 0.99 |  | Outdoor | NEXT TO METER
NJADRE1552726492 | Administratively Determined Incentive Program | Pennsauken | 8109 | 14 | 6.32 | Residential | Behind the Meter | Yes | Net Metered Residential | Vision Solar LLC | None | PSE&G | Accepted | 2023-03-09 | 2023-03-31 | 2024-03-31 | Inverters | SolarEdge | SE5000H-USRGM | 5000 |  | 1 |  |  | 0.97 |  | Outdoor | SIDE OF HOUSE
NJADRE1552726492 | Administratively Determined Incentive Program | Pennsauken | 8109 | 14 | 6.32 | Residential | Behind the Meter | Yes | Net Metered Residential | Vision Solar LLC | None | PSE&G | Accepted | 2023-03-09 | 2023-03-31 | 2024-03-31 | Solar Panels | CANADIAN SOLAR | CS1Y- 395MS |  | 0.395 | 11 | 122 | 41 |  | Fixed | Roof
NJADRE1552726492 | Administratively Determined Incentive Program | Pennsauken | 8109 | 14 | 6.32 | Residential | Behind the Meter | Yes | Net Metered Residential | Vision Solar LLC | None | PSE&G | Accepted | 2023-03-09 | 2023-03-31 | 2024-03-31 | Solar Panels | CANADIAN SOLAR | CS1Y- 395MS |  | 0.395 | 2 | 212 | 23 |  | Fixed | Roof
NJADRE1552726492 | Administratively Determined Incentive Program | Pennsauken | 8109 | 14 | 6.32 | Residential | Behind the Meter | Yes | Net Metered Residential | Vision Solar LLC | None | PSE&G | Accepted | 2023-03-09 | 2023-03-31 | 2024-03-31 | Solar Panels | CANADIAN SOLAR | CS1Y- 395MS |  | 0.395 | 3 | 302 | 39 |  | Fixed | Roof
NJADRE1552727507 | Administratively Determined Incentive Program | Stratford | 8084 | 14 | 5.53 | Residential | Behind the Meter | Yes | Net Metered Residential | SunnyMac LLC | None | AC Electric | Accepted | 2023-03-09 | 2023-03-31 | 2024-03-31 | Solar Panels | CANADIAN SOLAR | CS3N-395-MS |  | 0.395 | 10 | 97 | 25 |  | Fixed | Roof
NJADRE1552727507 | Administratively Determined Incentive Program | Stratford | 8084 | 14 | 5.53 | Residential | Behind the Meter | Yes | Net Metered Residential | SunnyMac LLC | None | AC Electric | Accepted | 2023-03-09 | 2023-03-31 | 2024-03-31 | Solar Panels | CANADIAN SOLAR | CS3N-395-MS |  | 0.395 | 2 | 96 | 30 |  | Fixed | Roof
NJADRE1552727507 | Administratively Determined Incentive Program | Stratford | 8084 | 14 | 5.53 | Residential | Behind the Meter | Yes | Net Metered Residential | SunnyMac LLC | None | AC Electric | Accepted | 2023-03-09 | 2023-03-31 | 2024-03-31 | Solar Panels | CANADIAN SOLAR | CS3N-395-MS |  | 0.395 | 2 | 276 | 30 |  | Fixed | Roof
NJADRE1552727507 | Administratively Determined Incentive Program | Stratford | 8084 | 14 | 5.53 | Residential | Behind the Meter | Yes | Net Metered Residential | SunnyMac LLC | None | AC Electric | Accepted | 2023-03-09 | 2023-03-31 | 2024-03-31 | Inverters | Solaredge | SE5000H-US | 5000 |  | 1 |  |  | 0.99 |  | Outdoor | next to meter
NJADRE1552728676 | Administratively Determined Incentive Program | Medford | 8055 | 13 | 4.29 | Residential | Behind the Meter | Yes | Net Metered Residential | Vision Solar LLC | None | PSE&G | Accepted | 2023-03-09 | 2023-03-31 | 2024-03-31 | Inverters | SolarEdge | SE3800H-USRGM | 3800 |  | 1 |  |  | 0.97 |  | Outdoor | SIDE OF HOUSE
NJADRE1552728676 | Administratively Determined Incentive Program | Medford | 8055 | 13 | 4.29 | Residential | Behind the Meter | Yes | Net Metered Residential | Vision Solar LLC | None | PSE&G | Accepted | 2023-03-09 | 2023-03-31 | 2024-03-31 | Solar Panels | TRINA SOLAR | TSM-330-DD96M.05(II) |  | 0.33 | 8 | 102 | 30 |  | Fixed | Roof
NJADRE1552728676 | Administratively Determined Incentive Program | Medford | 8055 | 13 | 4.29 | Residential | Behind the Meter | Yes | Net Metered Residential | Vision Solar LLC | None | PSE&G | Accepted | 2023-03-09 | 2023-03-31 | 2024-03-31 | Solar Panels | TRINA SOLAR | TSM-330-DD96M.05(II) |  | 0.33 | 5 | 193 | 39 |  | Fixed | Roof
NJADRE1552728677 | Administratively Determined Incentive Program | RAHWAY CITY | 7065 | 10 | 6.63 | Residential | Behind the Meter | Yes | Net Metered Residential | Sunrun Installation Services, Inc. | None | PSE&G | Accepted | 2023-03-09 | 2023-03-31 | 2024-03-31 | Inverters | SolarEdge Technologies | SE6000H-USSN | 6000 |  | 1 |  |  | 0.99 |  | Outdoor | Next To Meter
NJADRE1552728677 | Administratively Determined Incentive Program | RAHWAY CITY | 7065 | 10 | 6.63 | Residential | Behind the Meter | Yes | Net Metered Residential | Sunrun Installation Services, Inc. | None | PSE&G | Accepted | 2023-03-09 | 2023-03-31 | 2024-03-31 | Solar Panels | Trina Solar | TSM-390DE09C.07 |  | 0.39 | 8 | 281 | 35 |  | Fixed | Roof
NJADRE1552728677 | Administratively Determined Incentive Program | RAHWAY CITY | 7065 | 10 | 6.63 | Residential | Behind the Meter | Yes | Net Metered Residential | Sunrun Installation Services, Inc. | None | PSE&G | Accepted | 2023-03-09 | 2023-03-31 | 2024-03-31 | Solar Panels | Trina Solar | TSM-390DE09C.07 |  | 0.39 | 9 | 101 | 35 |  | Fixed | Roof
NJADRE1552728799 | Administratively Determined Incentive Program | Morganville | 7751 | 17 | 13.48 | Residential | Behind the Meter | No | Net Metered Residential | Morgan Associates and Consulting | None | JCP&L | Accepted | 2023-03-10 | 2023-04-03 | 2024-04-03 | Inverters | Enphase | IQ760-2-US | 240 |  | 34 |  |  | 0.98 |  | Outdoor
NJADRE1552728799 | Administratively Determined Incentive Program | Morganville | 7751 | 17 | 13.48 | Residential | Behind the Meter | No | Net Metered Residential | Morgan Associates and Consulting | None | JCP&L | Accepted | 2023-03-10 | 2023-04-03 | 2024-04-03 | Solar Panels | LG | 335 N1C-A5 |  | 0.335 | 25 | 252 | 34 |  | Fixed | Roof
NJADRE1552728799 | Administratively Determined Incentive Program | Morganville | 7751 | 17 | 13.48 | Residential | Behind the Meter | No | Net Metered Residential | Morgan Associates and Consulting | None | JCP&L | Accepted | 2023-03-10 | 2023-04-03 | 2024-04-03 | Solar Panels | Qcells | 340 |  | 0.34 | 15 | 252 | 40 |  | Fixed | Roof
NJADRE1552729189 | Administratively Determined Incentive Program | Bergenfield | 7621 | 7 | 8.2 | Residential | Behind the Meter | Yes | Net Metered Residential | Posigen NJ LLC | None | PSE&G | Registration On Hold-PTO Prior to Acceptance | 2023-03-09 | 2023-03-31 | 2024-03-31 | Inverters | SolarEdge | SE7600H-US | 7600 |  | 1 |  |  | 0.99 |  | Outside | within ten feet of meter
NJADRE1552729189 | Administratively Determined Incentive Program | Bergenfield | 7621 | 7 | 8.2 | Residential | Behind the Meter | Yes | Net Metered Residential | Posigen NJ LLC | None | PSE&G | Registration On Hold-PTO Prior to Acceptance | 2023-03-09 | 2023-03-31 | 2024-03-31 | Solar Panels | Canadian Solar | CS3N-410MS |  | 0.41 | 20 | 180 | 34 |  | Fixed | Roof
NJADRE1552733998 | Administratively Determined Incentive Program | Ocean City | 8226 | 21 | 15.6 | Residential | Behind the Meter | Yes | Net Metered Residential | Suntuity Solar LLC | None | AC Electric | Accepted | 2023-03-10 | 2023-04-04 | 2024-04-04 | Inverters | (39)ENPHASE | IQ8PLUS-72-2-US | 290 |  | 39 |  |  | 0.97 |  | Outdoor | Behind the PV modules
NJADRE1552733998 | Administratively Determined Incentive Program | Ocean City | 8226 | 21 | 15.6 | Residential | Behind the Meter | Yes | Net Metered Residential | Suntuity Solar LLC | None | AC Electric | Accepted | 2023-03-10 | 2023-04-04 | 2024-04-04 | Solar Panels | (39)HANWHA | Q.PEAK DUO BLK ML-G10+ 400 |  | 0.4 | 20 | 125 | 21 |  | Fixed | Roof
NJADRE1552733998 | Administratively Determined Incentive Program | Ocean City | 8226 | 21 | 15.6 | Residential | Behind the Meter | Yes | Net Metered Residential | Suntuity Solar LLC | None | AC Electric | Accepted | 2023-03-10 | 2023-04-04 | 2024-04-04 | Solar Panels | (39)HANWHA | Q.PEAK DUO BLK ML-G10+ 400 |  | 0.4 | 19 | 306 | 21 |  | Fixed | Roof
NJADRE1552734022 | Administratively Determined Incentive Program | Williamstown | 8094 | 15 | 7.2 | Residential | Behind the Meter | Yes | Net Metered Residential | Suntuity Solar LLC | None | AC Electric | Accepted | 2023-03-10 | 2023-04-04 | 2024-04-04 | Inverters | (18)ENPHASE | IQ8PLUS-72-2-US | 290 |  | 18 |  |  | 0.97 |  | Outdoor | Behind the PV modules
NJADRE1552734022 | Administratively Determined Incentive Program | Williamstown | 8094 | 15 | 7.2 | Residential | Behind the Meter | Yes | Net Metered Residential | Suntuity Solar LLC | None | AC Electric | Accepted | 2023-03-10 | 2023-04-04 | 2024-04-04 | Solar Panels | (18)HANWHA | Q.PEAK DUO BLK ML-G10+ 400 |  | 0.4 | 18 | 272 | 30 |  | Fixed | Roof
NJADRE1552734044 | Administratively Determined Incentive Program | Sicklerville | 8081 | 14 | 7.6 | Residential | Behind the Meter | Yes | Net Metered Residential | Suntuity Solar LLC | None | AC Electric | Accepted | 2023-03-10 | 2023-04-04 | 2024-04-04 | Inverters | (19)ENPHASE | IQ8PLUS-72-2-US | 290 |  | 19 |  |  | 0.97 |  | Outdoor | Behind the PV modules
NJADRE1552734044 | Administratively Determined Incentive Program | Sicklerville | 8081 | 14 | 7.6 | Residential | Behind the Meter | Yes | Net Metered Residential | Suntuity Solar LLC | None | AC Electric | Accepted | 2023-03-10 | 2023-04-04 | 2024-04-04 | Solar Panels | (19)HANWHA | Q.PEAK DUO BLK ML-G10+ 400 |  | 0.4 | 19 | 212 | 31 |  | Fixed | Roof
NJADRE1552734134 | Administratively Determined Incentive Program | Newark | 7106 | 9 | 4.75 | Residential | Behind the Meter | Yes | Net Metered Residential | Pro Custom Solar dba Momentum Solar | None | PSE&G | Accepted | 2023-03-10 | 2023-04-03 | 2024-04-03 | Solar Panels | HANWHA | Q. PEAK DUO BLK-G10+365 |  | 0.365 | 13 | 115 | 18 |  | Fixed | Roof
NJADRE1552734134 | Administratively Determined Incentive Program | Newark | 7106 | 9 | 4.75 | Residential | Behind the Meter | Yes | Net Metered Residential | Pro Custom Solar dba Momentum Solar | None | PSE&G | Accepted | 2023-03-10 | 2023-04-03 | 2024-04-03 | Inverters | ENPHASE | IQ8PLUS-72-2-US | 290 |  | 13 |  |  | 0.97 |  | Outside
NJADRE1552734196 | Administratively Determined Incentive Program | Hillside | 7205 | 10 | 4.38 | Residential | Behind the Meter | Yes | Net Metered Residential | Pro Custom Solar dba Momentum Solar | None | PSE&G | Accepted | 2023-03-10 | 2023-04-04 | 2024-04-04 | Inverters | enphase | v | 290 |  | 12 |  |  | 0.97 |  | Outdoor
NJADRE1552734196 | Administratively Determined Incentive Program | Hillside | 7205 | 10 | 4.38 | Residential | Behind the Meter | Yes | Net Metered Residential | Pro Custom Solar dba Momentum Solar | None | PSE&G | Accepted | 2023-03-10 | 2023-04-04 | 2024-04-04 | Solar Panels | hanwha | Q.PEAK DUO BLK-G10+365 |  | 0.365 | 6 | 345 | 27 |  | Fixed | Roof
NJADRE1552734196 | Administratively Determined Incentive Program | Hillside | 7205 | 10 | 4.38 | Residential | Behind the Meter | Yes | Net Metered Residential | Pro Custom Solar dba Momentum Solar | None | PSE&G | Accepted | 2023-03-10 | 2023-04-04 | 2024-04-04 | Solar Panels | hanwha | Q.PEAK DUO BLK-G10+365 |  | 0.365 | 6 | 165 | 28 |  | Fixed | Roof
NJADRE1552734292 | Administratively Determined Incentive Program | High Bridge | 8829 | 4 | 15.6 | Residential | Behind the Meter | Yes | Net Metered Residential | Sunrun Installation Services, Inc. | None | JCP&L | Accepted | 2023-03-10 | 2023-04-03 | 2024-04-03 | Inverters | SolarEdge Technologies | SE3800H-USMN | 3800 |  | 1 |  |  | 0.96 |  | Outdoor | Next To Meter
NJADRE1552734292 | Administratively Determined Incentive Program | High Bridge | 8829 | 4 | 15.6 | Residential | Behind the Meter | Yes | Net Metered Residential | Sunrun Installation Services, Inc. | None | JCP&L | Accepted | 2023-03-10 | 2023-04-03 | 2024-04-03 | Inverters | SolarEdge Technologies | SE7600H-USSN | 7600 |  | 1 |  |  | 0.96 |  | Outdoor | Next To Meter
NJADRE1552734292 | Administratively Determined Incentive Program | High Bridge | 8829 | 4 | 15.6 | Residential | Behind the Meter | Yes | Net Metered Residential | Sunrun Installation Services, Inc. | None | JCP&L | Accepted | 2023-03-10 | 2023-04-03 | 2024-04-03 | Solar Panels | Trina Solar | TSM-390DE09C.07 |  | 0.39 | 11 | 342 | 30 |  | Fixed | Roof
NJADRE1552734292 | Administratively Determined Incentive Program | High Bridge | 8829 | 4 | 15.6 | Residential | Behind the Meter | Yes | Net Metered Residential | Sunrun Installation Services, Inc. | None | JCP&L | Accepted | 2023-03-10 | 2023-04-03 | 2024-04-03 | Solar Panels | Trina Solar | TSM-390DE09C.07 |  | 0.39 | 2 | 342 | 30 |  | Fixed | Roof
NJADRE1552734292 | Administratively Determined Incentive Program | High Bridge | 8829 | 4 | 15.6 | Residential | Behind the Meter | Yes | Net Metered Residential | Sunrun Installation Services, Inc. | None | JCP&L | Accepted | 2023-03-10 | 2023-04-03 | 2024-04-03 | Solar Panels | Trina Solar | TSM-390DE09C.07 |  | 0.39 | 27 | 162 | 30 |  | Fixed | Roof
NJADRE1552734298 | Administratively Determined Incentive Program | Clifton | 7011 | 6 | 4.38 | Residential | Behind the Meter | Yes | Net Metered Residential | Pro Custom Solar dba Momentum Solar | None | PSE&G | Accepted | 2023-03-10 | 2023-04-04 | 2024-04-04 | Solar Panels | HANWHA | Q. PEAK DUO BLK-G10+365 |  | 0.365 | 9 | 256 | 38 |  | Fixed | Roof
NJADRE1552734298 | Administratively Determined Incentive Program | Clifton | 7011 | 6 | 4.38 | Residential | Behind the Meter | Yes | Net Metered Residential | Pro Custom Solar dba Momentum Solar | None | PSE&G | Accepted | 2023-03-10 | 2023-04-04 | 2024-04-04 | Solar Panels | HANWHA | Q. PEAK DUO BLK-G10+365 |  | 0.365 | 3 | 166 | 24 |  | Fixed | Roof
NJADRE1552734298 | Administratively Determined Incentive Program | Clifton | 7011 | 6 | 4.38 | Residential | Behind the Meter | Yes | Net Metered Residential | Pro Custom Solar dba Momentum Solar | None | PSE&G | Accepted | 2023-03-10 | 2023-04-04 | 2024-04-04 | Inverters | ENPHASE | IQ8PLUS-72-2-US | 290 |  | 12 |  |  | 0.97 |  | Outside
NJADRE1552734948 | Administratively Determined Incentive Program | NEPTUNE | 7753 | 17 | 5.6 | Residential | Behind the Meter | Yes | Net Metered Residential | Freedom Forever New Jersey LLC | None | JCP&L | Accepted | 2023-03-10 | 2023-04-04 | 2024-04-04 | Inverters | Solar Edge | SE3800H-USRGM [SI1 | 3800 |  | 1 |  |  | 0.99 |  | Outdoor
NJADRE1552734948 | Administratively Determined Incentive Program | NEPTUNE | 7753 | 17 | 5.6 | Residential | Behind the Meter | Yes | Net Metered Residential | Freedom Forever New Jersey LLC | None | JCP&L | Accepted | 2023-03-10 | 2023-04-04 | 2024-04-04 | Solar Panels | Freedom Forever | FF-MP-BBB-400 |  | 0.4 | 14 | 154 | 23 |  | Fixed | Roof
NJADRE1552734980 | Administratively Determined Incentive Program | Whiting | 8759 | 18 | 8.58 | Residential | Behind the Meter | Yes | Net Metered Residential | Sunrun Installation Services, Inc. | None | JCP&L | Accepted | 2023-03-10 | 2023-04-04 | 2024-04-04 | Inverters | SolarEdge Technologies | SE6000H-USSN | 6000 |  | 1 |  |  | 0.96 |  | Outdoor | Next To Meter
NJADRE1552734980 | Administratively Determined Incentive Program | Whiting | 8759 | 18 | 8.58 | Residential | Behind the Meter | Yes | Net Metered Residential | Sunrun Installation Services, Inc. | None | JCP&L | Accepted | 2023-03-10 | 2023-04-04 | 2024-04-04 | Solar Panels | Trina Solar | TSM-390DE09C.07 |  | 0.39 | 22 | 50 | 18 |  | Fixed | Roof
NJADRE1552734980 | Administratively Determined Incentive Program | Whiting | 8759 | 18 | 8.58 | Residential | Behind the Meter | Yes | Net Metered Residential | Sunrun Installation Services, Inc. | None | JCP&L | Accepted | 2023-03-10 | 2023-04-04 | 2024-04-04 | Electric Storage Battery | LG Chem | RESU 10H Prime |  |  | 1 |  |  |  | Lithium Ion |  | outside
NJADRE1552735010 | Administratively Determined Incentive Program | WILLINGBORO | 8046 | 13 | 8.3 | Residential | Behind the Meter | Yes | Net Metered Residential | Posigen NJ LLC | None | PSE&G | Accepted | 2023-03-10 | 2023-04-04 | 2024-04-04 | Inverters | SolarEdge | SE7600H-US | 7600 |  | 1 |  |  | 0.99 |  | Outside | within ten feet of meter
NJADRE1552735010 | Administratively Determined Incentive Program | WILLINGBORO | 8046 | 13 | 8.3 | Residential | Behind the Meter | Yes | Net Metered Residential | Posigen NJ LLC | None | PSE&G | Accepted | 2023-03-10 | 2023-04-04 | 2024-04-04 | Solar Panels | Canadian Solar | CS3N-415MS |  | 0.415 | 20 | 219 | 23 |  | Fixed | Roof
NJADRE1552735069 | Administratively Determined Incentive Program | Mckee | 8232 | 19 | 7.03 | Residential | Behind the Meter | No | Net Metered Residential | Fusion Solar Energy | None | AC Electric | Accepted | 2023-03-10 | 2023-04-05 | 2024-04-05 | Inverters | HOYMILES | HM-1500NT | 1500 |  | 19 |  |  | 0.99 |  | Outdoor
NJADRE1552735069 | Administratively Determined Incentive Program | Mckee | 8232 | 19 | 7.03 | Residential | Behind the Meter | No | Net Metered Residential | Fusion Solar Energy | None | AC Electric | Accepted | 2023-03-10 | 2023-04-05 | 2024-04-05 | Solar Panels | VSUN | VSUN370-120BMH |  | 0.37 | 19 | AZIMUTH | 20 |  | Fixed | Roof
NJADRE1552735072 | Administratively Determined Incentive Program | Maplewood | 7040 | 9 | 3.51 | Residential | Behind the Meter | Yes | Net Metered Residential | Sunrun Installation Services, Inc. | None | PSE&G | Accepted | 2023-03-10 | 2023-04-04 | 2024-04-04 | Inverters | SolarEdge Technologies | SE3800H-USMN | 3800 |  | 1 |  |  | 0.96 |  | Outdoor | Next To Meter
NJADRE1552735072 | Administratively Determined Incentive Program | Maplewood | 7040 | 9 | 3.51 | Residential | Behind the Meter | Yes | Net Metered Residential | Sunrun Installation Services, Inc. | None | PSE&G | Accepted | 2023-03-10 | 2023-04-04 | 2024-04-04 | Solar Panels | Trina Solar | TSM-390DE09C.07 |  | 0.39 | 2 | 278 | 34 |  | Fixed | Roof
NJADRE1552735072 | Administratively Determined Incentive Program | Maplewood | 7040 | 9 | 3.51 | Residential | Behind the Meter | Yes | Net Metered Residential | Sunrun Installation Services, Inc. | None | PSE&G | Accepted | 2023-03-10 | 2023-04-04 | 2024-04-04 | Solar Panels | Trina Solar | TSM-390DE09C.07 |  | 0.39 | 3 | 98 | 33 |  | Fixed | Roof
NJADRE1552735072 | Administratively Determined Incentive Program | Maplewood | 7040 | 9 | 3.51 | Residential | Behind the Meter | Yes | Net Metered Residential | Sunrun Installation Services, Inc. | None | PSE&G | Accepted | 2023-03-10 | 2023-04-04 | 2024-04-04 | Solar Panels | Trina Solar | TSM-390DE09C.07 |  | 0.39 | 4 | 188 | 29 |  | Fixed | Roof
NJADRE1552735102 | Administratively Determined Incentive Program | East Orange | 7017 | 9 | 10.53 | Residential | Behind the Meter | Yes | Net Metered Residential | Sunrun Installation Services, Inc. | None | PSE&G | Accepted | 2023-03-10 | 2023-04-03 | 2024-04-03 | Inverters | Delta Electronics | E8-TL-US | 7680 |  | 1 |  |  | 0.96 |  | Outdoor | Next To Meter
NJADRE1552735102 | Administratively Determined Incentive Program | East Orange | 7017 | 9 | 10.53 | Residential | Behind the Meter | Yes | Net Metered Residential | Sunrun Installation Services, Inc. | None | PSE&G | Accepted | 2023-03-10 | 2023-04-03 | 2024-04-03 | Solar Panels | Trina Solar | TSM-390DE09C.07 |  | 0.39 | 9 | 294 | 20 |  | Fixed | Roof
NJADRE1552735102 | Administratively Determined Incentive Program | East Orange | 7017 | 9 | 10.53 | Residential | Behind the Meter | Yes | Net Metered Residential | Sunrun Installation Services, Inc. | None | PSE&G | Accepted | 2023-03-10 | 2023-04-03 | 2024-04-03 | Solar Panels | Trina Solar | TSM-390DE09C.07 |  | 0.39 | 18 | 113 | 21 |  | Fixed | Roof
NJADRE1552736540 | Administratively Determined Incentive Program | Southampton | 8088 | 13 | 2.8 | Non Profit | Behind the Meter | No | Small Net-Metered Non-Residential located on Rooftop, Carport, Canopy and Floating Solar | Ad Energy LLC | None | PSE&G | Accepted | 2023-03-10 | 2023-04-13 | 2024-04-13 | Inverters | SunPower | IQ7HS | 384 |  | 7 |  |  | 0.97 |  | Outdoor | At each panel
NJADRE1552736540 | Administratively Determined Incentive Program | Southampton | 8088 | 13 | 2.8 | Non Profit | Behind the Meter | No | Small Net-Metered Non-Residential located on Rooftop, Carport, Canopy and Floating Solar | Ad Energy LLC | None | PSE&G | Accepted | 2023-03-10 | 2023-04-13 | 2024-04-13 | Solar Panels | SunPower | SPR-U-400-BLK-W-DC |  | 0.4 | 7 | 176 | 20 |  | Fixed | Roof
NJADRE1552736959 | Administratively Determined Incentive Program | TRENTON CITY | 8610 | 12 | 4.68 | Residential | Behind the Meter | Yes | Net Metered Residential | Sunrun Installation Services, Inc. | None | PSE&G | Accepted | 2023-03-10 | 2023-04-04 | 2024-04-04 | Inverters | SolarEdge Technologies | SE3800H-USMN | 3800 |  | 1 |  |  | 0.99 |  | Outdoor | Next To Meter
NJADRE1552736959 | Administratively Determined Incentive Program | TRENTON CITY | 8610 | 12 | 4.68 | Residential | Behind the Meter | Yes | Net Metered Residential | Sunrun Installation Services, Inc. | None | PSE&G | Accepted | 2023-03-10 | 2023-04-04 | 2024-04-04 | Solar Panels | Trina Solar | TSM-390DE09C.07 |  | 0.39 | 5 | 29 | 28 |  | Fixed | Roof | 29
NJADRE1552736959 | Administratively Determined Incentive Program | TRENTON CITY | 8610 | 12 | 4.68 | Residential | Behind the Meter | Yes | Net Metered Residential | Sunrun Installation Services, Inc. | None | PSE&G | Accepted | 2023-03-10 | 2023-04-04 | 2024-04-04 | Solar Panels | Trina Solar | TSM-390DE09C.07 |  | 0.39 | 7 | 209 | 28 |  | Fixed | Roof
NJADRE1552739189 | Administratively Determined Incentive Program | Wayne Twp | 7470 | 6 | 8.19 | Residential | Behind the Meter | Yes | Net Metered Residential | Sunrun Installation Services, Inc. | None | PSE&G | Accepted | 2023-03-11 | 2023-04-04 | 2024-04-04 | Inverters | SolarEdge Technologies | SE6000H-USSN | 6000 |  | 1 |  |  | 0.96 |  | Outdoor | Next To Meter
NJADRE1552739189 | Administratively Determined Incentive Program | Wayne Twp | 7470 | 6 | 8.19 | Residential | Behind the Meter | Yes | Net Metered Residential | Sunrun Installation Services, Inc. | None | PSE&G | Accepted | 2023-03-11 | 2023-04-04 | 2024-04-04 | Solar Panels | Trina Solar | TSM-390DE09C.07 |  | 0.39 | 8 | 269 | 40 |  | Fixed | Roof
NJADRE1552739189 | Administratively Determined Incentive Program | Wayne Twp | 7470 | 6 | 8.19 | Residential | Behind the Meter | Yes | Net Metered Residential | Sunrun Installation Services, Inc. | None | PSE&G | Accepted | 2023-03-11 | 2023-04-04 | 2024-04-04 | Solar Panels | Trina Solar | TSM-390DE09C.07 |  | 0.39 | 13 | 89 | 40 |  | Fixed | Roof
NJADRE1552739220 | Administratively Determined Incentive Program | Matawan | 7747 | 17 | 5.85 | Residential | Behind the Meter | Yes | Net Metered Residential | Sunrun Installation Services, Inc. | None | JCP&L | Accepted | 2023-03-11 | 2023-04-05 | 2024-04-05 | Inverters | SolarEdge Technologies | SE7600H-USSN | 7600 |  | 1 |  |  | 0.96 |  | Outdoor | Next To Meter
NJADRE1552739220 | Administratively Determined Incentive Program | Matawan | 7747 | 17 | 5.85 | Residential | Behind the Meter | Yes | Net Metered Residential | Sunrun Installation Services, Inc. | None | JCP&L | Accepted | 2023-03-11 | 2023-04-05 | 2024-04-05 | Solar Panels | Trina Solar | TSM-390DE09C.07 |  | 0.39 | 15 | 119 | 26 |  | Fixed | Roof
NJADRE1552739227 | Administratively Determined Incentive Program | Monroe | 8831 | 11 | 10.95 | Residential | Behind the Meter | No | Net Metered Residential | US Clean Energy Construction Inc. | None | JCP&L | Accepted | 2023-03-11 | 2023-04-04 | 2024-04-04 | Meters | Vision Metering Inc. | Cat.VM-2E2A1P |  |  | 1 |  |  |  | Yes | Outdoor
NJADRE1552739227 | Administratively Determined Incentive Program | Monroe | 8831 | 11 | 10.95 | Residential | Behind the Meter | No | Net Metered Residential | US Clean Energy Construction Inc. | None | JCP&L | Accepted | 2023-03-11 | 2023-04-04 | 2024-04-04 | Inverters | SMA America Inc. | SB-7.7-US | 7700 |  | 1 |  |  | 0.98 |  | Outside
NJADRE1552739227 | Administratively Determined Incentive Program | Monroe | 8831 | 11 | 10.95 | Residential | Behind the Meter | No | Net Metered Residential | US Clean Energy Construction Inc. | None | JCP&L | Accepted | 2023-03-11 | 2023-04-04 | 2024-04-04 | Solar Panels | Trina Solar Inc. | Trina365w |  | 0.365 | 20 | 120 | 20 |  | Fixed | Roof
NJADRE1552739227 | Administratively Determined Incentive Program | Monroe | 8831 | 11 | 10.95 | Residential | Behind the Meter | No | Net Metered Residential | US Clean Energy Construction Inc. | None | JCP&L | Accepted | 2023-03-11 | 2023-04-04 | 2024-04-04 | Solar Panels | Trina Solar Inc. | Trina365w |  | 0.365 | 10 | 300 | 20 |  | Fixed | Roof
NJADRE1552739228 | Administratively Determined Incentive Program | East Orange | 7017 | 9 | 4.95 | Residential | Behind the Meter | No | Net Metered Residential | New Jersey Suntech | None | PSE&G | Accepted | 2023-03-11 | 2023-04-04 | 2024-04-04 | Inverters | Enphase | IQ7A-72-2 | 4350 |  | 15 |  |  | 0.98 |  | Outside
NJADRE1552739228 | Administratively Determined Incentive Program | East Orange | 7017 | 9 | 4.95 | Residential | Behind the Meter | No | Net Metered Residential | New Jersey Suntech | None | PSE&G | Accepted | 2023-03-11 | 2023-04-04 | 2024-04-04 | Solar Panels | REC Solar | REC330NP |  | 0.33 | 1 | 14 | 45 |  | Fixed | Roof
NJADRE1552739228 | Administratively Determined Incentive Program | East Orange | 7017 | 9 | 4.95 | Residential | Behind the Meter | No | Net Metered Residential | New Jersey Suntech | None | PSE&G | Accepted | 2023-03-11 | 2023-04-04 | 2024-04-04 | Solar Panels | REC Solar | REC330NP |  | 0.33 | 9 | 195 | 45 |  | Fixed | Roof
NJADRE1552739228 | Administratively Determined Incentive Program | East Orange | 7017 | 9 | 4.95 | Residential | Behind the Meter | No | Net Metered Residential | New Jersey Suntech | None | PSE&G | Accepted | 2023-03-11 | 2023-04-04 | 2024-04-04 | Solar Panels | REC Solar | REC330NP |  | 0.33 | 3 | 284 | 45 |  | Fixed | Roof
NJADRE1552739228 | Administratively Determined Incentive Program | East Orange | 7017 | 9 | 4.95 | Residential | Behind the Meter | No | Net Metered Residential | New Jersey Suntech | None | PSE&G | Accepted | 2023-03-11 | 2023-04-04 | 2024-04-04 | Solar Panels | REC Solar | REC330NP |  | 0.33 | 2 | 105 | 45 |  | Fixed | Roof
NJADRE1552739231 | Administratively Determined Incentive Program | Clifton | 7013 | 6 | 17.16 | Residential | Behind the Meter | Yes | Net Metered Residential | Sunrun Installation Services, Inc. | None | PSE&G | Accepted | 2023-03-11 | 2023-04-04 | 2024-04-04 | Inverters | SolarEdge Technologies | SE6000H-USSN | 6000 |  | 2 |  |  | 0.96 |  | Outdoor | Next To Meter
NJADRE1552739231 | Administratively Determined Incentive Program | Clifton | 7013 | 6 | 17.16 | Residential | Behind the Meter | Yes | Net Metered Residential | Sunrun Installation Services, Inc. | None | PSE&G | Accepted | 2023-03-11 | 2023-04-04 | 2024-04-04 | Solar Panels | Trina Solar | TSM-390DE09C.07 |  | 0.39 | 4 | 223 | 16 |  | Fixed | Roof
NJADRE1552739231 | Administratively Determined Incentive Program | Clifton | 7013 | 6 | 17.16 | Residential | Behind the Meter | Yes | Net Metered Residential | Sunrun Installation Services, Inc. | None | PSE&G | Accepted | 2023-03-11 | 2023-04-04 | 2024-04-04 | Solar Panels | Trina Solar | TSM-390DE09C.07 |  | 0.39 | 8 | 43 | 26 |  | Fixed | Roof
NJADRE1552739231 | Administratively Determined Incentive Program | Clifton | 7013 | 6 | 17.16 | Residential | Behind the Meter | Yes | Net Metered Residential | Sunrun Installation Services, Inc. | None | PSE&G | Accepted | 2023-03-11 | 2023-04-04 | 2024-04-04 | Solar Panels | Trina Solar | TSM-390DE09C.07 |  | 0.39 | 9 | 133 | 25 |  | Fixed | Roof
NJADRE1552739231 | Administratively Determined Incentive Program | Clifton | 7013 | 6 | 17.16 | Residential | Behind the Meter | Yes | Net Metered Residential | Sunrun Installation Services, Inc. | None | PSE&G | Accepted | 2023-03-11 | 2023-04-04 | 2024-04-04 | Solar Panels | Trina Solar | TSM-390DE09C.07 |  | 0.39 | 2 | 133 | 25 |  | Fixed | Roof
NJADRE1552739231 | Administratively Determined Incentive Program | Clifton | 7013 | 6 | 17.16 | Residential | Behind the Meter | Yes | Net Metered Residential | Sunrun Installation Services, Inc. | None | PSE&G | Accepted | 2023-03-11 | 2023-04-04 | 2024-04-04 | Solar Panels | Trina Solar | TSM-390DE09C.07 |  | 0.39 | 21 | 223 | 26 |  | Fixed | Roof
NJADRE1552739233 | Administratively Determined Incentive Program | East Orange | 7017 | 9 | 3.3 | Residential | Behind the Meter | No | Net Metered Residential | New Jersey Suntech | None | PSE&G | Accepted | 2023-03-11 | 2023-04-04 | 2024-04-04 | Inverters | Enphase | IQ7A-72-2 | 2900 |  | 10 |  |  | 0.98 |  | Outside
NJADRE1552739233 | Administratively Determined Incentive Program | East Orange | 7017 | 9 | 3.3 | Residential | Behind the Meter | No | Net Metered Residential | New Jersey Suntech | None | PSE&G | Accepted | 2023-03-11 | 2023-04-04 | 2024-04-04 | Solar Panels | REC Solar | REC330NP |  | 0.33 | 10 | 105 | 45 |  | Fixed | Roof
NJADRE1552739539 | Administratively Determined Incentive Program | Holmdel | 7723 | 17 | 19.58 | Residential | Behind the Meter | No | Net Metered Residential | Voltaic Solaire LLC | None | JCP&L | Accepted | 2023-03-11 | 2023-04-04 | 2024-04-04 | Inverters | Solar Edge | SE10000H-US | 10000 |  | 2 |  |  | 0.99 |  | Outside
NJADRE1552739539 | Administratively Determined Incentive Program | Holmdel | 7723 | 17 | 19.58 | Residential | Behind the Meter | No | Net Metered Residential | Voltaic Solaire LLC | None | JCP&L | Accepted | 2023-03-11 | 2023-04-04 | 2024-04-04 | Solar Panels | LG | LG435QAC-A6 |  | 0.435 | 45 | 180 | 30 |  | Fixed | Ground | Ground Mount
NJADRE1552739540 | Administratively Determined Incentive Program | Trenton | 8618 | 12 | 8.19 | Residential | Behind the Meter | Yes | Net Metered Residential | Sunrun Installation Services, Inc. | None | PSE&G | Accepted | 2023-03-11 | 2023-04-04 | 2024-04-04 | Solar Panels | Trina Solar | TSM-390DE09C.07 |  | 0.39 | 15 | 52 | 36 |  | Fixed | Roof
NJADRE1552739540 | Administratively Determined Incentive Program | Trenton | 8618 | 12 | 8.19 | Residential | Behind the Meter | Yes | Net Metered Residential | Sunrun Installation Services, Inc. | None | PSE&G | Accepted | 2023-03-11 | 2023-04-04 | 2024-04-04 | Solar Panels | Trina Solar | TSM-390DE09C.07 |  | 0.39 | 6 | 233 | 36 |  | Fixed | Roof
NJADRE1552739540 | Administratively Determined Incentive Program | Trenton | 8618 | 12 | 8.19 | Residential | Behind the Meter | Yes | Net Metered Residential | Sunrun Installation Services, Inc. | None | PSE&G | Accepted | 2023-03-11 | 2023-04-04 | 2024-04-04 | Inverters | SolarEdge Technologies | SE6000H-USSN | 6000 |  | 1 |  |  | 0.99 |  | Outdoor | Next To Meter
NJADRE1552740001 | Administratively Determined Incentive Program | Monroe | 8831 | 11 | 12.41 | Residential | Behind the Meter | No | Net Metered Residential | US Clean Energy Construction Inc. | None | JCP&L | Accepted | 2023-03-11 | 2023-04-04 | 2024-04-04 | Meters | Vision Metering Inc. | Cat.VM-2E2A1P |  |  | 1 |  |  |  | Yes | Outdoor
NJADRE1552740001 | Administratively Determined Incentive Program | Monroe | 8831 | 11 | 12.41 | Residential | Behind the Meter | No | Net Metered Residential | US Clean Energy Construction Inc. | None | JCP&L | Accepted | 2023-03-11 | 2023-04-04 | 2024-04-04 | Inverters | SMA America Inc. | SB-7.7-US | 7700 |  | 1 |  |  | 0.98 |  | Outside
NJADRE1552740001 | Administratively Determined Incentive Program | Monroe | 8831 | 11 | 12.41 | Residential | Behind the Meter | No | Net Metered Residential | US Clean Energy Construction Inc. | None | JCP&L | Accepted | 2023-03-11 | 2023-04-04 | 2024-04-04 | Solar Panels | TrinaSolar Inc. | Trina365w |  | 0.365 | 10 | 30 | 20 |  | Fixed | Roof
NJADRE1552740001 | Administratively Determined Incentive Program | Monroe | 8831 | 11 | 12.41 | Residential | Behind the Meter | No | Net Metered Residential | US Clean Energy Construction Inc. | None | JCP&L | Accepted | 2023-03-11 | 2023-04-04 | 2024-04-04 | Solar Panels | TrinaSolar Inc. | Trina365w |  | 0.365 | 24 | 210 | 20 |  | Fixed | Roof
NJADRE1552740010 | Administratively Determined Incentive Program | lakewood | 8701 | 18 | 21.17 | Residential | Behind the Meter | No | Net Metered Residential | Green Revoluton Solar | None | JCP&L | Accepted | 2023-03-12 | 2023-04-04 | 2024-04-04 | Inverters | Enphase | IQ7+ | 290 |  | 28 |  |  | 0.97 |  | Indoor
NJADRE1552740010 | Administratively Determined Incentive Program | lakewood | 8701 | 18 | 21.17 | Residential | Behind the Meter | No | Net Metered Residential | Green Revoluton Solar | None | JCP&L | Accepted | 2023-03-12 | 2023-04-04 | 2024-04-04 | Solar Panels | S-Energy | SL45-60BGI-365B |  | 0.365 | 42 | 222 | 33 |  | Fixed | Roof
NJADRE1552740010 | Administratively Determined Incentive Program | lakewood | 8701 | 18 | 21.17 | Residential | Behind the Meter | No | Net Metered Residential | Green Revoluton Solar | None | JCP&L | Accepted | 2023-03-12 | 2023-04-04 | 2024-04-04 | Solar Panels | S-Energy | SL45-60BGI-365B |  | 0.365 | 16 | 132 | 33 |  | Fixed | Roof
NJADRE1552740325 | Administratively Determined Incentive Program | West Deptford | 8086 | 15 | 16.38 | Residential | Behind the Meter | Yes | Net Metered Residential | Sunrun Installation Services, Inc. | None | PSE&G | Accepted | 2023-03-12 | 2023-04-04 | 2024-04-04 | Inverters | SolarEdge Technologies | SE3800H-USMN | 3800 |  | 1 |  |  | 0.96 |  | Outdoor | Next To Meter
NJADRE1552740325 | Administratively Determined Incentive Program | West Deptford | 8086 | 15 | 16.38 | Residential | Behind the Meter | Yes | Net Metered Residential | Sunrun Installation Services, Inc. | None | PSE&G | Accepted | 2023-03-12 | 2023-04-04 | 2024-04-04 | Inverters | SolarEdge Technologies | SE7600H-USSN | 7600 |  | 1 |  |  | 0.96 |  | Outdoor | Next To Meter
NJADRE1552740325 | Administratively Determined Incentive Program | West Deptford | 8086 | 15 | 16.38 | Residential | Behind the Meter | Yes | Net Metered Residential | Sunrun Installation Services, Inc. | None | PSE&G | Accepted | 2023-03-12 | 2023-04-04 | 2024-04-04 | Solar Panels | Trina Solar | TSM-390DE09C.07 |  | 0.39 | 2 | 328 | 20 |  | Fixed | Roof
NJADRE1552740325 | Administratively Determined Incentive Program | West Deptford | 8086 | 15 | 16.38 | Residential | Behind the Meter | Yes | Net Metered Residential | Sunrun Installation Services, Inc. | None | PSE&G | Accepted | 2023-03-12 | 2023-04-04 | 2024-04-04 | Solar Panels | Trina Solar | TSM-390DE09C.07 |  | 0.39 | 11 | 58 | 23 |  | Fixed | Roof
NJADRE1552740325 | Administratively Determined Incentive Program | West Deptford | 8086 | 15 | 16.38 | Residential | Behind the Meter | Yes | Net Metered Residential | Sunrun Installation Services, Inc. | None | PSE&G | Accepted | 2023-03-12 | 2023-04-04 | 2024-04-04 | Solar Panels | Trina Solar | TSM-390DE09C.07 |  | 0.39 | 12 | 58 | 23 |  | Fixed | Roof
NJADRE1552740325 | Administratively Determined Incentive Program | West Deptford | 8086 | 15 | 16.38 | Residential | Behind the Meter | Yes | Net Metered Residential | Sunrun Installation Services, Inc. | None | PSE&G | Accepted | 2023-03-12 | 2023-04-04 | 2024-04-04 | Solar Panels | Trina Solar | TSM-390DE09C.07 |  | 0.39 | 14 | 238 | 22 |  | Fixed | Roof
NJADRE1552740325 | Administratively Determined Incentive Program | West Deptford | 8086 | 15 | 16.38 | Residential | Behind the Meter | Yes | Net Metered Residential | Sunrun Installation Services, Inc. | None | PSE&G | Accepted | 2023-03-12 | 2023-04-04 | 2024-04-04 | Solar Panels | Trina Solar | TSM-390DE09C.07 |  | 0.39 | 3 | 148 | 20 |  | Fixed | Roof
NJADRE1552740333 | Administratively Determined Incentive Program | Belleville | 7109 | 9 | 5.46 | Residential | Behind the Meter | Yes | Net Metered Residential | Sunrun Installation Services, Inc. | None | PSE&G | Accepted | 2023-03-12 | 2023-04-05 | 2024-04-05 | Inverters | SolarEdge Technologies | SE3800H-USMN | 3800 |  | 1 |  |  | 0.96 |  | Outdoor | Next To Meter
NJADRE1552740333 | Administratively Determined Incentive Program | Belleville | 7109 | 9 | 5.46 | Residential | Behind the Meter | Yes | Net Metered Residential | Sunrun Installation Services, Inc. | None | PSE&G | Accepted | 2023-03-12 | 2023-04-05 | 2024-04-05 | Solar Panels | Trina Solar | TSM-390DE09C.07 |  | 0.39 | 7 | 15 | 23 |  | Fixed | Roof
NJADRE1552740333 | Administratively Determined Incentive Program | Belleville | 7109 | 9 | 5.46 | Residential | Behind the Meter | Yes | Net Metered Residential | Sunrun Installation Services, Inc. | None | PSE&G | Accepted | 2023-03-12 | 2023-04-05 | 2024-04-05 | Solar Panels | Trina Solar | TSM-390DE09C.07 |  | 0.39 | 7 | 195 | 23 |  | Fixed | Roof
NJADRE1552740358 | Administratively Determined Incentive Program | Franklin | 8873 | 5 | 14.82 | Residential | Behind the Meter | Yes | Net Metered Residential | Sunrun Installation Services, Inc. | None | PSE&G | Accepted | 2023-03-12 | 2023-04-05 | 2024-04-05 | Inverters | SolarEdge Technologies | SE10000H-USSN | 10000 |  | 1 |  |  | 0.96 |  | Outdoor | Next To Meter
NJADRE1552740358 | Administratively Determined Incentive Program | Franklin | 8873 | 5 | 14.82 | Residential | Behind the Meter | Yes | Net Metered Residential | Sunrun Installation Services, Inc. | None | PSE&G | Accepted | 2023-03-12 | 2023-04-05 | 2024-04-05 | Solar Panels | Trina Solar | TSM-390DE09C.07 |  | 0.39 | 8 | 309 | 28 |  | Fixed | Roof
NJADRE1552740358 | Administratively Determined Incentive Program | Franklin | 8873 | 5 | 14.82 | Residential | Behind the Meter | Yes | Net Metered Residential | Sunrun Installation Services, Inc. | None | PSE&G | Accepted | 2023-03-12 | 2023-04-05 | 2024-04-05 | Solar Panels | Trina Solar | TSM-390DE09C.07 |  | 0.39 | 30 | 129 | 31 |  | Fixed | Roof
NJADRE1552740361 | Administratively Determined Incentive Program | PATERSON | 7524 | 6 | 5.85 | Residential | Behind the Meter | No | Net Metered Residential | Voltaic Solaire LLC | None | PSE&G | Accepted | 2023-03-12 | 2023-04-05 | 2024-04-05 | Inverters | SOLAR EDGE | SE5000H-US | 5000 |  | 1 |  |  | 0.99 |  | Outside | Roof Uner Panels
NJADRE1552740361 | Administratively Determined Incentive Program | PATERSON | 7524 | 6 | 5.85 | Residential | Behind the Meter | No | Net Metered Residential | Voltaic Solaire LLC | None | PSE&G | Accepted | 2023-03-12 | 2023-04-05 | 2024-04-05 | Solar Panels | CANADIAN SOLAR | CS3N-390MS |  | 0.39 | 3 | 11 | 15 |  | Fixed | Roof
NJADRE1552740361 | Administratively Determined Incentive Program | PATERSON | 7524 | 6 | 5.85 | Residential | Behind the Meter | No | Net Metered Residential | Voltaic Solaire LLC | None | PSE&G | Accepted | 2023-03-12 | 2023-04-05 | 2024-04-05 | Solar Panels | CANADIAN SOLAR | CS3N-390MS |  | 0.39 | 12 | 192 | 40 |  | Fixed | Roof
NJADRE1552740494 | Administratively Determined Incentive Program | East Brunswick | 8816 | 11 | 7.8 | Residential | Behind the Meter | Yes | Net Metered Residential | Sunrun Installation Services, Inc. | None | PSE&G | Accepted | 2023-03-12 | 2023-04-05 | 2024-04-05 | Inverters | SolarEdge Technologies | SE6000H-USSN | 6000 |  | 1 |  |  | 0.96 |  | Outdoor | Next To Meter
NJADRE1552740494 | Administratively Determined Incentive Program | East Brunswick | 8816 | 11 | 7.8 | Residential | Behind the Meter | Yes | Net Metered Residential | Sunrun Installation Services, Inc. | None | PSE&G | Accepted | 2023-03-12 | 2023-04-05 | 2024-04-05 | Solar Panels | Trina Solar | TSM-390DE09C.07 |  | 0.39 | 7 | 353 | 38 |  | Fixed | Roof
NJADRE1552740494 | Administratively Determined Incentive Program | East Brunswick | 8816 | 11 | 7.8 | Residential | Behind the Meter | Yes | Net Metered Residential | Sunrun Installation Services, Inc. | None | PSE&G | Accepted | 2023-03-12 | 2023-04-05 | 2024-04-05 | Solar Panels | Trina Solar | TSM-390DE09C.07 |  | 0.39 | 13 | 173 | 38 |  | Fixed | Roof
NJADRE1552740496 | Administratively Determined Incentive Program | Burlington | 8046 | 13 | 3.9 | Residential | Behind the Meter | Yes | Net Metered Residential | Sunrun Installation Services, Inc. | None | PSE&G | Accepted | 2023-03-12 | 2023-04-05 | 2024-04-05 | Inverters | SolarEdge Technologies | SE3800H-USMN | 3800 |  | 1 |  |  | 0.96 |  | Outdoor | Next To Meter
NJADRE1552740496 | Administratively Determined Incentive Program | Burlington | 8046 | 13 | 3.9 | Residential | Behind the Meter | Yes | Net Metered Residential | Sunrun Installation Services, Inc. | None | PSE&G | Accepted | 2023-03-12 | 2023-04-05 | 2024-04-05 | Solar Panels | Trina Solar | TSM-390DE09C.07 |  | 0.39 | 2 | 17 | 23 |  | Fixed | Roof
NJADRE1552740496 | Administratively Determined Incentive Program | Burlington | 8046 | 13 | 3.9 | Residential | Behind the Meter | Yes | Net Metered Residential | Sunrun Installation Services, Inc. | None | PSE&G | Accepted | 2023-03-12 | 2023-04-05 | 2024-04-05 | Solar Panels | Trina Solar | TSM-390DE09C.07 |  | 0.39 | 8 | 197 | 23 |  | Fixed | Roof
NJADRE1552740849 | Administratively Determined Incentive Program | Jackson | 8527 | 18 | 11.47 | Residential | Behind the Meter | No | Net Metered Residential | Powerlutions | None | JCP&L | Accepted | 2023-03-12 | 2023-04-05 | 2024-04-05 | Inverters | Enphase | IQ8PLUS-72-2-US | 290 |  | 31 |  |  | 0.97 |  | Outdoor | Rooftop
NJADRE1552740849 | Administratively Determined Incentive Program | Jackson | 8527 | 18 | 11.47 | Residential | Behind the Meter | No | Net Metered Residential | Powerlutions | None | JCP&L | Accepted | 2023-03-12 | 2023-04-05 | 2024-04-05 | Solar Panels | Phono Solar | PS370M4H-20/UHB |  | 0.37 | 9 | 221 | 39 |  | Fixed | Roof
NJADRE1552740849 | Administratively Determined Incentive Program | Jackson | 8527 | 18 | 11.47 | Residential | Behind the Meter | No | Net Metered Residential | Powerlutions | None | JCP&L | Accepted | 2023-03-12 | 2023-04-05 | 2024-04-05 | Solar Panels | Phono Solar | PS370M4H-20/UHB |  | 0.37 | 22 | 41 | 18 |  | Fixed | Roof
NJADRE1552741464 | Administratively Determined Incentive Program | Tinton Falls | 7753 | 17 | 6.57 | Residential | Behind the Meter | Yes | Net Metered Residential | Pro Custom Solar dba Momentum Solar | None | JCP&L | Accepted | 2023-03-13 | 2023-04-06 | 2024-04-06 | Inverters | enphase | IQ8PLUS-72-2-US | 290 |  | 18 |  |  | 0.97 |  | Outside
NJADRE1552741464 | Administratively Determined Incentive Program | Tinton Falls | 7753 | 17 | 6.57 | Residential | Behind the Meter | Yes | Net Metered Residential | Pro Custom Solar dba Momentum Solar | None | JCP&L | Accepted | 2023-03-13 | 2023-04-06 | 2024-04-06 | Solar Panels | Hanwha | Q. PEAK DUO BLK-G10+365 |  | 0.365 | 6 | 267 | 24 |  | Fixed | Roof
NJADRE1552741464 | Administratively Determined Incentive Program | Tinton Falls | 7753 | 17 | 6.57 | Residential | Behind the Meter | Yes | Net Metered Residential | Pro Custom Solar dba Momentum Solar | None | JCP&L | Accepted | 2023-03-13 | 2023-04-06 | 2024-04-06 | Solar Panels | Hanwha | Q. PEAK DUO BLK-G10+365 |  | 0.365 | 12 | 267 | 24 |  | Fixed | Roof
NJADRE1552741465 | Administratively Determined Incentive Program | WEST WINDSOR | 8550 | 12 | 12.8 | Residential | Behind the Meter | No | Net Metered Residential | Tesla Energy Operations Inc | None | JCP&L | Accepted | 2023-03-13 | 2023-04-06 | 2024-04-06 | Inverters | Tesla | Powerwall+ [240V] #1850000-00-C | 7680 |  | 1 |  |  | 0.98 |  | Indoor
NJADRE1552741465 | Administratively Determined Incentive Program | WEST WINDSOR | 8550 | 12 | 12.8 | Residential | Behind the Meter | No | Net Metered Residential | Tesla Energy Operations Inc | None | JCP&L | Accepted | 2023-03-13 | 2023-04-06 | 2024-04-06 | Inverters | TESLA | 7.6 kW Tesla Inc 1538000-00-F | 7680 |  | 1 |  |  | 0.98 |  | Indoor
NJADRE1552741465 | Administratively Determined Incentive Program | WEST WINDSOR | 8550 | 12 | 12.8 | Residential | Behind the Meter | No | Net Metered Residential | Tesla Energy Operations Inc | None | JCP&L | Accepted | 2023-03-13 | 2023-04-06 | 2024-04-06 | Solar Panels | Tesla | T400H |  | 0.4 | 24 | 262 | 34 |  | Fixed | Roof
NJADRE1552741465 | Administratively Determined Incentive Program | WEST WINDSOR | 8550 | 12 | 12.8 | Residential | Behind the Meter | No | Net Metered Residential | Tesla Energy Operations Inc | None | JCP&L | Accepted | 2023-03-13 | 2023-04-06 | 2024-04-06 | Solar Panels | Tesla | T400H |  | 0.4 | 2 | 82 | 34 |  | Fixed | Roof
NJADRE1552741465 | Administratively Determined Incentive Program | WEST WINDSOR | 8550 | 12 | 12.8 | Residential | Behind the Meter | No | Net Metered Residential | Tesla Energy Operations Inc | None | JCP&L | Accepted | 2023-03-13 | 2023-04-06 | 2024-04-06 | Solar Panels | Tesla | T400H |  | 0.4 | 6 | 262 | 34 |  | Fixed | Roof
NJADRE1552741467 | Administratively Determined Incentive Program | Gloucester City | 8030 | 14 | 4.02 | Residential | Behind the Meter | Yes | Net Metered Residential | Pro Custom Solar dba Momentum Solar | None | PSE&G | Accepted | 2023-03-13 | 2023-04-05 | 2024-04-05 | Inverters | enphase | IQ8PLUS-72-2-US | 290 |  | 11 |  |  | 0.97 |  | Outdoor
NJADRE1552741467 | Administratively Determined Incentive Program | Gloucester City | 8030 | 14 | 4.02 | Residential | Behind the Meter | Yes | Net Metered Residential | Pro Custom Solar dba Momentum Solar | None | PSE&G | Accepted | 2023-03-13 | 2023-04-05 | 2024-04-05 | Solar Panels | hanwha | Q.PEAK DUO BLK-G10+365 |  | 0.365 | 11 | 181 | 4 |  | Fixed | Roof
NJADRE1552741506 | Administratively Determined Incentive Program | East Windsor | 8520 | 12 | 8.76 | Residential | Behind the Meter | Yes | Net Metered Residential | Pro Custom Solar dba Momentum Solar | None | JCP&L | Accepted | 2023-03-13 | 2023-04-05 | 2024-04-05 | Inverters | enphase | IQ8PLUS-72-2-US | 290 |  | 24 |  |  | 0.97 |  | Outdoor
NJADRE1552741506 | Administratively Determined Incentive Program | East Windsor | 8520 | 12 | 8.76 | Residential | Behind the Meter | Yes | Net Metered Residential | Pro Custom Solar dba Momentum Solar | None | JCP&L | Accepted | 2023-03-13 | 2023-04-05 | 2024-04-05 | Solar Panels | hanwha | Q.PEAK DUO BLK-G10+365 |  | 0.365 | 11 | 97 | 23 |  | Fixed | Roof
NJADRE1552741506 | Administratively Determined Incentive Program | East Windsor | 8520 | 12 | 8.76 | Residential | Behind the Meter | Yes | Net Metered Residential | Pro Custom Solar dba Momentum Solar | None | JCP&L | Accepted | 2023-03-13 | 2023-04-05 | 2024-04-05 | Solar Panels | hanwha | Q.PEAK DUO BLK-G10+365 |  | 0.365 | 13 | 277 | 23 |  | Fixed | Roof
NJADRE1552741533 | Administratively Determined Incentive Program | Passaic | 7055 | 6 | 11.75 | Residential | Behind the Meter | Yes | Net Metered Residential | Trinity Solar Inc. | None | PSE&G | Accepted | 2023-03-13 | 2023-04-06 | 2024-04-06 | Inverters | Solar Edge | SE10000H-US | 10000 |  | 1 |  |  | 0.97 |  | Outdoor
NJADRE1552741533 | Administratively Determined Incentive Program | Passaic | 7055 | 6 | 11.75 | Residential | Behind the Meter | Yes | Net Metered Residential | Trinity Solar Inc. | None | PSE&G | Accepted | 2023-03-13 | 2023-04-06 | 2024-04-06 | Solar Panels | HANWHA 405 (Q.PEAK DUO BLK ML-G10+ 405) | HANWHA 405 (Q.PEAK DUO BLK ML-G10+ 405) |  | 0.405 | 16 | 251 | 18 |  | Fixed | Roof
NJADRE1552741533 | Administratively Determined Incentive Program | Passaic | 7055 | 6 | 11.75 | Residential | Behind the Meter | Yes | Net Metered Residential | Trinity Solar Inc. | None | PSE&G | Accepted | 2023-03-13 | 2023-04-06 | 2024-04-06 | Solar Panels | HANWHA 405 (Q.PEAK DUO BLK ML-G10+ 405) | HANWHA 405 (Q.PEAK DUO BLK ML-G10+ 405) |  | 0.405 | 8 | 71 | 18 |  | Fixed | Roof
NJADRE1552741533 | Administratively Determined Incentive Program | Passaic | 7055 | 6 | 11.75 | Residential | Behind the Meter | Yes | Net Metered Residential | Trinity Solar Inc. | None | PSE&G | Accepted | 2023-03-13 | 2023-04-06 | 2024-04-06 | Solar Panels | HANWHA 405 (Q.PEAK DUO BLK ML-G10+ 405) | HANWHA 405 (Q.PEAK DUO BLK ML-G10+ 405) |  | 0.405 | 2 | 251 | 18 |  | Fixed | Roof
NJADRE1552741533 | Administratively Determined Incentive Program | Passaic | 7055 | 6 | 11.75 | Residential | Behind the Meter | Yes | Net Metered Residential | Trinity Solar Inc. | None | PSE&G | Accepted | 2023-03-13 | 2023-04-06 | 2024-04-06 | Solar Panels | HANWHA 405 (Q.PEAK DUO BLK ML-G10+ 405) | HANWHA 405 (Q.PEAK DUO BLK ML-G10+ 405) |  | 0.405 | 3 | 161 | 43 |  | Fixed | Roof
NJADRE1552741630 | Administratively Determined Incentive Program | North Arlington | 7031 | 7 | 12.41 | Residential | Behind the Meter | Yes | Net Metered Residential | Pro Custom Solar dba Momentum Solar | None | PSE&G | Accepted | 2023-03-13 | 2023-04-05 | 2024-04-05 | Inverters | enphase | IQ8PLUS-72-2-US | 290 |  | 34 |  |  | 0.97 |  | Outdoor
NJADRE1552741630 | Administratively Determined Incentive Program | North Arlington | 7031 | 7 | 12.41 | Residential | Behind the Meter | Yes | Net Metered Residential | Pro Custom Solar dba Momentum Solar | None | PSE&G | Accepted | 2023-03-13 | 2023-04-05 | 2024-04-05 | Solar Panels | hanwha | Q.PEAK DUO BLK-G10+365 |  | 0.365 | 17 | 22 | 21 |  | Fixed | Roof
NJADRE1552741630 | Administratively Determined Incentive Program | North Arlington | 7031 | 7 | 12.41 | Residential | Behind the Meter | Yes | Net Metered Residential | Pro Custom Solar dba Momentum Solar | None | PSE&G | Accepted | 2023-03-13 | 2023-04-05 | 2024-04-05 | Solar Panels | hanwha | Q.PEAK DUO BLK-G10+365 |  | 0.365 | 17 | 202 | 21 |  | Fixed | Roof
NJADRE1552741737 | Administratively Determined Incentive Program | Farmingdale | 7727 | 17 | 11.85 | Residential | Behind the Meter | No | Net Metered Residential | Skyline Solar LLC | None | JCP&L | Accepted | 2023-03-13 | 2023-04-05 | 2024-04-05 | Solar Panels | JA SOLAR | JAM54S31-395/MR |  | 0.395 | 8 | 216 | 18 |  | Fixed | Roof
NJADRE1552741737 | Administratively Determined Incentive Program | Farmingdale | 7727 | 17 | 11.85 | Residential | Behind the Meter | No | Net Metered Residential | Skyline Solar LLC | None | JCP&L | Accepted | 2023-03-13 | 2023-04-05 | 2024-04-05 | Solar Panels | JA SOLAR | JAM54S31-395/MR |  | 0.395 | 19 | 36 | 18 |  | Fixed | Roof
NJADRE1552741737 | Administratively Determined Incentive Program | Farmingdale | 7727 | 17 | 11.85 | Residential | Behind the Meter | No | Net Metered Residential | Skyline Solar LLC | None | JCP&L | Accepted | 2023-03-13 | 2023-04-05 | 2024-04-05 | Solar Panels | JA SOLAR | JAM54S31-395/MR |  | 0.395 | 3 | 216 | 17 |  | Fixed | Roof
NJADRE1552741737 | Administratively Determined Incentive Program | Farmingdale | 7727 | 17 | 11.85 | Residential | Behind the Meter | No | Net Metered Residential | Skyline Solar LLC | None | JCP&L | Accepted | 2023-03-13 | 2023-04-05 | 2024-04-05 | Inverters | SOLAREDGE | SE10000H-US | 10000 |  | 1 |  |  | 0.992 |  | Outdoor
NJADRE1552741811 | Administratively Determined Incentive Program | SPARTA | 7871 | 1 | 1115.73 | School Public K-12 | Behind the Meter | Yes | Large Net-Metered Non-Residential located on Rooftop, Carport, Canopy and Floating Solar-PUBLIC | Onyx Development Group LLC |  | JCP&L | Accepted | 2023-10-13 | 2023-11-09 | 2024-11-09 | Solar Panels | Trina Solar | Trina Solar TSM-DE15H(ii) 385W |  | 0.385 | 2898 | 132 and 312 | 10 |  | Fixed | Roof
NJADRE1552741811 | Administratively Determined Incentive Program | SPARTA | 7871 | 1 | 1115.73 | School Public K-12 | Behind the Meter | Yes | Large Net-Metered Non-Residential located on Rooftop, Carport, Canopy and Floating Solar-PUBLIC | Onyx Development Group LLC |  | JCP&L | Accepted | 2023-10-13 | 2023-11-09 | 2024-11-09 | Inverters | SMA | Sunny Tripower Core 1 33-US, 50-US, 62-US | 50,62.5,33 |  | 17 |  |  | 0.975 |  | Outdoor
NJADRE1552741830 | Administratively Determined Incentive Program | CRANBURY | 8512 | 11 | 14.4 | Residential | Behind the Meter | No | Net Metered Residential | Powur, PBC | None | PSE&G | Accepted | 2023-03-13 | 2023-04-05 | 2024-04-05 | Solar Panels | Hanwha | Q.PEAK DUO BLK ML-G10+ 400 |  | 0.4 | 36 | 180 | 25 |  | Fixed | Ground
NJADRE1552741830 | Administratively Determined Incentive Program | CRANBURY | 8512 | 11 | 14.4 | Residential | Behind the Meter | No | Net Metered Residential | Powur, PBC | None | PSE&G | Accepted | 2023-03-13 | 2023-04-05 | 2024-04-05 | Inverters | Enphase | IQ8Plus | 290 |  | 36 |  |  | 0.99 |  | Outside
NJADRE1552741902 | Administratively Determined Incentive Program | NUTLEY TOWN | 7110 | 9 | 3.9 | Residential | Behind the Meter | Yes | Net Metered Residential | Sunrun Installation Services, Inc. | None | PSE&G | Accepted | 2023-03-13 | 2023-04-06 | 2024-04-06 | Inverters | SolarEdge Technologies | SE3800H-USMN | 3800 |  | 1 |  |  | 0.99 |  | Outdoor | Next To Meter
NJADRE1552741902 | Administratively Determined Incentive Program | NUTLEY TOWN | 7110 | 9 | 3.9 | Residential | Behind the Meter | Yes | Net Metered Residential | Sunrun Installation Services, Inc. | None | PSE&G | Accepted | 2023-03-13 | 2023-04-06 | 2024-04-06 | Solar Panels | Trina Solar | TSM-390DE09C.07 |  | 0.39 | 2 | 17 | 32 |  | Fixed | Roof
NJADRE1552741902 | Administratively Determined Incentive Program | NUTLEY TOWN | 7110 | 9 | 3.9 | Residential | Behind the Meter | Yes | Net Metered Residential | Sunrun Installation Services, Inc. | None | PSE&G | Accepted | 2023-03-13 | 2023-04-06 | 2024-04-06 | Solar Panels | Trina Solar | TSM-390DE09C.07 |  | 0.39 | 8 | 197 | 32 |  | Fixed | Roof
NJADRE1552741910 | Administratively Determined Incentive Program | Camden City | 8104 | 14 | 3.2 | Residential | Behind the Meter | No | Net Metered Residential | Palmetto Solar LLC | None | PSE&G | Accepted | 2023-03-13 | 2023-04-05 | 2024-04-05 | Inverters | SolarEdge | SE3800H-US | 3800 |  | 1 |  |  | 0.99 |  | Outdoor
NJADRE1552741910 | Administratively Determined Incentive Program | Camden City | 8104 | 14 | 3.2 | Residential | Behind the Meter | No | Net Metered Residential | Palmetto Solar LLC | None | PSE&G | Accepted | 2023-03-13 | 2023-04-05 | 2024-04-05 | Meters | SolarEdge | SE3800H-US | 3800 |  | 1 |  |  |  | Yes | Outdoor
NJADRE1552741910 | Administratively Determined Incentive Program | Camden City | 8104 | 14 | 3.2 | Residential | Behind the Meter | No | Net Metered Residential | Palmetto Solar LLC | None | PSE&G | Accepted | 2023-03-13 | 2023-04-05 | 2024-04-05 | Solar Panels | Hanwah Q-Cells | Q.PEAK DUO BLK ML-G10+ 400W |  | 0.4 | 3 | 23 | 30 |  | Fixed | Roof
NJADRE1552741910 | Administratively Determined Incentive Program | Camden City | 8104 | 14 | 3.2 | Residential | Behind the Meter | No | Net Metered Residential | Palmetto Solar LLC | None | PSE&G | Accepted | 2023-03-13 | 2023-04-05 | 2024-04-05 | Solar Panels | Hanwah Q-Cells | Q.PEAK DUO BLK ML-G10+ 400W |  | 0.4 | 3 | 203 | 30 |  | Fixed | Roof
NJADRE1552741910 | Administratively Determined Incentive Program | Camden City | 8104 | 14 | 3.2 | Residential | Behind the Meter | No | Net Metered Residential | Palmetto Solar LLC | None | PSE&G | Accepted | 2023-03-13 | 2023-04-05 | 2024-04-05 | Solar Panels | Hanwah Q-Cells | Q.PEAK DUO BLK ML-G10+ 400W |  | 0.4 | 2 | 293 | 30 |  | Fixed | Roof
NJADRE1552742653 | Administratively Determined Incentive Program | Roselle Boro | 7203 | 10 | 4.4 | Residential | Behind the Meter | Yes | Net Metered Residential | Freedom Forever New Jersey LLC | None | PSE&G | Accepted | 2023-03-13 | 2023-04-06 | 2024-04-06 | Inverters | Solar Edge | SE3800H-USRGM | 3800 |  | 1 |  |  | 0.99 |  | Outdoor
NJADRE1552742653 | Administratively Determined Incentive Program | Roselle Boro | 7203 | 10 | 4.4 | Residential | Behind the Meter | Yes | Net Metered Residential | Freedom Forever New Jersey LLC | None | PSE&G | Accepted | 2023-03-13 | 2023-04-06 | 2024-04-06 | Solar Panels | Freedom Forever | FF-MP-BBB-400 |  | 0.4 | 11 | 155 | 40 |  | Fixed | Roof
NJADRE1552742702 | Administratively Determined Incentive Program | Toms River | 8753 | 18 | 6.57 | Residential | Behind the Meter | Yes | Net Metered Residential | Pro Custom Solar dba Momentum Solar | None | JCP&L | Accepted | 2023-03-13 | 2023-04-05 | 2024-04-05 | Inverters | enphase | IQ8PLUS-72-2-US | 290 |  | 18 |  |  | 0.97 |  | Outdoor
NJADRE1552742702 | Administratively Determined Incentive Program | Toms River | 8753 | 18 | 6.57 | Residential | Behind the Meter | Yes | Net Metered Residential | Pro Custom Solar dba Momentum Solar | None | JCP&L | Accepted | 2023-03-13 | 2023-04-05 | 2024-04-05 | Solar Panels | hanwha | Q.PEAK DUO BLK-G10+365 |  | 0.365 | 18 | 279 | 19 |  | Fixed | Roof
NJADRE1552742715 | Administratively Determined Incentive Program | EMERSON | 7630 | 7 | 4.75 | Residential | Behind the Meter | Yes | Net Metered Residential | Pro Custom Solar dba Momentum Solar | None | PSE&G | Accepted | 2023-03-13 | 2023-04-06 | 2024-04-06 | Inverters | enphase | IQ8PLUS-72-2-US | 290 |  | 13 |  |  | 0.97 |  | Outdoor
NJADRE1552742715 | Administratively Determined Incentive Program | EMERSON | 7630 | 7 | 4.75 | Residential | Behind the Meter | Yes | Net Metered Residential | Pro Custom Solar dba Momentum Solar | None | PSE&G | Accepted | 2023-03-13 | 2023-04-06 | 2024-04-06 | Solar Panels | hanwha | Q.PEAK DUO BLK-G10+365 |  | 0.365 | 10 | 276 | 24 |  | Fixed | Roof
NJADRE1552742715 | Administratively Determined Incentive Program | EMERSON | 7630 | 7 | 4.75 | Residential | Behind the Meter | Yes | Net Metered Residential | Pro Custom Solar dba Momentum Solar | None | PSE&G | Accepted | 2023-03-13 | 2023-04-06 | 2024-04-06 | Solar Panels | hanwha | Q.PEAK DUO BLK-G10+365 |  | 0.365 | 3 | 276 | 19 |  | Fixed | Roof
NJADRE1552742723 | Administratively Determined Incentive Program | Hawthorne | 7506 | 6 | 5.2 | Residential | Behind the Meter | Yes | Net Metered Residential | Bright Planet Solar | None | PSE&G | Accepted | 2023-03-13 | 2023-04-05 | 2024-04-05 | Inverters | SolarEdge | SE3800H-USRGM | 3800 |  | 1 |  |  | 0.98 |  | Outdoor
NJADRE1552742723 | Administratively Determined Incentive Program | Hawthorne | 7506 | 6 | 5.2 | Residential | Behind the Meter | Yes | Net Metered Residential | Bright Planet Solar | None | PSE&G | Accepted | 2023-03-13 | 2023-04-05 | 2024-04-05 | Solar Panels | Hanwha Q-Cells | Q.PEAK DUO BLK ML-G10.a+400 |  | 0.4 | 5 | 264 | 27 |  | Fixed | Roof
NJADRE1552742723 | Administratively Determined Incentive Program | Hawthorne | 7506 | 6 | 5.2 | Residential | Behind the Meter | Yes | Net Metered Residential | Bright Planet Solar | None | PSE&G | Accepted | 2023-03-13 | 2023-04-05 | 2024-04-05 | Solar Panels | Hanwha Q-Cells | Q.PEAK DUO BLK ML-G10.a+400 |  | 0.4 | 4 | 264 | 27 |  | Fixed | Roof
NJADRE1552742723 | Administratively Determined Incentive Program | Hawthorne | 7506 | 6 | 5.2 | Residential | Behind the Meter | Yes | Net Metered Residential | Bright Planet Solar | None | PSE&G | Accepted | 2023-03-13 | 2023-04-05 | 2024-04-05 | Solar Panels | Hanwha Q-Cells | Q.PEAK DUO BLK ML-G10.a+400 |  | 0.4 | 4 | 354 | 23 |  | Fixed | Roof
NJADRE1552742745 | Administratively Determined Incentive Program | BRICK | 8723 | 18 | 7.8 | Residential | Behind the Meter | Yes | Net Metered Residential | Sunrun Installation Services, Inc. | None | JCP&L | Accepted | 2023-03-13 | 2023-04-06 | 2024-04-06 | Inverters | SolarEdge Technologies | SE6000H-USSN | 6000 |  | 1 |  |  | 0.99 |  | Outdoor | Next To Meter
NJADRE1552742745 | Administratively Determined Incentive Program | BRICK | 8723 | 18 | 7.8 | Residential | Behind the Meter | Yes | Net Metered Residential | Sunrun Installation Services, Inc. | None | JCP&L | Accepted | 2023-03-13 | 2023-04-06 | 2024-04-06 | Solar Panels | Trina Solar | TSM-390DE09C.07 |  | 0.39 | 7 | 38 | 19 |  | Fixed | Roof
NJADRE1552742745 | Administratively Determined Incentive Program | BRICK | 8723 | 18 | 7.8 | Residential | Behind the Meter | Yes | Net Metered Residential | Sunrun Installation Services, Inc. | None | JCP&L | Accepted | 2023-03-13 | 2023-04-06 | 2024-04-06 | Solar Panels | Trina Solar | TSM-390DE09C.07 |  | 0.39 | 6 | 129 | 19 |  | Fixed | Roof
NJADRE1552742745 | Administratively Determined Incentive Program | BRICK | 8723 | 18 | 7.8 | Residential | Behind the Meter | Yes | Net Metered Residential | Sunrun Installation Services, Inc. | None | JCP&L | Accepted | 2023-03-13 | 2023-04-06 | 2024-04-06 | Solar Panels | Trina Solar | TSM-390DE09C.07 |  | 0.39 | 7 | 218 | 19 |  | Fixed | Roof
NJADRE1552743205 | Administratively Determined Incentive Program | POMONA | 8215 | 19 | 4.29 | Residential | Behind the Meter | Yes | Net Metered Residential | Sunrun Installation Services, Inc. | None | AC Electric | Accepted | 2023-03-13 | 2023-04-06 | 2024-04-06 | Inverters | SolarEdge Technologies | SE3800H-USMN | 3800 |  | 1 |  |  | 0.99 |  | Outdoor | Next To Meter
NJADRE1552743205 | Administratively Determined Incentive Program | POMONA | 8215 | 19 | 4.29 | Residential | Behind the Meter | Yes | Net Metered Residential | Sunrun Installation Services, Inc. | None | AC Electric | Accepted | 2023-03-13 | 2023-04-06 | 2024-04-06 | Solar Panels | Trina Solar | TSM-390DE09C.07 |  | 0.39 | 11 | 222 | 19 |  | Fixed | Roof
NJADRE1552744685 | Administratively Determined Incentive Program | National Park Boro | 8063 | 15 | 3.2 | Residential | Behind the Meter | No | Net Metered Residential | Suntuity Solar LLC | None | PSE&G | Accepted | 2023-03-14 | 2023-04-10 | 2024-04-10 | Inverters | ENPHASE | IQ8PLUS-72-2-US | 290 |  | 8 |  |  | 0.97 |  | Outdoor | Behind the PV modules
NJADRE1552744685 | Administratively Determined Incentive Program | National Park Boro | 8063 | 15 | 3.2 | Residential | Behind the Meter | No | Net Metered Residential | Suntuity Solar LLC | None | PSE&G | Accepted | 2023-03-14 | 2023-04-10 | 2024-04-10 | Solar Panels | HYPERION | HY-DH108P8 400B |  | 0.4 | 5 | 316 | 32 |  | Fixed | Roof
NJADRE1552744685 | Administratively Determined Incentive Program | National Park Boro | 8063 | 15 | 3.2 | Residential | Behind the Meter | No | Net Metered Residential | Suntuity Solar LLC | None | PSE&G | Accepted | 2023-03-14 | 2023-04-10 | 2024-04-10 | Solar Panels | HYPERION | HY-DH108P8 400B |  | 0.4 | 3 | 136 | 32 |  | Fixed | Roof
NJADRE1552744703 | Administratively Determined Incentive Program | North Plainfield Boro | 7060 | 10 | 6 | Residential | Behind the Meter | No | Net Metered Residential | Suntuity Solar LLC | None | PSE&G | Accepted | 2023-03-14 | 2023-04-11 | 2024-04-11 | Inverters | ENPHASE | IQ8PLUS-72-2-US | 290 |  | 15 |  |  | 0.97 |  | Outdoor | Behind the PV modules
NJADRE1552744703 | Administratively Determined Incentive Program | North Plainfield Boro | 7060 | 10 | 6 | Residential | Behind the Meter | No | Net Metered Residential | Suntuity Solar LLC | None | PSE&G | Accepted | 2023-03-14 | 2023-04-11 | 2024-04-11 | Solar Panels | HYPERION | HY-DH108P8 400B |  | 0.4 | 8 | 306 | 26 |  | Fixed | Roof
NJADRE1552744703 | Administratively Determined Incentive Program | North Plainfield Boro | 7060 | 10 | 6 | Residential | Behind the Meter | No | Net Metered Residential | Suntuity Solar LLC | None | PSE&G | Accepted | 2023-03-14 | 2023-04-11 | 2024-04-11 | Solar Panels | HYPERION | HY-DH108P8 400B |  | 0.4 | 4 | 307 | 26 |  | Fixed | Roof
NJADRE1552744703 | Administratively Determined Incentive Program | North Plainfield Boro | 7060 | 10 | 6 | Residential | Behind the Meter | No | Net Metered Residential | Suntuity Solar LLC | None | PSE&G | Accepted | 2023-03-14 | 2023-04-11 | 2024-04-11 | Solar Panels | HYPERION | HY-DH108P8 400B |  | 0.4 | 3 | 126 | 26 |  | Fixed | Roof
NJADRE1552744857 | Administratively Determined Incentive Program | Bridgeton | 8302 | 20 | 8.76 | Residential | Behind the Meter | No | Net Metered Residential | Pro Custom Solar dba Momentum Solar | None | AC Electric | Accepted | 2023-03-14 | 2023-04-06 | 2024-04-06 | Inverters | enphase | IQ8PLUS-72-2-US | 290 |  | 24 |  |  | 0.97 |  | Outdoor
NJADRE1552744857 | Administratively Determined Incentive Program | Bridgeton | 8302 | 20 | 8.76 | Residential | Behind the Meter | No | Net Metered Residential | Pro Custom Solar dba Momentum Solar | None | AC Electric | Accepted | 2023-03-14 | 2023-04-06 | 2024-04-06 | Solar Panels | hanwha | Q.PEAK DUO BLK-G10+365 |  | 0.365 | 24 | 180 | 20 |  | Fixed | Roof
NJADRE1552744954 | Administratively Determined Incentive Program | Trenton | 8611 | 12 | 2.88 | Residential | Behind the Meter | No | Net Metered Residential | Vision Solar LLC | None | PSE&G | Accepted | 2023-03-14 | 2023-04-06 | 2024-04-06 | Inverters | SolarEdge | SE3800H-USRGM | 3800 |  | 1 |  |  | 0.97 |  | Outdoor | SIDE OF HOUSE
NJADRE1552744954 | Administratively Determined Incentive Program | Trenton | 8611 | 12 | 2.88 | Residential | Behind the Meter | No | Net Metered Residential | Vision Solar LLC | None | PSE&G | Accepted | 2023-03-14 | 2023-04-06 | 2024-04-06 | Solar Panels | ZNSHINE SOLAR | ZXM6-NH120-360/M |  | 0.36 | 6 | 259 | 30 |  | Fixed | Roof
NJADRE1552744954 | Administratively Determined Incentive Program | Trenton | 8611 | 12 | 2.88 | Residential | Behind the Meter | No | Net Metered Residential | Vision Solar LLC | None | PSE&G | Accepted | 2023-03-14 | 2023-04-06 | 2024-04-06 | Solar Panels | ZNSHINE SOLAR | ZXM6-NH120-360/M |  | 0.36 | 2 | 258 | 7 |  | Fixed | Roof
NJADRE1552744999 | Administratively Determined Incentive Program | landing | 8330 | 19 | 7.1 | Residential | Behind the Meter | No | Net Metered Residential | Fusion Solar Energy | None | AC Electric | Accepted | 2023-03-14 | 2023-04-27 | 2024-04-27 | Inverters | ENPHASE | IQ8PLUS-72-2-US | 72 |  | 20 |  |  | 0.99 |  | Outdoor
NJADRE1552744999 | Administratively Determined Incentive Program | landing | 8330 | 19 | 7.1 | Residential | Behind the Meter | No | Net Metered Residential | Fusion Solar Energy | None | AC Electric | Accepted | 2023-03-14 | 2023-04-27 | 2024-04-27 | Solar Panels | LONGi | LR4-60HPH (355W) |  | 0.355 | 7 | 178 | 27 |  | Fixed | Roof
NJADRE1552744999 | Administratively Determined Incentive Program | landing | 8330 | 19 | 7.1 | Residential | Behind the Meter | No | Net Metered Residential | Fusion Solar Energy | None | AC Electric | Accepted | 2023-03-14 | 2023-04-27 | 2024-04-27 | Solar Panels | LONGi | LR4-60HPH |  | 0.355 | 3 | 358 | 28 |  | Fixed | Roof
NJADRE1552744999 | Administratively Determined Incentive Program | landing | 8330 | 19 | 7.1 | Residential | Behind the Meter | No | Net Metered Residential | Fusion Solar Energy | None | AC Electric | Accepted | 2023-03-14 | 2023-04-27 | 2024-04-27 | Solar Panels | LONGi | LR4-60HPH |  | 0.355 | 10 | 178 | 27 |  | Fixed | Roof
NJADRE1552745327 | Administratively Determined Incentive Program | RIDGEWOOD | 7450 | 7 | 7.46 | Residential | Behind the Meter | Yes | Net Metered Residential | Fusion Solar Energy LLC | None | PSE&G | Accepted | 2023-03-14 | 2023-04-27 | 2024-04-27 | Inverters | ENPHASE | Q8PLUS-72-2-US | 6 |  | 21 |  |  | 0.99 |  | Outdoor
NJADRE1552745327 | Administratively Determined Incentive Program | RIDGEWOOD | 7450 | 7 | 7.46 | Residential | Behind the Meter | Yes | Net Metered Residential | Fusion Solar Energy LLC | None | PSE&G | Accepted | 2023-03-14 | 2023-04-27 | 2024-04-27 | Solar Panels | LONGi | LR4-60HPH |  | 0.355 | 3 | 104 | 34 |  | Fixed | Roof
NJADRE1552745327 | Administratively Determined Incentive Program | RIDGEWOOD | 7450 | 7 | 7.46 | Residential | Behind the Meter | Yes | Net Metered Residential | Fusion Solar Energy LLC | None | PSE&G | Accepted | 2023-03-14 | 2023-04-27 | 2024-04-27 | Solar Panels | LONGi | LR4-60HPH |  | 0.355 | 8 | 104E | 14 |  | Fixed | Roof
NJADRE1552745327 | Administratively Determined Incentive Program | RIDGEWOOD | 7450 | 7 | 7.46 | Residential | Behind the Meter | Yes | Net Metered Residential | Fusion Solar Energy LLC | None | PSE&G | Accepted | 2023-03-14 | 2023-04-27 | 2024-04-27 | Solar Panels | LONGi | LR4-60HPH |  | 0.355 | 2 | 284 | 34 |  | Fixed | Roof
NJADRE1552745327 | Administratively Determined Incentive Program | RIDGEWOOD | 7450 | 7 | 7.46 | Residential | Behind the Meter | Yes | Net Metered Residential | Fusion Solar Energy LLC | None | PSE&G | Accepted | 2023-03-14 | 2023-04-27 | 2024-04-27 | Solar Panels | LONGi | LR4-60HPH |  | 0.355 | 8 | 284 | 14 |  | Single Axis | Roof
NJADRE1552745355 | Administratively Determined Incentive Program | Audubon | 8106 | 14 | 8.4 | Residential | Behind the Meter | Yes | Net Metered Residential | Pro Custom Solar dba Momentum Solar | None | PSE&G | Accepted | 2023-03-14 | 2023-04-07 | 2024-04-07 | Inverters | enphase | IQ8PLUS-72-2-US | 290 |  | 23 |  |  | 0.97 |  | Outdoor
NJADRE1552745355 | Administratively Determined Incentive Program | Audubon | 8106 | 14 | 8.4 | Residential | Behind the Meter | Yes | Net Metered Residential | Pro Custom Solar dba Momentum Solar | None | PSE&G | Accepted | 2023-03-14 | 2023-04-07 | 2024-04-07 | Solar Panels | hanwha | Q.PEAK DUO BLK-G10+365 |  | 0.365 | 8 | 140 | 25 |  | Fixed | Roof
NJADRE1552745355 | Administratively Determined Incentive Program | Audubon | 8106 | 14 | 8.4 | Residential | Behind the Meter | Yes | Net Metered Residential | Pro Custom Solar dba Momentum Solar | None | PSE&G | Accepted | 2023-03-14 | 2023-04-07 | 2024-04-07 | Solar Panels | hanwha | Q.PEAK DUO BLK-G10+365 |  | 0.365 | 9 | 320 | 25 |  | Fixed | Roof
NJADRE1552745355 | Administratively Determined Incentive Program | Audubon | 8106 | 14 | 8.4 | Residential | Behind the Meter | Yes | Net Metered Residential | Pro Custom Solar dba Momentum Solar | None | PSE&G | Accepted | 2023-03-14 | 2023-04-07 | 2024-04-07 | Solar Panels | hanwha | Q.PEAK DUO BLK-G10+365 |  | 0.365 | 6 | 230 | 16 |  | Fixed | Roof
NJADRE1552745365 | Administratively Determined Incentive Program | Maywood | 7607 | 7 | 6 | Residential | Behind the Meter | Yes | Net Metered Residential | Trinity Solar | None | PSE&G | Accepted | 2023-03-14 | 2023-04-06 | 2024-04-06 | Inverters | Solar Edge | SE5000H-US | 5000 |  | 1 |  |  | 0.97 |  | Outdoor
NJADRE1552745365 | Administratively Determined Incentive Program | Maywood | 7607 | 7 | 6 | Residential | Behind the Meter | Yes | Net Metered Residential | Trinity Solar | None | PSE&G | Accepted | 2023-03-14 | 2023-04-06 | 2024-04-06 | Solar Panels | HANWHA 400 (Q.PEAK DUO BLK ML-G10+ 400) | HANWHA 400 (Q.PEAK DUO BLK ML-G10+ 400) |  | 0.4 | 10 | 218 | 23 |  | Fixed | Roof
NJADRE1552745365 | Administratively Determined Incentive Program | Maywood | 7607 | 7 | 6 | Residential | Behind the Meter | Yes | Net Metered Residential | Trinity Solar | None | PSE&G | Accepted | 2023-03-14 | 2023-04-06 | 2024-04-06 | Solar Panels | HANWHA 400 (Q.PEAK DUO BLK ML-G10+ 400) | HANWHA 400 (Q.PEAK DUO BLK ML-G10+ 400) |  | 0.4 | 5 | 38 | 23 |  | Fixed | Roof
NJADRE1552745428 | Administratively Determined Incentive Program | Stafford Township | 8092 | 18 | 11.73 | Residential | Behind the Meter | No | Net Metered Residential | Ad Energy | None | AC Electric | Accepted | 2023-03-14 | 2023-04-07 | 2024-04-07 | Inverters | SunPower | IQ7XS-96-ACM-US | 384 |  | 35 |  |  | 0.97 |  | Outdoor | At each panel
NJADRE1552745428 | Administratively Determined Incentive Program | Stafford Township | 8092 | 18 | 11.73 | Residential | Behind the Meter | No | Net Metered Residential | Ad Energy | None | AC Electric | Accepted | 2023-03-14 | 2023-04-07 | 2024-04-07 | Solar Panels | SunPower | SPR-X21-335-BLK-AC |  | 0.335 | 2 | 262 | 27 |  | Fixed | Roof
NJADRE1552745428 | Administratively Determined Incentive Program | Stafford Township | 8092 | 18 | 11.73 | Residential | Behind the Meter | No | Net Metered Residential | Ad Energy | None | AC Electric | Accepted | 2023-03-14 | 2023-04-07 | 2024-04-07 | Solar Panels | SunPower | SPR-X21-335-BLK-AC |  | 0.335 | 3 | 172 | 1 |  | Fixed | Roof
NJADRE1552745428 | Administratively Determined Incentive Program | Stafford Township | 8092 | 18 | 11.73 | Residential | Behind the Meter | No | Net Metered Residential | Ad Energy | None | AC Electric | Accepted | 2023-03-14 | 2023-04-07 | 2024-04-07 | Solar Panels | SunPower | SPR-X21-335-BLK-AC |  | 0.335 | 15 | 172 | 27 |  | Fixed | Roof
NJADRE1552745428 | Administratively Determined Incentive Program | Stafford Township | 8092 | 18 | 11.73 | Residential | Behind the Meter | No | Net Metered Residential | Ad Energy | None | AC Electric | Accepted | 2023-03-14 | 2023-04-07 | 2024-04-07 | Solar Panels | SunPower | SPR-X21-335-BLK-AC |  | 0.335 | 7 | 262 | 27 |  | Fixed | Roof
NJADRE1552745428 | Administratively Determined Incentive Program | Stafford Township | 8092 | 18 | 11.73 | Residential | Behind the Meter | No | Net Metered Residential | Ad Energy | None | AC Electric | Accepted | 2023-03-14 | 2023-04-07 | 2024-04-07 | Solar Panels | SunPower | SPR-X21-335-BLK-AC |  | 0.335 | 8 | 262 | 27 |  | Fixed | Roof
NJADRE1552745475 | Administratively Determined Incentive Program | Robbinsville Township | 8691 | 12 | 10.4 | Residential | Behind the Meter | No | Net Metered Residential | Trinity Solar | None | PSE&G | Accepted | 2023-03-14 | 2023-04-07 | 2024-04-07 | Inverters | Solar Edge | SE10000H-US | 10 |  | 1 |  |  | 0.97 |  | Outdoor
NJADRE1552745475 | Administratively Determined Incentive Program | Robbinsville Township | 8691 | 12 | 10.4 | Residential | Behind the Meter | No | Net Metered Residential | Trinity Solar | None | PSE&G | Accepted | 2023-03-14 | 2023-04-07 | 2024-04-07 | Solar Panels | HANWHA 400 (Q.PEAK DUO BLK ML-G10.a+ 400) | HANWHA 400 (Q.PEAK DUO BLK ML-G10.a+ 400) |  | 0.4 | 16 | 261 | 14 |  | Fixed | Roof
NJADRE1552745475 | Administratively Determined Incentive Program | Robbinsville Township | 8691 | 12 | 10.4 | Residential | Behind the Meter | No | Net Metered Residential | Trinity Solar | None | PSE&G | Accepted | 2023-03-14 | 2023-04-07 | 2024-04-07 | Solar Panels | HANWHA 400 (Q.PEAK DUO BLK ML-G10.a+ 400) | HANWHA 400 (Q.PEAK DUO BLK ML-G10.a+ 400) |  | 0.4 | 10 | 261 | 14 |  | Fixed | Roof
NJADRE1552745496 | Administratively Determined Incentive Program | Newark | 7108 | 9 | 6.72 | Residential | Behind the Meter | No | Net Metered Residential | Skyline Solar LLC | None | PSE&G | Accepted | 2023-03-14 | 2023-04-07 | 2024-04-07 | Solar Panels | JA SOLAR | JAM54S31-395/MR |  | 0.395 | 7 | 195 | 45 |  | Fixed | Roof
NJADRE1552745496 | Administratively Determined Incentive Program | Newark | 7108 | 9 | 6.72 | Residential | Behind the Meter | No | Net Metered Residential | Skyline Solar LLC | None | PSE&G | Accepted | 2023-03-14 | 2023-04-07 | 2024-04-07 | Solar Panels | JA SOLAR | JAM54S31-395/MR |  | 0.395 | 3 | 104 | 34 |  | Fixed | Roof
NJADRE1552745496 | Administratively Determined Incentive Program | Newark | 7108 | 9 | 6.72 | Residential | Behind the Meter | No | Net Metered Residential | Skyline Solar LLC | None | PSE&G | Accepted | 2023-03-14 | 2023-04-07 | 2024-04-07 | Solar Panels | JA SOLAR | JAM54S31-395/MR |  | 0.395 | 4 | 285 | 34 |  | Fixed | Roof
NJADRE1552745496 | Administratively Determined Incentive Program | Newark | 7108 | 9 | 6.72 | Residential | Behind the Meter | No | Net Metered Residential | Skyline Solar LLC | None | PSE&G | Accepted | 2023-03-14 | 2023-04-07 | 2024-04-07 | Solar Panels | JA SOLAR | JAM54S31-395/MR |  | 0.395 | 3 | 284 | 45 |  | Fixed | Roof
NJADRE1552745496 | Administratively Determined Incentive Program | Newark | 7108 | 9 | 6.72 | Residential | Behind the Meter | No | Net Metered Residential | Skyline Solar LLC | None | PSE&G | Accepted | 2023-03-14 | 2023-04-07 | 2024-04-07 | Inverters | SOLAREDGE | SE5000H-US | 5000 |  | 1 |  |  | 0.992 |  | Outdoor
NJADRE1552746182 | Administratively Determined Incentive Program | Bloomfield Twp | 7003 | 9 | 5.67 | Residential | Behind the Meter | No | Net Metered Residential | EMT Renewables | None | PSE&G | Accepted | 2023-03-14 | 2023-04-06 | 2024-04-06 | Inverters | ENPHASE | IQ8+ | 290 |  | 14 |  |  | 0.98 |  | Other | UNDER EACH PANEL
NJADRE1552746182 | Administratively Determined Incentive Program | Bloomfield Twp | 7003 | 9 | 5.67 | Residential | Behind the Meter | No | Net Metered Residential | EMT Renewables | None | PSE&G | Accepted | 2023-03-14 | 2023-04-06 | 2024-04-06 | Solar Panels | REC ALPHA | REC 405 |  | 0.405 | 6 | 354 | 19 |  | Fixed | Roof
NJADRE1552746182 | Administratively Determined Incentive Program | Bloomfield Twp | 7003 | 9 | 5.67 | Residential | Behind the Meter | No | Net Metered Residential | EMT Renewables | None | PSE&G | Accepted | 2023-03-14 | 2023-04-06 | 2024-04-06 | Solar Panels | REC ALPHA | REC 405 |  | 0.405 | 5 | 354 | 30 |  | Fixed | Roof
NJADRE1552746182 | Administratively Determined Incentive Program | Bloomfield Twp | 7003 | 9 | 5.67 | Residential | Behind the Meter | No | Net Metered Residential | EMT Renewables | None | PSE&G | Accepted | 2023-03-14 | 2023-04-06 | 2024-04-06 | Solar Panels | REC ALPHA | REC 405 |  | 0.405 | 3 | 174 | 20 |  | Fixed | Roof
NJADRE1552746279 | Administratively Determined Incentive Program | Mount Laurel Twp | 8054 | 13 | 11.47 | Residential | Behind the Meter | No | Net Metered Residential | Tesla Energy Operations Inc | None | PSE&G | Accepted | 2023-03-14 | 2023-04-06 | 2024-04-06 | Electric Storage Battery | Tesla | AC Powerwall 2.0 |  |  | 2 |  |  |  | Lithium Ion |  | Inside
NJADRE1552746279 | Administratively Determined Incentive Program | Mount Laurel Twp | 8054 | 13 | 11.47 | Residential | Behind the Meter | No | Net Metered Residential | Tesla Energy Operations Inc | None | PSE&G | Accepted | 2023-03-14 | 2023-04-06 | 2024-04-06 | Inverters | Tesla | 1850000-00-C | 7680 |  | 1 |  |  | 0.98 |  | Indoor
NJADRE1552746279 | Administratively Determined Incentive Program | Mount Laurel Twp | 8054 | 13 | 11.47 | Residential | Behind the Meter | No | Net Metered Residential | Tesla Energy Operations Inc | None | PSE&G | Accepted | 2023-03-14 | 2023-04-06 | 2024-04-06 | Solar Panels | Tesla | SR72T2 71.67 W |  | 0.07167 | 137 | 324 | 20 |  | Fixed | Roof
NJADRE1552746279 | Administratively Determined Incentive Program | Mount Laurel Twp | 8054 | 13 | 11.47 | Residential | Behind the Meter | No | Net Metered Residential | Tesla Energy Operations Inc | None | PSE&G | Accepted | 2023-03-14 | 2023-04-06 | 2024-04-06 | Solar Panels | Tesla | SR72T2 71.67 W |  | 0.07167 | 23 | 144 | 20 |  | Double Axis | Roof
NJADRE1552746340 | Administratively Determined Incentive Program | Ventnor City | 8406 | 19 | 6.8 | Residential | Behind the Meter | Yes | Net Metered Residential | EMT Renewables | None | AC Electric | Accepted | 2023-03-14 | 2023-04-06 | 2024-04-06 | Inverters | ENPHASE | IQ8+ | 290 |  | 17 |  |  | 0.98 |  | Other | UNDER EACH PANEL
NJADRE1552746340 | Administratively Determined Incentive Program | Ventnor City | 8406 | 19 | 6.8 | Residential | Behind the Meter | Yes | Net Metered Residential | EMT Renewables | None | AC Electric | Accepted | 2023-03-14 | 2023-04-06 | 2024-04-06 | Solar Panels | Q CELLS | Q PEAK DUO BLK 400 |  | 0.4 | 6 | 148 | 23 |  | Fixed | Roof
NJADRE1552746340 | Administratively Determined Incentive Program | Ventnor City | 8406 | 19 | 6.8 | Residential | Behind the Meter | Yes | Net Metered Residential | EMT Renewables | None | AC Electric | Accepted | 2023-03-14 | 2023-04-06 | 2024-04-06 | Solar Panels | Q CELLS | Q PEAK DUO BLK 400 |  | 0.4 | 8 | 238 | 23 |  | Fixed | Roof
NJADRE1552746340 | Administratively Determined Incentive Program | Ventnor City | 8406 | 19 | 6.8 | Residential | Behind the Meter | Yes | Net Metered Residential | EMT Renewables | None | AC Electric | Accepted | 2023-03-14 | 2023-04-06 | 2024-04-06 | Solar Panels | Q CELLS | Q PEAK DUO BLK 400 |  | 0.4 | 3 | 328 | 23 |  | Fixed | Roof
NJADRE1552746358 | Administratively Determined Incentive Program | FLANDERS | 7836 | 3 | 16.43 | Residential | Behind the Meter | Yes | Net Metered Residential | Pro Custom Solar dba Momentum Solar | None | PSE&G | Accepted | 2023-03-14 | 2023-04-07 | 2024-04-07 | Inverters | ENPHASE | IQ8PLUS-72-2-US | 290 |  | 45 |  |  | 0.97 |  | Outdoor
NJADRE1552746358 | Administratively Determined Incentive Program | FLANDERS | 7836 | 3 | 16.43 | Residential | Behind the Meter | Yes | Net Metered Residential | Pro Custom Solar dba Momentum Solar | None | PSE&G | Accepted | 2023-03-14 | 2023-04-07 | 2024-04-07 | Solar Panels | HANWHA | Q.PEAK DUO BLK-G10+365 |  | 0.365 | 10 | 164 | 30 |  | Fixed | Roof
NJADRE1552746358 | Administratively Determined Incentive Program | FLANDERS | 7836 | 3 | 16.43 | Residential | Behind the Meter | Yes | Net Metered Residential | Pro Custom Solar dba Momentum Solar | None | PSE&G | Accepted | 2023-03-14 | 2023-04-07 | 2024-04-07 | Solar Panels | HANWHA | Q.PEAK DUO BLK-G10+365 |  | 0.365 | 4 | 254 | 40 |  | Fixed | Roof
NJADRE1552746358 | Administratively Determined Incentive Program | FLANDERS | 7836 | 3 | 16.43 | Residential | Behind the Meter | Yes | Net Metered Residential | Pro Custom Solar dba Momentum Solar | None | PSE&G | Accepted | 2023-03-14 | 2023-04-07 | 2024-04-07 | Solar Panels | HANWHA | Q.PEAK DUO BLK-G10+365 |  | 0.365 | 15 | 254 | 45 |  | Fixed | Roof
NJADRE1552746358 | Administratively Determined Incentive Program | FLANDERS | 7836 | 3 | 16.43 | Residential | Behind the Meter | Yes | Net Metered Residential | Pro Custom Solar dba Momentum Solar | None | PSE&G | Accepted | 2023-03-14 | 2023-04-07 | 2024-04-07 | Solar Panels | HANWHA | Q.PEAK DUO BLK-G10+365 |  | 0.365 | 16 | 74 | 45 |  | Fixed | Roof
NJADRE1552746476 | Administratively Determined Incentive Program | Newfield | 8344 | 15 | 15.21 | Residential | Behind the Meter | No | Net Metered Residential | Sunrun Installation Services, Inc. | None | AC Electric | Accepted | 2023-03-14 | 2023-04-07 | 2024-04-07 | Inverters | SOLAREDGE TECHNOLOGIES | SE3800H-USMN | 3800 |  | 1 |  |  | 0.992 |  | Outdoor | Next To Meter
NJADRE1552746476 | Administratively Determined Incentive Program | Newfield | 8344 | 15 | 15.21 | Residential | Behind the Meter | No | Net Metered Residential | Sunrun Installation Services, Inc. | None | AC Electric | Accepted | 2023-03-14 | 2023-04-07 | 2024-04-07 | Inverters | SOLAREDGE TECHNOLOGIES | SE7600H-USSN | 7600 |  | 1 |  |  | 0.992 |  | Outdoor | Next To Meter
NJADRE1552746476 | Administratively Determined Incentive Program | Newfield | 8344 | 15 | 15.21 | Residential | Behind the Meter | No | Net Metered Residential | Sunrun Installation Services, Inc. | None | AC Electric | Accepted | 2023-03-14 | 2023-04-07 | 2024-04-07 | Solar Panels | TRINA SOLAR | TSM-390DE09C.07 |  | 0.39 | 10 | 265 | 8 |  | Fixed | Roof
NJADRE1552746476 | Administratively Determined Incentive Program | Newfield | 8344 | 15 | 15.21 | Residential | Behind the Meter | No | Net Metered Residential | Sunrun Installation Services, Inc. | None | AC Electric | Accepted | 2023-03-14 | 2023-04-07 | 2024-04-07 | Solar Panels | TRINA SOLAR | TSM-390DE09C.07 |  | 0.39 | 2 | 265 | 8 |  | Fixed | Roof
NJADRE1552746476 | Administratively Determined Incentive Program | Newfield | 8344 | 15 | 15.21 | Residential | Behind the Meter | No | Net Metered Residential | Sunrun Installation Services, Inc. | None | AC Electric | Accepted | 2023-03-14 | 2023-04-07 | 2024-04-07 | Solar Panels | TRINA SOLAR | TSM-390DE09C.07 |  | 0.39 | 11 | 85 | 39 |  | Fixed | Roof
NJADRE1552746476 | Administratively Determined Incentive Program | Newfield | 8344 | 15 | 15.21 | Residential | Behind the Meter | No | Net Metered Residential | Sunrun Installation Services, Inc. | None | AC Electric | Accepted | 2023-03-14 | 2023-04-07 | 2024-04-07 | Solar Panels | TRINA SOLAR | TSM-390DE09C.07 |  | 0.39 | 5 | 265 | 40 |  | Fixed | Roof
NJADRE1552746476 | Administratively Determined Incentive Program | Newfield | 8344 | 15 | 15.21 | Residential | Behind the Meter | No | Net Metered Residential | Sunrun Installation Services, Inc. | None | AC Electric | Accepted | 2023-03-14 | 2023-04-07 | 2024-04-07 | Solar Panels | TRINA SOLAR | TSM-390DE09C.07 |  | 0.39 | 7 | 355 | 17 |  | Fixed | Roof
NJADRE1552746476 | Administratively Determined Incentive Program | Newfield | 8344 | 15 | 15.21 | Residential | Behind the Meter | No | Net Metered Residential | Sunrun Installation Services, Inc. | None | AC Electric | Accepted | 2023-03-14 | 2023-04-07 | 2024-04-07 | Solar Panels | TRINA SOLAR | TSM-390DE09C.07 |  | 0.39 | 4 | 175 | 21 |  | Fixed | Roof
NJADRE1552748568 | Administratively Determined Incentive Program | East Orange | 7017 | 9 | 5.2 | Residential | Behind the Meter | No | Net Metered Residential | Trinity Solar | None | PSE&G | Accepted | 2023-03-15 | 2023-04-07 | 2024-04-07 | Inverters | Solar Edge | SE5000H-US | 5000 |  | 1 |  |  | 0.97 |  | Outdoor
NJADRE1552748568 | Administratively Determined Incentive Program | East Orange | 7017 | 9 | 5.2 | Residential | Behind the Meter | No | Net Metered Residential | Trinity Solar | None | PSE&G | Accepted | 2023-03-15 | 2023-04-07 | 2024-04-07 | Solar Panels | Hanwha 400 Watt Model #Q.PEAK DUO BLK ML-G10+ 400 | Hanwha 400 Watt Model #Q.PEAK DUO BLK ML-G10+ 400 |  | 0.4 | 8 | 292 | 47 |  | Fixed | Roof
NJADRE1552748568 | Administratively Determined Incentive Program | East Orange | 7017 | 9 | 5.2 | Residential | Behind the Meter | No | Net Metered Residential | Trinity Solar | None | PSE&G | Accepted | 2023-03-15 | 2023-04-07 | 2024-04-07 | Solar Panels | Hanwha 400 Watt Model #Q.PEAK DUO BLK ML-G10+ 400 | Hanwha 400 Watt Model #Q.PEAK DUO BLK ML-G10+ 400 |  | 0.4 | 3 | 292 | 30 |  | Fixed | Roof
NJADRE1552748568 | Administratively Determined Incentive Program | East Orange | 7017 | 9 | 5.2 | Residential | Behind the Meter | No | Net Metered Residential | Trinity Solar | None | PSE&G | Accepted | 2023-03-15 | 2023-04-07 | 2024-04-07 | Solar Panels | Hanwha 400 Watt Model #Q.PEAK DUO BLK ML-G10+ 400 | Hanwha 400 Watt Model #Q.PEAK DUO BLK ML-G10+ 400 |  | 0.4 | 2 | 112 | 30 |  | Fixed | Roof
NJADRE1552748581 | Administratively Determined Incentive Program | East Newark | 7029 | 8 | 6.57 | Residential | Behind the Meter | Yes | Net Metered Residential | Pro Custom Solar dba Momentum Solar | None | PSE&G | Accepted | 2023-03-15 | 2023-04-06 | 2024-04-06 | Inverters | enphase | IQ8PLUS-72-2-US | 290 |  | 18 |  |  | 0.97 |  | Outdoor
NJADRE1552748581 | Administratively Determined Incentive Program | East Newark | 7029 | 8 | 6.57 | Residential | Behind the Meter | Yes | Net Metered Residential | Pro Custom Solar dba Momentum Solar | None | PSE&G | Accepted | 2023-03-15 | 2023-04-06 | 2024-04-06 | Solar Panels | hanwha | Q.PEAK DUO BLK-G10+365 |  | 0.365 | 7 | 14 | 38 |  | Fixed | Roof
NJADRE1552748581 | Administratively Determined Incentive Program | East Newark | 7029 | 8 | 6.57 | Residential | Behind the Meter | Yes | Net Metered Residential | Pro Custom Solar dba Momentum Solar | None | PSE&G | Accepted | 2023-03-15 | 2023-04-06 | 2024-04-06 | Solar Panels | hanwha | Q.PEAK DUO BLK-G10+365 |  | 0.365 | 11 | 194 | 36 |  | Fixed | Roof
NJADRE1552748594 | Administratively Determined Incentive Program | Blackwood | 8012 | 14 | 10.53 | Residential | Behind the Meter | Yes | Net Metered Residential | Sunrun Installation Services, Inc. | None | AC Electric | Accepted | 2023-03-15 | 2023-04-10 | 2024-04-10 | Inverters | SOLAREDGE TECHNOLOGIES | SE7600H-USSN | 7600 |  | 1 |  |  | 0.99 |  | Outdoor
NJADRE1552748594 | Administratively Determined Incentive Program | Blackwood | 8012 | 14 | 10.53 | Residential | Behind the Meter | Yes | Net Metered Residential | Sunrun Installation Services, Inc. | None | AC Electric | Accepted | 2023-03-15 | 2023-04-10 | 2024-04-10 | Solar Panels | Trina Solar | TSM-390DE09C.07 |  | 0.39 | 16 | 181 | 18 |  | Fixed | Roof
NJADRE1552748594 | Administratively Determined Incentive Program | Blackwood | 8012 | 14 | 10.53 | Residential | Behind the Meter | Yes | Net Metered Residential | Sunrun Installation Services, Inc. | None | AC Electric | Accepted | 2023-03-15 | 2023-04-10 | 2024-04-10 | Solar Panels | Trina Solar | TSM-390DE09C.07 |  | 0.39 | 11 | 1 | 20 |  | Fixed | Roof
NJADRE1552748656 | Administratively Determined Incentive Program | East Windsor | 8520 | 12 | 10.59 | Residential | Behind the Meter | Yes | Net Metered Residential | Pro Custom Solar dba Momentum Solar | None | JCP&L | Accepted | 2023-03-15 | 2023-04-07 | 2024-04-07 | Inverters | ENPHASE | IQ8PLUS-72-2-US | 290 |  | 29 |  |  | 0.97 |  | Outdoor
NJADRE1552748656 | Administratively Determined Incentive Program | East Windsor | 8520 | 12 | 10.59 | Residential | Behind the Meter | Yes | Net Metered Residential | Pro Custom Solar dba Momentum Solar | None | JCP&L | Accepted | 2023-03-15 | 2023-04-07 | 2024-04-07 | Solar Panels | HANWHA | Q.PEAK DUO BLK-G10+365 |  | 0.365 | 14 | 97 | 23 |  | Fixed | Roof
NJADRE1552748656 | Administratively Determined Incentive Program | East Windsor | 8520 | 12 | 10.59 | Residential | Behind the Meter | Yes | Net Metered Residential | Pro Custom Solar dba Momentum Solar | None | JCP&L | Accepted | 2023-03-15 | 2023-04-07 | 2024-04-07 | Solar Panels | HANWHA | Q.PEAK DUO BLK-G10+365 |  | 0.365 | 15 | 277 | 23 |  | Fixed | Roof
NJADRE1552748798 | Administratively Determined Incentive Program | Secaucus Town | 7094 | 8 | 5.6 | Residential | Behind the Meter | No | Net Metered Residential | Freedom Forever New Jersey LLC | None | PSE&G | Accepted | 2023-03-15 | 2023-04-10 | 2024-04-10 | Inverters | Solar Edge | SE3800H-USRGM | 3800 |  | 1 |  |  | 0.99 |  | Outdoor
NJADRE1552748798 | Administratively Determined Incentive Program | Secaucus Town | 7094 | 8 | 5.6 | Residential | Behind the Meter | No | Net Metered Residential | Freedom Forever New Jersey LLC | None | PSE&G | Accepted | 2023-03-15 | 2023-04-10 | 2024-04-10 | Solar Panels | Freedom Forever | FF-MP-BBB-400 |  | 0.4 | 3 | 309 | 31 |  | Fixed | Roof
NJADRE1552748798 | Administratively Determined Incentive Program | Secaucus Town | 7094 | 8 | 5.6 | Residential | Behind the Meter | No | Net Metered Residential | Freedom Forever New Jersey LLC | None | PSE&G | Accepted | 2023-03-15 | 2023-04-10 | 2024-04-10 | Solar Panels | Freedom Forever | FF-MP-BBB-400 |  | 0.4 | 11 | 129 | 10 |  | Fixed | Roof
NJADRE1552750534 | Administratively Determined Incentive Program | Lacey Township | 8731 | 18 | 8.03 | Residential | Behind the Meter | Yes | Net Metered Residential | Pro Custom Solar dba Momentum Solar | None | JCP&L | Accepted | 2023-03-15 | 2023-04-07 | 2024-04-07 | Inverters | ENPHASE | IQ8PLUS-72-2-US | 290 |  | 22 |  |  | 0.97 |  | Outdoor
NJADRE1552750534 | Administratively Determined Incentive Program | Lacey Township | 8731 | 18 | 8.03 | Residential | Behind the Meter | Yes | Net Metered Residential | Pro Custom Solar dba Momentum Solar | None | JCP&L | Accepted | 2023-03-15 | 2023-04-07 | 2024-04-07 | Solar Panels | HANWHA | Q.PEAK DUO BLK-G10+365 |  | 0.365 | 15 | 75 | 29 |  | Fixed | Roof
NJADRE1552750534 | Administratively Determined Incentive Program | Lacey Township | 8731 | 18 | 8.03 | Residential | Behind the Meter | Yes | Net Metered Residential | Pro Custom Solar dba Momentum Solar | None | JCP&L | Accepted | 2023-03-15 | 2023-04-07 | 2024-04-07 | Solar Panels | HANWHA | Q.PEAK DUO BLK-G10+365 |  | 0.365 | 7 | 255 | 29 |  | Fixed | Roof
NJADRE1552750676 | Administratively Determined Incentive Program | East Orange | 7018 | 9 | 6.24 | Residential | Behind the Meter | Yes | Net Metered Residential | Sunrun Installation Services, Inc. | None | PSE&G | Accepted | 2023-03-15 | 2023-04-07 | 2024-04-07 | Inverters | SolarEdge Technologies | SE6000H-USSN | 6000 |  | 1 |  |  | 0.96 |  | Outdoor | Next To Meter
NJADRE1552750676 | Administratively Determined Incentive Program | East Orange | 7018 | 9 | 6.24 | Residential | Behind the Meter | Yes | Net Metered Residential | Sunrun Installation Services, Inc. | None | PSE&G | Accepted | 2023-03-15 | 2023-04-07 | 2024-04-07 | Solar Panels | Trina Solar | TSM-390DE09C.07 |  | 0.39 | 6 | 21 | 41 |  | Fixed | Roof
NJADRE1552750676 | Administratively Determined Incentive Program | East Orange | 7018 | 9 | 6.24 | Residential | Behind the Meter | Yes | Net Metered Residential | Sunrun Installation Services, Inc. | None | PSE&G | Accepted | 2023-03-15 | 2023-04-07 | 2024-04-07 | Solar Panels | Trina Solar | TSM-390DE09C.07 |  | 0.39 | 10 | 201 | 41 |  | Fixed | Roof
NJADRE1552750727 | Administratively Determined Incentive Program | Rochelle Park | 7662 | 7 | 6.65 | Residential | Behind the Meter | No | Net Metered Residential | Sunrun Installation Services, Inc. | None | PSE&G | Accepted | 2023-03-15 | 2023-04-07 | 2024-04-07 | Inverters | SolarEdge Technologies | SE6000H-USS3 | 6000 |  | 1 |  |  | 0.96 |  | Outdoor | Next To Meter
NJADRE1552750727 | Administratively Determined Incentive Program | Rochelle Park | 7662 | 7 | 6.65 | Residential | Behind the Meter | No | Net Metered Residential | Sunrun Installation Services, Inc. | None | PSE&G | Accepted | 2023-03-15 | 2023-04-07 | 2024-04-07 | Solar Panels | Hanwha Q Cells | Q.PEAK DUO-G8+ 350 |  | 0.35 | 3 | 39 | 7 |  | Fixed | Roof
NJADRE1552750727 | Administratively Determined Incentive Program | Rochelle Park | 7662 | 7 | 6.65 | Residential | Behind the Meter | No | Net Metered Residential | Sunrun Installation Services, Inc. | None | PSE&G | Accepted | 2023-03-15 | 2023-04-07 | 2024-04-07 | Solar Panels | Hanwha Q Cells | Q.PEAK DUO-G8+ 350 |  | 0.35 | 16 | 40 | 16 |  | Fixed | Roof
NJADRE1552752890 | Administratively Determined Incentive Program | Westampton Twp | 8060 | 13 | 19.2 | Residential | Behind the Meter | Yes | Net Metered Residential | Suntuity Solar LLC | None | PSE&G | Accepted | 2023-03-16 | 2023-04-10 | 2024-04-10 | Inverters | (48)ENPHASE | IQ8PLUS-72-2-US | 290 |  | 48 |  |  | 0.97 |  | Outdoor | Behind the PV modules
NJADRE1552752890 | Administratively Determined Incentive Program | Westampton Twp | 8060 | 13 | 19.2 | Residential | Behind the Meter | Yes | Net Metered Residential | Suntuity Solar LLC | None | PSE&G | Accepted | 2023-03-16 | 2023-04-10 | 2024-04-10 | Solar Panels | (48)HANWHA | Q.PEAK DUO BLK ML-G10+ 400 |  | 0.4 | 10 | 17 | 30 |  | Fixed | Roof
NJADRE1552752890 | Administratively Determined Incentive Program | Westampton Twp | 8060 | 13 | 19.2 | Residential | Behind the Meter | Yes | Net Metered Residential | Suntuity Solar LLC | None | PSE&G | Accepted | 2023-03-16 | 2023-04-10 | 2024-04-10 | Solar Panels | (48)HANWHA | Q.PEAK DUO BLK ML-G10+ 400 |  | 0.4 | 8 | 197 | 30 |  | Fixed | Roof
NJADRE1552752890 | Administratively Determined Incentive Program | Westampton Twp | 8060 | 13 | 19.2 | Residential | Behind the Meter | Yes | Net Metered Residential | Suntuity Solar LLC | None | PSE&G | Accepted | 2023-03-16 | 2023-04-10 | 2024-04-10 | Solar Panels | (48)HANWHA | Q.PEAK DUO BLK ML-G10+ 400 |  | 0.4 | 7 | 197 | 10 |  | Fixed | Roof
NJADRE1552752890 | Administratively Determined Incentive Program | Westampton Twp | 8060 | 13 | 19.2 | Residential | Behind the Meter | Yes | Net Metered Residential | Suntuity Solar LLC | None | PSE&G | Accepted | 2023-03-16 | 2023-04-10 | 2024-04-10 | Solar Panels | (48)HANWHA | Q.PEAK DUO BLK ML-G10+ 400 |  | 0.4 | 2 | 17 | 30 |  | Fixed | Roof
NJADRE1552752890 | Administratively Determined Incentive Program | Westampton Twp | 8060 | 13 | 19.2 | Residential | Behind the Meter | Yes | Net Metered Residential | Suntuity Solar LLC | None | PSE&G | Accepted | 2023-03-16 | 2023-04-10 | 2024-04-10 | Solar Panels | (48)HANWHA | Q.PEAK DUO BLK ML-G10+ 400 |  | 0.4 | 2 | 197 | 30 |  | Fixed | Roof
NJADRE1552752890 | Administratively Determined Incentive Program | Westampton Twp | 8060 | 13 | 19.2 | Residential | Behind the Meter | Yes | Net Metered Residential | Suntuity Solar LLC | None | PSE&G | Accepted | 2023-03-16 | 2023-04-10 | 2024-04-10 | Solar Panels | (48)HANWHA | Q.PEAK DUO BLK ML-G10+ 400 |  | 0.4 | 12 | 197 | 14 |  | Fixed | Roof
NJADRE1552752890 | Administratively Determined Incentive Program | Westampton Twp | 8060 | 13 | 19.2 | Residential | Behind the Meter | Yes | Net Metered Residential | Suntuity Solar LLC | None | PSE&G | Accepted | 2023-03-16 | 2023-04-10 | 2024-04-10 | Solar Panels | (48)HANWHA | Q.PEAK DUO BLK ML-G10+ 400 |  | 0.4 | 7 | 17 | 20 |  | Fixed | Roof
NJADRE1552752987 | Administratively Determined Incentive Program | Union Beach | 7735 | 17 | 5.25 | Residential | Behind the Meter | Yes | Net Metered Residential | Vision Solar LLC | None | JCP&L | Accepted | 2023-03-16 | 2023-04-10 | 2024-04-10 | Inverters | SolarEdge | SE3800H-USRGM | 3800 |  | 1 |  |  | 0.97 |  | Outdoor | SIDE OF HOUSE
NJADRE1552752987 | Administratively Determined Incentive Program | Union Beach | 7735 | 17 | 5.25 | Residential | Behind the Meter | Yes | Net Metered Residential | Vision Solar LLC | None | JCP&L | Accepted | 2023-03-16 | 2023-04-10 | 2024-04-10 | Solar Panels | LG | 350N1C-N5 |  | 0.35 | 5 | 206 | 25 |  | Fixed | Roof
NJADRE1552752987 | Administratively Determined Incentive Program | Union Beach | 7735 | 17 | 5.25 | Residential | Behind the Meter | Yes | Net Metered Residential | Vision Solar LLC | None | JCP&L | Accepted | 2023-03-16 | 2023-04-10 | 2024-04-10 | Solar Panels | LG | 350N1C-N5 |  | 0.35 | 10 | 116 | 23 |  | Fixed | Roof
NJADRE1552753018 | Administratively Determined Incentive Program | Plainfield City | 7062 | 10 | 4.86 | Residential | Behind the Meter | No | Net Metered Residential | EMT Renewables | None | PSE&G | Accepted | 2023-03-16 | 2023-04-10 | 2024-10-10 | Inverters | ENPHASE | IQ8+ | 290 |  | 12 |  |  | 0.98 |  | Other | UNDER EACH PANEL
NJADRE1552753018 | Administratively Determined Incentive Program | Plainfield City | 7062 | 10 | 4.86 | Residential | Behind the Meter | No | Net Metered Residential | EMT Renewables | None | PSE&G | Accepted | 2023-03-16 | 2023-04-10 | 2024-10-10 | Solar Panels | REC ALPHA | REC 405 |  | 0.405 | 10 | 128 | 39 |  | Fixed | Roof
NJADRE1552753018 | Administratively Determined Incentive Program | Plainfield City | 7062 | 10 | 4.86 | Residential | Behind the Meter | No | Net Metered Residential | EMT Renewables | None | PSE&G | Accepted | 2023-03-16 | 2023-04-10 | 2024-10-10 | Solar Panels | REC ALPHA | REC 405 |  | 0.405 | 2 | 38 | 39 |  | Fixed | Roof
NJADRE1552753189 | Administratively Determined Incentive Program | IRVINGTON | 7111 | 9 | 5.9 | Residential | Behind the Meter | Yes | Net Metered Residential | Fusion Solar Energy | PSEG | PSE&G | Accepted | 2023-03-16 | 2023-04-27 | 2024-04-27 | Inverters | Enphase | IQ8-60-2-US | 5 |  | 20 |  |  | 0.97 |  | Outdoor
NJADRE1552753189 | Administratively Determined Incentive Program | IRVINGTON | 7111 | 9 | 5.9 | Residential | Behind the Meter | Yes | Net Metered Residential | Fusion Solar Energy | PSEG | PSE&G | Accepted | 2023-03-16 | 2023-04-27 | 2024-04-27 | Solar Panels | Panasonic | EVPV360K |  | 0.36 | 12 | 269 | 29 |  | Fixed | Roof
NJADRE1552753189 | Administratively Determined Incentive Program | IRVINGTON | 7111 | 9 | 5.9 | Residential | Behind the Meter | Yes | Net Metered Residential | Fusion Solar Energy | PSEG | PSE&G | Accepted | 2023-03-16 | 2023-04-27 | 2024-04-27 | Solar Panels | JA SOLAR | JAM54S31-395/MR |  | 0.395 | 4 | 89 | 28 |  | Fixed | Roof
NJADRE1552753189 | Administratively Determined Incentive Program | IRVINGTON | 7111 | 9 | 5.9 | Residential | Behind the Meter | Yes | Net Metered Residential | Fusion Solar Energy | PSEG | PSE&G | Accepted | 2023-03-16 | 2023-04-27 | 2024-04-27 | Meters | ENPHASE | IQ-AM1-240 |  |  | 1 |  |  |  | Yes | Outdoor
NJADRE1552753190 | Administratively Determined Incentive Program | Irvington | 7111 | 9 | 8.4 | Residential | Behind the Meter | Yes | Net Metered Residential | Pro Custom Solar dba Momentum Solar | None | PSE&G | Accepted | 2023-03-16 | 2023-04-10 | 2024-04-10 | Inverters | ENPHASE | IQ8PLUS-72-2-US | 290 |  | 23 |  |  | 0.97 |  | Outdoor
NJADRE1552753190 | Administratively Determined Incentive Program | Irvington | 7111 | 9 | 8.4 | Residential | Behind the Meter | Yes | Net Metered Residential | Pro Custom Solar dba Momentum Solar | None | PSE&G | Accepted | 2023-03-16 | 2023-04-10 | 2024-04-10 | Solar Panels | HANWHA | Q.PEAK DUO BLK-G10+365 |  | 0.365 | 12 | 125 | 17 |  | Fixed | Roof
NJADRE1552753190 | Administratively Determined Incentive Program | Irvington | 7111 | 9 | 8.4 | Residential | Behind the Meter | Yes | Net Metered Residential | Pro Custom Solar dba Momentum Solar | None | PSE&G | Accepted | 2023-03-16 | 2023-04-10 | 2024-04-10 | Solar Panels | HANWHA | Q.PEAK DUO BLK-G10+365 |  | 0.365 | 4 | 305 | 19 |  | Fixed | Roof
NJADRE1552753190 | Administratively Determined Incentive Program | Irvington | 7111 | 9 | 8.4 | Residential | Behind the Meter | Yes | Net Metered Residential | Pro Custom Solar dba Momentum Solar | None | PSE&G | Accepted | 2023-03-16 | 2023-04-10 | 2024-04-10 | Solar Panels | HANWHA | Q.PEAK DUO BLK-G10+365 |  | 0.365 | 7 | 215 | 22 |  | Fixed | Roof
NJADRE1552753223 | Administratively Determined Incentive Program | Hopatcong | 7843 | 1 | 8 | Residential | Behind the Meter | No | Net Metered Residential | Trinity Solar | None | JCP&L | Accepted | 2023-03-16 | 2023-04-10 | 2024-04-10 | Solar Panels | Hanwha 400 Watt Model #Q.PEAK DUO BLK ML-G10+ 400 | Hanwha 400 Watt Model #Q.PEAK DUO BLK ML-G10+ 400 |  | 0.4 | 20 | 118 | 27 |  | Fixed | Roof
NJADRE1552753223 | Administratively Determined Incentive Program | Hopatcong | 7843 | 1 | 8 | Residential | Behind the Meter | No | Net Metered Residential | Trinity Solar | None | JCP&L | Accepted | 2023-03-16 | 2023-04-10 | 2024-04-10 | Inverters | Solar Edge | SE6000H-US | 6 |  | 1 |  |  | 0.97 |  | Outside
NJADRE1552753285 | Administratively Determined Incentive Program | East Windsor | 8520 | 12 | 4.02 | Residential | Behind the Meter | Yes | Net Metered Residential | Pro Custom Solar dba Momentum Solar | None | JCP&L | Accepted | 2023-03-16 | 2023-04-07 | 2024-04-07 | Inverters | enphase | IQ8PLUS-72-2-US | 290 |  | 11 |  |  | 0.97 |  | Outdoor
NJADRE1552753285 | Administratively Determined Incentive Program | East Windsor | 8520 | 12 | 4.02 | Residential | Behind the Meter | Yes | Net Metered Residential | Pro Custom Solar dba Momentum Solar | None | JCP&L | Accepted | 2023-03-16 | 2023-04-07 | 2024-04-07 | Solar Panels | hanwha | Q.PEAK DUO BLK-G10+365 |  | 0.365 | 11 | 210 | 22 |  | Fixed | Roof
NJADRE1552753349 | Administratively Determined Incentive Program | PATERSON | 7501 | 6 | 3.91 | Residential | Behind the Meter | Yes | Net Metered Residential | Fusion Solar Energy | PSEG | PSE&G | Accepted | 2023-03-16 | 2023-05-08 | 2024-05-08 | Inverters | ENPHASE | IQ8PLUS-72-2-US | 3 |  | 11 |  |  | 0.97 |  | Outdoor
NJADRE1552753349 | Administratively Determined Incentive Program | PATERSON | 7501 | 6 | 3.91 | Residential | Behind the Meter | Yes | Net Metered Residential | Fusion Solar Energy | PSEG | PSE&G | Accepted | 2023-03-16 | 2023-05-08 | 2024-05-08 | Solar Panels | REC SOLAR | REC355NP2 |  | 0.355 | 1 | 183 | 7 |  | Fixed | Roof
NJADRE1552753349 | Administratively Determined Incentive Program | PATERSON | 7501 | 6 | 3.91 | Residential | Behind the Meter | Yes | Net Metered Residential | Fusion Solar Energy | PSEG | PSE&G | Accepted | 2023-03-16 | 2023-05-08 | 2024-05-08 | Solar Panels | REC SOLAR | REC355NP2 |  | 0.355 | 10 | 183 | 40 |  | Fixed | Roof
NJADRE1552754765 | Administratively Determined Incentive Program | Trenton | 8691 | 12 | 6.21 | Residential | Behind the Meter | No | Net Metered Residential | Pro Custom Solar dba Momentum Solar | None | PSE&G | Accepted | 2023-03-16 | 2023-04-10 | 2024-04-10 | Inverters | enphase | IQ8PLUS-72-2-US | 290 |  | 17 |  |  | 0.97 |  | Outdoor
NJADRE1552754765 | Administratively Determined Incentive Program | Trenton | 8691 | 12 | 6.21 | Residential | Behind the Meter | No | Net Metered Residential | Pro Custom Solar dba Momentum Solar | None | PSE&G | Accepted | 2023-03-16 | 2023-04-10 | 2024-04-10 | Solar Panels | hanwha | Q.PEAK DUO BLK-G10+365 |  | 0.365 | 9 | 193 | 25 |  | Fixed | Roof
NJADRE1552754765 | Administratively Determined Incentive Program | Trenton | 8691 | 12 | 6.21 | Residential | Behind the Meter | No | Net Metered Residential | Pro Custom Solar dba Momentum Solar | None | PSE&G | Accepted | 2023-03-16 | 2023-04-10 | 2024-04-10 | Solar Panels | hanwha | Q.PEAK DUO BLK-G10+365 |  | 0.365 | 8 | 13 | 25 |  | Fixed | Roof
NJADRE1552757152 | Administratively Determined Incentive Program | Newark | 7112 | 9 | 7.11 | Residential | Behind the Meter | Yes | Net Metered Residential | Bright Planet Solar | None | PSE&G | Accepted | 2023-03-16 | 2023-04-12 | 2024-04-12 | Inverters | SolarEdge | SE5000H-USRGM | 5000 |  | 1 |  |  | 0.98 |  | Outdoor
NJADRE1552757152 | Administratively Determined Incentive Program | Newark | 7112 | 9 | 7.11 | Residential | Behind the Meter | Yes | Net Metered Residential | Bright Planet Solar | None | PSE&G | Accepted | 2023-03-16 | 2023-04-12 | 2024-04-12 | Solar Panels | Hanwha Q-Cells | Q.PEAK DUO BLK ML-G10.a+395 |  | 0.395 | 4 | 218 | 37 |  | Fixed | Roof
NJADRE1552757152 | Administratively Determined Incentive Program | Newark | 7112 | 9 | 7.11 | Residential | Behind the Meter | Yes | Net Metered Residential | Bright Planet Solar | None | PSE&G | Accepted | 2023-03-16 | 2023-04-12 | 2024-04-12 | Solar Panels | Hanwha Q-Cells | Q.PEAK DUO BLK ML-G10.a+395 |  | 0.395 | 3 | 218 | 37 |  | Fixed | Roof
NJADRE1552757152 | Administratively Determined Incentive Program | Newark | 7112 | 9 | 7.11 | Residential | Behind the Meter | Yes | Net Metered Residential | Bright Planet Solar | None | PSE&G | Accepted | 2023-03-16 | 2023-04-12 | 2024-04-12 | Solar Panels | Hanwha Q-Cells | Q.PEAK DUO BLK ML-G10.a+395 |  | 0.395 | 3 | 218 | 14 |  | Fixed | Roof
NJADRE1552757152 | Administratively Determined Incentive Program | Newark | 7112 | 9 | 7.11 | Residential | Behind the Meter | Yes | Net Metered Residential | Bright Planet Solar | None | PSE&G | Accepted | 2023-03-16 | 2023-04-12 | 2024-04-12 | Solar Panels | Hanwha Q-Cells | Q.PEAK DUO BLK ML-G10.a+395 |  | 0.395 | 8 | 217 | 9 |  | Fixed | Roof
NJADRE1552759285 | Administratively Determined Incentive Program | Flanders | 7836 | 3 | 13.37 | Residential | Behind the Meter | Yes | Net Metered Residential | Trinity Solar | None | JCP&L | Accepted | 2023-03-16 | 2023-04-10 | 2024-04-10 | Inverters | Solar Edge | SE10000H-US | 10 |  | 1 |  |  | 0.97 |  | Outdoor
NJADRE1552759285 | Administratively Determined Incentive Program | Flanders | 7836 | 3 | 13.37 | Residential | Behind the Meter | Yes | Net Metered Residential | Trinity Solar | None | JCP&L | Accepted | 2023-03-16 | 2023-04-10 | 2024-04-10 | Solar Panels | HANWHA 405 (Q.PEAK DUO BLK ML-G10+ 405) | HANWHA 405 (Q.PEAK DUO BLK ML-G10+ 405) |  | 0.405 | 24 | 176 | 30 |  | Fixed | Roof
NJADRE1552759285 | Administratively Determined Incentive Program | Flanders | 7836 | 3 | 13.37 | Residential | Behind the Meter | Yes | Net Metered Residential | Trinity Solar | None | JCP&L | Accepted | 2023-03-16 | 2023-04-10 | 2024-04-10 | Solar Panels | HANWHA 405 (Q.PEAK DUO BLK ML-G10+ 405) | HANWHA 405 (Q.PEAK DUO BLK ML-G10+ 405) |  | 0.405 | 9 | 356 | 30 |  | Fixed | Roof
NJADRE1552762680 | Administratively Determined Incentive Program | Newark | 7106 | 9 | 3.65 | Residential | Behind the Meter | No | Net Metered Residential | EMT Renewables | None | PSE&G | Accepted | 2023-03-16 | 2023-04-10 | 2024-04-10 | Inverters | ENPHASE | IQ8+ | 290 |  | 9 |  |  | 0.98 |  | Other | UNDER EACH PANEL
NJADRE1552762680 | Administratively Determined Incentive Program | Newark | 7106 | 9 | 3.65 | Residential | Behind the Meter | No | Net Metered Residential | EMT Renewables | None | PSE&G | Accepted | 2023-03-16 | 2023-04-10 | 2024-04-10 | Solar Panels | REC ALPHA | REC 405 |  | 0.405 | 9 | 222 | 2 |  | Fixed | Roof
NJADRE1552764103 | Administratively Determined Incentive Program | Toms River | 8757 | 18 | 6.21 | Residential | Behind the Meter | Yes | Net Metered Residential | Pro Custom Solar dba Momentum Solar | None | JCP&L | Accepted | 2023-03-16 | 2023-04-07 | 2024-04-07 | Inverters | ENPHASE | IQ8PLUS-72-2-US | 290 |  | 17 |  |  | 0.97 |  | Outdoor
NJADRE1552764103 | Administratively Determined Incentive Program | Toms River | 8757 | 18 | 6.21 | Residential | Behind the Meter | Yes | Net Metered Residential | Pro Custom Solar dba Momentum Solar | None | JCP&L | Accepted | 2023-03-16 | 2023-04-07 | 2024-04-07 | Solar Panels | HANWHA | Q.PEAK DUO BLK-G10+365 |  | 0.365 | 17 | 238 | 18 |  | Fixed | Roof
NJADRE1552767126 | Administratively Determined Incentive Program | Cherry Hill | 8034 | 14 | 12.48 | Residential | Behind the Meter | Yes | Net Metered Residential | Sunrun Installation Services, Inc. | None | PSE&G | Accepted | 2023-03-16 | 2023-04-10 | 2024-04-10 | Inverters | SolarEdge Technologies | SE10000H-USSN | 10000 |  | 1 |  |  | 0.96 |  | Outdoor | Next To Meter
NJADRE1552767126 | Administratively Determined Incentive Program | Cherry Hill | 8034 | 14 | 12.48 | Residential | Behind the Meter | Yes | Net Metered Residential | Sunrun Installation Services, Inc. | None | PSE&G | Accepted | 2023-03-16 | 2023-04-10 | 2024-04-10 | Solar Panels | Trina Solar | TSM-390DE09C.07 |  | 0.39 | 24 | 128 | 23 |  | Fixed | Roof
NJADRE1552767126 | Administratively Determined Incentive Program | Cherry Hill | 8034 | 14 | 12.48 | Residential | Behind the Meter | Yes | Net Metered Residential | Sunrun Installation Services, Inc. | None | PSE&G | Accepted | 2023-03-16 | 2023-04-10 | 2024-04-10 | Solar Panels | Trina Solar | TSM-390DE09C.07 |  | 0.39 | 8 | 127 | 17 |  | Fixed | Roof
NJADRE1552770825 | Administratively Determined Incentive Program | BARNEGAT | 8005 | 18 | 14.82 | Residential | Behind the Meter | Yes | Net Metered Residential | Sunrun Installation Services, Inc. | None | JCP&L | Accepted | 2023-03-16 | 2023-04-10 | 2024-04-10 | Inverters | SolarEdge Technologies | SE10000H-USSN | 10000 |  | 1 |  |  | 0.99 |  | Outdoor | Next To Meter
NJADRE1552770825 | Administratively Determined Incentive Program | BARNEGAT | 8005 | 18 | 14.82 | Residential | Behind the Meter | Yes | Net Metered Residential | Sunrun Installation Services, Inc. | None | JCP&L | Accepted | 2023-03-16 | 2023-04-10 | 2024-04-10 | Solar Panels | Trina Solar | TSM-390DE09C.07 |  | 0.39 | 16 | 107 | 25 |  | Fixed | Roof
NJADRE1552770825 | Administratively Determined Incentive Program | BARNEGAT | 8005 | 18 | 14.82 | Residential | Behind the Meter | Yes | Net Metered Residential | Sunrun Installation Services, Inc. | None | JCP&L | Accepted | 2023-03-16 | 2023-04-10 | 2024-04-10 | Solar Panels | Trina Solar | TSM-390DE09C.07 |  | 0.39 | 22 | 287 | 28 |  | Fixed | Roof
NJADRE1552771226 | Administratively Determined Incentive Program | Montclair | 7042 | 9 | 10.14 | Residential | Behind the Meter | Yes | Net Metered Residential | Sunrun Installation Services, Inc. | None | PSE&G | Accepted | 2023-03-16 | 2023-04-10 | 2024-04-10 | Inverters | SolarEdge Technologies | SE7600H-USSN | 7600 |  | 1 |  |  | 0.96 |  | Outdoor | Next To Meter
NJADRE1552771226 | Administratively Determined Incentive Program | Montclair | 7042 | 9 | 10.14 | Residential | Behind the Meter | Yes | Net Metered Residential | Sunrun Installation Services, Inc. | None | PSE&G | Accepted | 2023-03-16 | 2023-04-10 | 2024-04-10 | Electric Storage Battery | LG Chem | RESU 10H Prime |  |  | 1 |  |  |  | Lithium Ion |  | outside
NJADRE1552771226 | Administratively Determined Incentive Program | Montclair | 7042 | 9 | 10.14 | Residential | Behind the Meter | Yes | Net Metered Residential | Sunrun Installation Services, Inc. | None | PSE&G | Accepted | 2023-03-16 | 2023-04-10 | 2024-04-10 | Solar Panels | Trina Solar | TSM-390DE09C.07 |  | 0.39 | 6 | 291 | 32 |  | Fixed | Roof
NJADRE1552771226 | Administratively Determined Incentive Program | Montclair | 7042 | 9 | 10.14 | Residential | Behind the Meter | Yes | Net Metered Residential | Sunrun Installation Services, Inc. | None | PSE&G | Accepted | 2023-03-16 | 2023-04-10 | 2024-04-10 | Solar Panels | Trina Solar | TSM-390DE09C.07 |  | 0.39 | 6 | 111 | 34 |  | Fixed | Roof
NJADRE1552771226 | Administratively Determined Incentive Program | Montclair | 7042 | 9 | 10.14 | Residential | Behind the Meter | Yes | Net Metered Residential | Sunrun Installation Services, Inc. | None | PSE&G | Accepted | 2023-03-16 | 2023-04-10 | 2024-04-10 | Solar Panels | Trina Solar | TSM-390DE09C.07 |  | 0.39 | 14 | 111 | 14 |  | Fixed | Roof
NJADRE1552772394 | Administratively Determined Incentive Program | Barns Boro | 8080 | 15 | 8.97 | Residential | Behind the Meter | Yes | Net Metered Residential | Sunrun Installation Services, Inc. | None | AC Electric | Accepted | 2023-03-17 | 2023-04-11 | 2024-04-11 | Inverters | SolarEdge Technologies | SE6000H-USSN | 6000 |  | 1 |  |  | 0.96 |  | Outdoor | Next To Meter
NJADRE1552772394 | Administratively Determined Incentive Program | Barns Boro | 8080 | 15 | 8.97 | Residential | Behind the Meter | Yes | Net Metered Residential | Sunrun Installation Services, Inc. | None | AC Electric | Accepted | 2023-03-17 | 2023-04-11 | 2024-04-11 | Solar Panels | Trina Solar | TSM-390DE09C.07 |  | 0.39 | 14 | 189 | 22 |  | Fixed | Roof
NJADRE1552772394 | Administratively Determined Incentive Program | Barns Boro | 8080 | 15 | 8.97 | Residential | Behind the Meter | Yes | Net Metered Residential | Sunrun Installation Services, Inc. | None | AC Electric | Accepted | 2023-03-17 | 2023-04-11 | 2024-04-11 | Solar Panels | Trina Solar | TSM-390DE09C.07 |  | 0.39 | 9 | 9 | 23 |  | Fixed | Roof
NJADRE1552772415 | Administratively Determined Incentive Program | FRANKLIN TWP SOM | 8873 | 5 | 10.14 | Residential | Behind the Meter | No | Net Metered Residential | Sunrun Installation Services, Inc. | None | PSE&G | Accepted | 2023-03-17 | 2023-04-11 | 2024-04-11 | Inverters | Delta Electronics | E8-TL-US | 7680 |  | 1 |  |  | 0.96 |  | Outdoor | Next To Meter
NJADRE1552772415 | Administratively Determined Incentive Program | FRANKLIN TWP SOM | 8873 | 5 | 10.14 | Residential | Behind the Meter | No | Net Metered Residential | Sunrun Installation Services, Inc. | None | PSE&G | Accepted | 2023-03-17 | 2023-04-11 | 2024-04-11 | Solar Panels | Trina Solar | TSM-390DE09C.07 |  | 0.39 | 26 | 206 | 37 |  | Fixed | Roof
NJADRE1552772463 | Administratively Determined Incentive Program | Camden | 8102 | 14 | 6 | Residential | Behind the Meter | No | Net Metered Residential | Trinity Solar | None | PSE&G | Accepted | 2023-03-17 | 2023-04-12 | 2024-04-12 | Inverters | Solar Edge | SE5000H-US | 5000 |  | 1 |  |  | 0.97 |  | Outdoor
NJADRE1552772463 | Administratively Determined Incentive Program | Camden | 8102 | 14 | 6 | Residential | Behind the Meter | No | Net Metered Residential | Trinity Solar | None | PSE&G | Accepted | 2023-03-17 | 2023-04-12 | 2024-04-12 | Solar Panels | HANWHA | Q.PEAK DUO BLK ML-G10+400 |  | 0.4 | 9 | 284 | 27 |  | Fixed | Roof
NJADRE1552772463 | Administratively Determined Incentive Program | Camden | 8102 | 14 | 6 | Residential | Behind the Meter | No | Net Metered Residential | Trinity Solar | None | PSE&G | Accepted | 2023-03-17 | 2023-04-12 | 2024-04-12 | Solar Panels | HANWHA | Q.PEAK DUO BLK ML-G10+400 |  | 0.4 | 6 | 284 | 27 |  | Fixed | Roof
NJADRE1552772466 | Administratively Determined Incentive Program | Millstone Township | 8510 | 17 | 16.99 | Residential | Behind the Meter | Yes | Net Metered Residential | SunnyMac LLC | None | JCP&L | Accepted | 2023-03-17 | 2023-04-12 | 2024-04-12 | Solar Panels | JA SOLAR | JAM54S31-395MR |  | 0.395 | 9 | 226 | 40 |  | Fixed | Roof
NJADRE1552772466 | Administratively Determined Incentive Program | Millstone Township | 8510 | 17 | 16.99 | Residential | Behind the Meter | Yes | Net Metered Residential | SunnyMac LLC | None | JCP&L | Accepted | 2023-03-17 | 2023-04-12 | 2024-04-12 | Solar Panels | JA SOLAR | JAM54S31-395MR |  | 0.395 | 10 | 226 | 40 |  | Fixed | Roof
NJADRE1552772466 | Administratively Determined Incentive Program | Millstone Township | 8510 | 17 | 16.99 | Residential | Behind the Meter | Yes | Net Metered Residential | SunnyMac LLC | None | JCP&L | Accepted | 2023-03-17 | 2023-04-12 | 2024-04-12 | Solar Panels | JA SOLAR | JAM54S31-395MR |  | 0.395 | 13 | 225 | 42 |  | Fixed | Roof
NJADRE1552772466 | Administratively Determined Incentive Program | Millstone Township | 8510 | 17 | 16.99 | Residential | Behind the Meter | Yes | Net Metered Residential | SunnyMac LLC | None | JCP&L | Accepted | 2023-03-17 | 2023-04-12 | 2024-04-12 | Solar Panels | JA SOLAR | JAM54S31-395MR |  | 0.395 | 11 | 46 | 40 |  | Fixed | Roof
NJADRE1552772466 | Administratively Determined Incentive Program | Millstone Township | 8510 | 17 | 16.99 | Residential | Behind the Meter | Yes | Net Metered Residential | SunnyMac LLC | None | JCP&L | Accepted | 2023-03-17 | 2023-04-12 | 2024-04-12 | Inverters | Solaredge | SE14000H-US | 14000 |  | 1 |  |  | 0.99 |  | Outdoor | NEXT TO METER
NJADRE1552772470 | Administratively Determined Incentive Program | Linden City | 7036 | 10 | 6.93 | Residential | Behind the Meter | No | Net Metered Residential | EMT Renewables | None | PSE&G | Accepted | 2023-03-17 | 2023-04-10 | 2024-04-10 | Inverters | ENPHASE | IQ8+ | 290 |  | 18 |  |  | 0.98 |  | Other | UNDER EACH PANEL
NJADRE1552772470 | Administratively Determined Incentive Program | Linden City | 7036 | 10 | 6.93 | Residential | Behind the Meter | No | Net Metered Residential | EMT Renewables | None | PSE&G | Accepted | 2023-03-17 | 2023-04-10 | 2024-04-10 | Solar Panels | TRINA | TSM 385 |  | 0.385 | 18 | 134 | 3 |  | Fixed | Roof
NJADRE1552772522 | Administratively Determined Incentive Program | Wenonah | 8090 | 15 | 11.6 | Residential | Behind the Meter | No | Net Metered Residential | Skyline Solar Solar | None | AC Electric | Accepted | 2023-03-17 | 2023-04-12 | 2024-04-12 | Solar Panels | Hyperion Solar | HY-DH108P8 |  | 0.4 | 7 | 124 | 21 |  | Fixed | Roof
NJADRE1552772522 | Administratively Determined Incentive Program | Wenonah | 8090 | 15 | 11.6 | Residential | Behind the Meter | No | Net Metered Residential | Skyline Solar Solar | None | AC Electric | Accepted | 2023-03-17 | 2023-04-12 | 2024-04-12 | Solar Panels | Hyperion Solar | HY-DH108P8 |  | 0.4 | 9 | 304 | 22 |  | Fixed | Roof
NJADRE1552772522 | Administratively Determined Incentive Program | Wenonah | 8090 | 15 | 11.6 | Residential | Behind the Meter | No | Net Metered Residential | Skyline Solar Solar | None | AC Electric | Accepted | 2023-03-17 | 2023-04-12 | 2024-04-12 | Solar Panels | Hyperion Solar | HY-DH108P8 |  | 0.4 | 9 | 125 | 21 |  | Fixed | Roof
NJADRE1552772522 | Administratively Determined Incentive Program | Wenonah | 8090 | 15 | 11.6 | Residential | Behind the Meter | No | Net Metered Residential | Skyline Solar Solar | None | AC Electric | Accepted | 2023-03-17 | 2023-04-12 | 2024-04-12 | Solar Panels | Hyperion Solar | HY-DH108P8 |  | 0.4 | 4 | 305 | 22 |  | Fixed | Roof
NJADRE1552772522 | Administratively Determined Incentive Program | Wenonah | 8090 | 15 | 11.6 | Residential | Behind the Meter | No | Net Metered Residential | Skyline Solar Solar | None | AC Electric | Accepted | 2023-03-17 | 2023-04-12 | 2024-04-12 | Inverters | Solaredge | SE7600H-US | 7600 |  | 1 |  |  | 0.99 |  | Outdoor
NJADRE1552772607 | Administratively Determined Incentive Program | Paulsboro | 8066 | 15 | 5.2 | Residential | Behind the Meter | No | Net Metered Residential | Skyline Solar Solar | None | AC Electric | Accepted | 2023-03-17 | 2023-04-13 | 2024-04-13 | Solar Panels | Hyperion Solar | HY-DH108P8 |  | 0.4 | 13 | 96 | 23 |  | Fixed | Roof
NJADRE1552772607 | Administratively Determined Incentive Program | Paulsboro | 8066 | 15 | 5.2 | Residential | Behind the Meter | No | Net Metered Residential | Skyline Solar Solar | None | AC Electric | Accepted | 2023-03-17 | 2023-04-13 | 2024-04-13 | Inverters | Solaredge | SE3800H-US | 3800 |  | 1 |  |  | 0.99 |  | Outdoor
NJADRE1552772700 | Administratively Determined Incentive Program | Washington Township | 8012 | 14 | 12 | Residential | Behind the Meter | No | Net Metered Residential | Skyline Solar Solar | None | AC Electric | Accepted | 2023-03-17 | 2023-04-11 | 2024-04-11 | Solar Panels | Hyperion Solar | HY-DH108P8 |  | 0.4 | 17 | 187 | 16 |  | Fixed | Roof
NJADRE1552772700 | Administratively Determined Incentive Program | Washington Township | 8012 | 14 | 12 | Residential | Behind the Meter | No | Net Metered Residential | Skyline Solar Solar | None | AC Electric | Accepted | 2023-03-17 | 2023-04-11 | 2024-04-11 | Solar Panels | Hyperion Solar | HY-DH108P8 |  | 0.4 | 13 | 277 | 22 |  | Fixed | Roof
NJADRE1552772700 | Administratively Determined Incentive Program | Washington Township | 8012 | 14 | 12 | Residential | Behind the Meter | No | Net Metered Residential | Skyline Solar Solar | None | AC Electric | Accepted | 2023-03-17 | 2023-04-11 | 2024-04-11 | Inverters | Solaredge | SE10000H-US | 10000 |  | 1 |  |  | 0.99 |  | Outdoor
NJADRE1552772709 | Administratively Determined Incentive Program | Linden | 7036 | 10 | 3.7 | Residential | Behind the Meter | No | Net Metered Residential | Vision Solar LLC | None | PSE&G | Accepted | 2023-03-17 | 2023-04-12 | 2024-04-12 | Inverters | SolarEdge | SE3800H-USRGM | 3800 |  | 1 |  |  | 0.97 |  | Outdoor | SIDE OF HOUSE
NJADRE1552772709 | Administratively Determined Incentive Program | Linden | 7036 | 10 | 3.7 | Residential | Behind the Meter | No | Net Metered Residential | Vision Solar LLC | None | PSE&G | Accepted | 2023-03-17 | 2023-04-12 | 2024-04-12 | Solar Panels | ZNSHINE SOLAR | ZXM6-NH120-370/M |  | 0.37 | 3 | 129 | 36 |  | Fixed | Roof
NJADRE1552772709 | Administratively Determined Incentive Program | Linden | 7036 | 10 | 3.7 | Residential | Behind the Meter | No | Net Metered Residential | Vision Solar LLC | None | PSE&G | Accepted | 2023-03-17 | 2023-04-12 | 2024-04-12 | Solar Panels | ZNSHINE SOLAR | ZXM6-NH120-370/M |  | 0.37 | 7 | 309 | 21 |  | Fixed | Roof
NJADRE1552772717 | Administratively Determined Incentive Program | MORRISTOWN | 7960 | 3 | 9 | Residential | Behind the Meter | Yes | Net Metered Residential | Fusion Solar Energy | JCPL | JCP&L | Accepted | 2023-03-17 | 2023-04-12 | 2024-04-12 | Inverters | ENPHASE | IQ8-60-2-US | 6 |  | 25 |  |  | 0.97 |  | Outdoor
NJADRE1552772717 | Administratively Determined Incentive Program | MORRISTOWN | 7960 | 3 | 9 | Residential | Behind the Meter | Yes | Net Metered Residential | Fusion Solar Energy | JCPL | JCP&L | Accepted | 2023-03-17 | 2023-04-12 | 2024-04-12 | Solar Panels | Panasonic | EVPV360K |  | 0.36 | 18 | 247 | 26 |  | Fixed | Roof
NJADRE1552772717 | Administratively Determined Incentive Program | MORRISTOWN | 7960 | 3 | 9 | Residential | Behind the Meter | Yes | Net Metered Residential | Fusion Solar Energy | JCPL | JCP&L | Accepted | 2023-03-17 | 2023-04-12 | 2024-04-12 | Solar Panels | Panasonic | EVPV360K |  | 0.36 | 7 | 67 | 37 |  | Fixed | Roof
NJADRE1552772732 | Administratively Determined Incentive Program | UNION TWP | 7083 | 10 | 4.8 | Residential | Behind the Meter | Yes | Net Metered Residential | Freedom Forever New Jersey LLC | None | PSE&G | Accepted | 2023-03-17 | 2023-04-10 | 2024-04-10 | Inverters | Solar Edge | SE3800H-USRGM | 3800 |  | 1 |  |  | 0.99 |  | Outdoor
NJADRE1552772732 | Administratively Determined Incentive Program | UNION TWP | 7083 | 10 | 4.8 | Residential | Behind the Meter | Yes | Net Metered Residential | Freedom Forever New Jersey LLC | None | PSE&G | Accepted | 2023-03-17 | 2023-04-10 | 2024-04-10 | Solar Panels | Freedom Forever | FF-MP-BBB-400 |  | 0.4 | 3 | 134 | 18 |  | Fixed | Roof
NJADRE1552772732 | Administratively Determined Incentive Program | UNION TWP | 7083 | 10 | 4.8 | Residential | Behind the Meter | Yes | Net Metered Residential | Freedom Forever New Jersey LLC | None | PSE&G | Accepted | 2023-03-17 | 2023-04-10 | 2024-04-10 | Solar Panels | Freedom Forever | FF-MP-BBB-400 |  | 0.4 | 6 | 224 | 38 |  | Fixed | Roof
NJADRE1552772732 | Administratively Determined Incentive Program | UNION TWP | 7083 | 10 | 4.8 | Residential | Behind the Meter | Yes | Net Metered Residential | Freedom Forever New Jersey LLC | None | PSE&G | Accepted | 2023-03-17 | 2023-04-10 | 2024-04-10 | Solar Panels | Freedom Forever | FF-MP-BBB-400 |  | 0.4 | 3 | 44 | 17 |  | Fixed | Roof
NJADRE1552772746 | Administratively Determined Incentive Program | Lodi | 7644 | 7 | 11.2 | Residential | Behind the Meter | Yes | Net Metered Residential | Trinity Solar | None | PSE&G | Accepted | 2023-03-17 | 2023-04-11 | 2024-04-11 | Inverters | Solar Edge | SE10000H-US | 10000 |  | 1 |  |  | 0.97 |  | Outdoor
NJADRE1552772746 | Administratively Determined Incentive Program | Lodi | 7644 | 7 | 11.2 | Residential | Behind the Meter | Yes | Net Metered Residential | Trinity Solar | None | PSE&G | Accepted | 2023-03-17 | 2023-04-11 | 2024-04-11 | Solar Panels | HANWHA | Q.PEAK DUO BLK ML-G10+400 |  | 0.4 | 13 | 34 | 27 |  | Fixed | Roof
NJADRE1552772746 | Administratively Determined Incentive Program | Lodi | 7644 | 7 | 11.2 | Residential | Behind the Meter | Yes | Net Metered Residential | Trinity Solar | None | PSE&G | Accepted | 2023-03-17 | 2023-04-11 | 2024-04-11 | Solar Panels | HANWHA | Q.PEAK DUO BLK ML-G10+400 |  | 0.4 | 15 | 214 | 9 |  | Fixed | Roof
NJADRE1552773105 | Administratively Determined Incentive Program | ELIZABETH | 7202 | 10 | 3.55 | Residential | Behind the Meter | Yes | Net Metered Residential | Fusion Solar Energy | PSEG | PSE&G | Accepted | 2023-03-17 | 2023-04-27 | 2024-04-27 | Inverters | ENPHASE | IQ8PLUS-72-2-US | 3 |  | 10 |  |  | 0.97 |  | Outdoor
NJADRE1552773105 | Administratively Determined Incentive Program | ELIZABETH | 7202 | 10 | 3.55 | Residential | Behind the Meter | Yes | Net Metered Residential | Fusion Solar Energy | PSEG | PSE&G | Accepted | 2023-03-17 | 2023-04-27 | 2024-04-27 | Solar Panels | REC SOLAR | REC355NP2 |  | 0.355 | 10 | 155 | 23 |  | Fixed | Roof
NJADRE1552773124 | Administratively Determined Incentive Program | Lodi | 7644 | 7 | 6.24 | Residential | Behind the Meter | Yes | Net Metered Residential | Sunrun Installation Services, Inc. | None | PSE&G | Accepted | 2023-03-17 | 2023-04-12 | 2024-04-12 | Inverters | SolarEdge Technologies | SE6000H-USSN | 6000 |  | 1 |  |  | 0.96 |  | Outdoor | Next To Meter
NJADRE1552773124 | Administratively Determined Incentive Program | Lodi | 7644 | 7 | 6.24 | Residential | Behind the Meter | Yes | Net Metered Residential | Sunrun Installation Services, Inc. | None | PSE&G | Accepted | 2023-03-17 | 2023-04-12 | 2024-04-12 | Solar Panels | Trina Solar | TSM-390DE09C.07 |  | 0.39 | 4 | 303 | 20 |  | Fixed | Roof
NJADRE1552773124 | Administratively Determined Incentive Program | Lodi | 7644 | 7 | 6.24 | Residential | Behind the Meter | Yes | Net Metered Residential | Sunrun Installation Services, Inc. | None | PSE&G | Accepted | 2023-03-17 | 2023-04-12 | 2024-04-12 | Solar Panels | Trina Solar | TSM-390DE09C.07 |  | 0.39 | 12 | 125 | 18 |  | Fixed | Roof
NJADRE1552773202 | Administratively Determined Incentive Program | Union City | 7087 | 8 | 6.32 | Residential | Behind the Meter | Yes | Net Metered Residential | Freedom Forever New Jersey LLC | None | PSE&G | Accepted | 2023-03-17 | 2023-04-11 | 2024-04-11 | Inverters | Solar Edge | SE5000H-USRGM | 5000 |  | 1 |  |  | 0.99 |  | Outdoor
NJADRE1552773202 | Administratively Determined Incentive Program | Union City | 7087 | 8 | 6.32 | Residential | Behind the Meter | Yes | Net Metered Residential | Freedom Forever New Jersey LLC | None | PSE&G | Accepted | 2023-03-17 | 2023-04-11 | 2024-04-11 | Solar Panels | Hanwha | Q.PEAK DUO L-G5.2 395 |  | 0.395 | 5 | 207 | 32 |  | Fixed | Roof
NJADRE1552773202 | Administratively Determined Incentive Program | Union City | 7087 | 8 | 6.32 | Residential | Behind the Meter | Yes | Net Metered Residential | Freedom Forever New Jersey LLC | None | PSE&G | Accepted | 2023-03-17 | 2023-04-11 | 2024-04-11 | Solar Panels | Hanwha | Q.PEAK DUO L-G5.2 395 |  | 0.395 | 4 | 298 | 10 |  | Fixed | Roof
NJADRE1552773202 | Administratively Determined Incentive Program | Union City | 7087 | 8 | 6.32 | Residential | Behind the Meter | Yes | Net Metered Residential | Freedom Forever New Jersey LLC | None | PSE&G | Accepted | 2023-03-17 | 2023-04-11 | 2024-04-11 | Solar Panels | Hanwha | Q.PEAK DUO L-G5.2 395 |  | 0.395 | 7 | 118 | 9 |  | Fixed | Roof
NJADRE1552773306 | Administratively Determined Incentive Program | Brick | 8723 | 18 | 7.6 | Residential | Behind the Meter | Yes | Net Metered Residential | Trinity Solar | None | JCP&L | Accepted | 2023-03-17 | 2023-04-11 | 2024-04-11 | Solar Panels | Hanwha 400 Watt Model #Q.PEAK DUO BLK ML-G10+ 400 | Hanwha 400 Watt Model #Q.PEAK DUO BLK ML-G10+ 400 |  | 0.4 | 15 | 141 | 23 |  | Fixed | Roof
NJADRE1552773306 | Administratively Determined Incentive Program | Brick | 8723 | 18 | 7.6 | Residential | Behind the Meter | Yes | Net Metered Residential | Trinity Solar | None | JCP&L | Accepted | 2023-03-17 | 2023-04-11 | 2024-04-11 | Solar Panels | Hanwha 400 Watt Model #Q.PEAK DUO BLK ML-G10+ 400 | Hanwha 400 Watt Model #Q.PEAK DUO BLK ML-G10+ 400 |  | 0.4 | 4 | 141 | 14 |  | Fixed | Roof
NJADRE1552773306 | Administratively Determined Incentive Program | Brick | 8723 | 18 | 7.6 | Residential | Behind the Meter | Yes | Net Metered Residential | Trinity Solar | None | JCP&L | Accepted | 2023-03-17 | 2023-04-11 | 2024-04-11 | Inverters | Solar Edge | SE6000H-US | 6000 |  | 1 |  |  | 0.97 |  | Outside
NJADRE1552774216 | Administratively Determined Incentive Program | North Middletown | 7748 | 17 | 10.4 | Residential | Behind the Meter | Yes | Net Metered Residential | Trinity Solar | None | JCP&L | Accepted | 2023-03-17 | 2023-04-12 | 2024-04-12 | Solar Panels | HANWHA 400 (Q.PEAK DUO BLK ML-G10+ 400) | HANWHA 400 (Q.PEAK DUO BLK ML-G10+ 400) |  | 0.4 | 14 | 271 | 23 |  | Fixed | Roof
NJADRE1552774216 | Administratively Determined Incentive Program | North Middletown | 7748 | 17 | 10.4 | Residential | Behind the Meter | Yes | Net Metered Residential | Trinity Solar | None | JCP&L | Accepted | 2023-03-17 | 2023-04-12 | 2024-04-12 | Solar Panels | HANWHA 400 (Q.PEAK DUO BLK ML-G10+ 400) | HANWHA 400 (Q.PEAK DUO BLK ML-G10+ 400) |  | 0.4 | 12 | 91 | 23 |  | Fixed | Roof
NJADRE1552774216 | Administratively Determined Incentive Program | North Middletown | 7748 | 17 | 10.4 | Residential | Behind the Meter | Yes | Net Metered Residential | Trinity Solar | None | JCP&L | Accepted | 2023-03-17 | 2023-04-12 | 2024-04-12 | Inverters | Solar Edge | SE10000H-US | 10000 |  | 1 |  |  | 0.97 |  | Outside
NJADRE1552774220 | Administratively Determined Incentive Program | Old Bridge | 8857 | 11 | 8.76 | Residential | Behind the Meter | Yes | Net Metered Residential | Pro Custom Solar dba Momentum Solar | None | JCP&L | Accepted | 2023-03-17 | 2023-04-11 | 2024-04-11 | Inverters | ENPHASE | IQ8PLUS-72-2-US | 290 |  | 24 |  |  | 0.97 |  | Outdoor
NJADRE1552774220 | Administratively Determined Incentive Program | Old Bridge | 8857 | 11 | 8.76 | Residential | Behind the Meter | Yes | Net Metered Residential | Pro Custom Solar dba Momentum Solar | None | JCP&L | Accepted | 2023-03-17 | 2023-04-11 | 2024-04-11 | Solar Panels | HANWHA | Q. PEAK DUO BLK-G10+365 |  | 0.365 | 16 | 160 | 35 |  | Fixed | Roof
NJADRE1552774220 | Administratively Determined Incentive Program | Old Bridge | 8857 | 11 | 8.76 | Residential | Behind the Meter | Yes | Net Metered Residential | Pro Custom Solar dba Momentum Solar | None | JCP&L | Accepted | 2023-03-17 | 2023-04-11 | 2024-04-11 | Solar Panels | HANWHA | Q. PEAK DUO BLK-G10+365 |  | 0.365 | 8 | 160 | 35 |  | Fixed | Roof
NJADRE1552774270 | Administratively Determined Incentive Program | South Amboy | 8879 | 11 | 151.65 | Commercial | Behind the Meter | No | Small Net-Metered Non-Residential located on Rooftop, Carport, Canopy and Floating Solar | Novitium Energy LLC | None | JCP&L | Accepted | 2023-03-19 | 2023-04-13 | 2024-04-13 | Inverters | Solar Edge | SE100KUS | 100000 |  | 1 |  |  | 0.985 |  | Outdoor | behind building
NJADRE1552774270 | Administratively Determined Incentive Program | South Amboy | 8879 | 11 | 151.65 | Commercial | Behind the Meter | No | Small Net-Metered Non-Residential located on Rooftop, Carport, Canopy and Floating Solar | Novitium Energy LLC | None | JCP&L | Accepted | 2023-03-19 | 2023-04-13 | 2024-04-13 | Solar Panels | Znshine | ZXM6-NHLDD144-450 |  | 0.45 | 337 | 151 | 5 |  | Fixed | Roof
NJADRE1552774270 | Administratively Determined Incentive Program | South Amboy | 8879 | 11 | 151.65 | Commercial | Behind the Meter | No | Small Net-Metered Non-Residential located on Rooftop, Carport, Canopy and Floating Solar | Novitium Energy LLC | None | JCP&L | Accepted | 2023-03-19 | 2023-04-13 | 2024-04-13 | Meters | SE RGMTR-3Y480V-A | Solar Edge |  |  | 1 |  |  |  | Yes | Outdoor
NJADRE1552776426 | Administratively Determined Incentive Program | Sayreville | 8872 | 11 | 4.68 | Residential | Behind the Meter | Yes | Net Metered Residential | Sunrun Installation Services, Inc. | None | JCP&L | Accepted | 2023-03-18 | 2023-04-12 | 2024-04-12 | Inverters | SolarEdge Technologies | SE3800H-USMN | 3800 |  | 1 |  |  | 0.96 |  | Outdoor | Next To Meter
NJADRE1552776426 | Administratively Determined Incentive Program | Sayreville | 8872 | 11 | 4.68 | Residential | Behind the Meter | Yes | Net Metered Residential | Sunrun Installation Services, Inc. | None | JCP&L | Accepted | 2023-03-18 | 2023-04-12 | 2024-04-12 | Solar Panels | Trina Solar | TSM-390DE09C.07 |  | 0.39 | 6 | 351 | 34 |  | Fixed | Roof
NJADRE1552776426 | Administratively Determined Incentive Program | Sayreville | 8872 | 11 | 4.68 | Residential | Behind the Meter | Yes | Net Metered Residential | Sunrun Installation Services, Inc. | None | JCP&L | Accepted | 2023-03-18 | 2023-04-12 | 2024-04-12 | Solar Panels | Trina Solar | TSM-390DE09C.07 |  | 0.39 | 6 | 171 | 34 |  | Fixed | Roof
NJADRE1552776430 | Administratively Determined Incentive Program | Perth Amboy | 8861 | 11 | 14.82 | Residential | Behind the Meter | Yes | Net Metered Residential | Sunrun Installation Services, Inc. | None | PSE&G | Accepted | 2023-03-18 | 2023-04-13 | 2024-04-13 | Inverters | Delta Electronics | E8-TL-US | 7680 |  | 1 |  |  | 0.96 |  | Outdoor | Next To Meter
NJADRE1552776430 | Administratively Determined Incentive Program | Perth Amboy | 8861 | 11 | 14.82 | Residential | Behind the Meter | Yes | Net Metered Residential | Sunrun Installation Services, Inc. | None | PSE&G | Accepted | 2023-03-18 | 2023-04-13 | 2024-04-13 | Inverters | Delta Electronics | E4-TL-US | 3840 |  | 1 |  |  | 0.96 |  | Outdoor | Next To Meter
NJADRE1552776430 | Administratively Determined Incentive Program | Perth Amboy | 8861 | 11 | 14.82 | Residential | Behind the Meter | Yes | Net Metered Residential | Sunrun Installation Services, Inc. | None | PSE&G | Accepted | 2023-03-18 | 2023-04-13 | 2024-04-13 | Solar Panels | Trina Solar | TSM-390DE09C.07 |  | 0.39 | 14 | 108 | 19 |  | Fixed | Roof
NJADRE1552776430 | Administratively Determined Incentive Program | Perth Amboy | 8861 | 11 | 14.82 | Residential | Behind the Meter | Yes | Net Metered Residential | Sunrun Installation Services, Inc. | None | PSE&G | Accepted | 2023-03-18 | 2023-04-13 | 2024-04-13 | Solar Panels | Trina Solar | TSM-390DE09C.07 |  | 0.39 | 7 | 108 | 19 |  | Fixed | Roof
NJADRE1552776430 | Administratively Determined Incentive Program | Perth Amboy | 8861 | 11 | 14.82 | Residential | Behind the Meter | Yes | Net Metered Residential | Sunrun Installation Services, Inc. | None | PSE&G | Accepted | 2023-03-18 | 2023-04-13 | 2024-04-13 | Solar Panels | Trina Solar | TSM-390DE09C.07 |  | 0.39 | 17 | 288 | 20 |  | Fixed | Roof
NJADRE1552776432 | Administratively Determined Incentive Program | Orange City | 7050 | 9 | 4.29 | Residential | Behind the Meter | Yes | Net Metered Residential | Sunrun Installation Services, Inc. | None | PSE&G | Accepted | 2023-03-18 | 2023-04-13 | 2024-04-13 | Inverters | SolarEdge Technologies | SE3800H-USMN | 3800 |  | 1 |  |  | 0.96 |  | Outdoor | Next To Meter
NJADRE1552776432 | Administratively Determined Incentive Program | Orange City | 7050 | 9 | 4.29 | Residential | Behind the Meter | Yes | Net Metered Residential | Sunrun Installation Services, Inc. | None | PSE&G | Accepted | 2023-03-18 | 2023-04-13 | 2024-04-13 | Solar Panels | Trina Solar | TSM-390DE09C.07 |  | 0.39 | 11 | 116 | 19 |  | Fixed | Roof
NJADRE1552776767 | Administratively Determined Incentive Program | MONTGOMERY TWP | 8558 | 5 | 5.85 | Residential | Behind the Meter | Yes | Net Metered Residential | Sunrun Installation Services, Inc. | None | PSE&G | Accepted | 2023-03-18 | 2023-04-13 | 2024-04-13 | Inverters | SolarEdge Technologies | SE7600H-USSN | 7600 |  | 1 |  |  | 0.99 |  | Outdoor | Next To Meter
NJADRE1552776767 | Administratively Determined Incentive Program | MONTGOMERY TWP | 8558 | 5 | 5.85 | Residential | Behind the Meter | Yes | Net Metered Residential | Sunrun Installation Services, Inc. | None | PSE&G | Accepted | 2023-03-18 | 2023-04-13 | 2024-04-13 | Solar Panels | Trina Solar | TSM-390DE09C.07 |  | 0.39 | 15 | 101 | 34 |  | Fixed | Roof
NJADRE1552777814 | Administratively Determined Incentive Program | Pomona | 8240 | 19 | 7.02 | Residential | Behind the Meter | Yes | Net Metered Residential | Sunrun Installation Services, Inc. | None | AC Electric | Final As-Built Received | 2023-03-19 | 2023-04-13 | 2024-04-13 | Inverters | SolarEdge Technologies | SE6000H-USSN | 6000 |  | 1 |  |  | 0.96 |  | Outdoor | Next To Meter
NJADRE1552777814 | Administratively Determined Incentive Program | Pomona | 8240 | 19 | 7.02 | Residential | Behind the Meter | Yes | Net Metered Residential | Sunrun Installation Services, Inc. | None | AC Electric | Final As-Built Received | 2023-03-19 | 2023-04-13 | 2024-04-13 | Solar Panels | Trina Solar | TSM-390DE09C.07 |  | 0.39 | 3 | 313 | 25 |  | Fixed | Roof
NJADRE1552777814 | Administratively Determined Incentive Program | Pomona | 8240 | 19 | 7.02 | Residential | Behind the Meter | Yes | Net Metered Residential | Sunrun Installation Services, Inc. | None | AC Electric | Final As-Built Received | 2023-03-19 | 2023-04-13 | 2024-04-13 | Solar Panels | Trina Solar | TSM-390DE09C.07 |  | 0.39 | 5 | 134 | 26 |  | Fixed | Roof
NJADRE1552777814 | Administratively Determined Incentive Program | Pomona | 8240 | 19 | 7.02 | Residential | Behind the Meter | Yes | Net Metered Residential | Sunrun Installation Services, Inc. | None | AC Electric | Final As-Built Received | 2023-03-19 | 2023-04-13 | 2024-04-13 | Solar Panels | Trina Solar | TSM-390DE09C.07 |  | 0.39 | 4 | 313 | 8 |  | Fixed | Roof
NJADRE1552777814 | Administratively Determined Incentive Program | Pomona | 8240 | 19 | 7.02 | Residential | Behind the Meter | Yes | Net Metered Residential | Sunrun Installation Services, Inc. | None | AC Electric | Final As-Built Received | 2023-03-19 | 2023-04-13 | 2024-04-13 | Solar Panels | Trina Solar | TSM-390DE09C.07 |  | 0.39 | 3 | 222 | 26 |  | Fixed | Roof
NJADRE1552777814 | Administratively Determined Incentive Program | Pomona | 8240 | 19 | 7.02 | Residential | Behind the Meter | Yes | Net Metered Residential | Sunrun Installation Services, Inc. | None | AC Electric | Final As-Built Received | 2023-03-19 | 2023-04-13 | 2024-04-13 | Solar Panels | Trina Solar | TSM-390DE09C.07 |  | 0.39 | 3 | 43 | 25 |  | Fixed | Roof
NJADRE1552777822 | Administratively Determined Incentive Program | Pennsauken | 8109 | 14 | 6.24 | Residential | Behind the Meter | Yes | Net Metered Residential | Sunrun Installation Services, Inc. | None | PSE&G | Accepted | 2023-03-19 | 2023-04-13 | 2024-04-13 | Inverters | SolarEdge Technologies | SE6000H-USSN | 6000 |  | 1 |  |  | 0.96 |  | Outdoor | Next To Meter
NJADRE1552777822 | Administratively Determined Incentive Program | Pennsauken | 8109 | 14 | 6.24 | Residential | Behind the Meter | Yes | Net Metered Residential | Sunrun Installation Services, Inc. | None | PSE&G | Accepted | 2023-03-19 | 2023-04-13 | 2024-04-13 | Solar Panels | Trina Solar | TSM-390DE09C.07 |  | 0.39 | 16 | 178 | 17 |  | Fixed | Roof
NJADRE1552777968 | Administratively Determined Incentive Program | Plainsboro Township | 8536 | 11 | 416.7 | Commercial | Behind the Meter | No | Small Net-Metered Non-Residential located on Rooftop, Carport, Canopy and Floating Solar | Novitium Energy LLC | None | PSE&G | Accepted | 2023-03-19 | 2023-04-13 | 2024-04-13 | Inverters | Solar Edge | SE100KUS | 100000 |  | 3 |  |  | 0.985 |  | Outdoor | behind building
NJADRE1552777968 | Administratively Determined Incentive Program | Plainsboro Township | 8536 | 11 | 416.7 | Commercial | Behind the Meter | No | Small Net-Metered Non-Residential located on Rooftop, Carport, Canopy and Floating Solar | Novitium Energy LLC | None | PSE&G | Accepted | 2023-03-19 | 2023-04-13 | 2024-04-13 | Solar Panels | Zn Shine Solar | ZXM6-NHLDD144-450 |  | 0.45 | 14 | 100 | 5 |  | Fixed | Roof
NJADRE1552777968 | Administratively Determined Incentive Program | Plainsboro Township | 8536 | 11 | 416.7 | Commercial | Behind the Meter | No | Small Net-Metered Non-Residential located on Rooftop, Carport, Canopy and Floating Solar | Novitium Energy LLC | None | PSE&G | Accepted | 2023-03-19 | 2023-04-13 | 2024-04-13 | Solar Panels | ZnShine | ZXM6-NHLDD144-450 |  | 0.45 | 112 | 203 | 5 |  | Fixed | Roof
NJADRE1552777968 | Administratively Determined Incentive Program | Plainsboro Township | 8536 | 11 | 416.7 | Commercial | Behind the Meter | No | Small Net-Metered Non-Residential located on Rooftop, Carport, Canopy and Floating Solar | Novitium Energy LLC | None | PSE&G | Accepted | 2023-03-19 | 2023-04-13 | 2024-04-13 | Solar Panels | Zn Shine Solar | ZXM6-NHLDD144-450 |  | 0.45 | 107 | 223 | 5 |  | Fixed | Roof
NJADRE1552777968 | Administratively Determined Incentive Program | Plainsboro Township | 8536 | 11 | 416.7 | Commercial | Behind the Meter | No | Small Net-Metered Non-Residential located on Rooftop, Carport, Canopy and Floating Solar | Novitium Energy LLC | None | PSE&G | Accepted | 2023-03-19 | 2023-04-13 | 2024-04-13 | Solar Panels | Zn Shine Solar | ZXM6-NHLDD144-450 |  | 0.45 | 33 | 195 | 5 |  | Fixed | Roof
NJADRE1552777968 | Administratively Determined Incentive Program | Plainsboro Township | 8536 | 11 | 416.7 | Commercial | Behind the Meter | No | Small Net-Metered Non-Residential located on Rooftop, Carport, Canopy and Floating Solar | Novitium Energy LLC | None | PSE&G | Accepted | 2023-03-19 | 2023-04-13 | 2024-04-13 | Solar Panels | Zn Shine Solar | ZXM6-NHLDD144-450 |  | 0.45 | 115 | 178 | 5 |  | Fixed | Roof
NJADRE1552777968 | Administratively Determined Incentive Program | Plainsboro Township | 8536 | 11 | 416.7 | Commercial | Behind the Meter | No | Small Net-Metered Non-Residential located on Rooftop, Carport, Canopy and Floating Solar | Novitium Energy LLC | None | PSE&G | Accepted | 2023-03-19 | 2023-04-13 | 2024-04-13 | Solar Panels | Zn Shine Solar | ZXM6-NHLDD144-450 |  | 0.45 | 81 | 143 | 5 |  | Fixed | Roof
NJADRE1552777968 | Administratively Determined Incentive Program | Plainsboro Township | 8536 | 11 | 416.7 | Commercial | Behind the Meter | No | Small Net-Metered Non-Residential located on Rooftop, Carport, Canopy and Floating Solar | Novitium Energy LLC | None | PSE&G | Accepted | 2023-03-19 | 2023-04-13 | 2024-04-13 | Solar Panels | Zn Shine Solar | ZXM6-NHLDD144-450 |  | 0.45 | 149 | 214 | 5 |  | Fixed | Roof
NJADRE1552777968 | Administratively Determined Incentive Program | Plainsboro Township | 8536 | 11 | 416.7 | Commercial | Behind the Meter | No | Small Net-Metered Non-Residential located on Rooftop, Carport, Canopy and Floating Solar | Novitium Energy LLC | None | PSE&G | Accepted | 2023-03-19 | 2023-04-13 | 2024-04-13 | Solar Panels | Zn Shine Solar | ZXM6-NHLDD144-450 |  | 0.45 | 242 | 186 | 5 |  | Fixed | Roof
NJADRE1552777968 | Administratively Determined Incentive Program | Plainsboro Township | 8536 | 11 | 416.7 | Commercial | Behind the Meter | No | Small Net-Metered Non-Residential located on Rooftop, Carport, Canopy and Floating Solar | Novitium Energy LLC | None | PSE&G | Accepted | 2023-03-19 | 2023-04-13 | 2024-04-13 | Solar Panels | Zn Shine Solar | ZXM6-NHLDD144-450 |  | 0.45 | 73 | 156 | 5 |  | Fixed | Roof
NJADRE1552778780 | Administratively Determined Incentive Program | Rahway | 7065 | 10 | 10.13 | Residential | Behind the Meter | Yes | Net Metered Residential | Trinity Solar | None | PSE&G | Accepted | 2023-03-20 | 2023-04-13 | 2024-04-13 | Inverters | Solar Edge | SE7600H-US | 7600 |  | 1 |  |  | 0.97 |  | Outdoor
NJADRE1552778780 | Administratively Determined Incentive Program | Rahway | 7065 | 10 | 10.13 | Residential | Behind the Meter | Yes | Net Metered Residential | Trinity Solar | None | PSE&G | Accepted | 2023-03-20 | 2023-04-13 | 2024-04-13 | Solar Panels | HANWHA 405 (Q.PEAK DUO BLK ML-G10+ 405) | HANWHA 405 (Q.PEAK DUO BLK ML-G10+ 405) |  | 0.405 | 8 | 298 | 18 |  | Fixed | Roof
NJADRE1552778780 | Administratively Determined Incentive Program | Rahway | 7065 | 10 | 10.13 | Residential | Behind the Meter | Yes | Net Metered Residential | Trinity Solar | None | PSE&G | Accepted | 2023-03-20 | 2023-04-13 | 2024-04-13 | Solar Panels | HANWHA 405 (Q.PEAK DUO BLK ML-G10+ 405) | HANWHA 405 (Q.PEAK DUO BLK ML-G10+ 405) |  | 0.405 | 8 | 118 | 18 |  | Fixed | Roof
NJADRE1552778780 | Administratively Determined Incentive Program | Rahway | 7065 | 10 | 10.13 | Residential | Behind the Meter | Yes | Net Metered Residential | Trinity Solar | None | PSE&G | Accepted | 2023-03-20 | 2023-04-13 | 2024-04-13 | Solar Panels | HANWHA 405 (Q.PEAK DUO BLK ML-G10+ 405) | HANWHA 405 (Q.PEAK DUO BLK ML-G10+ 405) |  | 0.405 | 4 | 28 | 23 |  | Fixed | Roof
NJADRE1552778780 | Administratively Determined Incentive Program | Rahway | 7065 | 10 | 10.13 | Residential | Behind the Meter | Yes | Net Metered Residential | Trinity Solar | None | PSE&G | Accepted | 2023-03-20 | 2023-04-13 | 2024-04-13 | Solar Panels | HANWHA 405 (Q.PEAK DUO BLK ML-G10+ 405) | HANWHA 405 (Q.PEAK DUO BLK ML-G10+ 405) |  | 0.405 | 5 | 208 | 23 |  | Fixed | Roof
NJADRE1552778974 | Administratively Determined Incentive Program | East Windsor | 8520 | 12 | 13.86 | Residential | Behind the Meter | No | Net Metered Residential | Sun Up Zero Down | None | AC Electric | Accepted | 2023-03-20 | 2023-04-13 | 2024-04-13 | Inverters | Enphase | IQ8PLUS-72-2-US | 290 |  | 36 |  |  | 0.976 |  | Outdoor
NJADRE1552778974 | Administratively Determined Incentive Program | East Windsor | 8520 | 12 | 13.86 | Residential | Behind the Meter | No | Net Metered Residential | Sun Up Zero Down | None | AC Electric | Accepted | 2023-03-20 | 2023-04-13 | 2024-04-13 | Meters | Enphase | TBD |  |  | 1 |  |  |  | Yes
NJADRE1552778974 | Administratively Determined Incentive Program | East Windsor | 8520 | 12 | 13.86 | Residential | Behind the Meter | No | Net Metered Residential | Sun Up Zero Down | None | AC Electric | Accepted | 2023-03-20 | 2023-04-13 | 2024-04-13 | Solar Panels | Trina | TSM-385-DE9.05 |  | 0.385 | 36 | 256 | 30 |  | Fixed | Roof
NJADRE1552779856 | Administratively Determined Incentive Program | Bridgewater | 8807 | 5 | 6.65 | Residential | Behind the Meter | No | Net Metered Residential | Power Home Remodeling | None | PSE&G | Accepted | 2023-03-20 | 2023-04-13 | 2024-04-13 | Inverters | SolarEdge | SE5000H-US | 5000 |  | 1 |  |  | 0.99 |  | Outdoor
NJADRE1552779856 | Administratively Determined Incentive Program | Bridgewater | 8807 | 5 | 6.65 | Residential | Behind the Meter | No | Net Metered Residential | Power Home Remodeling | None | PSE&G | Accepted | 2023-03-20 | 2023-04-13 | 2024-04-13 | Meters | SolarEdge | Revenue Grade Data Ansi C12.20 |  |  | 1 |  |  |  | Yes | Outdoor
NJADRE1552779856 | Administratively Determined Incentive Program | Bridgewater | 8807 | 5 | 6.65 | Residential | Behind the Meter | No | Net Metered Residential | Power Home Remodeling | None | PSE&G | Accepted | 2023-03-20 | 2023-04-13 | 2024-04-13 | Solar Panels | Longi | LR4-60HPB-350M |  | 0.35 | 3 | 190 | 37 |  | Fixed | Roof
NJADRE1552779856 | Administratively Determined Incentive Program | Bridgewater | 8807 | 5 | 6.65 | Residential | Behind the Meter | No | Net Metered Residential | Power Home Remodeling | None | PSE&G | Accepted | 2023-03-20 | 2023-04-13 | 2024-04-13 | Solar Panels | Longi | LR4-60HPB-350M |  | 0.35 | 6 | 100 | 35 |  | Fixed | Roof
NJADRE1552779856 | Administratively Determined Incentive Program | Bridgewater | 8807 | 5 | 6.65 | Residential | Behind the Meter | No | Net Metered Residential | Power Home Remodeling | None | PSE&G | Accepted | 2023-03-20 | 2023-04-13 | 2024-04-13 | Solar Panels | Longi | LR4-60HPB-350M |  | 0.35 | 2 | 100 | 36 |  | Fixed | Roof
NJADRE1552779856 | Administratively Determined Incentive Program | Bridgewater | 8807 | 5 | 6.65 | Residential | Behind the Meter | No | Net Metered Residential | Power Home Remodeling | None | PSE&G | Accepted | 2023-03-20 | 2023-04-13 | 2024-04-13 | Solar Panels | Longi | LR4-60HPB-350M |  | 0.35 | 8 | 280 | 36 |  | Fixed | Roof
NJADRE1552780214 | Administratively Determined Incentive Program | Burlington TWP | 8016 | 13 | 11.31 | Residential | Behind the Meter | Yes | Net Metered Residential | Sunrun Installation Services, Inc. | None | PSE&G | Accepted | 2023-03-20 | 2023-04-14 | 2024-04-14 | Inverters | SolarEdge Technologies | SE10000H-USSN | 10000 |  | 1 |  |  | 0.99 |  | Outdoor | Next to the meter
NJADRE1552780214 | Administratively Determined Incentive Program | Burlington TWP | 8016 | 13 | 11.31 | Residential | Behind the Meter | Yes | Net Metered Residential | Sunrun Installation Services, Inc. | None | PSE&G | Accepted | 2023-03-20 | 2023-04-14 | 2024-04-14 | Solar Panels | Trina Solar | TSM-390DE09C.07 |  | 0.39 | 29 | 236 | 23 |  | Fixed | Roof
NJADRE1552780225 | Administratively Determined Incentive Program | WOODBRIDGE TOWNSHIP | 7095 | 11 | 11.31 | Residential | Behind the Meter | Yes | Net Metered Residential | Sunrun Installation Services, Inc. | None | PSE&G | Accepted | 2023-03-20 | 2023-04-13 | 2024-04-13 | Inverters | SolarEdge Technologies | SE7600H-USSN | 7600 |  | 1 |  |  | 0.99 |  | Outdoor | Next To Meter
NJADRE1552780225 | Administratively Determined Incentive Program | WOODBRIDGE TOWNSHIP | 7095 | 11 | 11.31 | Residential | Behind the Meter | Yes | Net Metered Residential | Sunrun Installation Services, Inc. | None | PSE&G | Accepted | 2023-03-20 | 2023-04-13 | 2024-04-13 | Solar Panels | Trina Solar | TSM-390DE09C.07 |  | 0.39 | 8 | 272 | 23 |  | Fixed | Roof
NJADRE1552780225 | Administratively Determined Incentive Program | WOODBRIDGE TOWNSHIP | 7095 | 11 | 11.31 | Residential | Behind the Meter | Yes | Net Metered Residential | Sunrun Installation Services, Inc. | None | PSE&G | Accepted | 2023-03-20 | 2023-04-13 | 2024-04-13 | Solar Panels | Trina Solar | TSM-390DE09C.07 |  | 0.39 | 7 | 183 | 22 |  | Fixed | Roof
NJADRE1552780225 | Administratively Determined Incentive Program | WOODBRIDGE TOWNSHIP | 7095 | 11 | 11.31 | Residential | Behind the Meter | Yes | Net Metered Residential | Sunrun Installation Services, Inc. | None | PSE&G | Accepted | 2023-03-20 | 2023-04-13 | 2024-04-13 | Solar Panels | Trina Solar | TSM-390DE09C.07 |  | 0.39 | 14 | 92 | 22 |  | Fixed | Roof
NJADRE1552780334 | Administratively Determined Incentive Program | Malaga | 8328 | 15 | 12.48 | Residential | Behind the Meter | Yes | Net Metered Residential | Sunrun Installation Services, Inc. | None | AC Electric | Accepted | 2023-03-20 | 2023-04-14 | 2024-04-14 | Inverters | SolarEdge Technologies | SE10000H-USSN | 10000 |  | 1 |  |  | 0.99 |  | Outdoor | Next to the meter
NJADRE1552780334 | Administratively Determined Incentive Program | Malaga | 8328 | 15 | 12.48 | Residential | Behind the Meter | Yes | Net Metered Residential | Sunrun Installation Services, Inc. | None | AC Electric | Accepted | 2023-03-20 | 2023-04-14 | 2024-04-14 | Solar Panels | Trina Solar | TSM-390DE09C.07 |  | 0.39 | 14 | 294 | 23 |  | Fixed | Roof
NJADRE1552780334 | Administratively Determined Incentive Program | Malaga | 8328 | 15 | 12.48 | Residential | Behind the Meter | Yes | Net Metered Residential | Sunrun Installation Services, Inc. | None | AC Electric | Accepted | 2023-03-20 | 2023-04-14 | 2024-04-14 | Solar Panels | Trina Solar | TSM-390DE09C.07 |  | 0.39 | 12 | 114 | 23 |  | Fixed | Roof
NJADRE1552780334 | Administratively Determined Incentive Program | Malaga | 8328 | 15 | 12.48 | Residential | Behind the Meter | Yes | Net Metered Residential | Sunrun Installation Services, Inc. | None | AC Electric | Accepted | 2023-03-20 | 2023-04-14 | 2024-04-14 | Solar Panels | Trina Solar | TSM-390DE09C.07 |  | 0.39 | 6 | 114 | 23 |  | Fixed | Roof
NJADRE1552780372 | Administratively Determined Incentive Program | BEACHWOOD | 8722 | 18 | 10.95 | Residential | Behind the Meter | Yes | Net Metered Residential | Pro Custom Solar dba Momentum Solar | None | JCP&L | Accepted | 2023-03-20 | 2023-04-14 | 2024-04-14 | Inverters | enphase | IQ8PLUS-72-2-US | 290 |  | 30 |  |  | 0.97 |  | Outdoor
NJADRE1552780372 | Administratively Determined Incentive Program | BEACHWOOD | 8722 | 18 | 10.95 | Residential | Behind the Meter | Yes | Net Metered Residential | Pro Custom Solar dba Momentum Solar | None | JCP&L | Accepted | 2023-03-20 | 2023-04-14 | 2024-04-14 | Solar Panels | hanwha | Q.PEAK DUO BLK-G10+365 |  | 0.365 | 10 | 215 | 20 |  | Fixed | Roof
NJADRE1552780372 | Administratively Determined Incentive Program | BEACHWOOD | 8722 | 18 | 10.95 | Residential | Behind the Meter | Yes | Net Metered Residential | Pro Custom Solar dba Momentum Solar | None | JCP&L | Accepted | 2023-03-20 | 2023-04-14 | 2024-04-14 | Solar Panels | hanwha | Q.PEAK DUO BLK-G10+365 |  | 0.365 | 20 | 35 | 20 |  | Fixed | Roof
NJADRE1552780421 | Administratively Determined Incentive Program | Forked River | 8731 | 18 | 6.32 | Residential | Behind the Meter | No | Net Metered Residential | Skyline Solar LLC | None | JCP&L | Accepted | 2023-03-20 | 2023-04-14 | 2024-04-14 | Solar Panels | JA SOLAR | JAM54S31-395/MR |  | 0.395 | 6 | 183 | 24 |  | Fixed | Roof
NJADRE1552780421 | Administratively Determined Incentive Program | Forked River | 8731 | 18 | 6.32 | Residential | Behind the Meter | No | Net Metered Residential | Skyline Solar LLC | None | JCP&L | Accepted | 2023-03-20 | 2023-04-14 | 2024-04-14 | Solar Panels | JA SOLAR | JAM54S31-395/MR |  | 0.395 | 7 | 183 | 20 |  | Fixed | Roof
NJADRE1552780421 | Administratively Determined Incentive Program | Forked River | 8731 | 18 | 6.32 | Residential | Behind the Meter | No | Net Metered Residential | Skyline Solar LLC | None | JCP&L | Accepted | 2023-03-20 | 2023-04-14 | 2024-04-14 | Solar Panels | JA SOLAR | JAM54S31-395/MR |  | 0.395 | 3 | 182 | 16 |  | Fixed | Roof
NJADRE1552780421 | Administratively Determined Incentive Program | Forked River | 8731 | 18 | 6.32 | Residential | Behind the Meter | No | Net Metered Residential | Skyline Solar LLC | None | JCP&L | Accepted | 2023-03-20 | 2023-04-14 | 2024-04-14 | Inverters | SOLAREDGE | SE5000H-US | 5000 |  | 1 |  |  | 0.992 |  | Outdoor
NJADRE1552782111 | Administratively Determined Incentive Program | East Orange City | 7018 | 9 | 5.46 | Residential | Behind the Meter | Yes | Net Metered Residential | Sunrun Installation Services, Inc. | None | PSE&G | Accepted | 2023-03-21 | 2023-04-14 | 2024-04-14 | Inverters | SolarEdge Technologies | SE3800H-USMN | 3800 |  | 1 |  |  | 0.96 |  | Outdoor | Next To Meter
NJADRE1552782111 | Administratively Determined Incentive Program | East Orange City | 7018 | 9 | 5.46 | Residential | Behind the Meter | Yes | Net Metered Residential | Sunrun Installation Services, Inc. | None | PSE&G | Accepted | 2023-03-21 | 2023-04-14 | 2024-04-14 | Solar Panels | 14 | TSM-390DE09C.07 |  | 0.39 | 14 | 288 | 7 |  | Fixed | Roof
NJADRE1552782114 | Administratively Determined Incentive Program | SOUTH BRUNSWICK TOWNSHIP, | 8824 | 11 | 11.31 | Residential | Behind the Meter | No | Net Metered Residential | Sunrun Installation Services, Inc. | None | PSE&G | Accepted | 2023-03-21 | 2023-04-14 | 2024-04-14 | Inverters | SolarEdge Technologies | SE7600H-USSN | 7600 |  | 1 |  |  | 0.96 |  | Outdoor | Next To Meter
NJADRE1552782114 | Administratively Determined Incentive Program | SOUTH BRUNSWICK TOWNSHIP, | 8824 | 11 | 11.31 | Residential | Behind the Meter | No | Net Metered Residential | Sunrun Installation Services, Inc. | None | PSE&G | Accepted | 2023-03-21 | 2023-04-14 | 2024-04-14 | Solar Panels | Trina Solar | TSM-390DE09C.07 |  | 0.39 | 10 | 213 | 18 |  | Fixed | Roof
NJADRE1552782114 | Administratively Determined Incentive Program | SOUTH BRUNSWICK TOWNSHIP, | 8824 | 11 | 11.31 | Residential | Behind the Meter | No | Net Metered Residential | Sunrun Installation Services, Inc. | None | PSE&G | Accepted | 2023-03-21 | 2023-04-14 | 2024-04-14 | Solar Panels | Trina Solar | TSM-390DE09C.07 |  | 0.39 | 10 | 304 | 20 |  | Fixed | Roof
NJADRE1552782114 | Administratively Determined Incentive Program | SOUTH BRUNSWICK TOWNSHIP, | 8824 | 11 | 11.31 | Residential | Behind the Meter | No | Net Metered Residential | Sunrun Installation Services, Inc. | None | PSE&G | Accepted | 2023-03-21 | 2023-04-14 | 2024-04-14 | Solar Panels | Trina Solar | TSM-390DE09C.07 |  | 0.39 | 2 | 33 | 19 |  | Fixed | Roof
NJADRE1552782114 | Administratively Determined Incentive Program | SOUTH BRUNSWICK TOWNSHIP, | 8824 | 11 | 11.31 | Residential | Behind the Meter | No | Net Metered Residential | Sunrun Installation Services, Inc. | None | PSE&G | Accepted | 2023-03-21 | 2023-04-14 | 2024-04-14 | Solar Panels | Trina Solar | TSM-390DE09C.07 |  | 0.39 | 7 | 124 | 18 |  | Fixed | Roof
NJADRE1552782115 | Administratively Determined Incentive Program | Mount Laurel Township | 8054 | 13 | 7.2 | Residential | Behind the Meter | No | Net Metered Residential | Suntuity Solar LLC | None | PSE&G | Accepted | 2023-03-21 | 2023-04-14 | 2024-04-14 | Inverters | (18)ENPHASE | IQ8PLUS-72-2-US | 290 |  | 18 |  |  | 0.97 |  | Outdoor | Behind the PV modules
NJADRE1552782115 | Administratively Determined Incentive Program | Mount Laurel Township | 8054 | 13 | 7.2 | Residential | Behind the Meter | No | Net Metered Residential | Suntuity Solar LLC | None | PSE&G | Accepted | 2023-03-21 | 2023-04-14 | 2024-04-14 | Solar Panels | (18)HYPERION | HY-DH108P8 400B |  | 0.4 | 18 | 133 | 17 |  | Fixed | Roof
NJADRE1552782124 | Administratively Determined Incentive Program | Jersey City, | 7306 | 8 | 2.4 | Residential | Behind the Meter | Yes | Net Metered Residential | Suntuity Solar LLC | None | PSE&G | Accepted | 2023-03-21 | 2023-04-17 | 2024-04-17 | Inverters | (6)ENPHASE | IQ8PLUS-72-2-US | 290 |  | 6 |  |  | 0.97 |  | Outdoor | Behind the PV modules
NJADRE1552782124 | Administratively Determined Incentive Program | Jersey City, | 7306 | 8 | 2.4 | Residential | Behind the Meter | Yes | Net Metered Residential | Suntuity Solar LLC | None | PSE&G | Accepted | 2023-03-21 | 2023-04-17 | 2024-04-17 | Solar Panels | (6)HANWHA | Q.PEAK DUO BLK ML-G10+ 400 |  | 0.4 | 6 | 294 | 8 |  | Fixed | Roof
NJADRE1552782135 | Administratively Determined Incentive Program | South Orange Village TWP | 7079 | 9 | 12.8 | Residential | Behind the Meter | No | Net Metered Residential | Suntuity Solar LLC | None | PSE&G | Accepted | 2023-03-21 | 2023-04-17 | 2024-04-17 | Inverters | (32)ENPHASE | IQ8PLUS-72-2-US | 290 |  | 32 |  |  | 0.97 |  | Outdoor | Behind the PV modules
NJADRE1552782135 | Administratively Determined Incentive Program | South Orange Village TWP | 7079 | 9 | 12.8 | Residential | Behind the Meter | No | Net Metered Residential | Suntuity Solar LLC | None | PSE&G | Accepted | 2023-03-21 | 2023-04-17 | 2024-04-17 | Solar Panels | (32)HYPERION | HY-DH108P8 400B |  | 0.4 | 13 | 281 | 27 |  | Fixed | Roof
NJADRE1552782135 | Administratively Determined Incentive Program | South Orange Village TWP | 7079 | 9 | 12.8 | Residential | Behind the Meter | No | Net Metered Residential | Suntuity Solar LLC | None | PSE&G | Accepted | 2023-03-21 | 2023-04-17 | 2024-04-17 | Solar Panels | (32)HYPERION | HY-DH108P8 400B |  | 0.4 | 6 | 191 | 27 |  | Fixed | Roof
NJADRE1552782135 | Administratively Determined Incentive Program | South Orange Village TWP | 7079 | 9 | 12.8 | Residential | Behind the Meter | No | Net Metered Residential | Suntuity Solar LLC | None | PSE&G | Accepted | 2023-03-21 | 2023-04-17 | 2024-04-17 | Solar Panels | (32)HYPERION | HY-DH108P8 400B |  | 0.4 | 4 | 191 | 27 |  | Fixed | Roof
NJADRE1552782135 | Administratively Determined Incentive Program | South Orange Village TWP | 7079 | 9 | 12.8 | Residential | Behind the Meter | No | Net Metered Residential | Suntuity Solar LLC | None | PSE&G | Accepted | 2023-03-21 | 2023-04-17 | 2024-04-17 | Solar Panels | (32)HYPERION | HY-DH108P8 400B |  | 0.4 | 6 | 11 | 27 |  | Fixed | Roof
NJADRE1552782135 | Administratively Determined Incentive Program | South Orange Village TWP | 7079 | 9 | 12.8 | Residential | Behind the Meter | No | Net Metered Residential | Suntuity Solar LLC | None | PSE&G | Accepted | 2023-03-21 | 2023-04-17 | 2024-04-17 | Solar Panels | (32)HYPERION | HY-DH108P8 400B |  | 0.4 | 3 | 101 | 27 |  | Fixed | Roof
NJADRE1552782139 | Administratively Determined Incentive Program | Jersey City, | 7306 | 8 | 5.6 | Residential | Behind the Meter | Yes | Net Metered Residential | Suntuity Solar LLC | None | PSE&G | Accepted | 2023-03-21 | 2023-04-14 | 2024-04-14 | Inverters | ENPHASE | IQ8PLUS-72-2-US | 290 |  | 14 |  |  | 0.97 |  | Outdoor | Behind the PV modules
NJADRE1552782139 | Administratively Determined Incentive Program | Jersey City, | 7306 | 8 | 5.6 | Residential | Behind the Meter | Yes | Net Metered Residential | Suntuity Solar LLC | None | PSE&G | Accepted | 2023-03-21 | 2023-04-14 | 2024-04-14 | Solar Panels | HANWHA | Q.PEAK DUO BLK ML-G10+ 400 |  | 0.4 | 14 | 294 | 8 |  | Fixed | Roof
NJADRE1552782197 | Administratively Determined Incentive Program | Brick | 8724 | 18 | 6.66 | Residential | Behind the Meter | No | Net Metered Residential | Vision Solar LLC | None | JCP&L | Accepted | 2023-03-21 | 2023-04-14 | 2024-04-14 | Inverters | SolarEdge | SE6000H-USRGM | 6000 |  | 1 |  |  | 0.97 |  | Outdoor | SIDE OF HOUSE
NJADRE1552782197 | Administratively Determined Incentive Program | Brick | 8724 | 18 | 6.66 | Residential | Behind the Meter | No | Net Metered Residential | Vision Solar LLC | None | JCP&L | Accepted | 2023-03-21 | 2023-04-14 | 2024-04-14 | Solar Panels | ZNSHINE SOLAR | ZXM6-NH120-370/m |  | 0.37 | 12 | 172 | 17 |  | Fixed | Roof
NJADRE1552782197 | Administratively Determined Incentive Program | Brick | 8724 | 18 | 6.66 | Residential | Behind the Meter | No | Net Metered Residential | Vision Solar LLC | None | JCP&L | Accepted | 2023-03-21 | 2023-04-14 | 2024-04-14 | Solar Panels | ZNSHINE SOLAR | ZXM6-NH120-370/M |  | 0.37 | 6 | 173 | 17 |  | Fixed | Roof
NJADRE1552782207 | Administratively Determined Incentive Program | Tinton Falls | 7724 | 17 | 7.8 | Residential | Behind the Meter | Yes | Net Metered Residential | Sunrun Installation Services, Inc. | None | JCP&L | Accepted | 2023-03-21 | 2023-04-14 | 2024-04-14 | Inverters | SolarEdge Technologies | SE6000H-USSN | 6000 |  | 1 |  |  | 0.99 |  | Outdoor | Next to the meter
NJADRE1552782207 | Administratively Determined Incentive Program | Tinton Falls | 7724 | 17 | 7.8 | Residential | Behind the Meter | Yes | Net Metered Residential | Sunrun Installation Services, Inc. | None | JCP&L | Accepted | 2023-03-21 | 2023-04-14 | 2024-04-14 | Solar Panels | Trina Solar | TSM-390DE09C.07 |  | 0.39 | 17 | 265 | 34 |  | Fixed | Roof
NJADRE1552782207 | Administratively Determined Incentive Program | Tinton Falls | 7724 | 17 | 7.8 | Residential | Behind the Meter | Yes | Net Metered Residential | Sunrun Installation Services, Inc. | None | JCP&L | Accepted | 2023-03-21 | 2023-04-14 | 2024-04-14 | Solar Panels | Trina Solar | TSM-390DE09C.07 |  | 0.39 | 3 | 84 | 32 |  | Fixed | Roof
NJADRE1552782277 | Administratively Determined Incentive Program | South Brunswick | 8512 | 11 | 21.06 | Residential | Behind the Meter | No | Net Metered Residential | Exact Solar | None | PSE&G | Accepted | 2023-03-21 | 2023-04-14 | 2024-04-14 | Solar Panels | SunMac | M754SH-BB |  | 0.405 | 52 | 180 | 10 |  | Fixed | Ground
NJADRE1552782277 | Administratively Determined Incentive Program | South Brunswick | 8512 | 11 | 21.06 | Residential | Behind the Meter | No | Net Metered Residential | Exact Solar | None | PSE&G | Accepted | 2023-03-21 | 2023-04-14 | 2024-04-14 | Inverters | SolarEdge | SE10000H | 10000 |  | 1 |  |  | 0.99 |  | Outdoor
NJADRE1552782277 | Administratively Determined Incentive Program | South Brunswick | 8512 | 11 | 21.06 | Residential | Behind the Meter | No | Net Metered Residential | Exact Solar | None | PSE&G | Accepted | 2023-03-21 | 2023-04-14 | 2024-04-14 | Inverters | SolarEdge | SE7600H | 7600 |  | 1 |  |  | 0.99 |  | Outdoor
NJADRE1552782312 | Administratively Determined Incentive Program | Absecon | 8201 | 19 | 7.41 | Residential | Behind the Meter | Yes | Net Metered Residential | Sunrun Installation Services, Inc. | None | AC Electric | Accepted | 2023-03-21 | 2023-04-14 | 2024-04-14 | Inverters | SOLAREDGE TECHNOLOGIES | SE6000H-USSN | 6000 |  | 1 |  |  | 0.99 |  | Outdoor | Next to the meter
NJADRE1552782312 | Administratively Determined Incentive Program | Absecon | 8201 | 19 | 7.41 | Residential | Behind the Meter | Yes | Net Metered Residential | Sunrun Installation Services, Inc. | None | AC Electric | Accepted | 2023-03-21 | 2023-04-14 | 2024-04-14 | Solar Panels | TRINA SOLAR: | TSM-390DE09C.07 |  | 0.39 | 10 | 166 | 21 |  | Fixed | Roof
NJADRE1552782312 | Administratively Determined Incentive Program | Absecon | 8201 | 19 | 7.41 | Residential | Behind the Meter | Yes | Net Metered Residential | Sunrun Installation Services, Inc. | None | AC Electric | Accepted | 2023-03-21 | 2023-04-14 | 2024-04-14 | Solar Panels | TRINA SOLAR | TSM-390DE09C.07 |  | 0.39 | 3 | 166 | 23 |  | Fixed | Roof
NJADRE1552782312 | Administratively Determined Incentive Program | Absecon | 8201 | 19 | 7.41 | Residential | Behind the Meter | Yes | Net Metered Residential | Sunrun Installation Services, Inc. | None | AC Electric | Accepted | 2023-03-21 | 2023-04-14 | 2024-04-14 | Solar Panels | TRINA SOLAR | TSM-390DE09C.07 |  | 0.39 | 6 | 166 | 21 |  | Fixed | Roof
NJADRE1552782318 | Administratively Determined Incentive Program | East Orange | 7017 | 9 | 8.4 | Residential | Behind the Meter | Yes | Net Metered Residential | Trinity Solar | None | PSE&G | Accepted | 2023-03-21 | 2023-04-14 | 2024-04-14 | Inverters | Solar Edge | SE7600H-US | 7600 |  | 1 |  |  | 0.97 |  | Outdoor
NJADRE1552782318 | Administratively Determined Incentive Program | East Orange | 7017 | 9 | 8.4 | Residential | Behind the Meter | Yes | Net Metered Residential | Trinity Solar | None | PSE&G | Accepted | 2023-03-21 | 2023-04-14 | 2024-04-14 | Solar Panels | Hanwha 400 Watt Model #Q.PEAK DUO BLK ML-G10+ 400 | Hanwha 400 Watt Model #Q.PEAK DUO BLK ML-G10+ 400 |  | 0.4 | 4 | 2 | 10 |  | Fixed | Roof
NJADRE1552782318 | Administratively Determined Incentive Program | East Orange | 7017 | 9 | 8.4 | Residential | Behind the Meter | Yes | Net Metered Residential | Trinity Solar | None | PSE&G | Accepted | 2023-03-21 | 2023-04-14 | 2024-04-14 | Solar Panels | Hanwha 400 Watt Model #Q.PEAK DUO BLK ML-G10+ 400 | Hanwha 400 Watt Model #Q.PEAK DUO BLK ML-G10+ 400 |  | 0.4 | 5 | 182 | 10 |  | Fixed | Roof
NJADRE1552782318 | Administratively Determined Incentive Program | East Orange | 7017 | 9 | 8.4 | Residential | Behind the Meter | Yes | Net Metered Residential | Trinity Solar | None | PSE&G | Accepted | 2023-03-21 | 2023-04-14 | 2024-04-14 | Solar Panels | Hanwha 400 Watt Model #Q.PEAK DUO BLK ML-G10+ 400 | Hanwha 400 Watt Model #Q.PEAK DUO BLK ML-G10+ 400 |  | 0.4 | 5 | 2 | 34 |  | Fixed | Roof
NJADRE1552782318 | Administratively Determined Incentive Program | East Orange | 7017 | 9 | 8.4 | Residential | Behind the Meter | Yes | Net Metered Residential | Trinity Solar | None | PSE&G | Accepted | 2023-03-21 | 2023-04-14 | 2024-04-14 | Solar Panels | Hanwha 400 Watt Model #Q.PEAK DUO BLK ML-G10+ 400 | Hanwha 400 Watt Model #Q.PEAK DUO BLK ML-G10+ 400 |  | 0.4 | 7 | 272 | 45 |  | Fixed | Roof
NJADRE1552782323 | Administratively Determined Incentive Program | Keansburg | 7734 | 17 | 8.8 | Residential | Behind the Meter | No | Net Metered Residential | Palmetto Solar LLC | None | JCP&L | Accepted | 2023-03-21 | 2023-04-20 | 2024-04-20 | Solar Panels | Hanwah Q-Cells | Q.PEAK DUO BLK ML-G10+ 400W |  | 0.4 | 11 | 256 | 18 |  | Fixed | Roof
NJADRE1552782323 | Administratively Determined Incentive Program | Keansburg | 7734 | 17 | 8.8 | Residential | Behind the Meter | No | Net Metered Residential | Palmetto Solar LLC | None | JCP&L | Accepted | 2023-03-21 | 2023-04-20 | 2024-04-20 | Solar Panels | Hanwah Q-Cells | Q.PEAK DUO BLK ML-G10+ 400W |  | 0.4 | 6 | 346 | 18 |  | Fixed | Roof
NJADRE1552782323 | Administratively Determined Incentive Program | Keansburg | 7734 | 17 | 8.8 | Residential | Behind the Meter | No | Net Metered Residential | Palmetto Solar LLC | None | JCP&L | Accepted | 2023-03-21 | 2023-04-20 | 2024-04-20 | Solar Panels | Hanwah Q-Cells | Q.PEAK DUO BLK ML-G10+ 400W |  | 0.4 | 5 | 166 | 18 |  | Fixed | Roof
NJADRE1552782323 | Administratively Determined Incentive Program | Keansburg | 7734 | 17 | 8.8 | Residential | Behind the Meter | No | Net Metered Residential | Palmetto Solar LLC | None | JCP&L | Accepted | 2023-03-21 | 2023-04-20 | 2024-04-20 | Inverters | Enphase | IQ8PLUS-72-M-US | 290 |  | 22 |  |  | 0.99 |  | Outdoor
NJADRE1552782323 | Administratively Determined Incentive Program | Keansburg | 7734 | 17 | 8.8 | Residential | Behind the Meter | No | Net Metered Residential | Palmetto Solar LLC | None | JCP&L | Accepted | 2023-03-21 | 2023-04-20 | 2024-04-20 | Meters | Enphase | IQ8PLUS-72-M-US | 6380 |  | 1 |  |  |  | Yes | Outdoor
NJADRE1552782364 | Administratively Determined Incentive Program | Sicklerville | 8081 | 14 | 11.2 | Residential | Behind the Meter | Yes | Net Metered Residential | Trinity Solar Inc. | None | AC Electric | Accepted | 2023-03-21 | 2023-04-14 | 2024-04-14 | Inverters | Solar Edge | SE10000H-US | 10000 |  | 1 |  |  | 0.97 |  | Outside
NJADRE1552782364 | Administratively Determined Incentive Program | Sicklerville | 8081 | 14 | 11.2 | Residential | Behind the Meter | Yes | Net Metered Residential | Trinity Solar Inc. | None | AC Electric | Accepted | 2023-03-21 | 2023-04-14 | 2024-04-14 | Solar Panels | Hanwha | Q.PEAK DUO BLK ML-G10 |  | 0.4 | 10 | 316 | 27 |  | Fixed | Roof
NJADRE1552782364 | Administratively Determined Incentive Program | Sicklerville | 8081 | 14 | 11.2 | Residential | Behind the Meter | Yes | Net Metered Residential | Trinity Solar Inc. | None | AC Electric | Accepted | 2023-03-21 | 2023-04-14 | 2024-04-14 | Solar Panels | Hanwha | Q.PEAK DUO BLK ML-G10 |  | 0.4 | 18 | 136 | 27 |  | Fixed | Roof
NJADRE1552782402 | Administratively Determined Incentive Program | Cinnaminson | 8077 | 13 | 8.97 | Residential | Behind the Meter | Yes | Net Metered Residential | Sunrun Installation Services, Inc. | None | PSE&G | Accepted | 2023-03-21 | 2023-04-14 | 2024-04-14 | Inverters | SolarEdge Technologies | SE6000H-USSN | 6000 |  | 1 |  |  | 0.96 |  | Outdoor | Next To Meter
NJADRE1552782402 | Administratively Determined Incentive Program | Cinnaminson | 8077 | 13 | 8.97 | Residential | Behind the Meter | Yes | Net Metered Residential | Sunrun Installation Services, Inc. | None | PSE&G | Accepted | 2023-03-21 | 2023-04-14 | 2024-04-14 | Solar Panels | Trina Solar | TSM-390DE09C.07 |  | 0.39 | 8 | 69 | 28 |  | Fixed | Roof
NJADRE1552782402 | Administratively Determined Incentive Program | Cinnaminson | 8077 | 13 | 8.97 | Residential | Behind the Meter | Yes | Net Metered Residential | Sunrun Installation Services, Inc. | None | PSE&G | Accepted | 2023-03-21 | 2023-04-14 | 2024-04-14 | Solar Panels | Trina Solar | TSM-390DE09C.07 |  | 0.39 | 6 | 159 | 28 |  | Fixed | Roof
NJADRE1552782402 | Administratively Determined Incentive Program | Cinnaminson | 8077 | 13 | 8.97 | Residential | Behind the Meter | Yes | Net Metered Residential | Sunrun Installation Services, Inc. | None | PSE&G | Accepted | 2023-03-21 | 2023-04-14 | 2024-04-14 | Solar Panels | Trina Solar | TSM-390DE09C.07 |  | 0.39 | 9 | 160 | 14 |  | Fixed | Roof
NJADRE1552782449 | Administratively Determined Incentive Program | Winslow Township | 8081 | 14 | 7.77 | Residential | Behind the Meter | No | Net Metered Residential | Vision Solar LLC | None | AC Electric | Accepted | 2023-03-21 | 2023-04-14 | 2024-04-14 | Inverters | SolarEdge | SE6000H-USRGM | 6000 |  | 1 |  |  | 0.97 |  | Outdoor | SIDE OF HOUSE
NJADRE1552782449 | Administratively Determined Incentive Program | Winslow Township | 8081 | 14 | 7.77 | Residential | Behind the Meter | No | Net Metered Residential | Vision Solar LLC | None | AC Electric | Accepted | 2023-03-21 | 2023-04-14 | 2024-04-14 | Solar Panels | ZNSHINE SOLAR | ZXM6-NH120-370/M |  | 0.37 | 18 | 125 | 31 |  | Fixed | Roof
NJADRE1552782449 | Administratively Determined Incentive Program | Winslow Township | 8081 | 14 | 7.77 | Residential | Behind the Meter | No | Net Metered Residential | Vision Solar LLC | None | AC Electric | Accepted | 2023-03-21 | 2023-04-14 | 2024-04-14 | Solar Panels | ZNSHINE SOLAR | ZXM6-NH120-370/M |  | 0.37 | 3 | 124 | 22 |  | Fixed | Roof
NJADRE1552782544 | Administratively Determined Incentive Program | Little Egg Harbor Township | 8087 | 18 | 5.92 | Residential | Behind the Meter | No | Net Metered Residential | Vision Solar LLC | None | AC Electric | Accepted | 2023-03-21 | 2023-04-14 | 2024-04-14 | Inverters | SolarEdge | SE7600H-USRGM | 7600 |  | 1 |  |  | 0.97 |  | Outdoor | SIDE OF HOUSE
NJADRE1552782544 | Administratively Determined Incentive Program | Little Egg Harbor Township | 8087 | 18 | 5.92 | Residential | Behind the Meter | No | Net Metered Residential | Vision Solar LLC | None | AC Electric | Accepted | 2023-03-21 | 2023-04-14 | 2024-04-14 | Solar Panels | ZNSHINE SOLAR | ZXM6-NH120-370/M |  | 0.37 | 8 | 147 | 30 |  | Fixed | Roof
NJADRE1552782544 | Administratively Determined Incentive Program | Little Egg Harbor Township | 8087 | 18 | 5.92 | Residential | Behind the Meter | No | Net Metered Residential | Vision Solar LLC | None | AC Electric | Accepted | 2023-03-21 | 2023-04-14 | 2024-04-14 | Solar Panels | ZNSHINE SOLAR | ZXM6-NH120-370/M |  | 0.37 | 6 | 327 | 30 |  | Fixed | Roof
NJADRE1552782544 | Administratively Determined Incentive Program | Little Egg Harbor Township | 8087 | 18 | 5.92 | Residential | Behind the Meter | No | Net Metered Residential | Vision Solar LLC | None | AC Electric | Accepted | 2023-03-21 | 2023-04-14 | 2024-04-14 | Solar Panels | ZNSHINE SOLAR | ZXM6-NH120-370/M |  | 0.37 | 2 | 237 | 31 |  | Fixed | Roof
NJADRE1552783022 | Administratively Determined Incentive Program | Fords | 8863 | 11 | 5.95 | Residential | Behind the Meter | No | Net Metered Residential | Power Home Remodeling | None | PSE&G | Accepted | 2023-03-21 | 2023-04-14 | 2024-04-14 | Inverters | SolarEdge | SE5000H-US | 5000 |  | 1 |  |  | 0.99 |  | Outdoor
NJADRE1552783022 | Administratively Determined Incentive Program | Fords | 8863 | 11 | 5.95 | Residential | Behind the Meter | No | Net Metered Residential | Power Home Remodeling | None | PSE&G | Accepted | 2023-03-21 | 2023-04-14 | 2024-04-14 | Meters | SolarEdge | Revenue Grade Data Ansi C12.20 |  |  | 1 |  |  |  | Yes | Outdoor
NJADRE1552783022 | Administratively Determined Incentive Program | Fords | 8863 | 11 | 5.95 | Residential | Behind the Meter | No | Net Metered Residential | Power Home Remodeling | None | PSE&G | Accepted | 2023-03-21 | 2023-04-14 | 2024-04-14 | Solar Panels | Longi | LR4-60HPB-350M |  | 0.35 | 9 | 173 | 19 |  | Fixed | Roof
NJADRE1552783022 | Administratively Determined Incentive Program | Fords | 8863 | 11 | 5.95 | Residential | Behind the Meter | No | Net Metered Residential | Power Home Remodeling | None | PSE&G | Accepted | 2023-03-21 | 2023-04-14 | 2024-04-14 | Solar Panels | Longi | LR4-60HPB-350M |  | 0.35 | 8 | 83 | 20 |  | Fixed | Roof
NJADRE1552783061 | Administratively Determined Incentive Program | Burlington | 8016 | 13 | 5.07 | Residential | Behind the Meter | Yes | Net Metered Residential | Sunrun Installation Services, Inc. | None | PSE&G | Accepted | 2023-03-21 | 2023-04-14 | 2024-04-14 | Inverters | SolarEdge Technologies | SE3800H-USMN | 3800 |  | 1 |  |  | 0.96 |  | Outdoor | Next To Meter
NJADRE1552783061 | Administratively Determined Incentive Program | Burlington | 8016 | 13 | 5.07 | Residential | Behind the Meter | Yes | Net Metered Residential | Sunrun Installation Services, Inc. | None | PSE&G | Accepted | 2023-03-21 | 2023-04-14 | 2024-04-14 | Solar Panels | Trina Solar | TSM-390DE09C.07 |  | 0.39 | 8 | 343 | 28 |  | Fixed | Roof
NJADRE1552783061 | Administratively Determined Incentive Program | Burlington | 8016 | 13 | 5.07 | Residential | Behind the Meter | Yes | Net Metered Residential | Sunrun Installation Services, Inc. | None | PSE&G | Accepted | 2023-03-21 | 2023-04-14 | 2024-04-14 | Solar Panels | Trina Solar | TSM-390DE09C.07 |  | 0.39 | 5 | 163 | 24 |  | Fixed | Roof
NJADRE1552783123 | Administratively Determined Incentive Program | Lawrence Township | 8648 | 12 | 8.88 | Residential | Behind the Meter | Yes | Net Metered Residential | Vision Solar LLC | None | PSE&G | Accepted | 2023-03-21 | 2023-04-14 | 2024-04-14 | Inverters | SolarEdge | SE6000H-USRGM | 6000 |  | 1 |  |  | 0.97 |  | Outdoor | SIDE OF HOUSE
NJADRE1552783123 | Administratively Determined Incentive Program | Lawrence Township | 8648 | 12 | 8.88 | Residential | Behind the Meter | Yes | Net Metered Residential | Vision Solar LLC | None | PSE&G | Accepted | 2023-03-21 | 2023-04-14 | 2024-04-14 | Solar Panels | ZNSHINE SOLAR | ZXM6-NH120-370/M |  | 0.37 | 10 | 274 | 27 |  | Fixed | Roof
NJADRE1552783123 | Administratively Determined Incentive Program | Lawrence Township | 8648 | 12 | 8.88 | Residential | Behind the Meter | Yes | Net Metered Residential | Vision Solar LLC | None | PSE&G | Accepted | 2023-03-21 | 2023-04-14 | 2024-04-14 | Solar Panels | ZNSHINE SOLAR | ZXM6-NH120-370/M |  | 0.37 | 14 | 94 | 27 |  | Fixed | Roof
NJADRE1552783261 | Administratively Determined Incentive Program | Vineland | 8361 | 20 | 4.35 | Residential | Behind the Meter | Yes | Net Metered Residential | SunnyMac LLC | None | Vineland Muni Electric | Accepted | 2023-03-21 | 2023-04-18 | 2024-04-18 | Solar Panels | JA SOLAR | JAM54S31-395MR |  | 0.395 | 11 | 93 | 19 |  | Fixed | Roof
NJADRE1552783261 | Administratively Determined Incentive Program | Vineland | 8361 | 20 | 4.35 | Residential | Behind the Meter | Yes | Net Metered Residential | SunnyMac LLC | None | Vineland Muni Electric | Accepted | 2023-03-21 | 2023-04-18 | 2024-04-18 | Inverters | Solaredge | SE3800H-US | 3800 |  | 1 |  |  | 0.99 |  | Outdoor | NEXT TO METER
NJADRE1552784886 | Administratively Determined Incentive Program | DUNELLEN BORO | 8812 | 11 | 7.2 | Residential | Behind the Meter | Yes | Net Metered Residential | Freedom Forever New Jersey LLC | None | PSE&G | Accepted | 2023-03-22 | 2023-04-18 | 2024-04-18 | Inverters | Solar Edge | SE5000H-USRGM | 5000 |  | 1 |  |  | 0.99 |  | Outdoor
NJADRE1552784886 | Administratively Determined Incentive Program | DUNELLEN BORO | 8812 | 11 | 7.2 | Residential | Behind the Meter | Yes | Net Metered Residential | Freedom Forever New Jersey LLC | None | PSE&G | Accepted | 2023-03-22 | 2023-04-18 | 2024-04-18 | Solar Panels | Freedom Forever | FF-MP-BBB-400 |  | 0.4 | 18 | 173 | 23 |  | Fixed | Roof
NJADRE1552786094 | Administratively Determined Incentive Program | MAYS LANDING | 8330 | 19 | 3.9 | Residential | Behind the Meter | Yes | Net Metered Residential | Sunrun Installation Services, Inc. | None | AC Electric | Accepted | 2023-03-22 | 2023-04-17 | 2024-04-17 | Inverters | SOLAREDGE TECHNOLOGIES | SE3800H-USMN | 3800 |  | 1 |  |  | 0.99 |  | Outdoor | Next to the meter
NJADRE1552786094 | Administratively Determined Incentive Program | MAYS LANDING | 8330 | 19 | 3.9 | Residential | Behind the Meter | Yes | Net Metered Residential | Sunrun Installation Services, Inc. | None | AC Electric | Accepted | 2023-03-22 | 2023-04-17 | 2024-04-17 | Solar Panels | Trina Solar | TSM-390DE09C.07 |  | 0.39 | 8 | 189 | 40 |  | Fixed | Roof
NJADRE1552786094 | Administratively Determined Incentive Program | MAYS LANDING | 8330 | 19 | 3.9 | Residential | Behind the Meter | Yes | Net Metered Residential | Sunrun Installation Services, Inc. | None | AC Electric | Accepted | 2023-03-22 | 2023-04-17 | 2024-04-17 | Solar Panels | Trina Solar | TSM-390DE09C.07 |  | 0.39 | 2 | 279 | 34 |  | Fixed | Roof
NJADRE1552786096 | Administratively Determined Incentive Program | Pleasantville | 8232 | 19 | 9.6 | Residential | Behind the Meter | Yes | Net Metered Residential | Trinity Solar | None | AC Electric | Accepted | 2023-03-22 | 2023-04-17 | 2024-04-17 | Inverters | Solar Edge | SE7600H-US00BNI4 | 7600 |  | 1 |  |  | 0.97 |  | Outdoor
NJADRE1552786096 | Administratively Determined Incentive Program | Pleasantville | 8232 | 19 | 9.6 | Residential | Behind the Meter | Yes | Net Metered Residential | Trinity Solar | None | AC Electric | Accepted | 2023-03-22 | 2023-04-17 | 2024-04-17 | Solar Panels | HANWHA | Q.PEAK DUO BLK ML-G10+400 |  | 0.4 | 14 | 224 | 21 |  | Fixed | Roof
NJADRE1552786096 | Administratively Determined Incentive Program | Pleasantville | 8232 | 19 | 9.6 | Residential | Behind the Meter | Yes | Net Metered Residential | Trinity Solar | None | AC Electric | Accepted | 2023-03-22 | 2023-04-17 | 2024-04-17 | Solar Panels | HANWHA | Q.PEAK DUO BLK ML-G10+400 |  | 0.4 | 10 | 44 | 21 |  | Fixed | Roof
NJADRE1552786126 | Administratively Determined Incentive Program | Neptune Township | 7753 | 17 | 7.4 | Residential | Behind the Meter | No | Net Metered Residential | Vision Solar LLC | None | JCP&L | Accepted | 2023-03-22 | 2023-04-17 | 2024-04-17 | Inverters | Solar Edge | SE6000HUSRGM | 6000 |  | 1 |  |  | 0.97 |  | Outdoor | SIDE OF HOUSE
NJADRE1552786126 | Administratively Determined Incentive Program | Neptune Township | 7753 | 17 | 7.4 | Residential | Behind the Meter | No | Net Metered Residential | Vision Solar LLC | None | JCP&L | Accepted | 2023-03-22 | 2023-04-17 | 2024-04-17 | Solar Panels | ZNSHINE SOLAR | ZXM6-NH120-370/M |  | 0.37 | 7 | 23 | 14 |  | Fixed | Roof
NJADRE1552786126 | Administratively Determined Incentive Program | Neptune Township | 7753 | 17 | 7.4 | Residential | Behind the Meter | No | Net Metered Residential | Vision Solar LLC | None | JCP&L | Accepted | 2023-03-22 | 2023-04-17 | 2024-04-17 | Solar Panels | ZNSHINE SOLAR | ZXM6-NH120-370/M |  | 0.37 | 7 | 23 | 26 |  | Fixed | Roof
NJADRE1552786126 | Administratively Determined Incentive Program | Neptune Township | 7753 | 17 | 7.4 | Residential | Behind the Meter | No | Net Metered Residential | Vision Solar LLC | None | JCP&L | Accepted | 2023-03-22 | 2023-04-17 | 2024-04-17 | Solar Panels | ZNSHINE SOLAR | ZXM6-NH120-370/M |  | 0.37 | 6 | 23 | 20 |  | Fixed | Roof
NJADRE1552786161 | Administratively Determined Incentive Program | Harrison | 7029 | 8 | 8.76 | Residential | Behind the Meter | Yes | Net Metered Residential | Pro Custom Solar dba Momentum Solar | None | PSE&G | Accepted | 2023-03-22 | 2023-04-18 | 2024-04-18 | Inverters | enphase | IQ8PLUS-72-2-US | 290 |  | 24 |  |  | 0.97 |  | Outdoor
NJADRE1552786161 | Administratively Determined Incentive Program | Harrison | 7029 | 8 | 8.76 | Residential | Behind the Meter | Yes | Net Metered Residential | Pro Custom Solar dba Momentum Solar | None | PSE&G | Accepted | 2023-03-22 | 2023-04-18 | 2024-04-18 | Solar Panels | hanwha | Q.PEAK DUO BLK-G10+365 |  | 0.365 | 24 | 79 | 8 |  | Fixed | Roof
NJADRE1552786186 | Administratively Determined Incentive Program | EDISON | 8820 | 11 | 9.86 | Residential | Behind the Meter | Yes | Net Metered Residential | Pro Custom Solar dba Momentum Solar | None | PSE&G | Accepted | 2023-03-22 | 2023-04-17 | 2024-04-17 | Inverters | ENPHASE | IQ8PLUS-72-2-US | 290 |  | 27 |  |  | 0.97 |  | Outdoor
NJADRE1552786186 | Administratively Determined Incentive Program | EDISON | 8820 | 11 | 9.86 | Residential | Behind the Meter | Yes | Net Metered Residential | Pro Custom Solar dba Momentum Solar | None | PSE&G | Accepted | 2023-03-22 | 2023-04-17 | 2024-04-17 | Solar Panels | HANWHA | Q.PEAK DUO BLK-G10+365 |  | 0.365 | 19 | 295 | 23 |  | Fixed | Roof
NJADRE1552786186 | Administratively Determined Incentive Program | EDISON | 8820 | 11 | 9.86 | Residential | Behind the Meter | Yes | Net Metered Residential | Pro Custom Solar dba Momentum Solar | None | PSE&G | Accepted | 2023-03-22 | 2023-04-17 | 2024-04-17 | Solar Panels | HANWHA | Q.PEAK DUO BLK-G10+365 |  | 0.365 | 8 | 295 | 23 |  | Fixed | Roof
NJADRE1552786231 | Administratively Determined Incentive Program | East Windsor | 8520 | 12 | 12.05 | Residential | Behind the Meter | Yes | Net Metered Residential | Pro Custom Solar dba Momentum Solar | None | PSE&G | Accepted | 2023-03-22 | 2023-04-17 | 2024-04-17 | Inverters | enphase | IQ8PLUS-72-2-US | 290 |  | 33 |  |  | 0.97 |  | Outdoor
NJADRE1552786231 | Administratively Determined Incentive Program | East Windsor | 8520 | 12 | 12.05 | Residential | Behind the Meter | Yes | Net Metered Residential | Pro Custom Solar dba Momentum Solar | None | PSE&G | Accepted | 2023-03-22 | 2023-04-17 | 2024-04-17 | Solar Panels | hanwha | Q.PEAK DUO BLK-G10+365 |  | 0.365 | 16 | 97 | 25 |  | Fixed | Roof
NJADRE1552786231 | Administratively Determined Incentive Program | East Windsor | 8520 | 12 | 12.05 | Residential | Behind the Meter | Yes | Net Metered Residential | Pro Custom Solar dba Momentum Solar | None | PSE&G | Accepted | 2023-03-22 | 2023-04-17 | 2024-04-17 | Solar Panels | hanwha | Q.PEAK DUO BLK-G10+365 |  | 0.365 | 17 | 277 | 25 |  | Fixed | Roof
NJADRE1552786242 | Administratively Determined Incentive Program | Rochelle Park | 7662 | 7 | 6.24 | Residential | Behind the Meter | Yes | Net Metered Residential | Sunrun Installation Services, Inc. | None | PSE&G | Accepted | 2023-03-22 | 2023-04-17 | 2024-04-17 | Inverters | Delta Electronics | E6-TL-US | 5760 |  | 1 |  |  | 0.96 |  | Outdoor | Next To Meter
NJADRE1552786242 | Administratively Determined Incentive Program | Rochelle Park | 7662 | 7 | 6.24 | Residential | Behind the Meter | Yes | Net Metered Residential | Sunrun Installation Services, Inc. | None | PSE&G | Accepted | 2023-03-22 | 2023-04-17 | 2024-04-17 | Solar Panels | Trina Solar | TSM-390DE09C.07 |  | 0.39 | 6 | 40 | 30 |  | Fixed | Roof
NJADRE1552786242 | Administratively Determined Incentive Program | Rochelle Park | 7662 | 7 | 6.24 | Residential | Behind the Meter | Yes | Net Metered Residential | Sunrun Installation Services, Inc. | None | PSE&G | Accepted | 2023-03-22 | 2023-04-17 | 2024-04-17 | Solar Panels | Trina Solar | TSM-390DE09C.07 |  | 0.39 | 10 | 220 | 30 |  | Fixed | Roof
NJADRE1552786260 | Administratively Determined Incentive Program | Livingston | 7039 | 9 | 4.75 | Residential | Behind the Meter | Yes | Net Metered Residential | Pro Custom Solar dba Momentum Solar | None | PSE&G | Accepted | 2023-03-22 | 2023-04-17 | 2024-04-17 | Solar Panels | HANWHA | Q. PEAK DUO BLK-G10+365 |  | 0.365 | 8 | 166 | 21 |  | Fixed | Roof
NJADRE1552786260 | Administratively Determined Incentive Program | Livingston | 7039 | 9 | 4.75 | Residential | Behind the Meter | Yes | Net Metered Residential | Pro Custom Solar dba Momentum Solar | None | PSE&G | Accepted | 2023-03-22 | 2023-04-17 | 2024-04-17 | Solar Panels | HANWHA | Q. PEAK DUO BLK-G10+365 |  | 0.365 | 5 | 166 | 21 |  | Fixed | Roof
NJADRE1552786260 | Administratively Determined Incentive Program | Livingston | 7039 | 9 | 4.75 | Residential | Behind the Meter | Yes | Net Metered Residential | Pro Custom Solar dba Momentum Solar | None | PSE&G | Accepted | 2023-03-22 | 2023-04-17 | 2024-04-17 | Inverters | ENPHASE | IQ8PLUS-72-2-US | 290 |  | 13 |  |  | 0.97 |  | Outdoor
NJADRE1552786316 | Administratively Determined Incentive Program | Stone Harbor | 8247 | 21 | 9.2 | Residential | Behind the Meter | No | Small Net-Metered Non-Residential located on Rooftop, Carport, Canopy and Floating Solar | Trinity Solar | None | AC Electric | Accepted | 2023-03-22 | 2023-04-17 | 2024-04-17 | Inverters | Solar Edge | SE7600H-US | 7600 |  | 1 |  |  | 0.97 |  | Outdoor
NJADRE1552786316 | Administratively Determined Incentive Program | Stone Harbor | 8247 | 21 | 9.2 | Residential | Behind the Meter | No | Small Net-Metered Non-Residential located on Rooftop, Carport, Canopy and Floating Solar | Trinity Solar | None | AC Electric | Accepted | 2023-03-22 | 2023-04-17 | 2024-04-17 | Solar Panels | Hanwha 400 Watt Model #Q.PEAK DUO BLK ML-G10+ 400 | Hanwha 400 Watt Model #Q.PEAK DUO BLK ML-G10+ 400 |  | 0.4 | 9 | 34 | 33 |  | Fixed | Roof
NJADRE1552786316 | Administratively Determined Incentive Program | Stone Harbor | 8247 | 21 | 9.2 | Residential | Behind the Meter | No | Small Net-Metered Non-Residential located on Rooftop, Carport, Canopy and Floating Solar | Trinity Solar | None | AC Electric | Accepted | 2023-03-22 | 2023-04-17 | 2024-04-17 | Solar Panels | Hanwha 400 Watt Model #Q.PEAK DUO BLK ML-G10+ 400 | Hanwha 400 Watt Model #Q.PEAK DUO BLK ML-G10+ 400 |  | 0.4 | 6 | 124 | 43 |  | Fixed | Roof
NJADRE1552786316 | Administratively Determined Incentive Program | Stone Harbor | 8247 | 21 | 9.2 | Residential | Behind the Meter | No | Small Net-Metered Non-Residential located on Rooftop, Carport, Canopy and Floating Solar | Trinity Solar | None | AC Electric | Accepted | 2023-03-22 | 2023-04-17 | 2024-04-17 | Solar Panels | Hanwha 400 Watt Model #Q.PEAK DUO BLK ML-G10+ 400 | Hanwha 400 Watt Model #Q.PEAK DUO BLK ML-G10+ 400 |  | 0.4 | 6 | 214 | 33 |  | Fixed | Roof
NJADRE1552786316 | Administratively Determined Incentive Program | Stone Harbor | 8247 | 21 | 9.2 | Residential | Behind the Meter | No | Small Net-Metered Non-Residential located on Rooftop, Carport, Canopy and Floating Solar | Trinity Solar | None | AC Electric | Accepted | 2023-03-22 | 2023-04-17 | 2024-04-17 | Solar Panels | Hanwha 400 Watt Model #Q.PEAK DUO BLK ML-G10+ 400 | Hanwha 400 Watt Model #Q.PEAK DUO BLK ML-G10+ 400 |  | 0.4 | 2 | 124 | 43 |  | Fixed | Roof
NJADRE1552786366 | Administratively Determined Incentive Program | Newark | 7106 | 9 | 8.76 | Residential | Behind the Meter | No | Net Metered Residential | Skyline Solar LLC | None | PSE&G | Accepted | 2023-03-22 | 2023-04-18 | 2024-04-18 | Solar Panels | Q CELLS | Q.PEAK DUO BLK-G10+ |  | 0.365 | 14 | 307 | 26 |  | Fixed | Roof
NJADRE1552786366 | Administratively Determined Incentive Program | Newark | 7106 | 9 | 8.76 | Residential | Behind the Meter | No | Net Metered Residential | Skyline Solar LLC | None | PSE&G | Accepted | 2023-03-22 | 2023-04-18 | 2024-04-18 | Solar Panels | Q CELLS | Q.PEAK DUO BLK-G10+ |  | 0.365 | 10 | 125 | 26 |  | Fixed | Roof
NJADRE1552786366 | Administratively Determined Incentive Program | Newark | 7106 | 9 | 8.76 | Residential | Behind the Meter | No | Net Metered Residential | Skyline Solar LLC | None | PSE&G | Accepted | 2023-03-22 | 2023-04-18 | 2024-04-18 | Inverters | SOLAREDGE | SE6000H-US | 6000 |  | 1 |  |  | 0.992 |  | Outdoor
NJADRE1552786404 | Administratively Determined Incentive Program | Freehold | 7728 | 17 | 14.04 | Residential | Behind the Meter | Yes | Net Metered Residential | Sunrun Installation Services, Inc. | None | JCP&L | Accepted | 2023-03-22 | 2023-04-18 | 2024-04-18 | Inverters | SolarEdge Technologies | SE10000H-USSN | 10000 |  | 1 |  |  | 0.96 |  | Outdoor | Next To Meter
NJADRE1552786404 | Administratively Determined Incentive Program | Freehold | 7728 | 17 | 14.04 | Residential | Behind the Meter | Yes | Net Metered Residential | Sunrun Installation Services, Inc. | None | JCP&L | Accepted | 2023-03-22 | 2023-04-18 | 2024-04-18 | Solar Panels | Trina Solar | TSM-390DE09C.07 |  | 0.39 | 22 | 177 | 23 |  | Fixed | Roof
NJADRE1552786404 | Administratively Determined Incentive Program | Freehold | 7728 | 17 | 14.04 | Residential | Behind the Meter | Yes | Net Metered Residential | Sunrun Installation Services, Inc. | None | JCP&L | Accepted | 2023-03-22 | 2023-04-18 | 2024-04-18 | Solar Panels | Trina Solar | TSM-390DE09C.07 |  | 0.39 | 14 | 357 | 22 |  | Fixed | Roof
NJADRE1552786426 | Administratively Determined Incentive Program | HILLSIDE TWP | 7205 | 10 | 3.51 | Residential | Behind the Meter | Yes | Net Metered Residential | Sunrun Installation Services, Inc. | None | PSE&G | Accepted | 2023-03-22 | 2023-04-18 | 2024-04-18 | Inverters | SolarEdge Technologies | SE3800H-USMN | 3800 |  | 1 |  |  | 0.99 |  | Outdoor | Next To Meter
NJADRE1552786426 | Administratively Determined Incentive Program | HILLSIDE TWP | 7205 | 10 | 3.51 | Residential | Behind the Meter | Yes | Net Metered Residential | Sunrun Installation Services, Inc. | None | PSE&G | Accepted | 2023-03-22 | 2023-04-18 | 2024-04-18 | Solar Panels | Trina Solar | TSM-390DE09C.07 |  | 0.39 | 9 | 127 | 33 |  | Fixed | Roof
NJADRE1552787294 | Administratively Determined Incentive Program | North Bergen | 7047 | 8 | 8.58 | Residential | Behind the Meter | Yes | Net Metered Residential | Sunrun Installation Services, Inc. | None | PSE&G | Accepted | 2023-03-22 | 2023-04-18 | 2024-04-18 | Inverters | SolarEdge Technologies | SE6000H-USSN | 6000 |  | 1 |  |  | 0.96 |  | Outdoor | Next To Meter
NJADRE1552787294 | Administratively Determined Incentive Program | North Bergen | 7047 | 8 | 8.58 | Residential | Behind the Meter | Yes | Net Metered Residential | Sunrun Installation Services, Inc. | None | PSE&G | Accepted | 2023-03-22 | 2023-04-18 | 2024-04-18 | Solar Panels | Trina Solar | TSM-390DE09C.07 |  | 0.39 | 7 | 124 | 18 |  | Fixed | Roof
NJADRE1552787294 | Administratively Determined Incentive Program | North Bergen | 7047 | 8 | 8.58 | Residential | Behind the Meter | Yes | Net Metered Residential | Sunrun Installation Services, Inc. | None | PSE&G | Accepted | 2023-03-22 | 2023-04-18 | 2024-04-18 | Solar Panels | Trina Solar | TSM-390DE09C.07 |  | 0.39 | 15 | 305 | 18 |  | Fixed | Roof
NJADRE1552788630 | Administratively Determined Incentive Program | PITMAN | 8071 | 15 | 6.63 | Residential | Behind the Meter | Yes | Net Metered Residential | Sunrun Installation Services, Inc. | None | AC Electric | Accepted | 2023-03-22 | 2023-04-18 | 2024-04-18 | Inverters | SolarEdge Technologies | SE6000H-USSN | 6000 |  | 1 |  |  | 0.99 |  | Outdoor | Next To Meter
NJADRE1552788630 | Administratively Determined Incentive Program | PITMAN | 8071 | 15 | 6.63 | Residential | Behind the Meter | Yes | Net Metered Residential | Sunrun Installation Services, Inc. | None | AC Electric | Accepted | 2023-03-22 | 2023-04-18 | 2024-04-18 | Solar Panels | Trina Solar | TSM-390DE09C.07 |  | 0.39 | 17 | 159 | 40 |  | Fixed | Roof
NJADRE1552788854 | Administratively Determined Incentive Program | Jersey City | 7305 | 8 | 4.74 | Residential | Behind the Meter | No | Net Metered Residential | Skyline Solar LLC | None | PSE&G | Accepted | 2023-03-22 | 2023-04-18 | 2024-04-18 | Solar Panels | JA SOLAR | JAM54S31-395/MR |  | 0.395 | 12 | 310 | 24 |  | Fixed | Roof
NJADRE1552788854 | Administratively Determined Incentive Program | Jersey City | 7305 | 8 | 4.74 | Residential | Behind the Meter | No | Net Metered Residential | Skyline Solar LLC | None | PSE&G | Accepted | 2023-03-22 | 2023-04-18 | 2024-04-18 | Inverters | SOLAREDGE | SE3800H-US | 3800 |  | 1 |  |  | 0.992 |  | Outdoor
NJADRE1552789302 | Administratively Determined Incentive Program | Clifton City | 7013 | 6 | 7.2 | Residential | Behind the Meter | Yes | Net Metered Residential | Freedom Forever New Jersey LLC | None | PSE&G | Accepted | 2023-03-22 | 2023-04-18 | 2024-04-18 | Inverters | Solar Edge | SE5000H-USRGM | 5000 |  | 1 |  |  | 0.99 |  | Outdoor
NJADRE1552789302 | Administratively Determined Incentive Program | Clifton City | 7013 | 6 | 7.2 | Residential | Behind the Meter | Yes | Net Metered Residential | Freedom Forever New Jersey LLC | None | PSE&G | Accepted | 2023-03-22 | 2023-04-18 | 2024-04-18 | Solar Panels | Freedom Forever | FF-MP-BBB-400 |  | 0.4 | 6 | 127 | 10 |  | Fixed | Roof
NJADRE1552789302 | Administratively Determined Incentive Program | Clifton City | 7013 | 6 | 7.2 | Residential | Behind the Meter | Yes | Net Metered Residential | Freedom Forever New Jersey LLC | None | PSE&G | Accepted | 2023-03-22 | 2023-04-18 | 2024-04-18 | Solar Panels | Freedom Forever | FF-MP-BBB-400 |  | 0.4 | 12 | 217 | 10 |  | Fixed | Roof
NJADRE1552790424 | Administratively Determined Incentive Program | Newark City | 7112 | 9 | 5.84 | Residential | Behind the Meter | No | Net Metered Residential | Bright Planet Solar | None | PSE&G | Accepted | 2023-03-22 | 2023-04-18 | 2024-04-18 | Inverters | SolarEdge | SE5000H-USRGM | 5000 |  | 1 |  |  | 0.98 |  | Outdoor
NJADRE1552790424 | Administratively Determined Incentive Program | Newark City | 7112 | 9 | 5.84 | Residential | Behind the Meter | No | Net Metered Residential | Bright Planet Solar | None | PSE&G | Accepted | 2023-03-22 | 2023-04-18 | 2024-04-18 | Solar Panels | Hanwha Q-Cells | Q.PEAK DUO BLK-G10+ 365 |  | 0.365 | 10 | 215 | 34 |  | Fixed | Roof
NJADRE1552790424 | Administratively Determined Incentive Program | Newark City | 7112 | 9 | 5.84 | Residential | Behind the Meter | No | Net Metered Residential | Bright Planet Solar | None | PSE&G | Accepted | 2023-03-22 | 2023-04-18 | 2024-04-18 | Solar Panels | Hanwha Q-Cells | Q.PEAK DUO BLK-G10+ 365 |  | 0.365 | 3 | 36 | 34 |  | Fixed | Roof
NJADRE1552790424 | Administratively Determined Incentive Program | Newark City | 7112 | 9 | 5.84 | Residential | Behind the Meter | No | Net Metered Residential | Bright Planet Solar | None | PSE&G | Accepted | 2023-03-22 | 2023-04-18 | 2024-04-18 | Solar Panels | Hanwha Q-Cells | Q.PEAK DUO BLK-G10+ 365 |  | 0.365 | 3 | 37 | 14 |  | Fixed | Roof
NJADRE1552790724 | Administratively Determined Incentive Program | Secaucus Town | 7094 | 8 | 6.4 | Residential | Behind the Meter | Yes | Net Metered Residential | Freedom Forever New Jersey LLC | None | PSE&G | Accepted | 2023-03-22 | 2023-04-18 | 2024-04-18 | Inverters | Enphase | IQ8PLUS-72-2-US | 290 |  | 16 |  |  | 0.99 |  | Outdoor
NJADRE1552790724 | Administratively Determined Incentive Program | Secaucus Town | 7094 | 8 | 6.4 | Residential | Behind the Meter | Yes | Net Metered Residential | Freedom Forever New Jersey LLC | None | PSE&G | Accepted | 2023-03-22 | 2023-04-18 | 2024-04-18 | Solar Panels | Freedom Forever | FF-MP-BBB-400 |  | 0.4 | 16 | 230 | 10 |  | Fixed | Roof
NJADRE1552790878 | Administratively Determined Incentive Program | MANALAPAN | 7726 | 17 | 14.36 | Residential | Behind the Meter | No | Net Metered Residential | SunPower Corporation, Systems | None | JCP&L | Accepted | 2023-03-22 | 2023-04-18 | 2024-04-18 | Electric Storage Battery | Sunpower | SV-BASE-13-12-A |  |  | 1 |  |  |  | Lithium Ion |  | outside
NJADRE1552790878 | Administratively Determined Incentive Program | MANALAPAN | 7726 | 17 | 14.36 | Residential | Behind the Meter | No | Net Metered Residential | SunPower Corporation, Systems | None | JCP&L | Accepted | 2023-03-22 | 2023-04-18 | 2024-04-18 | Electric Storage Battery | Sunpower | SV-BASE-13-12-A |  |  | 1 |  |  |  | Lithium Ion |  | outside
NJADRE1552790878 | Administratively Determined Incentive Program | MANALAPAN | 7726 | 17 | 14.36 | Residential | Behind the Meter | No | Net Metered Residential | SunPower Corporation, Systems | None | JCP&L | Accepted | 2023-03-22 | 2023-04-18 | 2024-04-18 | Electric Storage Battery | Sunpower | SV-ENERGY13-12-A |  |  | 1 |  |  |  | Lithium Ion |  | outside
NJADRE1552790878 | Administratively Determined Incentive Program | MANALAPAN | 7726 | 17 | 14.36 | Residential | Behind the Meter | No | Net Metered Residential | SunPower Corporation, Systems | None | JCP&L | Accepted | 2023-03-22 | 2023-04-18 | 2024-04-18 | Solar Panels | Sunpower | Â SPR-M-435-H-AC |  | 0.435 | 33 | 230 | 26 |  | Fixed | Roof
NJADRE1552790878 | Administratively Determined Incentive Program | MANALAPAN | 7726 | 17 | 14.36 | Residential | Behind the Meter | No | Net Metered Residential | SunPower Corporation, Systems | None | JCP&L | Accepted | 2023-03-22 | 2023-04-18 | 2024-04-18 | Inverters | Enphase | IQ7HS-66-ACM-US | 384 |  | 33 |  |  | 0.97 |  | Other | under each panel
NJADRE1552793177 | Administratively Determined Incentive Program | Pleasantville | 8232 | 19 | 4.68 | Residential | Behind the Meter | Yes | Net Metered Residential | Sunrun Installation Services, Inc. | None | AC Electric | Accepted | 2023-03-22 | 2023-04-18 | 2024-04-18 | Inverters | SolarEdge Technologies | SE3800H-USSN | 3800 |  | 1 |  |  | 0.96 |  | Outdoor | Next To Meter
NJADRE1552793177 | Administratively Determined Incentive Program | Pleasantville | 8232 | 19 | 4.68 | Residential | Behind the Meter | Yes | Net Metered Residential | Sunrun Installation Services, Inc. | None | AC Electric | Accepted | 2023-03-22 | 2023-04-18 | 2024-04-18 | Solar Panels | Trina Solar | TSM-390DE09C.07 |  | 0.39 | 6 | 207 | 18 |  | Fixed | Roof
NJADRE1552793177 | Administratively Determined Incentive Program | Pleasantville | 8232 | 19 | 4.68 | Residential | Behind the Meter | Yes | Net Metered Residential | Sunrun Installation Services, Inc. | None | AC Electric | Accepted | 2023-03-22 | 2023-04-18 | 2024-04-18 | Solar Panels | Trina Solar | TSM-390DE09C.07 |  | 0.39 | 6 | 117 | 29 |  | Fixed | Roof
NJADRE1552793333 | Administratively Determined Incentive Program | Hazlet | 7730 | 17 | 8 | Residential | Behind the Meter | Yes | Net Metered Residential | Freedom Forever New Jersey LLC | None | JCP&L | Accepted | 2023-03-22 | 2023-04-18 | 2024-04-18 | Inverters | Solar Edge | SE6000H-USRGM | 6000 |  | 1 |  |  | 0.99 |  | Outdoor
NJADRE1552793333 | Administratively Determined Incentive Program | Hazlet | 7730 | 17 | 8 | Residential | Behind the Meter | Yes | Net Metered Residential | Freedom Forever New Jersey LLC | None | JCP&L | Accepted | 2023-03-22 | 2023-04-18 | 2024-04-18 | Solar Panels | Freedom Forever | FF-MP-BBB-400 |  | 0.4 | 7 | 283 | 10 |  | Fixed | Roof
NJADRE1552793333 | Administratively Determined Incentive Program | Hazlet | 7730 | 17 | 8 | Residential | Behind the Meter | Yes | Net Metered Residential | Freedom Forever New Jersey LLC | None | JCP&L | Accepted | 2023-03-22 | 2023-04-18 | 2024-04-18 | Solar Panels | Freedom Forever | FF-MP-BBB-400 |  | 0.4 | 8 | 103 | 10 |  | Fixed | Roof
NJADRE1552793333 | Administratively Determined Incentive Program | Hazlet | 7730 | 17 | 8 | Residential | Behind the Meter | Yes | Net Metered Residential | Freedom Forever New Jersey LLC | None | JCP&L | Accepted | 2023-03-22 | 2023-04-18 | 2024-04-18 | Solar Panels | Freedom Forever | FF-MP-BBB-400 |  | 0.4 | 3 | 283 | 10 |  | Fixed | Roof
NJADRE1552793333 | Administratively Determined Incentive Program | Hazlet | 7730 | 17 | 8 | Residential | Behind the Meter | Yes | Net Metered Residential | Freedom Forever New Jersey LLC | None | JCP&L | Accepted | 2023-03-22 | 2023-04-18 | 2024-04-18 | Solar Panels | Freedom Forever | FF-MP-BBB-400 |  | 0.4 | 2 | 103 | 10 |  | Fixed | Roof
NJADRE1552797958 | Administratively Determined Incentive Program | Beachwood | 8722 | 18 | 9.6 | Residential | Behind the Meter | Yes | Net Metered Residential | Pro Custom Solar dba Momentum Solar | None | JCP&L | Accepted | 2023-03-22 | 2023-04-18 | 2024-04-18 | Inverters | ENPHASE | IQ8PLUS-72-2-US | 290 |  | 24 |  |  | 0.97 |  | Outdoor
NJADRE1552797958 | Administratively Determined Incentive Program | Beachwood | 8722 | 18 | 9.6 | Residential | Behind the Meter | Yes | Net Metered Residential | Pro Custom Solar dba Momentum Solar | None | JCP&L | Accepted | 2023-03-22 | 2023-04-18 | 2024-04-18 | Solar Panels | HANWHA | Q.PEAK DUO BLK-G10+400 |  | 0.4 | 17 | 307 | 27 |  | Fixed | Roof
NJADRE1552797958 | Administratively Determined Incentive Program | Beachwood | 8722 | 18 | 9.6 | Residential | Behind the Meter | Yes | Net Metered Residential | Pro Custom Solar dba Momentum Solar | None | JCP&L | Accepted | 2023-03-22 | 2023-04-18 | 2024-04-18 | Solar Panels | HANWHA | Q.PEAK DUO BLK-G10+400 |  | 0.4 | 4 | 127 | 27 |  | Fixed | Roof
NJADRE1552797958 | Administratively Determined Incentive Program | Beachwood | 8722 | 18 | 9.6 | Residential | Behind the Meter | Yes | Net Metered Residential | Pro Custom Solar dba Momentum Solar | None | JCP&L | Accepted | 2023-03-22 | 2023-04-18 | 2024-04-18 | Solar Panels | HANWHA | Q.PEAK DUO BLK-G10+400 |  | 0.4 | 3 | 217 | 20 |  | Fixed | Roof
NJADRE1552797961 | Administratively Determined Incentive Program | Jersey City | 7305 | 8 | 9.61 | Residential | Behind the Meter | Yes | Net Metered Residential | Bright Planet Solar | None | PSE&G | Accepted | 2023-03-22 | 2023-04-19 | 2024-04-19 | Inverters | SolarEdge | SE7600H-USRGM | 7600 |  | 1 |  |  | 0.98 |  | Outdoor
NJADRE1552797961 | Administratively Determined Incentive Program | Jersey City | 7305 | 8 | 9.61 | Residential | Behind the Meter | Yes | Net Metered Residential | Bright Planet Solar | None | PSE&G | Accepted | 2023-03-22 | 2023-04-19 | 2024-04-19 | Solar Panels | Longi | LR6-60HPB-310M |  | 0.31 | 31 | 201 | 23 |  | Fixed | Roof
NJADRE1552797969 | Administratively Determined Incentive Program | PISCATAWAY | 8854 | 11 | 9.49 | Residential | Behind the Meter | Yes | Net Metered Residential | Pro Custom Solar dba Momentum Solar | None | PSE&G | Accepted | 2023-03-22 | 2023-04-18 | 2024-04-18 | Inverters | ENPHASE | IQ8PLUS-72-2-US | 290 |  | 26 |  |  | 0.97 |  | Outdoor
NJADRE1552797969 | Administratively Determined Incentive Program | PISCATAWAY | 8854 | 11 | 9.49 | Residential | Behind the Meter | Yes | Net Metered Residential | Pro Custom Solar dba Momentum Solar | None | PSE&G | Accepted | 2023-03-22 | 2023-04-18 | 2024-04-18 | Solar Panels | HANWHA | Q.PEAK DUO BLK-G10+365 |  | 0.365 | 20 | 152 | 23 |  | Fixed | Roof
NJADRE1552797969 | Administratively Determined Incentive Program | PISCATAWAY | 8854 | 11 | 9.49 | Residential | Behind the Meter | Yes | Net Metered Residential | Pro Custom Solar dba Momentum Solar | None | PSE&G | Accepted | 2023-03-22 | 2023-04-18 | 2024-04-18 | Solar Panels | HANWHA | Q.PEAK DUO BLK-G10+365 |  | 0.365 | 6 | 332 | 23 |  | Fixed | Roof
NJADRE1552797982 | Administratively Determined Incentive Program | Irvington Town | 7111 | 9 | 7.98 | Residential | Behind the Meter | Yes | Net Metered Residential | Bright Planet Solar | None | PSE&G | Accepted | 2023-03-22 | 2023-04-19 | 2024-04-19 | Inverters | SolarEdge | SE6000H-USRGM | 6000 |  | 1 |  |  | 0.98 |  | Outdoor
NJADRE1552797982 | Administratively Determined Incentive Program | Irvington Town | 7111 | 9 | 7.98 | Residential | Behind the Meter | Yes | Net Metered Residential | Bright Planet Solar | None | PSE&G | Accepted | 2023-03-22 | 2023-04-19 | 2024-04-19 | Solar Panels | Hanwha Q-Cells | Q.PEAK DUO BLK ML-G9+ 380W |  | 0.38 | 8 | 208 | 40 |  | Fixed | Roof
NJADRE1552797982 | Administratively Determined Incentive Program | Irvington Town | 7111 | 9 | 7.98 | Residential | Behind the Meter | Yes | Net Metered Residential | Bright Planet Solar | None | PSE&G | Accepted | 2023-03-22 | 2023-04-19 | 2024-04-19 | Solar Panels | Hanwha Q-Cells | Q.PEAK DUO BLK ML-G9+ 380W |  | 0.38 | 8 | 27 | 40 |  | Fixed | Roof
NJADRE1552797982 | Administratively Determined Incentive Program | Irvington Town | 7111 | 9 | 7.98 | Residential | Behind the Meter | Yes | Net Metered Residential | Bright Planet Solar | None | PSE&G | Accepted | 2023-03-22 | 2023-04-19 | 2024-04-19 | Solar Panels | Hanwha Q-Cells | Q.PEAK DUO BLK ML-G9+ 380W |  | 0.38 | 5 | 120 | 5 |  | Fixed | Roof
NJADRE1552797985 | Administratively Determined Incentive Program | West Milford | 7480 | 6 | 12.41 | Residential | Behind the Meter | Yes | Net Metered Residential | Pro Custom Solar dba Momentum Solar | None | Orange Rockland Electric | Accepted | 2023-03-22 | 2023-04-18 | 2024-04-18 | Inverters | enphase | IQ8PLUS-72-2-US | 300 |  | 34 |  |  | 0.97 |  | Outdoor
NJADRE1552797985 | Administratively Determined Incentive Program | West Milford | 7480 | 6 | 12.41 | Residential | Behind the Meter | Yes | Net Metered Residential | Pro Custom Solar dba Momentum Solar | None | Orange Rockland Electric | Accepted | 2023-03-22 | 2023-04-18 | 2024-04-18 | Solar Panels | hanwha | Q.PEAK DUO BLK-G10+365 |  | 0.365 | 17 | 162 | 21 |  | Fixed | Roof
NJADRE1552797985 | Administratively Determined Incentive Program | West Milford | 7480 | 6 | 12.41 | Residential | Behind the Meter | Yes | Net Metered Residential | Pro Custom Solar dba Momentum Solar | None | Orange Rockland Electric | Accepted | 2023-03-22 | 2023-04-18 | 2024-04-18 | Solar Panels | hanwha | Q.PEAK DUO BLK-G10+365 |  | 0.365 | 17 | 342 | 21 |  | Fixed | Roof
NJADRE1552800910 | Administratively Determined Incentive Program | Mansfield TWP BUR | 8505 | 13 | 14.4 | Residential | Behind the Meter | No | Net Metered Residential | Suntuity Solar LLC | None | PSE&G | Accepted | 2023-03-23 | 2023-04-18 | 2024-04-18 | Inverters | (36)ENPHASE | IQ8PLUS-72-2-US | 290 |  | 36 |  |  | 0.97 |  | Outdoor | Behind the PV modules
NJADRE1552800910 | Administratively Determined Incentive Program | Mansfield TWP BUR | 8505 | 13 | 14.4 | Residential | Behind the Meter | No | Net Metered Residential | Suntuity Solar LLC | None | PSE&G | Accepted | 2023-03-23 | 2023-04-18 | 2024-04-18 | Solar Panels | (36)HYPERION | HY-DH108P8 400B |  | 0.4 | 13 | 134 | 31 |  | Fixed | Roof
NJADRE1552800910 | Administratively Determined Incentive Program | Mansfield TWP BUR | 8505 | 13 | 14.4 | Residential | Behind the Meter | No | Net Metered Residential | Suntuity Solar LLC | None | PSE&G | Accepted | 2023-03-23 | 2023-04-18 | 2024-04-18 | Solar Panels | (36)HYPERION | HY-DH108P8 400B |  | 0.4 | 23 | 223 | 23 |  | Fixed | Roof
NJADRE1552800922 | Administratively Determined Incentive Program | Nesco, | 8037 | 19 | 8.4 | Residential | Behind the Meter | Yes | Net Metered Residential | Suntuity Solar LLC | None | AC Electric | Accepted | 2023-03-23 | 2023-04-18 | 2024-04-18 | Inverters | ENPHASE | IQ8PLUS-72-2-US | 290 |  | 21 |  |  | 0.97 |  | Outdoor | Behind the PV modules
NJADRE1552800922 | Administratively Determined Incentive Program | Nesco, | 8037 | 19 | 8.4 | Residential | Behind the Meter | Yes | Net Metered Residential | Suntuity Solar LLC | None | AC Electric | Accepted | 2023-03-23 | 2023-04-18 | 2024-04-18 | Solar Panels | HANWHA | Q.PEAK DUO BLK ML-G10+ 400 |  | 0.4 | 11 | 281 | 14 |  | Fixed | Roof
NJADRE1552800922 | Administratively Determined Incentive Program | Nesco, | 8037 | 19 | 8.4 | Residential | Behind the Meter | Yes | Net Metered Residential | Suntuity Solar LLC | None | AC Electric | Accepted | 2023-03-23 | 2023-04-18 | 2024-04-18 | Solar Panels | HANWHA | Q.PEAK DUO BLK ML-G10+ 400 |  | 0.4 | 10 | 101 | 14 |  | Fixed | Roof
NJADRE1552800951 | Administratively Determined Incentive Program | Mickleton | 8056 | 15 | 5.85 | Residential | Behind the Meter | Yes | Net Metered Residential | Sunrun Installation Services, Inc. | None | AC Electric | Accepted | 2023-03-23 | 2023-04-18 | 2024-04-18 | Inverters | SolarEdge Technologies | SE7600H-USSN | 7600 |  | 1 |  |  | 0.96 |  | Outdoor | Next To Meter
NJADRE1552800951 | Administratively Determined Incentive Program | Mickleton | 8056 | 15 | 5.85 | Residential | Behind the Meter | Yes | Net Metered Residential | Sunrun Installation Services, Inc. | None | AC Electric | Accepted | 2023-03-23 | 2023-04-18 | 2024-04-18 | Solar Panels | Trina Solar | TSM-390DE09C.07 |  | 0.39 | 15 | 180 | 30 |  | Fixed | Roof
NJADRE1552801009 | Administratively Determined Incentive Program | Newark | 7107 | 9 | 5.11 | Residential | Behind the Meter | Yes | Net Metered Residential | Pro Custom Solar dba Momentum Solar | None | PSE&G | Accepted | 2023-03-23 | 2023-04-19 | 2024-04-19 | Inverters | ENPHASE | IQ8PLUS-72-2-US | 290 |  | 14 |  |  | 0.97 |  | Outdoor
NJADRE1552801009 | Administratively Determined Incentive Program | Newark | 7107 | 9 | 5.11 | Residential | Behind the Meter | Yes | Net Metered Residential | Pro Custom Solar dba Momentum Solar | None | PSE&G | Accepted | 2023-03-23 | 2023-04-19 | 2024-04-19 | Solar Panels | hanwha | Q.PEAK DUO BLK-G10+365 |  | 0.365 | 14 | 207 | 26 |  | Fixed | Roof
NJADRE1552801039 | Administratively Determined Incentive Program | NEWARK | 7103 | 9 | 5.11 | Residential | Behind the Meter | Yes | Net Metered Residential | Pro Custom Solar dba Momentum Solar | None | PSE&G | Accepted | 2023-03-23 | 2023-04-19 | 2024-04-19 | Inverters | enphase | IQ8PLUS-72-2-US | 290 |  | 14 |  |  | 0.97 |  | Outdoor
NJADRE1552801039 | Administratively Determined Incentive Program | NEWARK | 7103 | 9 | 5.11 | Residential | Behind the Meter | Yes | Net Metered Residential | Pro Custom Solar dba Momentum Solar | None | PSE&G | Accepted | 2023-03-23 | 2023-04-19 | 2024-04-19 | Solar Panels | hanwha | Q.PEAK DUO BLK-G10+365 |  | 0.365 | 14 | 287 | 7 |  | Fixed | Roof
NJADRE1552801075 | Administratively Determined Incentive Program | NEWARK | 7103 | 9 | 4.02 | Residential | Behind the Meter | Yes | Net Metered Residential | Pro Custom Solar dba Momentum Solar | None | PSE&G | Accepted | 2023-03-23 | 2023-04-19 | 2024-04-19 | Inverters | enphase | IQ8PLUS-72-2-US | 290 |  | 11 |  |  | 0.97 |  | Outdoor
NJADRE1552801075 | Administratively Determined Incentive Program | NEWARK | 7103 | 9 | 4.02 | Residential | Behind the Meter | Yes | Net Metered Residential | Pro Custom Solar dba Momentum Solar | None | PSE&G | Accepted | 2023-03-23 | 2023-04-19 | 2024-04-19 | Solar Panels | hanwha | Q.PEAK DUO BLK-G10+365 |  | 0.365 | 11 | 287 | 7 |  | Fixed | Roof
NJADRE1552801087 | Administratively Determined Incentive Program | Montclair Twp | 7043 | 9 | 4.86 | Residential | Behind the Meter | No | Net Metered Residential | EMT Renewables | None | PSE&G | Accepted | 2023-03-23 | 2023-04-19 | 2024-04-19 | Inverters | ENPHASE | IQ8+ | 290 |  | 12 |  |  | 0.98 |  | Other | UNDER EACH PANEL
NJADRE1552801087 | Administratively Determined Incentive Program | Montclair Twp | 7043 | 9 | 4.86 | Residential | Behind the Meter | No | Net Metered Residential | EMT Renewables | None | PSE&G | Accepted | 2023-03-23 | 2023-04-19 | 2024-04-19 | Solar Panels | REC ALPHA | REC 405 |  | 0.405 | 12 | 218 | 28 |  | Fixed | Roof
NJADRE1552801154 | Administratively Determined Incentive Program | ATLANTIC CITY | 8401 | 19 | 2.4 | Residential | Behind the Meter | No | Net Metered Residential | Freedom Forever New Jersey LLC | None | AC Electric | Accepted | 2023-03-23 | 2023-04-19 | 2024-04-19 | Inverters | Enphase | IQ8PLUS-72-2-US | 290 |  | 6 |  |  | 0.99 |  | Outdoor
NJADRE1552801154 | Administratively Determined Incentive Program | ATLANTIC CITY | 8401 | 19 | 2.4 | Residential | Behind the Meter | No | Net Metered Residential | Freedom Forever New Jersey LLC | None | AC Electric | Accepted | 2023-03-23 | 2023-04-19 | 2024-04-19 | Solar Panels | Freedom Forever | FF-MP-BBB-400 |  | 0.4 | 6 | 244 | 35 |  | Fixed | Roof
NJADRE1552801158 | Administratively Determined Incentive Program | Camden | 8105 | 14 | 3.65 | Residential | Behind the Meter | Yes | Net Metered Residential | Pro Custom Solar dba Momentum Solar | None | PSE&G | Accepted | 2023-03-23 | 2023-04-19 | 2024-04-19 | Inverters | enphase | IQ8PLUS-72-2-US | 290 |  | 10 |  |  | 0.97 |  | Outdoor
NJADRE1552801158 | Administratively Determined Incentive Program | Camden | 8105 | 14 | 3.65 | Residential | Behind the Meter | Yes | Net Metered Residential | Pro Custom Solar dba Momentum Solar | None | PSE&G | Accepted | 2023-03-23 | 2023-04-19 | 2024-04-19 | Solar Panels | hanwha | Q.PEAK DUO BLK-G10+365 |  | 0.365 | 10 | 54 | 7 |  | Fixed | Roof
NJADRE1552805594 | Administratively Determined Incentive Program | West Atlantic City | 8232 | 19 | 4.86 | Residential | Behind the Meter | Yes | Net Metered Residential | EMT Renewables | None | AC Electric | Accepted | 2023-03-23 | 2023-04-19 | 2024-04-19 | Inverters | ENPHASE | IQ8+ | 290 |  | 12 |  |  | 0.98 |  | Other | UNDER EACH PANEL
NJADRE1552805594 | Administratively Determined Incentive Program | West Atlantic City | 8232 | 19 | 4.86 | Residential | Behind the Meter | Yes | Net Metered Residential | EMT Renewables | None | AC Electric | Accepted | 2023-03-23 | 2023-04-19 | 2024-04-19 | Solar Panels | REC ALPHA | REC 405 |  | 0.405 | 12 | 205 | 22 |  | Fixed | Roof
NJADRE1552806022 | Administratively Determined Incentive Program | Teaneck | 7666 | 7 | 5.11 | Residential | Behind the Meter | Yes | Net Metered Residential | Pro Custom Solar dba Momentum Solar | None | PSE&G | Accepted | 2023-03-23 | 2023-04-19 | 2024-04-19 | Inverters | ENPHASE | IQ8PLUS-72-2-US | 290 |  | 14 |  |  | 0.97 |  | Outdoor
NJADRE1552806022 | Administratively Determined Incentive Program | Teaneck | 7666 | 7 | 5.11 | Residential | Behind the Meter | Yes | Net Metered Residential | Pro Custom Solar dba Momentum Solar | None | PSE&G | Accepted | 2023-03-23 | 2023-04-19 | 2024-04-19 | Solar Panels | HANWHA | Q.PEAK DUO BLK-G10+365 |  | 0.365 | 10 | 206 | 35 |  | Fixed | Roof
NJADRE1552806022 | Administratively Determined Incentive Program | Teaneck | 7666 | 7 | 5.11 | Residential | Behind the Meter | Yes | Net Metered Residential | Pro Custom Solar dba Momentum Solar | None | PSE&G | Accepted | 2023-03-23 | 2023-04-19 | 2024-04-19 | Solar Panels | HANWHA | Q.PEAK DUO BLK-G10+365 |  | 0.365 | 4 | 26 | 32 |  | Fixed | Roof
NJADRE1552807306 | Administratively Determined Incentive Program | Toms River | 8753 | 18 | 13.87 | Residential | Behind the Meter | Yes | Net Metered Residential | Pro Custom Solar dba Momentum Solar | None | JCP&L | Accepted | 2023-03-23 | 2023-04-19 | 2024-04-19 | Inverters | enphase | IQ8PLUS-72-2-US | 290 |  | 38 |  |  | 0.97 |  | Outdoor
NJADRE1552807306 | Administratively Determined Incentive Program | Toms River | 8753 | 18 | 13.87 | Residential | Behind the Meter | Yes | Net Metered Residential | Pro Custom Solar dba Momentum Solar | None | JCP&L | Accepted | 2023-03-23 | 2023-04-19 | 2024-04-19 | Solar Panels | hanwha | Q.PEAK DUO BLK-G10+365 |  | 0.365 | 8 | 94 | 22 |  | Fixed | Roof
NJADRE1552807306 | Administratively Determined Incentive Program | Toms River | 8753 | 18 | 13.87 | Residential | Behind the Meter | Yes | Net Metered Residential | Pro Custom Solar dba Momentum Solar | None | JCP&L | Accepted | 2023-03-23 | 2023-04-19 | 2024-04-19 | Solar Panels | hanwha | Q.PEAK DUO BLK-G10+365 |  | 0.365 | 5 | 184 | 21 |  | Fixed | Roof
NJADRE1552807306 | Administratively Determined Incentive Program | Toms River | 8753 | 18 | 13.87 | Residential | Behind the Meter | Yes | Net Metered Residential | Pro Custom Solar dba Momentum Solar | None | JCP&L | Accepted | 2023-03-23 | 2023-04-19 | 2024-04-19 | Solar Panels | hanwha | Q.PEAK DUO BLK-G10+365 |  | 0.365 | 25 | 274 | 22 |  | Fixed | Roof
NJADRE1552807371 | Administratively Determined Incentive Program | South Brunswick Township | 8824 | 11 | 5.84 | Residential | Behind the Meter | Yes | Net Metered Residential | Pro Custom Solar dba Momentum Solar | None | PSE&G | Accepted | 2023-03-23 | 2023-04-19 | 2024-04-19 | Inverters | enphase | IQ8PLUS-72-2-US | 290 |  | 16 |  |  | 0.97 |  | Outdoor
NJADRE1552807371 | Administratively Determined Incentive Program | South Brunswick Township | 8824 | 11 | 5.84 | Residential | Behind the Meter | Yes | Net Metered Residential | Pro Custom Solar dba Momentum Solar | None | PSE&G | Accepted | 2023-03-23 | 2023-04-19 | 2024-04-19 | Solar Panels | hanwha | Q.PEAK DUO BLK-G10+365 |  | 0.365 | 16 | 171 | 24 |  | Fixed | Roof
NJADRE1552807909 | Administratively Determined Incentive Program | Trenton | 8618 | 12 | 4.29 | Residential | Behind the Meter | Yes | Net Metered Residential | Sunrun Installation Services, Inc. | None | PSE&G | Accepted | 2023-03-24 | 2023-04-20 | 2024-04-20 | Inverters | SolarEdge Technologies | SE3800H-USMN | 3800 |  | 1 |  |  | 0.96 |  | Outdoor | Next To Meter
NJADRE1552807909 | Administratively Determined Incentive Program | Trenton | 8618 | 12 | 4.29 | Residential | Behind the Meter | Yes | Net Metered Residential | Sunrun Installation Services, Inc. | None | PSE&G | Accepted | 2023-03-24 | 2023-04-20 | 2024-04-20 | Solar Panels | Trina Solar | TSM-390DE09C.07 |  | 0.39 | 8 | 39 | 27 |  | Fixed | Roof
NJADRE1552807909 | Administratively Determined Incentive Program | Trenton | 8618 | 12 | 4.29 | Residential | Behind the Meter | Yes | Net Metered Residential | Sunrun Installation Services, Inc. | None | PSE&G | Accepted | 2023-03-24 | 2023-04-20 | 2024-04-20 | Solar Panels | Trina Solar | TSM-390DE09C.07 |  | 0.39 | 3 | 219 | 26 |  | Fixed | Roof
NJADRE1552807924 | Administratively Determined Incentive Program | Voorhees | 8043 | 14 | 11.31 | Residential | Behind the Meter | Yes | Net Metered Residential | Sunrun Installation Services, Inc. | None | AC Electric | Accepted | 2023-03-24 | 2023-04-20 | 2024-04-20 | Inverters | SolarEdge Technologies | SE7600H-USSN | 7600 |  | 1 |  |  | 0.96 |  | Outdoor | Next To Meter
NJADRE1552807924 | Administratively Determined Incentive Program | Voorhees | 8043 | 14 | 11.31 | Residential | Behind the Meter | Yes | Net Metered Residential | Sunrun Installation Services, Inc. | None | AC Electric | Accepted | 2023-03-24 | 2023-04-20 | 2024-04-20 | Solar Panels | Trina Solar | TSM-390DE09C.07 |  | 0.39 | 21 | 262 | 26 |  | Fixed | Roof
NJADRE1552807924 | Administratively Determined Incentive Program | Voorhees | 8043 | 14 | 11.31 | Residential | Behind the Meter | Yes | Net Metered Residential | Sunrun Installation Services, Inc. | None | AC Electric | Accepted | 2023-03-24 | 2023-04-20 | 2024-04-20 | Solar Panels | Trina Solar | TSM-390DE09C.07 |  | 0.39 | 8 | 82 | 27 |  | Fixed | Roof
NJADRE1552807933 | Administratively Determined Incentive Program | Piscataway | 8854 | 11 | 14.82 | Residential | Behind the Meter | No | Net Metered Residential | Sunrun Installation Services, Inc. | None | PSE&G | Accepted | 2023-03-24 | 2023-04-20 | 2024-04-20 | Inverters | SolarEdge Technologies | SE10000H-USSN | 10000 |  | 1 |  |  | 0.96 |  | Outdoor | Next To Meter
NJADRE1552807933 | Administratively Determined Incentive Program | Piscataway | 8854 | 11 | 14.82 | Residential | Behind the Meter | No | Net Metered Residential | Sunrun Installation Services, Inc. | None | PSE&G | Accepted | 2023-03-24 | 2023-04-20 | 2024-04-20 | Solar Panels | Trina Solar | TSM-390DE09C.07 |  | 0.39 | 9 | 168 | 18 |  | Fixed | Roof
NJADRE1552807933 | Administratively Determined Incentive Program | Piscataway | 8854 | 11 | 14.82 | Residential | Behind the Meter | No | Net Metered Residential | Sunrun Installation Services, Inc. | None | PSE&G | Accepted | 2023-03-24 | 2023-04-20 | 2024-04-20 | Solar Panels | Trina Solar | TSM-390DE09C.07 |  | 0.39 | 11 | 258 | 17 |  | Fixed | Roof
NJADRE1552807933 | Administratively Determined Incentive Program | Piscataway | 8854 | 11 | 14.82 | Residential | Behind the Meter | No | Net Metered Residential | Sunrun Installation Services, Inc. | None | PSE&G | Accepted | 2023-03-24 | 2023-04-20 | 2024-04-20 | Solar Panels | Trina Solar | TSM-390DE09C.07 |  | 0.39 | 18 | 348 | 19 |  | Fixed | Roof
NJADRE1552807948 | Administratively Determined Incentive Program | HADDON TWP | 8108 | 14 | 10.92 | Residential | Behind the Meter | Yes | Net Metered Residential | Sunrun Installation Services, Inc. | None | PSE&G | Accepted | 2023-03-24 | 2023-04-20 | 2024-04-20 | Inverters | DELTA ELECTRONICS | E8-TL-US | 8000 |  | 1 |  |  | 0.98 |  | Outdoor | Next to the meter
NJADRE1552807948 | Administratively Determined Incentive Program | HADDON TWP | 8108 | 14 | 10.92 | Residential | Behind the Meter | Yes | Net Metered Residential | Sunrun Installation Services, Inc. | None | PSE&G | Accepted | 2023-03-24 | 2023-04-20 | 2024-04-20 | Solar Panels | Trina Solar | TSM-390DE09C.07 |  | 0.39 | 10 | 291 | 27 |  | Fixed | Roof
NJADRE1552807948 | Administratively Determined Incentive Program | HADDON TWP | 8108 | 14 | 10.92 | Residential | Behind the Meter | Yes | Net Metered Residential | Sunrun Installation Services, Inc. | None | PSE&G | Accepted | 2023-03-24 | 2023-04-20 | 2024-04-20 | Solar Panels | Trina Solar | TSM-390DE09C.07 |  | 0.39 | 18 | 111 | 27 |  | Fixed | Roof
NJADRE1552808005 | Administratively Determined Incentive Program | Montclair Twp | 7043 | 9 | 6.89 | Residential | Behind the Meter | No | Net Metered Residential | EMT Renewables | None | PSE&G | Accepted | 2023-03-24 | 2023-04-20 | 2024-04-20 | Inverters | ENPHASE | IQ8+ | 290 |  | 17 |  |  | 0.98 |  | Other | UNDER EACH PANEL
NJADRE1552808005 | Administratively Determined Incentive Program | Montclair Twp | 7043 | 9 | 6.89 | Residential | Behind the Meter | No | Net Metered Residential | EMT Renewables | None | PSE&G | Accepted | 2023-03-24 | 2023-04-20 | 2024-04-20 | Solar Panels | REC ALPHA | REC 405 |  | 0.405 | 2 | 111 | 29 |  | Fixed | Roof
NJADRE1552808005 | Administratively Determined Incentive Program | Montclair Twp | 7043 | 9 | 6.89 | Residential | Behind the Meter | No | Net Metered Residential | EMT Renewables | None | PSE&G | Accepted | 2023-03-24 | 2023-04-20 | 2024-04-20 | Solar Panels | REC ALPHA | REC 405 |  | 0.405 | 3 | 111 | 30 |  | Fixed | Roof
NJADRE1552808005 | Administratively Determined Incentive Program | Montclair Twp | 7043 | 9 | 6.89 | Residential | Behind the Meter | No | Net Metered Residential | EMT Renewables | None | PSE&G | Accepted | 2023-03-24 | 2023-04-20 | 2024-04-20 | Solar Panels | REC ALPHA | REC 405 |  | 0.405 | 5 | 201 | 40 |  | Fixed | Roof
NJADRE1552808005 | Administratively Determined Incentive Program | Montclair Twp | 7043 | 9 | 6.89 | Residential | Behind the Meter | No | Net Metered Residential | EMT Renewables | None | PSE&G | Accepted | 2023-03-24 | 2023-04-20 | 2024-04-20 | Solar Panels | REC ALPHA | REC 405 |  | 0.405 | 4 | 21 | 40 |  | Fixed | Roof
NJADRE1552808005 | Administratively Determined Incentive Program | Montclair Twp | 7043 | 9 | 6.89 | Residential | Behind the Meter | No | Net Metered Residential | EMT Renewables | None | PSE&G | Accepted | 2023-03-24 | 2023-04-20 | 2024-04-20 | Solar Panels | REC ALPHA | REC 405 |  | 0.405 | 3 | 201 | 39 |  | Fixed | Roof
NJADRE1552808569 | Administratively Determined Incentive Program | Dover | 7801 | 3 | 12.96 | Residential | Behind the Meter | Yes | Net Metered Residential | Trinity Solar Inc. | None | JCP&L | Accepted | 2023-03-24 | 2023-04-20 | 2024-04-20 | Inverters | Solar Edge | SE10000H-US | 10000 |  | 1 |  |  | 0.97 |  | Outside
NJADRE1552808569 | Administratively Determined Incentive Program | Dover | 7801 | 3 | 12.96 | Residential | Behind the Meter | Yes | Net Metered Residential | Trinity Solar Inc. | None | JCP&L | Accepted | 2023-03-24 | 2023-04-20 | 2024-04-20 | Solar Panels | HANWHA 405 | HANWHA 405 (Q.PEAK DUO BLK ML-G10+ 405) |  | 0.405 | 15 | 274 | 23 |  | Fixed | Roof
NJADRE1552808569 | Administratively Determined Incentive Program | Dover | 7801 | 3 | 12.96 | Residential | Behind the Meter | Yes | Net Metered Residential | Trinity Solar Inc. | None | JCP&L | Accepted | 2023-03-24 | 2023-04-20 | 2024-04-20 | Solar Panels | HANWHA 405 | HANWHA 405 (Q.PEAK DUO BLK ML-G10+ 405) |  | 0.405 | 12 | 94 | 23 |  | Fixed | Roof
NJADRE1552808569 | Administratively Determined Incentive Program | Dover | 7801 | 3 | 12.96 | Residential | Behind the Meter | Yes | Net Metered Residential | Trinity Solar Inc. | None | JCP&L | Accepted | 2023-03-24 | 2023-04-20 | 2024-04-20 | Solar Panels | HANWHA 405 | HANWHA 405 (Q.PEAK DUO BLK ML-G10+ 405) |  | 0.405 | 5 | 94 | 14 |  | Fixed | Roof
NJADRE1552809168 | Administratively Determined Incentive Program | NORTH ARLINGTON | 7031 | 7 | 8.8 | Residential | Behind the Meter | No | Net Metered Residential | Freedom Forever New Jersey LLC | None | PSE&G | Accepted | 2023-03-24 | 2023-04-21 | 2024-04-21 | Inverters | Solar Edge | SE7600H-USRGM [SI1 | 7600 |  | 1 |  |  | 0.99 |  | Outdoor
NJADRE1552809168 | Administratively Determined Incentive Program | NORTH ARLINGTON | 7031 | 7 | 8.8 | Residential | Behind the Meter | No | Net Metered Residential | Freedom Forever New Jersey LLC | None | PSE&G | Accepted | 2023-03-24 | 2023-04-21 | 2024-04-21 | Solar Panels | Freedom Forever | FF-MP-BBB-400 |  | 0.4 | 22 | 218 | 40 |  | Fixed | Roof
NJADRE1552809810 | Administratively Determined Incentive Program | Teaneck | 7666 | 7 | 5.76 | Residential | Behind the Meter | Yes | Net Metered Residential | Bright Planet Solar | None | PSE&G | Accepted | 2023-03-24 | 2023-04-20 | 2024-04-20 | Inverters | SolarEdge | SE5000H-USRGM | 5000 |  | 1 |  |  | 0.98 |  | Outdoor
NJADRE1552809810 | Administratively Determined Incentive Program | Teaneck | 7666 | 7 | 5.76 | Residential | Behind the Meter | Yes | Net Metered Residential | Bright Planet Solar | None | PSE&G | Accepted | 2023-03-24 | 2023-04-20 | 2024-04-20 | Solar Panels | Hanwha Q-Cells | Q.PEAK DUO BLK-G10+ 360 |  | 0.36 | 3 | 260 | 14 |  | Fixed | Roof
NJADRE1552809810 | Administratively Determined Incentive Program | Teaneck | 7666 | 7 | 5.76 | Residential | Behind the Meter | Yes | Net Metered Residential | Bright Planet Solar | None | PSE&G | Accepted | 2023-03-24 | 2023-04-20 | 2024-04-20 | Solar Panels | Hanwha Q-Cells | Q.PEAK DUO BLK-G10+ 360 |  | 0.36 | 13 | 80 | 14 |  | Fixed | Roof
NJADRE1552809982 | Administratively Determined Incentive Program | STEWARTSVILLE | 8886 | 2 | 10.8 | Residential | Behind the Meter | Yes | Net Metered Residential | Venture Solar |  | JCP&L | Accepted | 2024-03-13 | 2024-03-28 | 2025-03-28 | Solar Panels | Hanwha Q Cells | Q.PEAK DUO BLK ML-G10+ 400 |  | 0.4 | 11 | 188 | 25 |  | Fixed | Roof
NJADRE1552809982 | Administratively Determined Incentive Program | STEWARTSVILLE | 8886 | 2 | 10.8 | Residential | Behind the Meter | Yes | Net Metered Residential | Venture Solar |  | JCP&L | Accepted | 2024-03-13 | 2024-03-28 | 2025-03-28 | Solar Panels | Hanwha Q Cells | DUO BLK ML-G10+ 400 |  | 0.4 | 11 | 8 | 26 |  | Fixed | Roof
NJADRE1552809982 | Administratively Determined Incentive Program | STEWARTSVILLE | 8886 | 2 | 10.8 | Residential | Behind the Meter | Yes | Net Metered Residential | Venture Solar |  | JCP&L | Accepted | 2024-03-13 | 2024-03-28 | 2025-03-28 | Solar Panels | Hanwha Q Cells | DUO BLK ML-G10+ 400 |  | 0.4 | 5 | 8 | 30 |  | Fixed | Roof
NJADRE1552809982 | Administratively Determined Incentive Program | STEWARTSVILLE | 8886 | 2 | 10.8 | Residential | Behind the Meter | Yes | Net Metered Residential | Venture Solar |  | JCP&L | Accepted | 2024-03-13 | 2024-03-28 | 2025-03-28 | Inverters | Enphase Energy Inc | IQ8PLUS-72-2-US | 8 |  | 1 |  |  | 0.99 |  | Outside
NJADRE1552809982 | Administratively Determined Incentive Program | STEWARTSVILLE | 8886 | 2 | 10.8 | Residential | Behind the Meter | Yes | Net Metered Residential | Venture Solar |  | JCP&L | Accepted | 2024-03-13 | 2024-03-28 | 2025-03-28 | Meters | Enphase Energy Inc | X-IQ-AM1-240-4 |  |  | 1 |  |  |  | Yes
NJADRE1552810229 | Administratively Determined Incentive Program | BAYONNE | 7002 | 8 | 9.6 | Residential | Behind the Meter | Yes | Net Metered Residential | Venture Solar |  | PSE&G | Accepted | 2024-03-11 | 2024-03-28 | 2025-03-28 | Solar Panels | Canadian Solar | CS3N-400MS |  | 0.4 | 24 | 190 | 45 |  | Fixed | Roof
NJADRE1552810229 | Administratively Determined Incentive Program | BAYONNE | 7002 | 8 | 9.6 | Residential | Behind the Meter | Yes | Net Metered Residential | Venture Solar |  | PSE&G | Accepted | 2024-03-11 | 2024-03-28 | 2025-03-28 | Meters | Enphase Energy Inc | ENV-IQ-AM1-240M |  |  | 1 |  |  |  | Yes | Outdoor
NJADRE1552810229 | Administratively Determined Incentive Program | BAYONNE | 7002 | 8 | 9.6 | Residential | Behind the Meter | Yes | Net Metered Residential | Venture Solar |  | PSE&G | Accepted | 2024-03-11 | 2024-03-28 | 2025-03-28 | Inverters | Enphase Energy Inc | IQ7PLUS-72-2-US (Microinverter, 60 & 72-Cell) | 7 |  | 24 |  |  | 0.99 |  | Outside
NJADRE1552810306 | Administratively Determined Incentive Program | Newfield | 8344 | 15 | 15.41 | Residential | Behind the Meter | Yes | Net Metered Residential | SunnyMac LLC | None | AC Electric | Accepted | 2023-03-24 | 2023-04-24 | 2024-04-24 | Solar Panels | JA SOLAR | JA SOLARJAM54S31-395/MR |  | 0.395 | 23 | 271 | 18 |  | Fixed | Roof
NJADRE1552810306 | Administratively Determined Incentive Program | Newfield | 8344 | 15 | 15.41 | Residential | Behind the Meter | Yes | Net Metered Residential | SunnyMac LLC | None | AC Electric | Accepted | 2023-03-24 | 2023-04-24 | 2024-04-24 | Solar Panels | JA SOLAR | JA SOLARJAM54S31-395/MR |  | 0.395 | 14 | 91 | 18 |  | Fixed | Roof
NJADRE1552810306 | Administratively Determined Incentive Program | Newfield | 8344 | 15 | 15.41 | Residential | Behind the Meter | Yes | Net Metered Residential | SunnyMac LLC | None | AC Electric | Accepted | 2023-03-24 | 2023-04-24 | 2024-04-24 | Solar Panels | JA SOLAR | JA SOLARJAM54S31-395/MR |  | 0.395 | 2 | 271 | 18 |  | Fixed | Roof
NJADRE1552810306 | Administratively Determined Incentive Program | Newfield | 8344 | 15 | 15.41 | Residential | Behind the Meter | Yes | Net Metered Residential | SunnyMac LLC | None | AC Electric | Accepted | 2023-03-24 | 2023-04-24 | 2024-04-24 | Inverters | SOLAREDGE | SE11400H-US | 11400 |  | 1 |  |  | 0.99 |  | Outdoor | NEXT TOMETER
NJADRE1552811203 | Administratively Determined Incentive Program | NORWOOD | 7648 | 7 | 22.19 | Residential | Behind the Meter | No | Net Metered Residential | SunPower Corporation, Systems | None | Orange Rockland Electric | Accepted | 2023-03-24 | 2023-04-21 | 2024-04-21 | Electric Storage Battery | SunPower | SV-BASE13-12-A |  |  | 1 |  |  |  | Lithium Ion |  | Outside
NJADRE1552811203 | Administratively Determined Incentive Program | NORWOOD | 7648 | 7 | 22.19 | Residential | Behind the Meter | No | Net Metered Residential | SunPower Corporation, Systems | None | Orange Rockland Electric | Accepted | 2023-03-24 | 2023-04-21 | 2024-04-21 | Solar Panels | Sunpower | SPR-M-435-H-AC |  | 0.435 | 2 | 23 | 36 |  | Fixed | Roof
NJADRE1552811203 | Administratively Determined Incentive Program | NORWOOD | 7648 | 7 | 22.19 | Residential | Behind the Meter | No | Net Metered Residential | SunPower Corporation, Systems | None | Orange Rockland Electric | Accepted | 2023-03-24 | 2023-04-21 | 2024-04-21 | Solar Panels | Sunpower | SPR-M-435-H-AC |  | 0.435 | 9 | 113 | 36 |  | Fixed | Roof
NJADRE1552811203 | Administratively Determined Incentive Program | NORWOOD | 7648 | 7 | 22.19 | Residential | Behind the Meter | No | Net Metered Residential | SunPower Corporation, Systems | None | Orange Rockland Electric | Accepted | 2023-03-24 | 2023-04-21 | 2024-04-21 | Solar Panels | Sunpower | SPR-M-435-H-AC |  | 0.435 | 3 | 23 | 36 |  | Fixed | Roof
NJADRE1552811203 | Administratively Determined Incentive Program | NORWOOD | 7648 | 7 | 22.19 | Residential | Behind the Meter | No | Net Metered Residential | SunPower Corporation, Systems | None | Orange Rockland Electric | Accepted | 2023-03-24 | 2023-04-21 | 2024-04-21 | Solar Panels | Sunpower | SPR-M-435-H-AC |  | 0.435 | 37 | 293 | 36 |  | Fixed | Roof
NJADRE1552811203 | Administratively Determined Incentive Program | NORWOOD | 7648 | 7 | 22.19 | Residential | Behind the Meter | No | Net Metered Residential | SunPower Corporation, Systems | None | Orange Rockland Electric | Accepted | 2023-03-24 | 2023-04-21 | 2024-04-21 | Inverters | Enphase | IQ7HS-66-ACM-US | 384 |  | 51 |  |  | 0.97 |  | Other | Under Each Panel
NJADRE1552813492 | Administratively Determined Incentive Program | Orange | 7050 | 9 | 3.9 | Residential | Behind the Meter | Yes | Net Metered Residential | Sunrun Installation Services, Inc. | None | PSE&G | Accepted | 2023-03-25 | 2023-04-21 | 2024-04-21 | Inverters | SolarEdge Technologies | SE3800H-USMN | 3800 |  | 1 |  |  | 0.96 |  | Outdoor | Next To Meter
NJADRE1552813492 | Administratively Determined Incentive Program | Orange | 7050 | 9 | 3.9 | Residential | Behind the Meter | Yes | Net Metered Residential | Sunrun Installation Services, Inc. | None | PSE&G | Accepted | 2023-03-25 | 2023-04-21 | 2024-04-21 | Solar Panels | Trina Solar | TSM-390DE09C.07 |  | 0.39 | 6 | 117 | 39 |  | Fixed | Roof
NJADRE1552813492 | Administratively Determined Incentive Program | Orange | 7050 | 9 | 3.9 | Residential | Behind the Meter | Yes | Net Metered Residential | Sunrun Installation Services, Inc. | None | PSE&G | Accepted | 2023-03-25 | 2023-04-21 | 2024-04-21 | Solar Panels | Trina Solar | TSM-390DE09C.07 |  | 0.39 | 4 | 297 | 39 |  | Fixed | Roof
NJADRE1552814756 | Administratively Determined Incentive Program | Irvington | 7111 | 9 | 4.68 | Residential | Behind the Meter | Yes | Net Metered Residential | Sunrun Installation Services, Inc. | None | PSE&G | Accepted | 2023-03-26 | 2023-04-21 | 2024-04-21 | Inverters | SolarEdge Technologies | SE3800H-USMN | 3800 |  | 1 |  |  | 0.96 |  | Outdoor | Next To Meter
NJADRE1552814756 | Administratively Determined Incentive Program | Irvington | 7111 | 9 | 4.68 | Residential | Behind the Meter | Yes | Net Metered Residential | Sunrun Installation Services, Inc. | None | PSE&G | Accepted | 2023-03-26 | 2023-04-21 | 2024-04-21 | Solar Panels | Trina Solar | TSM-390DE09C.07 |  | 0.39 | 5 | 306 | 34 |  | Fixed | Roof
NJADRE1552814756 | Administratively Determined Incentive Program | Irvington | 7111 | 9 | 4.68 | Residential | Behind the Meter | Yes | Net Metered Residential | Sunrun Installation Services, Inc. | None | PSE&G | Accepted | 2023-03-26 | 2023-04-21 | 2024-04-21 | Solar Panels | Trina Solar | TSM-390DE09C.07 |  | 0.39 | 4 | 127 | 31 |  | Fixed | Roof
NJADRE1552814756 | Administratively Determined Incentive Program | Irvington | 7111 | 9 | 4.68 | Residential | Behind the Meter | Yes | Net Metered Residential | Sunrun Installation Services, Inc. | None | PSE&G | Accepted | 2023-03-26 | 2023-04-21 | 2024-04-21 | Solar Panels | Trina Solar | TSM-390DE09C.07 |  | 0.39 | 3 | 127 | 16 |  | Fixed | Roof
NJADRE1552814768 | Administratively Determined Incentive Program | Clayton | 8312 | 15 | 8.97 | Residential | Behind the Meter | Yes | Net Metered Residential | Sunrun Installation Services, Inc. | None | AC Electric | Accepted | 2023-03-26 | 2023-04-21 | 2024-04-21 | Inverters | SolarEdge Technologies | SE6000H-USSN | 6000 |  | 1 |  |  | 0.96 |  | Outdoor | Next To Meter
NJADRE1552814768 | Administratively Determined Incentive Program | Clayton | 8312 | 15 | 8.97 | Residential | Behind the Meter | Yes | Net Metered Residential | Sunrun Installation Services, Inc. | None | AC Electric | Accepted | 2023-03-26 | 2023-04-21 | 2024-04-21 | Solar Panels | Trina Solar | TSM-390DE09C.07 |  | 0.39 | 10 | 170 | 26 |  | Fixed | Roof
NJADRE1552814768 | Administratively Determined Incentive Program | Clayton | 8312 | 15 | 8.97 | Residential | Behind the Meter | Yes | Net Metered Residential | Sunrun Installation Services, Inc. | None | AC Electric | Accepted | 2023-03-26 | 2023-04-21 | 2024-04-21 | Solar Panels | Trina Solar | TSM-390DE09C.07 |  | 0.39 | 13 | 349 | 28 |  | Fixed | Roof
NJADRE1552815658 | Administratively Determined Incentive Program | Toms River, | 8753 | 18 | 6.4 | Residential | Behind the Meter | No | Net Metered Residential | Suntuity Solar LLC | None | JCP&L | Accepted | 2023-03-27 | 2023-04-24 | 2024-04-24 | Inverters | ENPHASE | IQ8PLUS-72-2-US | 290 |  | 16 |  |  | 0.97 |  | Outdoor | Behind the PV modules
NJADRE1552815658 | Administratively Determined Incentive Program | Toms River, | 8753 | 18 | 6.4 | Residential | Behind the Meter | No | Net Metered Residential | Suntuity Solar LLC | None | JCP&L | Accepted | 2023-03-27 | 2023-04-24 | 2024-04-24 | Solar Panels | HYPERION | HY-DH108P8 400B |  | 0.4 | 6 | 179 | 11 |  | Fixed | Roof
NJADRE1552815658 | Administratively Determined Incentive Program | Toms River, | 8753 | 18 | 6.4 | Residential | Behind the Meter | No | Net Metered Residential | Suntuity Solar LLC | None | JCP&L | Accepted | 2023-03-27 | 2023-04-24 | 2024-04-24 | Solar Panels | HYPERION | HY-DH108P8 400B |  | 0.4 | 6 | 89 | 7 |  | Fixed | Roof
NJADRE1552815658 | Administratively Determined Incentive Program | Toms River, | 8753 | 18 | 6.4 | Residential | Behind the Meter | No | Net Metered Residential | Suntuity Solar LLC | None | JCP&L | Accepted | 2023-03-27 | 2023-04-24 | 2024-04-24 | Solar Panels | HYPERION | HY-DH108P8 400B |  | 0.4 | 4 | 89 | 7 |  | Fixed | Roof
NJADRE1552815682 | Administratively Determined Incentive Program | Clarksboro | 8020 | 15 | 7.2 | Residential | Behind the Meter | Yes | Net Metered Residential | SunnyMac LLC | None | AC Electric | Accepted | 2023-03-27 | 2023-04-24 | 2024-10-24 | Solar Panels | REC | 400 N-PEAK 3 BLACK SERIES |  | 0.4 | 18 | 222 | 26 |  | Fixed | Roof
NJADRE1552815682 | Administratively Determined Incentive Program | Clarksboro | 8020 | 15 | 7.2 | Residential | Behind the Meter | Yes | Net Metered Residential | SunnyMac LLC | None | AC Electric | Accepted | 2023-03-27 | 2023-04-24 | 2024-10-24 | Inverters | SOLAREDGE | SE6000H-US | 6000 |  | 1 |  |  | 0.99 |  | Outdoor | NEXT TO METER
NJADRE1552815682 | Administratively Determined Incentive Program | Clarksboro | 8020 | 15 | 7.2 | Residential | Behind the Meter | Yes | Net Metered Residential | SunnyMac LLC | None | AC Electric | Accepted | 2023-03-27 | 2023-04-24 | 2024-10-24 | Meters | Solaredge | SE-RGMTR-1D-240C-B |  |  | 1 |  |  |  | Yes | Outdoor
NJADRE1552815689 | Administratively Determined Incentive Program | Succasunna | 7876 | 3 | 5.67 | Residential | Behind the Meter | Yes | Net Metered Residential | Trinity Solar | None | JCP&L | Accepted | 2023-03-27 | 2023-04-21 | 2024-04-21 | Solar Panels | HANWHA 405 (Q.PEAK DUO BLK ML-G10+ 405) | HANWHA 405 (Q.PEAK DUO BLK ML-G10+ 405) |  | 0.405 | 10 | 205 | 23 |  | Fixed | Roof
NJADRE1552815689 | Administratively Determined Incentive Program | Succasunna | 7876 | 3 | 5.67 | Residential | Behind the Meter | Yes | Net Metered Residential | Trinity Solar | None | JCP&L | Accepted | 2023-03-27 | 2023-04-21 | 2024-04-21 | Solar Panels | HANWHA 405 (Q.PEAK DUO BLK ML-G10+ 405) | HANWHA 405 (Q.PEAK DUO BLK ML-G10+ 405) |  | 0.405 | 4 | 205 | 23 |  | Fixed | Roof
NJADRE1552815689 | Administratively Determined Incentive Program | Succasunna | 7876 | 3 | 5.67 | Residential | Behind the Meter | Yes | Net Metered Residential | Trinity Solar | None | JCP&L | Accepted | 2023-03-27 | 2023-04-21 | 2024-04-21 | Inverters | Solar Edge | SE5000H-US | 5000 |  | 1 |  |  | 0.97 |  | Outdoor
NJADRE1552815692 | Administratively Determined Incentive Program | Parsippany-Troy Hills | 7054 | 3 | 10.36 | Residential | Behind the Meter | No | Net Metered Residential | Vision Solar LLC | None | JCP&L | Accepted | 2023-03-27 | 2023-04-21 | 2024-04-21 | Inverters | SolarEdge | SE7600H-USRGM | 7600 |  | 1 |  |  | 0.97 |  | Outdoor | SIDE OF HOUSE
NJADRE1552815692 | Administratively Determined Incentive Program | Parsippany-Troy Hills | 7054 | 3 | 10.36 | Residential | Behind the Meter | No | Net Metered Residential | Vision Solar LLC | None | JCP&L | Accepted | 2023-03-27 | 2023-04-21 | 2024-04-21 | Solar Panels | ZNSHINE SOLAR | ZXM6-NH120-370/M |  | 0.37 | 12 | 207 | 19 |  | Fixed | Roof
NJADRE1552815692 | Administratively Determined Incentive Program | Parsippany-Troy Hills | 7054 | 3 | 10.36 | Residential | Behind the Meter | No | Net Metered Residential | Vision Solar LLC | None | JCP&L | Accepted | 2023-03-27 | 2023-04-21 | 2024-04-21 | Solar Panels | ZNSHINE SOLAR | ZXM6-NH120-370/M |  | 0.37 | 8 | 27 | 19 |  | Fixed | Roof
NJADRE1552815692 | Administratively Determined Incentive Program | Parsippany-Troy Hills | 7054 | 3 | 10.36 | Residential | Behind the Meter | No | Net Metered Residential | Vision Solar LLC | None | JCP&L | Accepted | 2023-03-27 | 2023-04-21 | 2024-04-21 | Solar Panels | ZNSHINE SOLAR | ZXM6-NH120-370/M |  | 0.37 | 8 | 206 | 20 |  | Fixed | Roof
NJADRE1552815692 | Administratively Determined Incentive Program | Parsippany-Troy Hills | 7054 | 3 | 10.36 | Residential | Behind the Meter | No | Net Metered Residential | Vision Solar LLC | None | JCP&L | Accepted | 2023-03-27 | 2023-04-21 | 2024-04-21 | Meters | SOLAREDGE | SE7600H-US |  |  | 1 |  |  |  | Yes | Outdoor
NJADRE1552815738 | Administratively Determined Incentive Program | Pine Hill | 8021 | 14 | 7.77 | Residential | Behind the Meter | No | Net Metered Residential | Vision Solar LLC | None | AC Electric | Accepted | 2023-03-27 | 2023-04-21 | 2024-04-21 | Inverters | SolarEdge | SE6000H-USRGM | 6000 |  | 1 |  |  | 0.97 |  | Outdoor | SIDE OF HOUSE
NJADRE1552815738 | Administratively Determined Incentive Program | Pine Hill | 8021 | 14 | 7.77 | Residential | Behind the Meter | No | Net Metered Residential | Vision Solar LLC | None | AC Electric | Accepted | 2023-03-27 | 2023-04-21 | 2024-04-21 | Solar Panels | ZNSHINE SOLAR | ZXM6-NH120-370/M |  | 0.37 | 17 | 210 | 24 |  | Fixed | Roof
NJADRE1552815738 | Administratively Determined Incentive Program | Pine Hill | 8021 | 14 | 7.77 | Residential | Behind the Meter | No | Net Metered Residential | Vision Solar LLC | None | AC Electric | Accepted | 2023-03-27 | 2023-04-21 | 2024-04-21 | Solar Panels | ZNSHINE SOLAR | ZXM6-NH120-370/M |  | 0.37 | 4 | 30 | 24 |  | Fixed | Roof
NJADRE1552815844 | Administratively Determined Incentive Program | Belleville | 7109 | 9 | 2.92 | Residential | Behind the Meter | Yes | Net Metered Residential | Pro Custom Solar dba Momentum Solar | None | PSE&G | Accepted | 2023-03-27 | 2023-04-21 | 2024-04-21 | Inverters | enphase | IQ8PLUS-72-2-US | 290 |  | 8 |  |  | 0.97 |  | Outdoor
NJADRE1552815844 | Administratively Determined Incentive Program | Belleville | 7109 | 9 | 2.92 | Residential | Behind the Meter | Yes | Net Metered Residential | Pro Custom Solar dba Momentum Solar | None | PSE&G | Accepted | 2023-03-27 | 2023-04-21 | 2024-04-21 | Solar Panels | hanwha | Q.PEAK DUO BLK-G10+365 |  | 0.365 | 8 | 120 | 21 |  | Fixed | Roof
NJADRE1552815862 | Administratively Determined Incentive Program | Paulsboro | 8066 | 15 | 5.55 | Residential | Behind the Meter | No | Net Metered Residential | Vision Solar LLC | None | AC Electric | Accepted | 2023-03-27 | 2023-04-21 | 2024-04-21 | Inverters | SolaarEdge | SE3800H-USRGM | 3800 |  | 1 |  |  | 0.97 |  | Outdoor | SIDE OF HOUSE
NJADRE1552815862 | Administratively Determined Incentive Program | Paulsboro | 8066 | 15 | 5.55 | Residential | Behind the Meter | No | Net Metered Residential | Vision Solar LLC | None | AC Electric | Accepted | 2023-03-27 | 2023-04-21 | 2024-04-21 | Solar Panels | ZNSHINE SOLAR | ZXM6-NH120-370/M |  | 0.37 | 9 | 185 | 24 |  | Fixed | Roof
NJADRE1552815862 | Administratively Determined Incentive Program | Paulsboro | 8066 | 15 | 5.55 | Residential | Behind the Meter | No | Net Metered Residential | Vision Solar LLC | None | AC Electric | Accepted | 2023-03-27 | 2023-04-21 | 2024-04-21 | Solar Panels | ZNSHINE SOLAR | ZXM6-NH120-370/M |  | 0.37 | 6 | 276 | 24 |  | Fixed | Roof
NJADRE1552815872 | Administratively Determined Incentive Program | Villas | 8251 | 21 | 8.69 | Residential | Behind the Meter | Yes | Net Metered Residential | Skyline Solar LLC | None | AC Electric | Accepted | 2023-03-27 | 2023-04-21 | 2024-04-21 | Solar Panels | JA SOLAR | JAM54S31-395/MR |  | 0.395 | 22 | 126 | 23 |  | Fixed | Roof
NJADRE1552815872 | Administratively Determined Incentive Program | Villas | 8251 | 21 | 8.69 | Residential | Behind the Meter | Yes | Net Metered Residential | Skyline Solar LLC | None | AC Electric | Accepted | 2023-03-27 | 2023-04-21 | 2024-04-21 | Inverters | ENPHASE | IQ7PLUS-72-2-US | 290 |  | 22 |  |  | 0.976 |  | Outdoor
NJADRE1552815922 | Administratively Determined Incentive Program | Brick Township | 8724 | 18 | 8.51 | Residential | Behind the Meter | No | Net Metered Residential | Vision Solar LLC | None | JCP&L | Accepted | 2023-03-27 | 2023-04-24 | 2024-04-24 | Inverters | SolarEdge | SE6000H-USRGM | 6000 |  | 1 |  |  | 0.97 |  | Outdoor | SIDE OF HOUSE
NJADRE1552815922 | Administratively Determined Incentive Program | Brick Township | 8724 | 18 | 8.51 | Residential | Behind the Meter | No | Net Metered Residential | Vision Solar LLC | None | JCP&L | Accepted | 2023-03-27 | 2023-04-24 | 2024-04-24 | Solar Panels | ZNSHINE SOLAR | ZXM6-NH120-370/M |  | 0.37 | 10 | 142 | 23 |  | Fixed | Roof
NJADRE1552815922 | Administratively Determined Incentive Program | Brick Township | 8724 | 18 | 8.51 | Residential | Behind the Meter | No | Net Metered Residential | Vision Solar LLC | None | JCP&L | Accepted | 2023-03-27 | 2023-04-24 | 2024-04-24 | Solar Panels | ZNSHINE SOLAR | ZXM6-NH120-370/M |  | 0.37 | 13 | 322 | 23 |  | Fixed | Roof
NJADRE1552816234 | Administratively Determined Incentive Program | Sayreville | 8872 | 11 | 6.24 | Residential | Behind the Meter | Yes | Net Metered Residential | Sunrun Installation Services, Inc. | None | JCP&L | Accepted | 2023-03-27 | 2023-04-24 | 2024-04-24 | Inverters | SOLAREDGE TECHNOLOGIES | SE6000H-USSN | 6000 |  | 1 |  |  | 0.99 |  | Outdoor | Next to the meter
NJADRE1552816234 | Administratively Determined Incentive Program | Sayreville | 8872 | 11 | 6.24 | Residential | Behind the Meter | Yes | Net Metered Residential | Sunrun Installation Services, Inc. | None | JCP&L | Accepted | 2023-03-27 | 2023-04-24 | 2024-04-24 | Solar Panels | Trina Solar | TSM-390DE09C.07 |  | 0.39 | 8 | 151 | 18 |  | Fixed | Roof
NJADRE1552816234 | Administratively Determined Incentive Program | Sayreville | 8872 | 11 | 6.24 | Residential | Behind the Meter | Yes | Net Metered Residential | Sunrun Installation Services, Inc. | None | JCP&L | Accepted | 2023-03-27 | 2023-04-24 | 2024-04-24 | Solar Panels | Trina Solar | TSM-390DE09C.07 |  | 0.39 | 8 | 331 | 18 |  | Fixed | Roof
NJADRE1552816999 | Administratively Determined Incentive Program | Ewing Township | 8628 | 12 | 4.8 | Residential | Behind the Meter | No | Net Metered Residential | Trinity Solar | None | PSE&G | Accepted | 2023-03-27 | 2023-04-24 | 2024-04-24 | Solar Panels | HANWHA | Q.PEAK DUO BLK ML-G10+ 400 |  | 0.4 | 6 | 143 | 24 |  | Fixed | Roof
NJADRE1552816999 | Administratively Determined Incentive Program | Ewing Township | 8628 | 12 | 4.8 | Residential | Behind the Meter | No | Net Metered Residential | Trinity Solar | None | PSE&G | Accepted | 2023-03-27 | 2023-04-24 | 2024-04-24 | Solar Panels | HANWHA | Q.PEAK DUO BLK ML-G10+ 400 |  | 0.4 | 6 | 143 | 23 |  | Fixed | Roof
NJADRE1552816999 | Administratively Determined Incentive Program | Ewing Township | 8628 | 12 | 4.8 | Residential | Behind the Meter | No | Net Metered Residential | Trinity Solar | None | PSE&G | Accepted | 2023-03-27 | 2023-04-24 | 2024-04-24 | Inverters | SOLAR EDGE | SE3800H-US | 3800 |  | 1 |  |  | 0.97 |  | Outside
NJADRE1552817002 | Administratively Determined Incentive Program | Glassboro | 8028 | 15 | 3.65 | Residential | Behind the Meter | Yes | Net Metered Residential | Trinity Solar | None | AC Electric | Accepted | 2023-03-27 | 2023-05-19 | 2024-05-19 | Solar Panels | HANWHA 405 (Q.PEAK DUO BLK ML-G10+ 405) | HANWHA 405 (Q.PEAK DUO BLK ML-G10+ 405) |  | 0.405 | 6 | 158 | 23 |  | Fixed | Roof
NJADRE1552817002 | Administratively Determined Incentive Program | Glassboro | 8028 | 15 | 3.65 | Residential | Behind the Meter | Yes | Net Metered Residential | Trinity Solar | None | AC Electric | Accepted | 2023-03-27 | 2023-05-19 | 2024-05-19 | Solar Panels | HANWHA 405 (Q.PEAK DUO BLK ML-G10+ 405) | HANWHA 405 (Q.PEAK DUO BLK ML-G10+ 405) |  | 0.405 | 3 | 158 | 23 |  | Fixed | Roof
NJADRE1552817002 | Administratively Determined Incentive Program | Glassboro | 8028 | 15 | 3.65 | Residential | Behind the Meter | Yes | Net Metered Residential | Trinity Solar | None | AC Electric | Accepted | 2023-03-27 | 2023-05-19 | 2024-05-19 | Inverters | Solar Edge | SE3000H-US | 3000 |  | 1 |  |  | 0.97 |  | Outside
NJADRE1552817059 | Administratively Determined Incentive Program | Paterson City | 7504 | 6 | 7.11 | Residential | Behind the Meter | Yes | Net Metered Residential | Freedom Forever New Jersey LLC | None | PSE&G | Accepted | 2023-03-27 | 2023-04-24 | 2024-04-24 | Inverters | Solar Edge | SE5000H-USRGM | 5000 |  | 1 |  |  | 0.99 |  | Outdoor
NJADRE1552817059 | Administratively Determined Incentive Program | Paterson City | 7504 | 6 | 7.11 | Residential | Behind the Meter | Yes | Net Metered Residential | Freedom Forever New Jersey LLC | None | PSE&G | Accepted | 2023-03-27 | 2023-04-24 | 2024-04-24 | Solar Panels | Hanwha | Q.PEAK DUO L-G5.2 395 |  | 0.395 | 10 | 99 | 26 |  | Fixed | Roof
NJADRE1552817059 | Administratively Determined Incentive Program | Paterson City | 7504 | 6 | 7.11 | Residential | Behind the Meter | Yes | Net Metered Residential | Freedom Forever New Jersey LLC | None | PSE&G | Accepted | 2023-03-27 | 2023-04-24 | 2024-04-24 | Solar Panels | Hanwha | Q.PEAK DUO L-G5.2 395 |  | 0.395 | 8 | 279 | 26 |  | Fixed | Roof
NJADRE1552817144 | Administratively Determined Incentive Program | GUTTENBERG | 7093 | 8 | 5.11 | Residential | Behind the Meter | Yes | Net Metered Residential | Pro Custom Solar dba Momentum Solar | None | PSE&G | Accepted | 2023-03-27 | 2023-04-24 | 2024-04-24 | Inverters | enphase | IQ8PLUS-72-2-US | 290 |  | 14 |  |  | 0.97 |  | Outdoor
NJADRE1552817144 | Administratively Determined Incentive Program | GUTTENBERG | 7093 | 8 | 5.11 | Residential | Behind the Meter | Yes | Net Metered Residential | Pro Custom Solar dba Momentum Solar | None | PSE&G | Accepted | 2023-03-27 | 2023-04-24 | 2024-04-24 | Solar Panels | hanwha | Q.PEAK DUO BLK-G10+365 |  | 0.365 | 14 | 212 | 5 |  | Fixed | Roof
NJADRE1552820844 | Administratively Determined Incentive Program | Bergenfield Boro | 7621 | 7 | 5.46 | Residential | Behind the Meter | Yes | Net Metered Residential | Sunrun Installation Services, Inc. | None | PSE&G | Accepted | 2023-03-28 | 2023-04-24 | 2024-04-24 | Inverters | SolarEdge Technologies | SE3800H-USMN | 3800 |  | 1 |  |  | 0.96 |  | Outdoor | Next To Meter
NJADRE1552820844 | Administratively Determined Incentive Program | Bergenfield Boro | 7621 | 7 | 5.46 | Residential | Behind the Meter | Yes | Net Metered Residential | Sunrun Installation Services, Inc. | None | PSE&G | Accepted | 2023-03-28 | 2023-04-24 | 2024-04-24 | Solar Panels | Trina Solar | TSM-390DE09C.07 |  | 0.39 | 4 | 268 | 23 |  | Fixed | Roof
NJADRE1552820844 | Administratively Determined Incentive Program | Bergenfield Boro | 7621 | 7 | 5.46 | Residential | Behind the Meter | Yes | Net Metered Residential | Sunrun Installation Services, Inc. | None | PSE&G | Accepted | 2023-03-28 | 2023-04-24 | 2024-04-24 | Solar Panels | Trina Solar | TSM-390DE09C.07 |  | 0.39 | 10 | 88 | 22 |  | Fixed | Roof
NJADRE1552820924 | Administratively Determined Incentive Program | Dennisville | 8214 | 21 | 6.24 | Residential | Behind the Meter | No | Net Metered Residential | Sunrun Installation Services, Inc. | None | AC Electric | Accepted | 2023-03-28 | 2023-04-24 | 2024-04-24 | Inverters | SOLAREDGE TECHNOLOGIES | SE6000H-USSN | 6000 |  | 1 |  |  | 0.99 |  | Outdoor | Next to the meter
NJADRE1552820924 | Administratively Determined Incentive Program | Dennisville | 8214 | 21 | 6.24 | Residential | Behind the Meter | No | Net Metered Residential | Sunrun Installation Services, Inc. | None | AC Electric | Accepted | 2023-03-28 | 2023-04-24 | 2024-04-24 | Solar Panels | Trina Solar | TSM-390DE09C.07 |  | 0.39 | 4 | 280 | 32 |  | Fixed | Roof
NJADRE1552820924 | Administratively Determined Incentive Program | Dennisville | 8214 | 21 | 6.24 | Residential | Behind the Meter | No | Net Metered Residential | Sunrun Installation Services, Inc. | None | AC Electric | Accepted | 2023-03-28 | 2023-04-24 | 2024-04-24 | Solar Panels | Trina Solar | TSM-390DE09C.07 |  | 0.39 | 12 | 100 | 5 |  | Fixed | Roof
NJADRE1552820950 | Administratively Determined Incentive Program | Dayton | 8810 | 11 | 11.84 | Residential | Behind the Meter | No | Net Metered Residential | Vision Solar LLC | None | PSE&G | Accepted | 2023-03-28 | 2023-04-24 | 2024-04-24 | Inverters | SolarEdge | SE11400H-USRGM | 11400 |  | 1 |  |  | 0.97 |  | Outdoor | SIDE OF HOUSE
NJADRE1552820950 | Administratively Determined Incentive Program | Dayton | 8810 | 11 | 11.84 | Residential | Behind the Meter | No | Net Metered Residential | Vision Solar LLC | None | PSE&G | Accepted | 2023-03-28 | 2023-04-24 | 2024-04-24 | Solar Panels | ZNSHINE SOLAR | ZXM6-NH120-370/M |  | 0.37 | 10 | 241 | 23 |  | Fixed | Roof
NJADRE1552820950 | Administratively Determined Incentive Program | Dayton | 8810 | 11 | 11.84 | Residential | Behind the Meter | No | Net Metered Residential | Vision Solar LLC | None | PSE&G | Accepted | 2023-03-28 | 2023-04-24 | 2024-04-24 | Solar Panels | ZNSHINE SOLAR | ZXM6-NH120-370/M |  | 0.37 | 8 | 241 | 23 |  | Fixed | Roof
NJADRE1552820950 | Administratively Determined Incentive Program | Dayton | 8810 | 11 | 11.84 | Residential | Behind the Meter | No | Net Metered Residential | Vision Solar LLC | None | PSE&G | Accepted | 2023-03-28 | 2023-04-24 | 2024-04-24 | Solar Panels | ZNSHINE SOLAR | ZXM6-NH120-370/M |  | 0.37 | 14 | 61 | 23 |  | Fixed | Roof
NJADRE1552820977 | Administratively Determined Incentive Program | Irvington Twp | 7111 | 9 | 3.51 | Residential | Behind the Meter | Yes | Net Metered Residential | Sunrun Installation Services, Inc. | None | PSE&G | Accepted | 2023-03-28 | 2023-04-24 | 2024-04-24 | Inverters | SOLAREDGE TECHNOLOGIES | SE3800H-USMN | 3800 |  | 1 |  |  | 0.99 |  | Outdoor | Next to the mter
NJADRE1552820977 | Administratively Determined Incentive Program | Irvington Twp | 7111 | 9 | 3.51 | Residential | Behind the Meter | Yes | Net Metered Residential | Sunrun Installation Services, Inc. | None | PSE&G | Accepted | 2023-03-28 | 2023-04-24 | 2024-04-24 | Solar Panels | Trina Solar | TSM-390DE09C.07 |  | 0.39 | 4 | 217 | 33 |  | Fixed | Roof
NJADRE1552820977 | Administratively Determined Incentive Program | Irvington Twp | 7111 | 9 | 3.51 | Residential | Behind the Meter | Yes | Net Metered Residential | Sunrun Installation Services, Inc. | None | PSE&G | Accepted | 2023-03-28 | 2023-04-24 | 2024-04-24 | Solar Panels | Trina Solar | TSM-390DE09C.07 |  | 0.39 | 3 | 217 | 17 |  | Fixed | Roof
NJADRE1552820977 | Administratively Determined Incentive Program | Irvington Twp | 7111 | 9 | 3.51 | Residential | Behind the Meter | Yes | Net Metered Residential | Sunrun Installation Services, Inc. | None | PSE&G | Accepted | 2023-03-28 | 2023-04-24 | 2024-04-24 | Solar Panels | Trina Solar | TSM-390DE09C.07 |  | 0.39 | 2 | 217 | 16 |  | Fixed | Roof
NJADRE1552820978 | Administratively Determined Incentive Program | South Plainfield | 7080 | 11 | 13.51 | Residential | Behind the Meter | No | Net Metered Residential | Pro Custom Solar dba Momentum Solar | None | PSE&G | Accepted | 2023-03-28 | 2023-04-25 | 2024-04-25 | Inverters | enphase | iq8plus-72-2-us | 290 |  | 37 |  |  | 0.97 |  | Outdoor
NJADRE1552820978 | Administratively Determined Incentive Program | South Plainfield | 7080 | 11 | 13.51 | Residential | Behind the Meter | No | Net Metered Residential | Pro Custom Solar dba Momentum Solar | None | PSE&G | Accepted | 2023-03-28 | 2023-04-25 | 2024-04-25 | Solar Panels | hanwha | q.peak duo blk-g10+365 |  | 0.365 | 6 | 248 | 27 |  | Fixed | Roof
NJADRE1552820978 | Administratively Determined Incentive Program | South Plainfield | 7080 | 11 | 13.51 | Residential | Behind the Meter | No | Net Metered Residential | Pro Custom Solar dba Momentum Solar | None | PSE&G | Accepted | 2023-03-28 | 2023-04-25 | 2024-04-25 | Solar Panels | hanwha | q.peak duo blk-g10+365 |  | 0.365 | 6 | 158 | 24 |  | Fixed | Roof
NJADRE1552820978 | Administratively Determined Incentive Program | South Plainfield | 7080 | 11 | 13.51 | Residential | Behind the Meter | No | Net Metered Residential | Pro Custom Solar dba Momentum Solar | None | PSE&G | Accepted | 2023-03-28 | 2023-04-25 | 2024-04-25 | Solar Panels | hanwha | q.peak duo blk-g10+365 |  | 0.365 | 6 | 68 | 27 |  | Fixed | Roof
NJADRE1552820978 | Administratively Determined Incentive Program | South Plainfield | 7080 | 11 | 13.51 | Residential | Behind the Meter | No | Net Metered Residential | Pro Custom Solar dba Momentum Solar | None | PSE&G | Accepted | 2023-03-28 | 2023-04-25 | 2024-04-25 | Solar Panels | hanwha | q.peak duo blk-g10+365 |  | 0.365 | 7 | 338 | 27 |  | Fixed | Roof
NJADRE1552820978 | Administratively Determined Incentive Program | South Plainfield | 7080 | 11 | 13.51 | Residential | Behind the Meter | No | Net Metered Residential | Pro Custom Solar dba Momentum Solar | None | PSE&G | Accepted | 2023-03-28 | 2023-04-25 | 2024-04-25 | Solar Panels | hanwha | q.peak duo blk-g10+365 |  | 0.365 | 7 | 158 | 27 |  | Fixed | Roof
NJADRE1552820978 | Administratively Determined Incentive Program | South Plainfield | 7080 | 11 | 13.51 | Residential | Behind the Meter | No | Net Metered Residential | Pro Custom Solar dba Momentum Solar | None | PSE&G | Accepted | 2023-03-28 | 2023-04-25 | 2024-04-25 | Solar Panels | hanwha | q.peak duo blk-g10+365 |  | 0.365 | 5 | 338 | 24 |  | Fixed | Roof
NJADRE1552820997 | Administratively Determined Incentive Program | HAMILTON TWP MER | 8619 | 12 | 7.41 | Residential | Behind the Meter | Yes | Net Metered Residential | Sunrun Installation Services, Inc. | None | PSE&G | Accepted | 2023-03-28 | 2023-04-24 | 2024-04-24 | Inverters | SolarEdge Technologies | SE6000H-USSN | 6000 |  | 1 |  |  | 0.99 |  | Outdoor | Next To Meter
NJADRE1552820997 | Administratively Determined Incentive Program | HAMILTON TWP MER | 8619 | 12 | 7.41 | Residential | Behind the Meter | Yes | Net Metered Residential | Sunrun Installation Services, Inc. | None | PSE&G | Accepted | 2023-03-28 | 2023-04-24 | 2024-04-24 | Solar Panels | Trina Solar | TSM-390DE09C.07 |  | 0.39 | 13 | 194 | 35 |  | Fixed | Roof
NJADRE1552820997 | Administratively Determined Incentive Program | HAMILTON TWP MER | 8619 | 12 | 7.41 | Residential | Behind the Meter | Yes | Net Metered Residential | Sunrun Installation Services, Inc. | None | PSE&G | Accepted | 2023-03-28 | 2023-04-24 | 2024-04-24 | Solar Panels | Trina Solar | TSM-390DE09C.07 |  | 0.39 | 6 | 195 | 15 |  | Fixed | Roof
NJADRE1552821003 | Administratively Determined Incentive Program | Netcong | 7857 | 3 | 4.8 | Residential | Behind the Meter | No | Net Metered Residential | Palmetto Solar LLC | None | JCP&L | Accepted | 2023-03-28 | 2023-04-24 | 2024-04-24 | Solar Panels | Hanwha Q Cells | Q.PEAK DUO BLK ML-G10+400W |  | 0.4 | 6 | 243 | 27 |  | Fixed | Roof
NJADRE1552821003 | Administratively Determined Incentive Program | Netcong | 7857 | 3 | 4.8 | Residential | Behind the Meter | No | Net Metered Residential | Palmetto Solar LLC | None | JCP&L | Accepted | 2023-03-28 | 2023-04-24 | 2024-04-24 | Solar Panels | Hanwha Q Cells | Q.PEAK DUO BLK ML-G10+ 400W |  | 0.4 | 6 | 63 | 27 |  | Fixed | Roof
NJADRE1552821003 | Administratively Determined Incentive Program | Netcong | 7857 | 3 | 4.8 | Residential | Behind the Meter | No | Net Metered Residential | Palmetto Solar LLC | None | JCP&L | Accepted | 2023-03-28 | 2023-04-24 | 2024-04-24 | Meters | Enphase | IQ8PLUS-72-M-US (240V) | 3480 |  | 1 |  |  |  | Yes | Outdoor
NJADRE1552821003 | Administratively Determined Incentive Program | Netcong | 7857 | 3 | 4.8 | Residential | Behind the Meter | No | Net Metered Residential | Palmetto Solar LLC | None | JCP&L | Accepted | 2023-03-28 | 2023-04-24 | 2024-04-24 | Inverters | Enphase | IQ8PLUS-72-M-US (240V) | 290 |  | 12 |  |  | 0.99 |  | Outdoor
NJADRE1552821011 | Administratively Determined Incentive Program | Parsippany | 7054 | 3 | 6.32 | Residential | Behind the Meter | Yes | Net Metered Residential | Skyline Solar LLC | None | JCP&L | Accepted | 2023-03-28 | 2023-04-24 | 2024-04-24 | Solar Panels | JA SOLAR | JAM54S31-395/MR |  | 0.395 | 16 | 231 | 19 |  | Fixed | Roof
NJADRE1552821011 | Administratively Determined Incentive Program | Parsippany | 7054 | 3 | 6.32 | Residential | Behind the Meter | Yes | Net Metered Residential | Skyline Solar LLC | None | JCP&L | Accepted | 2023-03-28 | 2023-04-24 | 2024-04-24 | Inverters | SOLAREDGE | SE5000H-US | 5000 |  | 1 |  |  | 0.992 |  | Outdoor
NJADRE1552821012 | Administratively Determined Incentive Program | Turnersville | 8012 | 14 | 16.4 | Residential | Behind the Meter | No | Net Metered Residential | Suntuity Solar LLC | None | AC Electric | Accepted | 2023-03-28 | 2023-05-08 | 2024-05-08 | Inverters | ENPHASE | IQ8PLUS-72-2-US | 298 |  | 41 |  |  | 0.97 |  | Outdoor | Behind the PV modules
NJADRE1552821012 | Administratively Determined Incentive Program | Turnersville | 8012 | 14 | 16.4 | Residential | Behind the Meter | No | Net Metered Residential | Suntuity Solar LLC | None | AC Electric | Accepted | 2023-03-28 | 2023-05-08 | 2024-05-08 | Solar Panels | HYPERION | HY-DH108P8 400B |  | 0.4 | 10 | 136 | 30 |  | Fixed | Roof
NJADRE1552821012 | Administratively Determined Incentive Program | Turnersville | 8012 | 14 | 16.4 | Residential | Behind the Meter | No | Net Metered Residential | Suntuity Solar LLC | None | AC Electric | Accepted | 2023-03-28 | 2023-05-08 | 2024-05-08 | Solar Panels | HYPERION | HY-DH108P8 400B |  | 0.4 | 6 | 136 | 30 |  | Fixed | Roof
NJADRE1552821012 | Administratively Determined Incentive Program | Turnersville | 8012 | 14 | 16.4 | Residential | Behind the Meter | No | Net Metered Residential | Suntuity Solar LLC | None | AC Electric | Accepted | 2023-03-28 | 2023-05-08 | 2024-05-08 | Solar Panels | HYPERION | HY-DH108P8 400B |  | 0.4 | 20 | 316 | 30 |  | Fixed | Roof
NJADRE1552821012 | Administratively Determined Incentive Program | Turnersville | 8012 | 14 | 16.4 | Residential | Behind the Meter | No | Net Metered Residential | Suntuity Solar LLC | None | AC Electric | Accepted | 2023-03-28 | 2023-05-08 | 2024-05-08 | Solar Panels | HYPERION | HY-DH108P8 400B |  | 0.4 | 3 | 136 | 30 |  | Fixed | Roof
NJADRE1552821012 | Administratively Determined Incentive Program | Turnersville | 8012 | 14 | 16.4 | Residential | Behind the Meter | No | Net Metered Residential | Suntuity Solar LLC | None | AC Electric | Accepted | 2023-03-28 | 2023-05-08 | 2024-05-08 | Solar Panels | HYPERION | HY-DH108P8 400B |  | 0.4 | 2 | 226 | 30 |  | Fixed | Roof
NJADRE1552821484 | Administratively Determined Incentive Program | Pennsauken | 8110 | 14 | 7.29 | Residential | Behind the Meter | Yes | Net Metered Residential | Trinity Solar | None | PSE&G | Accepted | 2023-03-28 | 2023-05-10 | 2024-05-10 | Inverters | Solar Edge | SE6000H-US | 6000 |  | 1 |  |  | 0.98 |  | Outside
NJADRE1552821484 | Administratively Determined Incentive Program | Pennsauken | 8110 | 14 | 7.29 | Residential | Behind the Meter | Yes | Net Metered Residential | Trinity Solar | None | PSE&G | Accepted | 2023-03-28 | 2023-05-10 | 2024-05-10 | Solar Panels | Hanwha 405 | HANWHA 405 (Q.PEAK DUO BLK ML-G10+ 405) |  | 0.405 | 10 | 149 | 23 |  | Fixed | Roof
NJADRE1552821484 | Administratively Determined Incentive Program | Pennsauken | 8110 | 14 | 7.29 | Residential | Behind the Meter | Yes | Net Metered Residential | Trinity Solar | None | PSE&G | Accepted | 2023-03-28 | 2023-05-10 | 2024-05-10 | Solar Panels | Hanwha 405 | HANWHA 405 (Q.PEAK DUO BLK ML-G10+ 405) |  | 0.405 | 8 | 149 | 23 |  | Fixed | Roof
NJADRE1552821633 | Administratively Determined Incentive Program | TOMS RIVER | 8753 | 18 | 5.48 | Residential | Behind the Meter | Yes | Net Metered Residential | Pro Custom Solar dba Momentum Solar | None | JCP&L | Accepted | 2023-03-28 | 2023-04-25 | 2024-04-25 | Inverters | enphase | iq8plus-72-2-us | 290 |  | 15 |  |  | 0.97 |  | Outdoor
NJADRE1552821633 | Administratively Determined Incentive Program | TOMS RIVER | 8753 | 18 | 5.48 | Residential | Behind the Meter | Yes | Net Metered Residential | Pro Custom Solar dba Momentum Solar | None | JCP&L | Accepted | 2023-03-28 | 2023-04-25 | 2024-04-25 | Solar Panels | hanwha | q.peak duo blk-g10+365 |  | 0.365 | 3 | 130 | 28 |  | Fixed | Roof
NJADRE1552821633 | Administratively Determined Incentive Program | TOMS RIVER | 8753 | 18 | 5.48 | Residential | Behind the Meter | Yes | Net Metered Residential | Pro Custom Solar dba Momentum Solar | None | JCP&L | Accepted | 2023-03-28 | 2023-04-25 | 2024-04-25 | Solar Panels | hanwha | q.peak duo blk-g10+365 |  | 0.365 | 12 | 220 | 29 |  | Fixed | Roof
NJADRE1552821649 | Administratively Determined Incentive Program | Pennsauken Twp | 8110 | 14 | 13.6 | Residential | Behind the Meter | No | Net Metered Residential | EMT Renewables | None | PSE&G | Accepted | 2023-03-28 | 2023-04-25 | 2024-04-25 | Inverters | ENPHASE | IQ8+ | 290 |  | 34 |  |  | 0.98 |  | Other | UNDER EACH PANEL
NJADRE1552821649 | Administratively Determined Incentive Program | Pennsauken Twp | 8110 | 14 | 13.6 | Residential | Behind the Meter | No | Net Metered Residential | EMT Renewables | None | PSE&G | Accepted | 2023-03-28 | 2023-04-25 | 2024-04-25 | Solar Panels | Q CELLS | Q PEAK DUO BLK 400 |  | 0.4 | 18 | 135 | 42 |  | Fixed | Roof
NJADRE1552821649 | Administratively Determined Incentive Program | Pennsauken Twp | 8110 | 14 | 13.6 | Residential | Behind the Meter | No | Net Metered Residential | EMT Renewables | None | PSE&G | Accepted | 2023-03-28 | 2023-04-25 | 2024-04-25 | Solar Panels | Q CELLS | Q PEAK DUO BLK 400 |  | 0.4 | 1 | 225 | 40 |  | Fixed | Roof
NJADRE1552821649 | Administratively Determined Incentive Program | Pennsauken Twp | 8110 | 14 | 13.6 | Residential | Behind the Meter | No | Net Metered Residential | EMT Renewables | None | PSE&G | Accepted | 2023-03-28 | 2023-04-25 | 2024-04-25 | Solar Panels | Q CELLS | Q PEAK DUO BLK 400 |  | 0.4 | 15 | 315 | 42 |  | Fixed | Roof
NJADRE1552821680 | Administratively Determined Incentive Program | NEWARK, | 7104 | 9 | 3.56 | Residential | Behind the Meter | Yes | Net Metered Residential | Fusion Solar Energy | PSEG | PSE&G | Accepted | 2023-03-28 | 2023-04-25 | 2024-04-25 | Inverters | ENPHASE | IQ7PLUS-72-2-US | 240 |  | 9 |  |  | 0.94 |  | Outdoor
NJADRE1552821680 | Administratively Determined Incentive Program | NEWARK, | 7104 | 9 | 3.56 | Residential | Behind the Meter | Yes | Net Metered Residential | Fusion Solar Energy | PSEG | PSE&G | Accepted | 2023-03-28 | 2023-04-25 | 2024-04-25 | Solar Panels | JA SOLAR | JAM72S09-395/PR (395W) |  | 0.395 | 9 | 273 | 5 |  | Fixed | Roof
NJADRE1552821693 | Administratively Determined Incentive Program | Bound Brook | 8805 | 5 | 6.57 | Residential | Behind the Meter | Yes | Net Metered Residential | Pro Custom Solar dba Momentum Solar | None | PSE&G | Accepted | 2023-03-28 | 2023-04-25 | 2024-04-25 | Inverters | enphase | iq8plus-72-2-us | 290 |  | 18 |  |  | 0.97 |  | Outdoor
NJADRE1552821693 | Administratively Determined Incentive Program | Bound Brook | 8805 | 5 | 6.57 | Residential | Behind the Meter | Yes | Net Metered Residential | Pro Custom Solar dba Momentum Solar | None | PSE&G | Accepted | 2023-03-28 | 2023-04-25 | 2024-04-25 | Solar Panels | hanwha | q.peak duo blk-g10+365 |  | 0.365 | 11 | 184 | 18 |  | Fixed | Roof
NJADRE1552821693 | Administratively Determined Incentive Program | Bound Brook | 8805 | 5 | 6.57 | Residential | Behind the Meter | Yes | Net Metered Residential | Pro Custom Solar dba Momentum Solar | None | PSE&G | Accepted | 2023-03-28 | 2023-04-25 | 2024-04-25 | Solar Panels | hanwha | q.peak duo blk-g10+365 |  | 0.365 | 7 | 274 | 18 |  | Fixed | Roof
NJADRE1552821700 | Administratively Determined Incentive Program | Cherry Hill Twp | 8002 | 14 | 6.93 | Residential | Behind the Meter | No | Net Metered Residential | EMT Renewables | None | PSE&G | Accepted | 2023-03-28 | 2023-04-25 | 2024-04-25 | Inverters | ENPHASE | IQ8+ | 290 |  | 18 |  |  | 0.98 |  | Other | UNDER EACH PANEL
NJADRE1552821700 | Administratively Determined Incentive Program | Cherry Hill Twp | 8002 | 14 | 6.93 | Residential | Behind the Meter | No | Net Metered Residential | EMT Renewables | None | PSE&G | Accepted | 2023-03-28 | 2023-04-25 | 2024-04-25 | Solar Panels | TRINA | TSM 385 |  | 0.385 | 18 | 114 | 21 |  | Fixed | Roof
NJADRE1552822049 | Administratively Determined Incentive Program | Brick Township | 8723 | 18 | 6.66 | Residential | Behind the Meter | No | Net Metered Residential | Vision Solar LLC | None | JCP&L | Accepted | 2023-03-28 | 2023-04-25 | 2024-04-25 | Inverters | SolarEdge | SE6000H-USRGM | 6000 |  | 1 |  |  | 0.97 |  | Outdoor | SIDE OF HOUSE
NJADRE1552822049 | Administratively Determined Incentive Program | Brick Township | 8723 | 18 | 6.66 | Residential | Behind the Meter | No | Net Metered Residential | Vision Solar LLC | None | JCP&L | Accepted | 2023-03-28 | 2023-04-25 | 2024-04-25 | Solar Panels | ZNSHINE SOLAR | ZXM6-NH120-370/M |  | 0.37 | 18 | 141 | 20 |  | Fixed | Roof
NJADRE1552822052 | Administratively Determined Incentive Program | FLEMINGTON | 8822 | 4 | 11.6 | Residential | Behind the Meter | No | Net Metered Residential | SunPower Corporation | None | JCP&L | Accepted | 2023-03-28 | 2023-04-27 | 2024-04-27 | Solar Panels | WAAREE ENERGIES LIMITED | WSMDi-400 |  | 0.4 | 15 | 83 | 20 |  | Fixed | Roof
NJADRE1552822052 | Administratively Determined Incentive Program | FLEMINGTON | 8822 | 4 | 11.6 | Residential | Behind the Meter | No | Net Metered Residential | SunPower Corporation | None | JCP&L | Accepted | 2023-03-28 | 2023-04-27 | 2024-04-27 | Solar Panels | WAAREE ENERGIES LIMITED | WSMDi-400 |  | 0.4 | 14 | 263 | 20 |  | Fixed | Roof
NJADRE1552822052 | Administratively Determined Incentive Program | FLEMINGTON | 8822 | 4 | 11.6 | Residential | Behind the Meter | No | Net Metered Residential | SunPower Corporation | None | JCP&L | Accepted | 2023-03-28 | 2023-04-27 | 2024-04-27 | Inverters | Enphase | IQ7HS-66-ACM-US | 384 |  | 29 |  |  | 0.97 |  | Other | Under each panel
NJADRE1552822065 | Administratively Determined Incentive Program | Hammonton | 8037 | 19 | 16.8 | Residential | Behind the Meter | Yes | Net Metered Residential | Trinity Solar | None | AC Electric | Accepted | 2023-03-28 | 2023-04-25 | 2024-04-25 | Solar Panels | Hanwha 400 Watt Model #Q.PEAK DUO BLK ML-G10+ 400 | Hanwha 400 Watt Model #Q.PEAK DUO BLK ML-G10+ 400 |  | 0.4 | 22 | 152 | 18 |  | Fixed | Roof
NJADRE1552822065 | Administratively Determined Incentive Program | Hammonton | 8037 | 19 | 16.8 | Residential | Behind the Meter | Yes | Net Metered Residential | Trinity Solar | None | AC Electric | Accepted | 2023-03-28 | 2023-04-25 | 2024-04-25 | Solar Panels | Hanwha 400 Watt Model #Q.PEAK DUO BLK ML-G10+ 400 | Hanwha 400 Watt Model #Q.PEAK DUO BLK ML-G10+ 400 |  | 0.4 | 20 | 332 | 18 |  | Fixed | Roof
NJADRE1552822065 | Administratively Determined Incentive Program | Hammonton | 8037 | 19 | 16.8 | Residential | Behind the Meter | Yes | Net Metered Residential | Trinity Solar | None | AC Electric | Accepted | 2023-03-28 | 2023-04-25 | 2024-04-25 | Inverters | Solar Edge | SE7600H-US | 7600 |  | 1 |  |  | 0.97 |  | Outside
NJADRE1552822065 | Administratively Determined Incentive Program | Hammonton | 8037 | 19 | 16.8 | Residential | Behind the Meter | Yes | Net Metered Residential | Trinity Solar | None | AC Electric | Accepted | 2023-03-28 | 2023-04-25 | 2024-04-25 | Inverters | Solar Edge | SE6000H-US | 6000 |  | 1 |  |  | 0.97 |  | Outside
NJADRE1552822071 | Administratively Determined Incentive Program | Franklin | 8873 | 5 | 6.63 | Residential | Behind the Meter | No | Net Metered Residential | Sunrun Installation Services, Inc. | None | PSE&G | Accepted | 2023-03-28 | 2023-04-25 | 2024-04-25 | Inverters | SolarEdge Technologies | SE6000H-USSN | 6000 |  | 1 |  |  | 0.96 |  | Outdoor | Next To Meter
NJADRE1552822071 | Administratively Determined Incentive Program | Franklin | 8873 | 5 | 6.63 | Residential | Behind the Meter | No | Net Metered Residential | Sunrun Installation Services, Inc. | None | PSE&G | Accepted | 2023-03-28 | 2023-04-25 | 2024-04-25 | Solar Panels | Trina Solar | TSM-390DE09C.07 |  | 0.39 | 2 | 38 | 25 |  | Fixed | Roof
NJADRE1552822071 | Administratively Determined Incentive Program | Franklin | 8873 | 5 | 6.63 | Residential | Behind the Meter | No | Net Metered Residential | Sunrun Installation Services, Inc. | None | PSE&G | Accepted | 2023-03-28 | 2023-04-25 | 2024-04-25 | Solar Panels | Trina Solar | TSM-390DE09C.07 |  | 0.39 | 15 | 220 | 22 |  | Fixed | Roof
NJADRE1552822080 | Administratively Determined Incentive Program | Perth Amboy City | 8861 | 11 | 8.19 | Residential | Behind the Meter | Yes | Net Metered Residential | Sunrun Installation Services, Inc. | None | PSE&G | Accepted | 2023-03-28 | 2023-04-25 | 2024-04-25 | Inverters | SolarEdge Technologies | SE6000H-USSN | 6000 |  | 1 |  |  | 0.96 |  | Outdoor | Next To Meter
NJADRE1552822080 | Administratively Determined Incentive Program | Perth Amboy City | 8861 | 11 | 8.19 | Residential | Behind the Meter | Yes | Net Metered Residential | Sunrun Installation Services, Inc. | None | PSE&G | Accepted | 2023-03-28 | 2023-04-25 | 2024-04-25 | Solar Panels | Trina Solar | TSM-390DE09C.07 |  | 0.39 | 15 | 21 | 41 |  | Fixed | Roof
NJADRE1552822080 | Administratively Determined Incentive Program | Perth Amboy City | 8861 | 11 | 8.19 | Residential | Behind the Meter | Yes | Net Metered Residential | Sunrun Installation Services, Inc. | None | PSE&G | Accepted | 2023-03-28 | 2023-04-25 | 2024-04-25 | Solar Panels | Trina Solar | TSM-390DE09C.07 |  | 0.39 | 6 | 201 | 41 |  | Fixed | Roof
NJADRE1552822436 | Administratively Determined Incentive Program | Woodbridge Township | 7095 | 11 | 5.46 | Residential | Behind the Meter | Yes | Net Metered Residential | Sunrun Installation Services, Inc. | None | PSE&G | Accepted | 2023-03-28 | 2023-04-25 | 2024-04-25 | Inverters | SolarEdge Technologies | SE3800H-USMN | 3800 |  | 1 |  |  | 0.96 |  | Outdoor | Next To Meter
NJADRE1552822436 | Administratively Determined Incentive Program | Woodbridge Township | 7095 | 11 | 5.46 | Residential | Behind the Meter | Yes | Net Metered Residential | Sunrun Installation Services, Inc. | None | PSE&G | Accepted | 2023-03-28 | 2023-04-25 | 2024-04-25 | Solar Panels | Trina Solar | TSM-390DE09C.07 |  | 0.39 | 11 | 249 | 38 |  | Fixed | Roof
NJADRE1552822436 | Administratively Determined Incentive Program | Woodbridge Township | 7095 | 11 | 5.46 | Residential | Behind the Meter | Yes | Net Metered Residential | Sunrun Installation Services, Inc. | None | PSE&G | Accepted | 2023-03-28 | 2023-04-25 | 2024-04-25 | Solar Panels | Trina Solar | TSM-390DE09C.07 |  | 0.39 | 3 | 69 | 38 |  | Fixed | Roof
NJADRE1552822474 | Administratively Determined Incentive Program | East Brunswick | 8816 | 11 | 10 | Residential | Behind the Meter | No | Net Metered Residential | Ad Energy LLC | None | PSE&G | Accepted | 2023-03-28 | 2023-04-25 | 2024-04-25 | Inverters | SunPower | IQ7HS | 384 |  | 25 |  |  | 0.97 |  | Outdoor | At each panel
NJADRE1552822474 | Administratively Determined Incentive Program | East Brunswick | 8816 | 11 | 10 | Residential | Behind the Meter | No | Net Metered Residential | Ad Energy LLC | None | PSE&G | Accepted | 2023-03-28 | 2023-04-25 | 2024-04-25 | Solar Panels | Sunpower | SPR-U-400-C-DC |  | 0.4 | 25 | 126 | 33 |  | Fixed | Roof
NJADRE1552822501 | Administratively Determined Incentive Program | Far Hills | 7931 | 5 | 14 | Residential | Behind the Meter | No | Net Metered Residential | Ad Energy LLC | None | JCP&L | Accepted | 2023-03-28 | 2023-04-25 | 2024-04-25 | Inverters | SunPower | IQ7HS | 384 |  | 35 |  |  | 0.97 |  | Outdoor | At each panel
NJADRE1552822501 | Administratively Determined Incentive Program | Far Hills | 7931 | 5 | 14 | Residential | Behind the Meter | No | Net Metered Residential | Ad Energy LLC | None | JCP&L | Accepted | 2023-03-28 | 2023-04-25 | 2024-04-25 | Solar Panels | SunPower | SPR-U-400-C-DC |  | 0.4 | 22 | 264 | 37 |  | Fixed | Roof
NJADRE1552822501 | Administratively Determined Incentive Program | Far Hills | 7931 | 5 | 14 | Residential | Behind the Meter | No | Net Metered Residential | Ad Energy LLC | None | JCP&L | Accepted | 2023-03-28 | 2023-04-25 | 2024-04-25 | Solar Panels | SunPower | SPR-U-400-C-DC |  | 0.4 | 10 | 204 | 37 |  | Fixed | Pole
NJADRE1552822501 | Administratively Determined Incentive Program | Far Hills | 7931 | 5 | 14 | Residential | Behind the Meter | No | Net Metered Residential | Ad Energy LLC | None | JCP&L | Accepted | 2023-03-28 | 2023-04-25 | 2024-04-25 | Solar Panels | SunPower | SPR-U-400-C-DC |  | 0.4 | 3 | 24 | 37 |  | Fixed | Roof
NJADRE1552830054 | Administratively Determined Incentive Program | Irvington Town | 7111 | 9 | 4.8 | Residential | Behind the Meter | No | Net Metered Residential | Suntuity Solar LLC | None | PSE&G | Accepted | 2023-03-29 | 2023-04-25 | 2024-04-25 | Inverters | ENPHASE | IQ7+ MICRO-INVERTER (12) | 290 |  | 12 |  |  | 0.97 |  | Outdoor | Behind the PV modules
NJADRE1552830054 | Administratively Determined Incentive Program | Irvington Town | 7111 | 9 | 4.8 | Residential | Behind the Meter | No | Net Metered Residential | Suntuity Solar LLC | None | PSE&G | Accepted | 2023-03-29 | 2023-04-25 | 2024-04-25 | Solar Panels | Q.PEAK | DUO BLK ML-G10+ 400W PANEL: QTY (12) |  | 0.4 | 10 | 121 | 22 |  | Fixed | Roof
NJADRE1552830054 | Administratively Determined Incentive Program | Irvington Town | 7111 | 9 | 4.8 | Residential | Behind the Meter | No | Net Metered Residential | Suntuity Solar LLC | None | PSE&G | Accepted | 2023-03-29 | 2023-04-25 | 2024-04-25 | Solar Panels | Q.PEAK | DUO BLK ML-G10+ 400W PANEL: QTY (12) |  | 0.4 | 2 | 301 | 22 |  | Fixed | Roof
NJADRE1552830056 | Administratively Determined Incentive Program | Flemington, | 8822 | 4 | 4.8 | Residential | Behind the Meter | Yes | Net Metered Residential | Suntuity Solar LLC | None | JCP&L | Accepted | 2023-03-29 | 2023-04-25 | 2024-04-25 | Inverters | ENPHASE | IQ8PLUS-72-2-US | 290 |  | 12 |  |  | 0.97 |  | Outdoor | Behind the PV modules
NJADRE1552830056 | Administratively Determined Incentive Program | Flemington, | 8822 | 4 | 4.8 | Residential | Behind the Meter | Yes | Net Metered Residential | Suntuity Solar LLC | None | JCP&L | Accepted | 2023-03-29 | 2023-04-25 | 2024-04-25 | Solar Panels | HANWHA | Q.PEAK DUO BLK ML-G10+ 400 |  | 0.4 | 12 | 176 | 6 |  | Fixed | Roof
NJADRE1552830085 | Administratively Determined Incentive Program | Pennsauken Township | 8110 | 14 | 9.25 | Residential | Behind the Meter | No | Net Metered Residential | Vision Solar LLC | None | PSE&G | Accepted | 2023-03-29 | 2023-04-25 | 2024-04-25 | Inverters | SolarEdge | SE7600H-USRGM | 7600 |  | 1 |  |  | 0.97 |  | Outdoor | SIDE OF HOUSE
NJADRE1552830085 | Administratively Determined Incentive Program | Pennsauken Township | 8110 | 14 | 9.25 | Residential | Behind the Meter | No | Net Metered Residential | Vision Solar LLC | None | PSE&G | Accepted | 2023-03-29 | 2023-04-25 | 2024-04-25 | Solar Panels | ZNSHINE SOLAR | ZXM6-NH120-370/M |  | 0.37 | 22 | 305 | 34 |  | Fixed | Roof
NJADRE1552830085 | Administratively Determined Incentive Program | Pennsauken Township | 8110 | 14 | 9.25 | Residential | Behind the Meter | No | Net Metered Residential | Vision Solar LLC | None | PSE&G | Accepted | 2023-03-29 | 2023-04-25 | 2024-04-25 | Solar Panels | ZNSHINE SOLAR | ZXM6-NH120-370/M |  | 0.37 | 3 | 305 | 34 |  | Fixed | Roof
NJADRE1552830132 | Administratively Determined Incentive Program | Jersey City | 7305 | 8 | 6.32 | Residential | Behind the Meter | No | Net Metered Residential | Skyline Solar LLC | None | PSE&G | Accepted | 2023-03-29 | 2023-04-25 | 2024-04-25 | Solar Panels | JA SOLAR | JAM54S31-395/MR |  | 0.395 | 9 | 130 | 24 |  | Fixed | Roof
NJADRE1552830132 | Administratively Determined Incentive Program | Jersey City | 7305 | 8 | 6.32 | Residential | Behind the Meter | No | Net Metered Residential | Skyline Solar LLC | None | PSE&G | Accepted | 2023-03-29 | 2023-04-25 | 2024-04-25 | Solar Panels | JA SOLAR | JAM54S31-395/MR |  | 0.395 | 7 | 310 | 24 |  | Fixed | Roof
NJADRE1552830132 | Administratively Determined Incentive Program | Jersey City | 7305 | 8 | 6.32 | Residential | Behind the Meter | No | Net Metered Residential | Skyline Solar LLC | None | PSE&G | Accepted | 2023-03-29 | 2023-04-25 | 2024-04-25 | Inverters | SOLAREDGE | SE5000H-US | 5000 |  | 1 |  |  | 0.992 |  | Outdoor
NJADRE1552830136 | Administratively Determined Incentive Program | Hillside | 7205 | 10 | 8.8 | Residential | Behind the Meter | Yes | Net Metered Residential | Trinity Solar Inc. | None | PSE&G | Accepted | 2023-03-29 | 2023-04-25 | 2024-04-25 | Inverters | Solar Edge | SE7600H-US000BNi4 | 7600 |  | 1 |  |  | 0.97 |  | Outdoor
NJADRE1552830136 | Administratively Determined Incentive Program | Hillside | 7205 | 10 | 8.8 | Residential | Behind the Meter | Yes | Net Metered Residential | Trinity Solar Inc. | None | PSE&G | Accepted | 2023-03-29 | 2023-04-25 | 2024-04-25 | Solar Panels | HANWHA | Q.PEAK DUO BLK ML-G10+ 400 |  | 0.4 | 12 | 283 | 34 |  | Fixed | Roof
NJADRE1552830136 | Administratively Determined Incentive Program | Hillside | 7205 | 10 | 8.8 | Residential | Behind the Meter | Yes | Net Metered Residential | Trinity Solar Inc. | None | PSE&G | Accepted | 2023-03-29 | 2023-04-25 | 2024-04-25 | Solar Panels | HANWHA | Q.PEAK DUO BLK ML-G10+ 400 |  | 0.4 | 10 | 103 | 34 |  | Fixed | Roof
NJADRE1552830157 | Administratively Determined Incentive Program | Toms River | 8757 | 18 | 9.86 | Residential | Behind the Meter | Yes | Net Metered Residential | Pro Custom Solar dba Momentum Solar | None | JCP&L | Accepted | 2023-03-29 | 2023-04-26 | 2024-04-26 | Inverters | enphase | iq8plus-72-2-us | 290 |  | 27 |  |  | 0.97 |  | Outdoor
NJADRE1552830157 | Administratively Determined Incentive Program | Toms River | 8757 | 18 | 9.86 | Residential | Behind the Meter | Yes | Net Metered Residential | Pro Custom Solar dba Momentum Solar | None | JCP&L | Accepted | 2023-03-29 | 2023-04-26 | 2024-04-26 | Solar Panels | hanwha | q.peak duo blk-g10+365 |  | 0.365 | 15 | 257 | 22 |  | Fixed | Roof
NJADRE1552830157 | Administratively Determined Incentive Program | Toms River | 8757 | 18 | 9.86 | Residential | Behind the Meter | Yes | Net Metered Residential | Pro Custom Solar dba Momentum Solar | None | JCP&L | Accepted | 2023-03-29 | 2023-04-26 | 2024-04-26 | Solar Panels | hanwha | q.peak duo blk-g10+365 |  | 0.365 | 12 | 167 | 4 |  | Fixed | Roof
NJADRE1552842822 | Administratively Determined Incentive Program | Clementon | 8021 | 14 | 8.14 | Residential | Behind the Meter | No | Net Metered Residential | Vision Solar LLC | None | AC Electric | Accepted | 2023-03-29 | 2023-04-26 | 2024-04-26 | Inverters | SolarEdge | SE6000H-USRGM | 6000 |  | 1 |  |  | 0.97 |  | Outdoor | SIDE OF HOUSE
NJADRE1552842822 | Administratively Determined Incentive Program | Clementon | 8021 | 14 | 8.14 | Residential | Behind the Meter | No | Net Metered Residential | Vision Solar LLC | None | AC Electric | Accepted | 2023-03-29 | 2023-04-26 | 2024-04-26 | Solar Panels | ZNSHINE SOLAR | ZXM6-NH120-370/M |  | 0.37 | 9 | 87 | 20 |  | Fixed | Roof
NJADRE1552842822 | Administratively Determined Incentive Program | Clementon | 8021 | 14 | 8.14 | Residential | Behind the Meter | No | Net Metered Residential | Vision Solar LLC | None | AC Electric | Accepted | 2023-03-29 | 2023-04-26 | 2024-04-26 | Solar Panels | ZNSHINE SOLAR | ZXM6-NH120-370/M |  | 0.37 | 7 | 267 | 20 |  | Fixed | Roof
NJADRE1552842822 | Administratively Determined Incentive Program | Clementon | 8021 | 14 | 8.14 | Residential | Behind the Meter | No | Net Metered Residential | Vision Solar LLC | None | AC Electric | Accepted | 2023-03-29 | 2023-04-26 | 2024-04-26 | Solar Panels | ZNSHINE SOLAR | ZXM6-NH120-370/M |  | 0.37 | 6 | 356 | 20 |  | Fixed | Roof
NJADRE1552844302 | Administratively Determined Incentive Program | Bridgeton | 8302 | 20 | 5.48 | Residential | Behind the Meter | No | Net Metered Residential | RCL Enterprises Inc. | None | AC Electric | Accepted | 2023-03-29 | 2023-04-26 | 2024-04-26 | Inverters | Enphase | IQ8plus | 290 |  | 15 |  |  | 0.97 |  | Outdoor | under panels
NJADRE1552844302 | Administratively Determined Incentive Program | Bridgeton | 8302 | 20 | 5.48 | Residential | Behind the Meter | No | Net Metered Residential | RCL Enterprises Inc. | None | AC Electric | Accepted | 2023-03-29 | 2023-04-26 | 2024-04-26 | Solar Panels | Trina Solar | TSM-DE06X |  | 0.365 | 10 | 154 | 22 |  | Fixed | Roof
NJADRE1552844302 | Administratively Determined Incentive Program | Bridgeton | 8302 | 20 | 5.48 | Residential | Behind the Meter | No | Net Metered Residential | RCL Enterprises Inc. | None | AC Electric | Accepted | 2023-03-29 | 2023-04-26 | 2024-04-26 | Solar Panels | Trina | TSM-DE06X |  | 0.365 | 5 | 154 | 22 |  | Fixed | Roof
NJADRE1552845299 | Administratively Determined Incentive Program | WEST ORANGE TWP | 7052 | 9 | 12.8 | Residential | Behind the Meter | Yes | Net Metered Residential | Freedom Forever New Jersey LLC | None | PSE&G | Accepted | 2023-03-29 | 2023-04-26 | 2024-04-26 | Inverters | Solar Edge | SE10000H-USRGM | 10000 |  | 1 |  |  | 0.99 |  | Outdoor
NJADRE1552845299 | Administratively Determined Incentive Program | WEST ORANGE TWP | 7052 | 9 | 12.8 | Residential | Behind the Meter | Yes | Net Metered Residential | Freedom Forever New Jersey LLC | None | PSE&G | Accepted | 2023-03-29 | 2023-04-26 | 2024-04-26 | Solar Panels | Freedom Forever | FF-MP-BBB-400 |  | 0.4 | 16 | 122 | 20 |  | Fixed | Roof
NJADRE1552845299 | Administratively Determined Incentive Program | WEST ORANGE TWP | 7052 | 9 | 12.8 | Residential | Behind the Meter | Yes | Net Metered Residential | Freedom Forever New Jersey LLC | None | PSE&G | Accepted | 2023-03-29 | 2023-04-26 | 2024-04-26 | Solar Panels | Freedom Forever | FF-MP-BBB-400 |  | 0.4 | 11 | 302 | 20 |  | Fixed | Roof
NJADRE1552845299 | Administratively Determined Incentive Program | WEST ORANGE TWP | 7052 | 9 | 12.8 | Residential | Behind the Meter | Yes | Net Metered Residential | Freedom Forever New Jersey LLC | None | PSE&G | Accepted | 2023-03-29 | 2023-04-26 | 2024-04-26 | Solar Panels | Freedom Forever | FF-MP-BBB-400 |  | 0.4 | 5 | 302 | 20 |  | Fixed | Roof
NJADRE1552845333 | Administratively Determined Incentive Program | Clifton | 7013 | 6 | 8.1 | Residential | Behind the Meter | No | Net Metered Residential | Trinity Solar | None | PSE&G | Accepted | 2023-03-29 | 2023-04-26 | 2024-04-26 | Inverters | Solar Edge | SE6000H-US | 6000 |  | 1 |  |  | 0.97 |  | Outside
NJADRE1552845333 | Administratively Determined Incentive Program | Clifton | 7013 | 6 | 8.1 | Residential | Behind the Meter | No | Net Metered Residential | Trinity Solar | None | PSE&G | Accepted | 2023-03-29 | 2023-04-26 | 2024-04-26 | Solar Panels | HANWHA 405 | HANWHA 405 (Q.PEAK DUO BLK ML-G10+ 405) |  | 0.405 | 14 | 134 | 23 |  | Fixed | Roof
NJADRE1552845333 | Administratively Determined Incentive Program | Clifton | 7013 | 6 | 8.1 | Residential | Behind the Meter | No | Net Metered Residential | Trinity Solar | None | PSE&G | Accepted | 2023-03-29 | 2023-04-26 | 2024-04-26 | Solar Panels | HANWHA 405 | HANWHA 405 (Q.PEAK DUO BLK ML-G10+ 405) |  | 0.405 | 6 | 224 | 23 |  | Fixed | Roof
NJADRE1552845345 | Administratively Determined Incentive Program | Freehold | 7728 | 17 | 2 | Residential | Behind the Meter | Yes | Net Metered Residential | Trinity Solar | None | JCP&L | Accepted | 2023-03-29 | 2023-04-27 | 2024-04-27 | Inverters | ENPHASE | X-IQ-AM1-240-B | 1 |  | 5 |  |  | 0.96 |  | Outdoor
NJADRE1552845345 | Administratively Determined Incentive Program | Freehold | 7728 | 17 | 2 | Residential | Behind the Meter | Yes | Net Metered Residential | Trinity Solar | None | JCP&L | Accepted | 2023-03-29 | 2023-04-27 | 2024-04-27 | Solar Panels | HANWHA | Q.PEAK DUO BLK ML-G10+ 400 |  | 0.4 | 5 | 224 | 25 |  | Fixed | Roof
NJADRE1552845366 | Administratively Determined Incentive Program | OCEAN | 7712 | 17 | 7.2 | Residential | Behind the Meter | Yes | Net Metered Residential | Freedom Forever New Jersey LLC | None | JCP&L | Accepted | 2023-03-29 | 2023-04-26 | 2024-04-26 | Inverters | Solar Edge | SE5000H-USRGM | 5000 |  | 1 |  |  | 0.99 |  | Outdoor
NJADRE1552845366 | Administratively Determined Incentive Program | OCEAN | 7712 | 17 | 7.2 | Residential | Behind the Meter | Yes | Net Metered Residential | Freedom Forever New Jersey LLC | None | JCP&L | Accepted | 2023-03-29 | 2023-04-26 | 2024-04-26 | Solar Panels | Freedom Forever | FF-MP-BBB-400 |  | 0.4 | 18 | 206 | 23 |  | Fixed | Roof
NJADRE1552883501 | Administratively Determined Incentive Program | Perth Amboy City | 8861 | 11 | 6.4 | Residential | Behind the Meter | No | Net Metered Residential | Freedom Forever New Jersey LLC | None | PSE&G | Accepted | 2023-03-29 | 2023-04-26 | 2024-04-26 | Inverters | Enphase | IQ8PLUS-72-2-US [240V] | 290 |  | 16 |  |  | 0.99 |  | Outdoor
NJADRE1552883501 | Administratively Determined Incentive Program | Perth Amboy City | 8861 | 11 | 6.4 | Residential | Behind the Meter | No | Net Metered Residential | Freedom Forever New Jersey LLC | None | PSE&G | Accepted | 2023-03-29 | 2023-04-26 | 2024-04-26 | Solar Panels | Freedom Forever | FF-MP-BBB-400 |  | 0.4 | 16 | 197 | 22 |  | Fixed | Roof
NJADRE1552918337 | Administratively Determined Incentive Program | Newark | 7103 | 9 | 6.32 | Residential | Behind the Meter | No | Net Metered Residential | Skyline Solar LLC | None | PSE&G | Accepted | 2023-03-29 | 2023-04-26 | 2024-04-26 | Solar Panels | JA SOLAR | JAM54S31-395/MR |  | 0.395 | 16 | 285 | 19 |  | Fixed | Roof
NJADRE1552918337 | Administratively Determined Incentive Program | Newark | 7103 | 9 | 6.32 | Residential | Behind the Meter | No | Net Metered Residential | Skyline Solar LLC | None | PSE&G | Accepted | 2023-03-29 | 2023-04-26 | 2024-04-26 | Inverters | SOLAREDGE | SE5000H-US | 5000 |  | 1 |  |  | 0.992 |  | Outdoor
NJADRE1552934638 | Administratively Determined Incentive Program | Elizabeth City | 7206 | 10 | 4.38 | Residential | Behind the Meter | Yes | Net Metered Residential | Pro Custom Solar dba Momentum Solar | None | PSE&G | Accepted | 2023-03-29 | 2023-04-27 | 2024-04-27 | Inverters | ENPHASE | iq8plus-72-2-us | 290 |  | 12 |  |  | 0.97 |  | Outdoor
NJADRE1552934638 | Administratively Determined Incentive Program | Elizabeth City | 7206 | 10 | 4.38 | Residential | Behind the Meter | Yes | Net Metered Residential | Pro Custom Solar dba Momentum Solar | None | PSE&G | Accepted | 2023-03-29 | 2023-04-27 | 2024-04-27 | Solar Panels | HANWHA | q.peak duo blk-g10+365 |  | 0.365 | 12 | 234 | 9 |  | Fixed | Roof
NJADRE1552964631 | Administratively Determined Incentive Program | Dorchester | 8316 | 20 | 6.48 | Residential | Behind the Meter | Yes | Net Metered Residential | All Season Solar | None | PSE&G | Accepted | 2023-03-30 | 2023-04-27 | 2024-04-27 | Inverters | Enphase | IQ8 Plus | 290 |  | 18 |  |  | 0.97 |  | Outdoor
NJADRE1552964631 | Administratively Determined Incentive Program | Dorchester | 8316 | 20 | 6.48 | Residential | Behind the Meter | Yes | Net Metered Residential | All Season Solar | None | PSE&G | Accepted | 2023-03-30 | 2023-04-27 | 2024-04-27 | Solar Panels | Trina | TSMDE06X.05II |  | 0.36 | 3 | 142 | 27 |  | Fixed | Roof
NJADRE1552964631 | Administratively Determined Incentive Program | Dorchester | 8316 | 20 | 6.48 | Residential | Behind the Meter | Yes | Net Metered Residential | All Season Solar | None | PSE&G | Accepted | 2023-03-30 | 2023-04-27 | 2024-04-27 | Solar Panels | Trina | TSMDE06X.05II |  | 0.36 | 6 | 232 | 27 |  | Fixed | Roof
NJADRE1552964631 | Administratively Determined Incentive Program | Dorchester | 8316 | 20 | 6.48 | Residential | Behind the Meter | Yes | Net Metered Residential | All Season Solar | None | PSE&G | Accepted | 2023-03-30 | 2023-04-27 | 2024-04-27 | Solar Panels | Trina | TSMDE06X.05II |  | 0.36 | 9 | 142 | 27 |  | Fixed | Roof
NJADRE1552984723 | Administratively Determined Incentive Program | Medford | 8055 | 13 | 108.54 | Commercial | Behind the Meter | Yes | Small Net-Metered Non-Residential located on Rooftop, Carport, Canopy and Floating Solar | SolareAmerica | None | PSE&G | Accepted | 2023-03-29 | 2023-04-28 | 2024-04-28 | Solar Panels | QCELL | QCELL-405 G10 |  | 0.405 | 268 | 197 | 10 |  | Fixed | Roof
NJADRE1552984723 | Administratively Determined Incentive Program | Medford | 8055 | 13 | 108.54 | Commercial | Behind the Meter | Yes | Small Net-Metered Non-Residential located on Rooftop, Carport, Canopy and Floating Solar | SolareAmerica | None | PSE&G | Accepted | 2023-03-29 | 2023-04-28 | 2024-04-28 | Inverters | APSystems | QS1 - 208 - 3phase | 1100 |  | 68 |  |  | 0.96 |  | Outdoor
NJADRE1552984736 | Administratively Determined Incentive Program | Barnegat | 8005 | 18 | 72.5 | Commercial | Behind the Meter | Yes | Small Net-Metered Non-Residential located on Rooftop, Carport, Canopy and Floating Solar | SolareAmerica | None | JCP&L | Accepted | 2023-03-29 | 2023-04-28 | 2024-04-28 | Solar Panels | QCELL | QCELL-405-G10 |  | 0.405 | 179 | 195 | 10 |  | Fixed | Roof
NJADRE1552984736 | Administratively Determined Incentive Program | Barnegat | 8005 | 18 | 72.5 | Commercial | Behind the Meter | Yes | Small Net-Metered Non-Residential located on Rooftop, Carport, Canopy and Floating Solar | SolareAmerica | None | JCP&L | Accepted | 2023-03-29 | 2023-04-28 | 2024-04-28 | Inverters | APSystems | QS1 | 1100 |  | 45 |  |  | 0.96 |  | Outdoor
NJADRE1552985740 | Administratively Determined Incentive Program | Deerfield | 8313 | 20 | 24 | Residential | Behind the Meter | No | Net Metered Residential | Suntuity Solar LLC | None | AC Electric | Accepted | 2023-03-30 | 2023-05-01 | 2024-05-01 | Inverters | ENPHASE | IQ8PLUS-72-2-US | 298 |  | 60 |  |  | 0.97 |  | Outdoor | Behind the PV modules
NJADRE1552985740 | Administratively Determined Incentive Program | Deerfield | 8313 | 20 | 24 | Residential | Behind the Meter | No | Net Metered Residential | Suntuity Solar LLC | None | AC Electric | Accepted | 2023-03-30 | 2023-05-01 | 2024-05-01 | Solar Panels | HANWHA | Q.PEAK DUO BLK ML-G10+ 400 |  | 0.4 | 17 | 167 | 23 |  | Fixed | Roof
NJADRE1552985740 | Administratively Determined Incentive Program | Deerfield | 8313 | 20 | 24 | Residential | Behind the Meter | No | Net Metered Residential | Suntuity Solar LLC | None | AC Electric | Accepted | 2023-03-30 | 2023-05-01 | 2024-05-01 | Solar Panels | HANWHA | Q.PEAK DUO BLK ML-G10+ 400 |  | 0.4 | 9 | 167 | 10 |  | Fixed | Roof
NJADRE1552985740 | Administratively Determined Incentive Program | Deerfield | 8313 | 20 | 24 | Residential | Behind the Meter | No | Net Metered Residential | Suntuity Solar LLC | None | AC Electric | Accepted | 2023-03-30 | 2023-05-01 | 2024-05-01 | Solar Panels | HANWHA | Q.PEAK DUO BLK ML-G10+ 400 |  | 0.4 | 6 | 77 | 18 |  | Fixed | Roof
NJADRE1552985740 | Administratively Determined Incentive Program | Deerfield | 8313 | 20 | 24 | Residential | Behind the Meter | No | Net Metered Residential | Suntuity Solar LLC | None | AC Electric | Accepted | 2023-03-30 | 2023-05-01 | 2024-05-01 | Solar Panels | HANWHA | Q.PEAK DUO BLK ML-G10+ 400 |  | 0.4 | 16 | 257 | 18 |  | Fixed | Roof
NJADRE1552985740 | Administratively Determined Incentive Program | Deerfield | 8313 | 20 | 24 | Residential | Behind the Meter | No | Net Metered Residential | Suntuity Solar LLC | None | AC Electric | Accepted | 2023-03-30 | 2023-05-01 | 2024-05-01 | Solar Panels | HANWHA | Q.PEAK DUO BLK ML-G10+ 400 |  | 0.4 | 12 | 257 | 6 |  | Fixed | Roof
NJADRE1552985750 | Administratively Determined Incentive Program | City of Orange, New Jersey | 7050 | 9 | 7.6 | Residential | Behind the Meter | Yes | Net Metered Residential | Suntuity Solar LLC | None | PSE&G | Accepted | 2023-03-30 | 2023-04-27 | 2024-04-27 | Inverters | (19)ENPHASE | IQ8PLUS-72-2-US | 290 |  | 19 |  |  | 0.97 |  | Outdoor | Behind the PV modules
NJADRE1552985750 | Administratively Determined Incentive Program | City of Orange, New Jersey | 7050 | 9 | 7.6 | Residential | Behind the Meter | Yes | Net Metered Residential | Suntuity Solar LLC | None | PSE&G | Accepted | 2023-03-30 | 2023-04-27 | 2024-04-27 | Solar Panels | (19)HANWHA | Q.PEAK DUO BLK ML-G10+ 400 |  | 0.4 | 3 | 31 | 35 |  | Fixed | Roof
NJADRE1552985750 | Administratively Determined Incentive Program | City of Orange, New Jersey | 7050 | 9 | 7.6 | Residential | Behind the Meter | Yes | Net Metered Residential | Suntuity Solar LLC | None | PSE&G | Accepted | 2023-03-30 | 2023-04-27 | 2024-04-27 | Solar Panels | (19)HANWHA | Q.PEAK DUO BLK ML-G10+ 400 |  | 0.4 | 7 | 211 | 35 |  | Fixed | Roof
NJADRE1552985750 | Administratively Determined Incentive Program | City of Orange, New Jersey | 7050 | 9 | 7.6 | Residential | Behind the Meter | Yes | Net Metered Residential | Suntuity Solar LLC | None | PSE&G | Accepted | 2023-03-30 | 2023-04-27 | 2024-04-27 | Solar Panels | (19)HANWHA | Q.PEAK DUO BLK ML-G10+ 400 |  | 0.4 | 9 | 123 | 30 |  | Fixed | Roof
NJADRE1552985784 | Administratively Determined Incentive Program | Montclair | 7042 | 9 | 15.17 | Residential | Behind the Meter | No | Net Metered Residential | NJ Solar Power | None | PSE&G | Accepted | 2023-03-30 | 2023-04-27 | 2024-04-27 | Inverters | Solar Edge | SE7600H-US | 7600 |  | 1 |  |  | 0.99 |  | Outside
NJADRE1552985784 | Administratively Determined Incentive Program | Montclair | 7042 | 9 | 15.17 | Residential | Behind the Meter | No | Net Metered Residential | NJ Solar Power | None | PSE&G | Accepted | 2023-03-30 | 2023-04-27 | 2024-04-27 | Inverters | Solar Edge | SE6000H-US | 6000 |  | 1 |  |  | 0.99 |  | Outside
NJADRE1552985784 | Administratively Determined Incentive Program | Montclair | 7042 | 9 | 15.17 | Residential | Behind the Meter | No | Net Metered Residential | NJ Solar Power | None | PSE&G | Accepted | 2023-03-30 | 2023-04-27 | 2024-04-27 | Solar Panels | Panasonic | EVPV370PK |  | 0.37 | 3 | 193 | 39 |  | Fixed | Roof | Roof 1
NJADRE1552985784 | Administratively Determined Incentive Program | Montclair | 7042 | 9 | 15.17 | Residential | Behind the Meter | No | Net Metered Residential | NJ Solar Power | None | PSE&G | Accepted | 2023-03-30 | 2023-04-27 | 2024-04-27 | Solar Panels | Panasonic | EVPV370PK |  | 0.37 | 9 | 283 | 22 |  | Fixed | Roof | Roof 2
NJADRE1552985784 | Administratively Determined Incentive Program | Montclair | 7042 | 9 | 15.17 | Residential | Behind the Meter | No | Net Metered Residential | NJ Solar Power | None | PSE&G | Accepted | 2023-03-30 | 2023-04-27 | 2024-04-27 | Solar Panels | Panasonic | EVPV370PK |  | 0.37 | 8 | 103 | 30 |  | Fixed | Roof | Roof 3
NJADRE1552985784 | Administratively Determined Incentive Program | Montclair | 7042 | 9 | 15.17 | Residential | Behind the Meter | No | Net Metered Residential | NJ Solar Power | None | PSE&G | Accepted | 2023-03-30 | 2023-04-27 | 2024-04-27 | Solar Panels | Panasonic | EVPV370PK |  | 0.37 | 12 | 193 | 30 |  | Fixed | Roof | Roof
NJADRE1552985784 | Administratively Determined Incentive Program | Montclair | 7042 | 9 | 15.17 | Residential | Behind the Meter | No | Net Metered Residential | NJ Solar Power | None | PSE&G | Accepted | 2023-03-30 | 2023-04-27 | 2024-04-27 | Solar Panels | Panasonic | EVPV370PK |  | 0.37 | 9 | 13 | 27 |  | Fixed | Roof | Roof 5
NJADRE1552985813 | Administratively Determined Incentive Program | Franklinville | 8322 | 15 | 15.33 | Residential | Behind the Meter | Yes | Net Metered Residential | Pro Custom Solar dba Momentum Solar | None | AC Electric | Accepted | 2023-03-30 | 2023-04-27 | 2024-10-27 | Inverters | enphase | iq8plus-72-2-us | 290 |  | 42 |  |  | 0.97 |  | Outdoor
NJADRE1552985813 | Administratively Determined Incentive Program | Franklinville | 8322 | 15 | 15.33 | Residential | Behind the Meter | Yes | Net Metered Residential | Pro Custom Solar dba Momentum Solar | None | AC Electric | Accepted | 2023-03-30 | 2023-04-27 | 2024-10-27 | Solar Panels | hanwha | q.peak duo blk-g10+365 |  | 0.365 | 42 | 156 | 17 |  | Fixed | Ground | ground mount
NJADRE1552985822 | Administratively Determined Incentive Program | South Amboy | 8879 | 11 | 8.19 | Residential | Behind the Meter | Yes | Net Metered Residential | Sunrun Installation Services, Inc. | None | JCP&L | Accepted | 2023-03-30 | 2023-04-27 | 2024-04-27 | Inverters | SOLAREDGE TECHNOLOGIES | SE6000H-USSN | 6000 |  | 1 |  |  | 0.99 |  | Outdoor | Next to the meter
NJADRE1552985822 | Administratively Determined Incentive Program | South Amboy | 8879 | 11 | 8.19 | Residential | Behind the Meter | Yes | Net Metered Residential | Sunrun Installation Services, Inc. | None | JCP&L | Accepted | 2023-03-30 | 2023-04-27 | 2024-04-27 | Solar Panels | Trina Solar | TSM-390DE09C.07 |  | 0.39 | 9 | 329 | 27 |  | Fixed | Roof
NJADRE1552985822 | Administratively Determined Incentive Program | South Amboy | 8879 | 11 | 8.19 | Residential | Behind the Meter | Yes | Net Metered Residential | Sunrun Installation Services, Inc. | None | JCP&L | Accepted | 2023-03-30 | 2023-04-27 | 2024-04-27 | Solar Panels | Trina Solar | TSM-390DE09C.07 |  | 0.39 | 12 | 149 | 28 |  | Fixed | Roof
NJADRE1552985847 | Administratively Determined Incentive Program | Galloway | 8205 | 19 | 3.29 | Residential | Behind the Meter | Yes | Net Metered Residential | Pro Custom Solar dba Momentum Solar | None | AC Electric | Accepted | 2023-03-30 | 2023-04-27 | 2024-04-27 | Inverters | ENPHASE | IQ8PLUS-72-2-US | 290 |  | 9 |  |  | 0.97 |  | Outdoor
NJADRE1552985847 | Administratively Determined Incentive Program | Galloway | 8205 | 19 | 3.29 | Residential | Behind the Meter | Yes | Net Metered Residential | Pro Custom Solar dba Momentum Solar | None | AC Electric | Accepted | 2023-03-30 | 2023-04-27 | 2024-04-27 | Solar Panels | HANWHA | Q. PEAK DUO BLK-G10+365 |  | 0.365 | 9 | 143 | 26 |  | Fixed | Roof
NJADRE1552985904 | Administratively Determined Incentive Program | Manahawkin | 8050 | 18 | 14.6 | Residential | Behind the Meter | Yes | Net Metered Residential | Pro Custom Solar dba Momentum Solar | None | AC Electric | Accepted | 2023-03-30 | 2023-04-27 | 2024-04-27 | Solar Panels | HANWHA | Q. PEAK DUO BLK-G10+365 |  | 0.365 | 9 | 133 | 12 |  | Fixed | Roof
NJADRE1552985904 | Administratively Determined Incentive Program | Manahawkin | 8050 | 18 | 14.6 | Residential | Behind the Meter | Yes | Net Metered Residential | Pro Custom Solar dba Momentum Solar | None | AC Electric | Accepted | 2023-03-30 | 2023-04-27 | 2024-04-27 | Solar Panels | HANWHA | Q. PEAK DUO BLK-G10+365 |  | 0.365 | 17 | 313 | 16 |  | Fixed | Roof
NJADRE1552985904 | Administratively Determined Incentive Program | Manahawkin | 8050 | 18 | 14.6 | Residential | Behind the Meter | Yes | Net Metered Residential | Pro Custom Solar dba Momentum Solar | None | AC Electric | Accepted | 2023-03-30 | 2023-04-27 | 2024-04-27 | Solar Panels | HANWHA | Q. PEAK DUO BLK-G10+365 |  | 0.365 | 6 | 133 | 37 |  | Fixed | Roof
NJADRE1552985904 | Administratively Determined Incentive Program | Manahawkin | 8050 | 18 | 14.6 | Residential | Behind the Meter | Yes | Net Metered Residential | Pro Custom Solar dba Momentum Solar | None | AC Electric | Accepted | 2023-03-30 | 2023-04-27 | 2024-04-27 | Solar Panels | HANWHA | Q. PEAK DUO BLK-G10+365 |  | 0.365 | 5 | 223 | 25 |  | Fixed | Roof
NJADRE1552985904 | Administratively Determined Incentive Program | Manahawkin | 8050 | 18 | 14.6 | Residential | Behind the Meter | Yes | Net Metered Residential | Pro Custom Solar dba Momentum Solar | None | AC Electric | Accepted | 2023-03-30 | 2023-04-27 | 2024-04-27 | Solar Panels | HANWHA | Q. PEAK DUO BLK-G10+365 |  | 0.365 | 3 | 43 | 24 |  | Fixed | Roof
NJADRE1552985904 | Administratively Determined Incentive Program | Manahawkin | 8050 | 18 | 14.6 | Residential | Behind the Meter | Yes | Net Metered Residential | Pro Custom Solar dba Momentum Solar | None | AC Electric | Accepted | 2023-03-30 | 2023-04-27 | 2024-04-27 | Inverters | ENPHASE | IQ8PLUS-72-2-US | 290 |  | 40 |  |  | 0.97 |  | Outdoor
NJADRE1552985905 | Administratively Determined Incentive Program | ISELIN | 8830 | 11 | 10.08 | Residential | Behind the Meter | No | Net Metered Residential | Pro Custom Solar dba Momentum Solar | None | PSE&G | Accepted | 2023-03-30 | 2023-04-27 | 2024-04-27 | Inverters | ENPHASE | iq8plus-72-2-us | 290 |  | 28 |  |  | 0.97 |  | Outdoor
NJADRE1552985905 | Administratively Determined Incentive Program | ISELIN | 8830 | 11 | 10.08 | Residential | Behind the Meter | No | Net Metered Residential | Pro Custom Solar dba Momentum Solar | None | PSE&G | Accepted | 2023-03-30 | 2023-04-27 | 2024-04-27 | Solar Panels | HANWHA | Q.PEAK DUO BLK-G10+360 |  | 0.36 | 11 | 98 | 14 |  | Fixed | Roof
NJADRE1552985905 | Administratively Determined Incentive Program | ISELIN | 8830 | 11 | 10.08 | Residential | Behind the Meter | No | Net Metered Residential | Pro Custom Solar dba Momentum Solar | None | PSE&G | Accepted | 2023-03-30 | 2023-04-27 | 2024-04-27 | Solar Panels | HANWHA | Q.PEAK DUO BLK-G10+360 |  | 0.36 | 17 | 278 | 37 |  | Fixed | Roof
NJADRE1552985914 | Administratively Determined Incentive Program | CARTERET BORO | 7008 | 11 | 10.67 | Residential | Behind the Meter | Yes | Net Metered Residential | Freedom Forever New Jersey LLC | None | PSE&G | Accepted | 2023-03-30 | 2023-05-02 | 2024-05-02 | Inverters | Solar Edge | SE7600H-USRGM [SI1] | 7600 |  | 1 |  |  | 0.99 |  | Outdoor
NJADRE1552985914 | Administratively Determined Incentive Program | CARTERET BORO | 7008 | 11 | 10.67 | Residential | Behind the Meter | Yes | Net Metered Residential | Freedom Forever New Jersey LLC | None | PSE&G | Accepted | 2023-03-30 | 2023-05-02 | 2024-05-02 | Solar Panels | Hanwha | QPEAK DUO BLK ML-G10+ 395 |  | 0.395 | 14 | 185 | 23 |  | Fixed | Roof
NJADRE1552985914 | Administratively Determined Incentive Program | CARTERET BORO | 7008 | 11 | 10.67 | Residential | Behind the Meter | Yes | Net Metered Residential | Freedom Forever New Jersey LLC | None | PSE&G | Accepted | 2023-03-30 | 2023-05-02 | 2024-05-02 | Solar Panels | Hanwha | QPEAK DUO BLK ML-G10+ 395 |  | 0.395 | 13 | 5 | 23 |  | Fixed | Roof
NJADRE1552985963 | Administratively Determined Incentive Program | Stanhope, | 7874 | 1 | 19.44 | Residential | Behind the Meter | No | Net Metered Residential | Vision Solar LLC | None | JCP&L | Accepted | 2023-03-30 | 2023-04-27 | 2024-04-27 | Inverters | SolarEdge | SE76OOH-USRGM | 7600 |  | 2 |  |  | 0.97 |  | Outdoor | SIDE OF HOUSE
NJADRE1552985963 | Administratively Determined Incentive Program | Stanhope, | 7874 | 1 | 19.44 | Residential | Behind the Meter | No | Net Metered Residential | Vision Solar LLC | None | JCP&L | Accepted | 2023-03-30 | 2023-04-27 | 2024-04-27 | Solar Panels | ZNSHINE SOLAR | ZXM6-NH120-360/M |  | 0.36 | 16 | 153 | 31 |  | Fixed | Roof
NJADRE1552985963 | Administratively Determined Incentive Program | Stanhope, | 7874 | 1 | 19.44 | Residential | Behind the Meter | No | Net Metered Residential | Vision Solar LLC | None | JCP&L | Accepted | 2023-03-30 | 2023-04-27 | 2024-04-27 | Solar Panels | ZNSHINE SOLAR | ZXM6-NH120-360/M |  | 0.36 | 14 | 153 | 31 |  | Fixed | Roof
NJADRE1552985963 | Administratively Determined Incentive Program | Stanhope, | 7874 | 1 | 19.44 | Residential | Behind the Meter | No | Net Metered Residential | Vision Solar LLC | None | JCP&L | Accepted | 2023-03-30 | 2023-04-27 | 2024-04-27 | Solar Panels | ZNSHINE SOLAR | ZXM6-NH120-360/M |  | 0.36 | 24 | 333 | 31 |  | Fixed | Roof
NJADRE1552986007 | Administratively Determined Incentive Program | MONROE TOWNSHIP | 8831 | 11 | 10.67 | Residential | Behind the Meter | Yes | Net Metered Residential | Venture Solar |  | JCP&L | Accepted | 2024-03-12 | 2024-03-28 | 2025-03-28 | Solar Panels | Canadian Solar | CS3N-395MS |  | 0.395 | 27 | 222 | 31 |  | Fixed | Roof
NJADRE1552986007 | Administratively Determined Incentive Program | MONROE TOWNSHIP | 8831 | 11 | 10.67 | Residential | Behind the Meter | Yes | Net Metered Residential | Venture Solar |  | JCP&L | Accepted | 2024-03-12 | 2024-03-28 | 2025-03-28 | Meters | Enphase Energy Inc | ENV-IQ-AM1-240M |  |  | 1 |  |  |  | Yes | Outdoor
NJADRE1552986007 | Administratively Determined Incentive Program | MONROE TOWNSHIP | 8831 | 11 | 10.67 | Residential | Behind the Meter | Yes | Net Metered Residential | Venture Solar |  | JCP&L | Accepted | 2024-03-12 | 2024-03-28 | 2025-03-28 | Inverters | Enphase Energy Inc | IQ8PLUS-72-2-US | 72 |  | 27 |  |  | 0.99 |  | Outside
NJADRE1552986018 | Administratively Determined Incentive Program | Absecon | 8201 | 19 | 6.29 | Residential | Behind the Meter | No | Net Metered Residential | Vision Solar LLC | None | AC Electric | Accepted | 2023-03-30 | 2023-04-27 | 2024-04-27 | Inverters | SolarEdge | SE6000H-USRGM | 6000 |  | 1 |  |  | 0.97 |  | Outdoor | SIDE OF HOUSE
NJADRE1552986018 | Administratively Determined Incentive Program | Absecon | 8201 | 19 | 6.29 | Residential | Behind the Meter | No | Net Metered Residential | Vision Solar LLC | None | AC Electric | Accepted | 2023-03-30 | 2023-04-27 | 2024-04-27 | Solar Panels | ZNSHINE SOLAR | ZXM6-NH120-370/M |  | 0.37 | 17 | 115 | 30 |  | Fixed | Roof
NJADRE1552986031 | Administratively Determined Incentive Program | Woodbridge | 8830 | 11 | 7.6 | Residential | Behind the Meter | Yes | Net Metered Residential | Bright Planet Solar | None | PSE&G | Accepted | 2023-03-30 | 2023-04-27 | 2024-04-27 | Inverters | SolarEdge | SE5000H-USRGM | 5000 |  | 1 |  |  | 0.98 |  | Outdoor
NJADRE1552986031 | Administratively Determined Incentive Program | Woodbridge | 8830 | 11 | 7.6 | Residential | Behind the Meter | Yes | Net Metered Residential | Bright Planet Solar | None | PSE&G | Accepted | 2023-03-30 | 2023-04-27 | 2024-04-27 | Solar Panels | Hanwha Q-Cells | Q.PEAK DUO BLK ML-G10.a+400 |  | 0.4 | 17 | 90 | 23 |  | Fixed | Roof
NJADRE1552986031 | Administratively Determined Incentive Program | Woodbridge | 8830 | 11 | 7.6 | Residential | Behind the Meter | Yes | Net Metered Residential | Bright Planet Solar | None | PSE&G | Accepted | 2023-03-30 | 2023-04-27 | 2024-04-27 | Solar Panels | Hanwha Q-Cells | Q.PEAK DUO BLK ML-G10.a+400 |  | 0.4 | 2 | 270 | 23 |  | Fixed | Roof
NJADRE1552986174 | Administratively Determined Incentive Program | Brick | 8723 | 18 | 4.68 | Residential | Behind the Meter | Yes | Net Metered Residential | Sunrun Installation Services, Inc. | None | JCP&L | Accepted | 2023-03-30 | 2023-04-27 | 2024-04-27 | Inverters | SOLAREDGE TECHNOLOGIES | SE3800H-USMN | 3800 |  | 1 |  |  | 0.99 |  | Outdoor | Next to the meter
NJADRE1552986174 | Administratively Determined Incentive Program | Brick | 8723 | 18 | 4.68 | Residential | Behind the Meter | Yes | Net Metered Residential | Sunrun Installation Services, Inc. | None | JCP&L | Accepted | 2023-03-30 | 2023-04-27 | 2024-04-27 | Solar Panels | TRINA SOLAR | TSM-390DE09C.07 |  | 0.39 | 6 | 168 | 24 |  | Fixed | Roof
NJADRE1552986174 | Administratively Determined Incentive Program | Brick | 8723 | 18 | 4.68 | Residential | Behind the Meter | Yes | Net Metered Residential | Sunrun Installation Services, Inc. | None | JCP&L | Accepted | 2023-03-30 | 2023-04-27 | 2024-04-27 | Solar Panels | Trina Solar | TSM-390DE09C.07 |  | 0.39 | 6 | 168 | 23 |  | Fixed | Roof
NJADRE1552987243 | Administratively Determined Incentive Program | Newton | 7860 | 1 | 4.81 | Residential | Behind the Meter | No | Net Metered Residential | Vision Solar LLC | None | JCP&L | Accepted | 2023-03-30 | 2023-04-27 | 2024-04-27 | Inverters | SolarEdge | SE3800H-USRGM | 3800 |  | 1 |  |  | 0.97 |  | Outdoor | SIDE OF HOUSE
NJADRE1552987243 | Administratively Determined Incentive Program | Newton | 7860 | 1 | 4.81 | Residential | Behind the Meter | No | Net Metered Residential | Vision Solar LLC | None | JCP&L | Accepted | 2023-03-30 | 2023-04-27 | 2024-04-27 | Solar Panels | ZNSHINE SOLAR | ZXM6-NH120-370/M |  | 0.37 | 13 | 127 | 30 |  | Fixed | Roof
NJADRE1552988669 | Administratively Determined Incentive Program | Laurel Springs | 8021 | 14 | 10 | Residential | Behind the Meter | No | Net Metered Residential | Tesla Energy Operations Inc | None | AC Electric | Accepted | 2023-03-30 | 2023-05-11 | 2024-05-11 | Inverters | Tesla | Powerwall+ [240V] #1850000-00-C | 7680 |  | 1 |  |  | 0.98 |  | Indoor
NJADRE1552988669 | Administratively Determined Incentive Program | Laurel Springs | 8021 | 14 | 10 | Residential | Behind the Meter | No | Net Metered Residential | Tesla Energy Operations Inc | None | AC Electric | Accepted | 2023-03-30 | 2023-05-11 | 2024-05-11 | Solar Panels | Tesla | T400H |  | 0.4 | 21 | 238 | 45 |  | Fixed | Roof
NJADRE1552988669 | Administratively Determined Incentive Program | Laurel Springs | 8021 | 14 | 10 | Residential | Behind the Meter | No | Net Metered Residential | Tesla Energy Operations Inc | None | AC Electric | Accepted | 2023-03-30 | 2023-05-11 | 2024-05-11 | Solar Panels | Tesla | T400H |  | 0.4 | 4 | 148 | 35 |  | Fixed | Roof
NJADRE1552989339 | Administratively Determined Incentive Program | HAWTHORNE BORO | 7506 | 6 | 5.46 | Residential | Behind the Meter | Yes | Net Metered Residential | Sunrun Installation Services, Inc. | None | PSE&G | Accepted | 2023-03-30 | 2023-04-28 | 2024-04-28 | Inverters | SolarEdge Technologies | SE3800H-USMN | 3800 |  | 1 |  |  | 0.99 |  | Outdoor | Next To Meter
NJADRE1552989339 | Administratively Determined Incentive Program | HAWTHORNE BORO | 7506 | 6 | 5.46 | Residential | Behind the Meter | Yes | Net Metered Residential | Sunrun Installation Services, Inc. | None | PSE&G | Accepted | 2023-03-30 | 2023-04-28 | 2024-04-28 | Solar Panels | Trina Solar | TSM-390DE09C.07 |  | 0.39 | 2 | 263 | 33 |  | Fixed | Roof
NJADRE1552989339 | Administratively Determined Incentive Program | HAWTHORNE BORO | 7506 | 6 | 5.46 | Residential | Behind the Meter | Yes | Net Metered Residential | Sunrun Installation Services, Inc. | None | PSE&G | Accepted | 2023-03-30 | 2023-04-28 | 2024-04-28 | Solar Panels | Trina Solar | TSM-390DE09C.07 |  | 0.39 | 4 | 263 | 7 |  | Fixed | Roof
NJADRE1552989339 | Administratively Determined Incentive Program | HAWTHORNE BORO | 7506 | 6 | 5.46 | Residential | Behind the Meter | Yes | Net Metered Residential | Sunrun Installation Services, Inc. | None | PSE&G | Accepted | 2023-03-30 | 2023-04-28 | 2024-04-28 | Solar Panels | Trina Solar | TSM-390DE09C.07 |  | 0.39 | 8 | 83 | 32 |  | Fixed | Roof
NJADRE1552989399 | Administratively Determined Incentive Program | BERGENFIELD | 7621 | 7 | 4.02 | Residential | Behind the Meter | Yes | Net Metered Residential | Pro Custom Solar dba Momentum Solar | None | PSE&G | Accepted | 2023-03-30 | 2023-04-28 | 2024-04-28 | Inverters | enphase | iq8plus-72-2-us | 290 |  | 11 |  |  | 0.97 |  | Outdoor
NJADRE1552989399 | Administratively Determined Incentive Program | BERGENFIELD | 7621 | 7 | 4.02 | Residential | Behind the Meter | Yes | Net Metered Residential | Pro Custom Solar dba Momentum Solar | None | PSE&G | Accepted | 2023-03-30 | 2023-04-28 | 2024-04-28 | Solar Panels | hanwha | q.peak duo blk-g10+365 |  | 0.365 | 7 | 178 | 21 |  | Fixed | Roof
NJADRE1552989399 | Administratively Determined Incentive Program | BERGENFIELD | 7621 | 7 | 4.02 | Residential | Behind the Meter | Yes | Net Metered Residential | Pro Custom Solar dba Momentum Solar | None | PSE&G | Accepted | 2023-03-30 | 2023-04-28 | 2024-04-28 | Solar Panels | hanwha | q.peak duo blk-g10+365 |  | 0.365 | 4 | 88 | 32 |  | Fixed | Roof
NJADRE1552989973 | Administratively Determined Incentive Program | Neshanic Station | 8853 | 5 | 18.55 | Residential | Behind the Meter | Yes | Net Metered Residential | Bright Planet Solar | None | JCP&L | Accepted | 2023-04-03 | 2023-05-16 | 2024-05-16 | Inverters | SolarEdge | SE11400H-USRGM | 11400 |  | 1 |  |  | 0.98 |  | Outdoor
NJADRE1552989973 | Administratively Determined Incentive Program | Neshanic Station | 8853 | 5 | 18.55 | Residential | Behind the Meter | Yes | Net Metered Residential | Bright Planet Solar | None | JCP&L | Accepted | 2023-04-03 | 2023-05-16 | 2024-05-16 | Solar Panels | Longi | LR4-60HPB-350M |  | 0.35 | 33 | 140 | 18 |  | Fixed | Roof
NJADRE1552989973 | Administratively Determined Incentive Program | Neshanic Station | 8853 | 5 | 18.55 | Residential | Behind the Meter | Yes | Net Metered Residential | Bright Planet Solar | None | JCP&L | Accepted | 2023-04-03 | 2023-05-16 | 2024-05-16 | Solar Panels | Longi | LR4-60HPB-350M |  | 0.35 | 20 | 322 | 18 |  | Fixed | Roof
NJADRE1552992490 | Administratively Determined Incentive Program | Wharton | 7885 | 3 | 12.4 | Residential | Behind the Meter | Yes | Net Metered Residential | Suntuity Solar LLC | None | JCP&L | Accepted | 2023-03-31 | 2023-04-28 | 2024-04-28 | Inverters | (31)ENPHASE | IQ8PLUS-72-2-US | 290 |  | 31 |  |  | 0.97 |  | Outdoor | Behind the PV modules
NJADRE1552992490 | Administratively Determined Incentive Program | Wharton | 7885 | 3 | 12.4 | Residential | Behind the Meter | Yes | Net Metered Residential | Suntuity Solar LLC | None | JCP&L | Accepted | 2023-03-31 | 2023-04-28 | 2024-04-28 | Solar Panels | (31)HANWHA | Q.PEAK DUO BLK ML-G10+ 400 |  | 0.4 | 15 | 42 | 23 |  | Fixed | Roof
NJADRE1552992490 | Administratively Determined Incentive Program | Wharton | 7885 | 3 | 12.4 | Residential | Behind the Meter | Yes | Net Metered Residential | Suntuity Solar LLC | None | JCP&L | Accepted | 2023-03-31 | 2023-04-28 | 2024-04-28 | Solar Panels | (31)HANWHA | Q.PEAK DUO BLK ML-G10+ 400 |  | 0.4 | 16 | 222 | 23 |  | Fixed | Roof
NJADRE1552992544 | Administratively Determined Incentive Program | MILLVILLE | 8332 | 20 | 4.29 | Residential | Behind the Meter | Yes | Net Metered Residential | Sunrun Installation Services, Inc. | None | AC Electric | Accepted | 2023-03-31 | 2023-04-28 | 2024-04-28 | Inverters | SOLAREDGE TECHNOLOGIES | SE3800H-USMN | 3800 |  | 1 |  |  | 0.99 |  | Outdoor | Next to the meter
NJADRE1552992544 | Administratively Determined Incentive Program | MILLVILLE | 8332 | 20 | 4.29 | Residential | Behind the Meter | Yes | Net Metered Residential | Sunrun Installation Services, Inc. | None | AC Electric | Accepted | 2023-03-31 | 2023-04-28 | 2024-04-28 | Solar Panels | Trina Solar | TSM-390DE09C.07 |  | 0.39 | 2 | 4 | 15 |  | Fixed | Roof
NJADRE1552992544 | Administratively Determined Incentive Program | MILLVILLE | 8332 | 20 | 4.29 | Residential | Behind the Meter | Yes | Net Metered Residential | Sunrun Installation Services, Inc. | None | AC Electric | Accepted | 2023-03-31 | 2023-04-28 | 2024-04-28 | Solar Panels | Trina Solar | TSM-390DE09C.07 |  | 0.39 | 4 | 94 | 1 |  | Fixed | Roof
NJADRE1552992544 | Administratively Determined Incentive Program | MILLVILLE | 8332 | 20 | 4.29 | Residential | Behind the Meter | Yes | Net Metered Residential | Sunrun Installation Services, Inc. | None | AC Electric | Accepted | 2023-03-31 | 2023-04-28 | 2024-04-28 | Solar Panels | Trina Solar | TSM-390DE09C.07 |  | 0.39 | 5 | 184 | 28 |  | Fixed | Roof
NJADRE1552992569 | Administratively Determined Incentive Program | Paterson | 7514 | 6 | 10.8 | Residential | Behind the Meter | No | Net Metered Residential | Vision Solar LLC | None | PSE&G | Accepted | 2023-03-31 | 2023-04-28 | 2024-04-28 | Inverters | SolarEdge | SE7600H-USRGM | 7600 |  | 1 |  |  | 0.97 |  | Outdoor | SIDE OF HOUSE
NJADRE1552992569 | Administratively Determined Incentive Program | Paterson | 7514 | 6 | 10.8 | Residential | Behind the Meter | No | Net Metered Residential | Vision Solar LLC | None | PSE&G | Accepted | 2023-03-31 | 2023-04-28 | 2024-04-28 | Solar Panels | ZNSHINE SOLAR | ZXM6-NH120-360/M |  | 0.36 | 20 | 279 | 42 |  | Fixed | Roof
NJADRE1552992569 | Administratively Determined Incentive Program | Paterson | 7514 | 6 | 10.8 | Residential | Behind the Meter | No | Net Metered Residential | Vision Solar LLC | None | PSE&G | Accepted | 2023-03-31 | 2023-04-28 | 2024-04-28 | Solar Panels | ZNSHINE SOLAR | ZXM6-NH120-360/M |  | 0.36 | 3 | 99 | 42 |  | Fixed | Roof
NJADRE1552992569 | Administratively Determined Incentive Program | Paterson | 7514 | 6 | 10.8 | Residential | Behind the Meter | No | Net Metered Residential | Vision Solar LLC | None | PSE&G | Accepted | 2023-03-31 | 2023-04-28 | 2024-04-28 | Solar Panels | ZNSHINE SOLAR | ZXM6-NH120-360/M |  | 0.36 | 3 | 99 | 40 |  | Fixed | Roof
NJADRE1552992569 | Administratively Determined Incentive Program | Paterson | 7514 | 6 | 10.8 | Residential | Behind the Meter | No | Net Metered Residential | Vision Solar LLC | None | PSE&G | Accepted | 2023-03-31 | 2023-04-28 | 2024-04-28 | Solar Panels | ZNSHINE SOLAR | ZXM6-NH120-360/M |  | 0.36 | 2 | 279 | 40 |  | Fixed | Roof
NJADRE1552992569 | Administratively Determined Incentive Program | Paterson | 7514 | 6 | 10.8 | Residential | Behind the Meter | No | Net Metered Residential | Vision Solar LLC | None | PSE&G | Accepted | 2023-03-31 | 2023-04-28 | 2024-04-28 | Solar Panels | ZNSHINE SOLAR | ZXM6-NH120-360/M |  | 0.36 | 2 | 99 | 17 |  | Fixed | Roof
NJADRE1552992640 | Administratively Determined Incentive Program | Trenton City | 8618 | 12 | 4.29 | Residential | Behind the Meter | Yes | Net Metered Residential | Sunrun Installation Services, Inc. | None | PSE&G | Accepted | 2023-03-31 | 2023-04-28 | 2024-04-28 | Inverters | DELTA ELECTRONICS | E4-TL-US | 4000 |  | 1 |  |  | 0.98 |  | Outdoor | Next to the meter
NJADRE1552992640 | Administratively Determined Incentive Program | Trenton City | 8618 | 12 | 4.29 | Residential | Behind the Meter | Yes | Net Metered Residential | Sunrun Installation Services, Inc. | None | PSE&G | Accepted | 2023-03-31 | 2023-04-28 | 2024-04-28 | Solar Panels | Trina Solar | TSM-390DE09C.07 |  | 0.39 | 11 | 210 | 33 |  | Fixed | Roof
NJADRE1552992655 | Administratively Determined Incentive Program | Millville | 8332 | 20 | 3.7 | Residential | Behind the Meter | No | Net Metered Residential | Vision Solar LLC | None | PSE&G | Accepted | 2023-03-31 | 2023-04-28 | 2024-04-28 | Inverters | SolarEdge | SE3800H-USRGM | 3800 |  | 1 |  |  | 0.97 |  | Outdoor | SIDE OF HOUSE
NJADRE1552992655 | Administratively Determined Incentive Program | Millville | 8332 | 20 | 3.7 | Residential | Behind the Meter | No | Net Metered Residential | Vision Solar LLC | None | PSE&G | Accepted | 2023-03-31 | 2023-04-28 | 2024-04-28 | Solar Panels | ZNSHINE SOLAR | ZXM6-NH120-370/M |  | 0.37 | 2 | 203 | 32 |  | Fixed | Roof
NJADRE1552992655 | Administratively Determined Incentive Program | Millville | 8332 | 20 | 3.7 | Residential | Behind the Meter | No | Net Metered Residential | Vision Solar LLC | None | PSE&G | Accepted | 2023-03-31 | 2023-04-28 | 2024-04-28 | Solar Panels | ZNSHINE SOLAR | ZXM6-NH120-370/M |  | 0.37 | 4 | 23 | 32 |  | Fixed | Roof
NJADRE1552992655 | Administratively Determined Incentive Program | Millville | 8332 | 20 | 3.7 | Residential | Behind the Meter | No | Net Metered Residential | Vision Solar LLC | None | PSE&G | Accepted | 2023-03-31 | 2023-04-28 | 2024-04-28 | Solar Panels | ZNSHINE SOLAR | ZXM6-NH120-370/M |  | 0.37 | 2 | 113 | 27 |  | Fixed | Roof
NJADRE1552992655 | Administratively Determined Incentive Program | Millville | 8332 | 20 | 3.7 | Residential | Behind the Meter | No | Net Metered Residential | Vision Solar LLC | None | PSE&G | Accepted | 2023-03-31 | 2023-04-28 | 2024-04-28 | Solar Panels | ZNSHINE SOLAR | ZXM6-NH120-370/M |  | 0.37 | 2 | 293 | 27 |  | Fixed | Roof
NJADRE1552992677 | Administratively Determined Incentive Program | Turnersville | 8012 | 14 | 11.47 | Residential | Behind the Meter | No | Net Metered Residential | Vision Solar LLC | None | AC Electric | Accepted | 2023-03-31 | 2023-04-28 | 2024-04-28 | Inverters | Solar Edge | SE7600H-USRGM | 8 |  | 1 |  |  | 0.97 |  | Outdoor | side of house
NJADRE1552992677 | Administratively Determined Incentive Program | Turnersville | 8012 | 14 | 11.47 | Residential | Behind the Meter | No | Net Metered Residential | Vision Solar LLC | None | AC Electric | Accepted | 2023-03-31 | 2023-04-28 | 2024-04-28 | Solar Panels | ZNSHINE SOLAR | ZXM6-NH120-370/M |  | 0.37 | 26 | 64 | 20 |  | Fixed | Roof
NJADRE1552992677 | Administratively Determined Incentive Program | Turnersville | 8012 | 14 | 11.47 | Residential | Behind the Meter | No | Net Metered Residential | Vision Solar LLC | None | AC Electric | Accepted | 2023-03-31 | 2023-04-28 | 2024-04-28 | Solar Panels | ZNSHINE SOLAR | ZXM6-NH120-370/M |  | 0.37 | 5 | 244 | 20 |  | Fixed | Roof
NJADRE1552992687 | Administratively Determined Incentive Program | CHERRY HILL TWP | 8003 | 14 | 3.51 | Residential | Behind the Meter | Yes | Net Metered Residential | Sunrun Installation Services, Inc. | None | PSE&G | Accepted | 2023-03-31 | 2023-05-06 | 2024-05-06 | Inverters | SOLAREDGE TECHNOLOGIES | SE3800H-USMN | 3800 |  | 1 |  |  | 0.99 |  | Outdoor | Next to the meter
NJADRE1552992687 | Administratively Determined Incentive Program | CHERRY HILL TWP | 8003 | 14 | 3.51 | Residential | Behind the Meter | Yes | Net Metered Residential | Sunrun Installation Services, Inc. | None | PSE&G | Accepted | 2023-03-31 | 2023-05-06 | 2024-05-06 | Solar Panels | Trina Solar | TSM-390DE09C.07 |  | 0.39 | 9 | 349 | 23 |  | Fixed | Roof
NJADRE1552992698 | Administratively Determined Incentive Program | Hamilton Township | 8690 | 12 | 12.64 | Residential | Behind the Meter | Yes | Net Metered Residential | SunnyMac LLC | None | PSE&G | Accepted | 2023-03-31 | 2023-04-28 | 2024-04-28 | Solar Panels | JASOLAR | JAM54S31-395/MR MODULES |  | 0.395 | 11 | 170 | 23 |  | Fixed | Roof
NJADRE1552992698 | Administratively Determined Incentive Program | Hamilton Township | 8690 | 12 | 12.64 | Residential | Behind the Meter | Yes | Net Metered Residential | SunnyMac LLC | None | PSE&G | Accepted | 2023-03-31 | 2023-04-28 | 2024-04-28 | Solar Panels | JASOLAR | JAM54S31-395/MR MODULES |  | 0.395 | 10 | 170 | 16 |  | Fixed | Roof
NJADRE1552992698 | Administratively Determined Incentive Program | Hamilton Township | 8690 | 12 | 12.64 | Residential | Behind the Meter | Yes | Net Metered Residential | SunnyMac LLC | None | PSE&G | Accepted | 2023-03-31 | 2023-04-28 | 2024-04-28 | Solar Panels | JASOLAR | JAM54S31-395/MR MODULES |  | 0.395 | 4 | 170 | 15 |  | Fixed | Roof
NJADRE1552992698 | Administratively Determined Incentive Program | Hamilton Township | 8690 | 12 | 12.64 | Residential | Behind the Meter | Yes | Net Metered Residential | SunnyMac LLC | None | PSE&G | Accepted | 2023-03-31 | 2023-04-28 | 2024-04-28 | Solar Panels | JASOLAR | JAM54S31-395/MR MODULES |  | 0.395 | 3 | 259 | 23 |  | Fixed | Roof
NJADRE1552992698 | Administratively Determined Incentive Program | Hamilton Township | 8690 | 12 | 12.64 | Residential | Behind the Meter | Yes | Net Metered Residential | SunnyMac LLC | None | PSE&G | Accepted | 2023-03-31 | 2023-04-28 | 2024-04-28 | Solar Panels | JASOLAR | JAM54S31-395/MR MODULES |  | 0.395 | 4 | 79 | 23 |  | Fixed | Roof
NJADRE1552992698 | Administratively Determined Incentive Program | Hamilton Township | 8690 | 12 | 12.64 | Residential | Behind the Meter | Yes | Net Metered Residential | SunnyMac LLC | None | PSE&G | Accepted | 2023-03-31 | 2023-04-28 | 2024-04-28 | Inverters | Solaredge | SE10000H-US | 10000 |  | 1 |  |  | 0.99 |  | Outdoor | next to meter
NJADRE1552992700 | Administratively Determined Incentive Program | Newark | 7112 | 9 | 5.11 | Residential | Behind the Meter | Yes | Net Metered Residential | Pro Custom Solar dba Momentum Solar | None | PSE&G | Accepted | 2023-03-31 | 2023-04-28 | 2024-10-28 | Inverters | enphase | iq8plus-72-2-us | 290 |  | 14 |  |  | 0.97 |  | Outdoor
NJADRE1552992700 | Administratively Determined Incentive Program | Newark | 7112 | 9 | 5.11 | Residential | Behind the Meter | Yes | Net Metered Residential | Pro Custom Solar dba Momentum Solar | None | PSE&G | Accepted | 2023-03-31 | 2023-04-28 | 2024-10-28 | Solar Panels | hanwha | q.peak duo blk-g10+365 |  | 0.365 | 14 | 305 | 6 |  | Fixed | Roof
NJADRE1552992765 | Administratively Determined Incentive Program | Egg Harbor Township | 8234 | 19 | 7.77 | Residential | Behind the Meter | No | Net Metered Residential | Vision Solar LLC | None | AC Electric | Accepted | 2023-03-31 | 2023-04-28 | 2024-04-28 | Inverters | Solar Edge | SE6000H-USRGM | 6 |  | 1 |  |  | 0.97 |  | Outdoor | side of house
NJADRE1552992765 | Administratively Determined Incentive Program | Egg Harbor Township | 8234 | 19 | 7.77 | Residential | Behind the Meter | No | Net Metered Residential | Vision Solar LLC | None | AC Electric | Accepted | 2023-03-31 | 2023-04-28 | 2024-04-28 | Solar Panels | ZNSHINE SOLAR | ZXM6-NH120-370/M |  | 0.37 | 2 | 339 | 24 |  | Fixed | Roof
NJADRE1552992765 | Administratively Determined Incentive Program | Egg Harbor Township | 8234 | 19 | 7.77 | Residential | Behind the Meter | No | Net Metered Residential | Vision Solar LLC | None | AC Electric | Accepted | 2023-03-31 | 2023-04-28 | 2024-04-28 | Solar Panels | ZNSHINE SOLAR | ZXM6-NH120-370/M |  | 0.37 | 3 | 159 | 24 |  | Fixed | Roof
NJADRE1552992765 | Administratively Determined Incentive Program | Egg Harbor Township | 8234 | 19 | 7.77 | Residential | Behind the Meter | No | Net Metered Residential | Vision Solar LLC | None | AC Electric | Accepted | 2023-03-31 | 2023-04-28 | 2024-04-28 | Solar Panels | ZNSHINE SOLAR | ZXM6-NH120-370/M |  | 0.37 | 10 | 339 | 24 |  | Fixed | Roof
NJADRE1552992765 | Administratively Determined Incentive Program | Egg Harbor Township | 8234 | 19 | 7.77 | Residential | Behind the Meter | No | Net Metered Residential | Vision Solar LLC | None | AC Electric | Accepted | 2023-03-31 | 2023-04-28 | 2024-04-28 | Solar Panels | ZNSHINE SOLAR | ZXM6-NH120-370/M |  | 0.37 | 6 | 159 | 24 |  | Fixed | Roof
NJADRE1552992784 | Administratively Determined Incentive Program | Brick | 8723 | 18 | 9.13 | Residential | Behind the Meter | Yes | Net Metered Residential | Pro Custom Solar dba Momentum Solar | None | JCP&L | Accepted | 2023-03-31 | 2023-04-28 | 2024-04-28 | Inverters | enphase | iq8plus-72-2-us | 290 |  | 25 |  |  | 0.97 |  | Outdoor
NJADRE1552992784 | Administratively Determined Incentive Program | Brick | 8723 | 18 | 9.13 | Residential | Behind the Meter | Yes | Net Metered Residential | Pro Custom Solar dba Momentum Solar | None | JCP&L | Accepted | 2023-03-31 | 2023-04-28 | 2024-04-28 | Solar Panels | hanwha | q.peak duo blk-g10+365 |  | 0.365 | 11 | 245 | 16 |  | Fixed | Roof
NJADRE1552992784 | Administratively Determined Incentive Program | Brick | 8723 | 18 | 9.13 | Residential | Behind the Meter | Yes | Net Metered Residential | Pro Custom Solar dba Momentum Solar | None | JCP&L | Accepted | 2023-03-31 | 2023-04-28 | 2024-04-28 | Solar Panels | hanwha | q.peak duo blk-g10+365 |  | 0.365 | 14 | 65 | 18 |  | Fixed | Roof
NJADRE1552992800 | Administratively Determined Incentive Program | Washington | 7882 | 2 | 12 | Residential | Behind the Meter | Yes | Net Metered Residential | Trinity Solar | None | JCP&L | Accepted | 2023-03-31 | 2023-04-28 | 2024-04-28 | Inverters | Solar Edge | SE10000H-US | 10 |  | 1 |  |  | 0.97 |  | Outdoor
NJADRE1552992800 | Administratively Determined Incentive Program | Washington | 7882 | 2 | 12 | Residential | Behind the Meter | Yes | Net Metered Residential | Trinity Solar | None | JCP&L | Accepted | 2023-03-31 | 2023-04-28 | 2024-04-28 | Solar Panels | HANWHA 400 (Q.PEAK DUO BLK ML-G10+ 400) | HANWHA 400 (Q.PEAK DUO BLK ML-G10+ 400) |  | 0.4 | 11 | 81 | 27 |  | Fixed | Roof
NJADRE1552992800 | Administratively Determined Incentive Program | Washington | 7882 | 2 | 12 | Residential | Behind the Meter | Yes | Net Metered Residential | Trinity Solar | None | JCP&L | Accepted | 2023-03-31 | 2023-04-28 | 2024-04-28 | Solar Panels | HANWHA 400 (Q.PEAK DUO BLK ML-G10+ 400) | HANWHA 400 (Q.PEAK DUO BLK ML-G10+ 400) |  | 0.4 | 10 | 261 | 27 |  | Fixed | Roof
NJADRE1552992800 | Administratively Determined Incentive Program | Washington | 7882 | 2 | 12 | Residential | Behind the Meter | Yes | Net Metered Residential | Trinity Solar | None | JCP&L | Accepted | 2023-03-31 | 2023-04-28 | 2024-04-28 | Solar Panels | HANWHA 400 (Q.PEAK DUO BLK ML-G10+ 400) | HANWHA 400 (Q.PEAK DUO BLK ML-G10+ 400) |  | 0.4 | 9 | 169 | 27 |  | Fixed | Roof
NJADRE1552993587 | Administratively Determined Incentive Program | Montclair Twp | 7043 | 9 | 8.4 | Residential | Behind the Meter | No | Net Metered Residential | EMT Renewables | None | PSE&G | Accepted | 2023-03-31 | 2023-04-28 | 2024-04-28 | Inverters | ENPHASE | IQ7x | 315 |  | 20 |  |  | 0.98 |  | Other | UNDER EACH PANEL
NJADRE1552993587 | Administratively Determined Incentive Program | Montclair Twp | 7043 | 9 | 8.4 | Residential | Behind the Meter | No | Net Metered Residential | EMT Renewables | None | PSE&G | Accepted | 2023-03-31 | 2023-04-28 | 2024-04-28 | Solar Panels | REC ALPHA | REC 420 |  | 0.42 | 11 | 211 | 34 |  | Fixed | Roof
NJADRE1552993587 | Administratively Determined Incentive Program | Montclair Twp | 7043 | 9 | 8.4 | Residential | Behind the Meter | No | Net Metered Residential | EMT Renewables | None | PSE&G | Accepted | 2023-03-31 | 2023-04-28 | 2024-04-28 | Solar Panels | REC ALPHA | REC 420 |  | 0.42 | 5 | 31 | 34 |  | Fixed | Roof
NJADRE1552993587 | Administratively Determined Incentive Program | Montclair Twp | 7043 | 9 | 8.4 | Residential | Behind the Meter | No | Net Metered Residential | EMT Renewables | None | PSE&G | Accepted | 2023-03-31 | 2023-04-28 | 2024-04-28 | Solar Panels | REC ALPHA | REC 420 |  | 0.42 | 2 | 121 | 33 |  | Fixed | Roof
NJADRE1552993587 | Administratively Determined Incentive Program | Montclair Twp | 7043 | 9 | 8.4 | Residential | Behind the Meter | No | Net Metered Residential | EMT Renewables | None | PSE&G | Accepted | 2023-03-31 | 2023-04-28 | 2024-04-28 | Solar Panels | REC ALPHA | REC 420 |  | 0.42 | 2 | 301 | 33 |  | Fixed | Roof
NJADRE1552993639 | Administratively Determined Incentive Program | Scotch Plains | 7076 | 10 | 6.63 | Residential | Behind the Meter | Yes | Net Metered Residential | Sunrun Installation Services, Inc. | None | PSE&G | Accepted | 2023-03-31 | 2023-04-28 | 2024-04-28 | Inverters | SolarEdge Technologies | SE6000H-USSN | 6000 |  | 1 |  |  | 0.96 |  | Outdoor | Next To Meter
NJADRE1552993639 | Administratively Determined Incentive Program | Scotch Plains | 7076 | 10 | 6.63 | Residential | Behind the Meter | Yes | Net Metered Residential | Sunrun Installation Services, Inc. | None | PSE&G | Accepted | 2023-03-31 | 2023-04-28 | 2024-04-28 | Solar Panels | Trina Solar | TSM-390DE09C.07 |  | 0.39 | 3 | 305 | 29 |  | Fixed | Roof
NJADRE1552993639 | Administratively Determined Incentive Program | Scotch Plains | 7076 | 10 | 6.63 | Residential | Behind the Meter | Yes | Net Metered Residential | Sunrun Installation Services, Inc. | None | PSE&G | Accepted | 2023-03-31 | 2023-04-28 | 2024-04-28 | Solar Panels | Trina Solar | TSM-390DE09C.07 |  | 0.39 | 14 | 125 | 17 |  | Fixed | Roof
NJADRE1552994580 | Administratively Determined Incentive Program | Pennsauken Twp. | 8109 | 14 | 7.4 | Residential | Behind the Meter | No | Net Metered Residential | Vision Solar LLC | None | PSE&G | Accepted | 2023-04-04 | 2023-05-02 | 2024-05-02 | Inverters | Solaredge | SE6000H-USRGM | 6 |  | 1 |  |  | 0.97 |  | Outdoor | side of house
NJADRE1552994580 | Administratively Determined Incentive Program | Pennsauken Twp. | 8109 | 14 | 7.4 | Residential | Behind the Meter | No | Net Metered Residential | Vision Solar LLC | None | PSE&G | Accepted | 2023-04-04 | 2023-05-02 | 2024-05-02 | Solar Panels | Znshine | ZXM6-NH120-370/M |  | 0.37 | 9 | 123 | 24 |  | Fixed | Roof
NJADRE1552994580 | Administratively Determined Incentive Program | Pennsauken Twp. | 8109 | 14 | 7.4 | Residential | Behind the Meter | No | Net Metered Residential | Vision Solar LLC | None | PSE&G | Accepted | 2023-04-04 | 2023-05-02 | 2024-05-02 | Solar Panels | Znshine | ZXM6-NH120-370/M |  | 0.37 | 8 | 303 | 24 |  | Fixed | Roof
NJADRE1552994580 | Administratively Determined Incentive Program | Pennsauken Twp. | 8109 | 14 | 7.4 | Residential | Behind the Meter | No | Net Metered Residential | Vision Solar LLC | None | PSE&G | Accepted | 2023-04-04 | 2023-05-02 | 2024-05-02 | Solar Panels | Znshine | ZXM6-NH120-370/M |  | 0.37 | 3 | 123 | 23 |  | Fixed | Roof
NJADRE1552994625 | Administratively Determined Incentive Program | Perth Amboy | 8861 | 11 | 4.68 | Residential | Behind the Meter | No | Net Metered Residential | Vision Solar LLC | None | PSE&G | Accepted | 2023-04-04 | 2023-05-02 | 2024-05-02 | Inverters | Solaredge | SE3800H-USRGM | 4 |  | 1 |  |  | 0.97 |  | Outdoor | side of house
NJADRE1552994625 | Administratively Determined Incentive Program | Perth Amboy | 8861 | 11 | 4.68 | Residential | Behind the Meter | No | Net Metered Residential | Vision Solar LLC | None | PSE&G | Accepted | 2023-04-04 | 2023-05-02 | 2024-05-02 | Solar Panels | Znshine | ZXm6-NH120-360/M |  | 0.36 | 7 | 110 | 39 |  | Fixed | Roof
NJADRE1552994625 | Administratively Determined Incentive Program | Perth Amboy | 8861 | 11 | 4.68 | Residential | Behind the Meter | No | Net Metered Residential | Vision Solar LLC | None | PSE&G | Accepted | 2023-04-04 | 2023-05-02 | 2024-05-02 | Solar Panels | Znshine | ZXm6-NH120-360/M |  | 0.36 | 6 | 290 | 39 |  | Fixed | Roof
NJADRE1552994635 | Administratively Determined Incentive Program | Lumberton | 8048 | 13 | 9.86 | Residential | Behind the Meter | Yes | Net Metered Residential | Pro Custom Solar dba Momentum Solar | None | PSE&G | Accepted | 2023-03-31 | 2023-04-28 | 2024-04-28 | Inverters | enphase | iq8plus-72-2-us | 290 |  | 27 |  |  | 0.97 |  | Outdoor
NJADRE1552994635 | Administratively Determined Incentive Program | Lumberton | 8048 | 13 | 9.86 | Residential | Behind the Meter | Yes | Net Metered Residential | Pro Custom Solar dba Momentum Solar | None | PSE&G | Accepted | 2023-03-31 | 2023-04-28 | 2024-04-28 | Solar Panels | hanwha | q.peak duo blk-g10+365 |  | 0.365 | 20 | 94 | 32 |  | Fixed | Roof
NJADRE1552994635 | Administratively Determined Incentive Program | Lumberton | 8048 | 13 | 9.86 | Residential | Behind the Meter | Yes | Net Metered Residential | Pro Custom Solar dba Momentum Solar | None | PSE&G | Accepted | 2023-03-31 | 2023-04-28 | 2024-04-28 | Solar Panels | hanwha | q.peak duo blk-g10+365 |  | 0.365 | 7 | 274 | 32 |  | Fixed | Roof
NJADRE1552995340 | Administratively Determined Incentive Program | Franklin | 8873 | 5 | 5.46 | Residential | Behind the Meter | Yes | Net Metered Residential | Sunrun Installation Services, Inc. | None | PSE&G | Accepted | 2023-03-31 | 2023-04-28 | 2024-04-28 | Inverters | SolarEdge Technologies | SE3800H-USMN | 3800 |  | 1 |  |  | 0.96 |  | Outdoor | Next To Meter
NJADRE1552995340 | Administratively Determined Incentive Program | Franklin | 8873 | 5 | 5.46 | Residential | Behind the Meter | Yes | Net Metered Residential | Sunrun Installation Services, Inc. | None | PSE&G | Accepted | 2023-03-31 | 2023-04-28 | 2024-04-28 | Solar Panels | Trina Solar | TSM-390DE09C.07 |  | 0.39 | 14 | 243 | 24 |  | Fixed | Roof
NJADRE1553000269 | Administratively Determined Incentive Program | Jackson | 8527 | 18 | 16.59 | Residential | Behind the Meter | Yes | Net Metered Residential | SunnyMac LLC | None | JCP&L | Accepted | 2023-04-03 | 2023-05-08 | 2024-05-08 | Solar Panels | JA SOLAR | JAM54S31-395/MR |  | 0.395 | 10 | 307 | 24 |  | Fixed | Roof
NJADRE1553000269 | Administratively Determined Incentive Program | Jackson | 8527 | 18 | 16.59 | Residential | Behind the Meter | Yes | Net Metered Residential | SunnyMac LLC | None | JCP&L | Accepted | 2023-04-03 | 2023-05-08 | 2024-05-08 | Solar Panels | JA SOLAR | JAM54S31-395/MR |  | 0.395 | 12 | 127 | 24 |  | Fixed | Roof
NJADRE1553000269 | Administratively Determined Incentive Program | Jackson | 8527 | 18 | 16.59 | Residential | Behind the Meter | Yes | Net Metered Residential | SunnyMac LLC | None | JCP&L | Accepted | 2023-04-03 | 2023-05-08 | 2024-05-08 | Solar Panels | JA SOLAR | JAM54S31-395/MR |  | 0.395 | 3 | 127 | 24 |  | Fixed | Roof
NJADRE1553000269 | Administratively Determined Incentive Program | Jackson | 8527 | 18 | 16.59 | Residential | Behind the Meter | Yes | Net Metered Residential | SunnyMac LLC | None | JCP&L | Accepted | 2023-04-03 | 2023-05-08 | 2024-05-08 | Solar Panels | JA SOLAR | JAM54S31-395/MR |  | 0.395 | 11 | 307 | 24 |  | Fixed | Roof
NJADRE1553000269 | Administratively Determined Incentive Program | Jackson | 8527 | 18 | 16.59 | Residential | Behind the Meter | Yes | Net Metered Residential | SunnyMac LLC | None | JCP&L | Accepted | 2023-04-03 | 2023-05-08 | 2024-05-08 | Solar Panels | JA SOLAR | JAM54S31-395/MR |  | 0.395 | 6 | 127 | 24 |  | Fixed | Roof
NJADRE1553000269 | Administratively Determined Incentive Program | Jackson | 8527 | 18 | 16.59 | Residential | Behind the Meter | Yes | Net Metered Residential | SunnyMac LLC | None | JCP&L | Accepted | 2023-04-03 | 2023-05-08 | 2024-05-08 | Inverters | Solaredge | SE11400H-US | 11400 |  | 1 |  |  | 0.99 |  | Outdoor | NEXT TO METER
NJADRE1553000273 | Administratively Determined Incentive Program | Woodbridge Township | 8830 | 11 | 12.58 | Residential | Behind the Meter | No | Net Metered Residential | Vision Solar LLC | None | PSE&G | Accepted | 2023-04-03 | 2023-04-28 | 2024-04-28 | Inverters | SOLAREDGE | SE11400 | 11400 |  | 1 |  |  | 0.97 |  | Outdoor | SIDE OF HOUSE
NJADRE1553000273 | Administratively Determined Incentive Program | Woodbridge Township | 8830 | 11 | 12.58 | Residential | Behind the Meter | No | Net Metered Residential | Vision Solar LLC | None | PSE&G | Accepted | 2023-04-03 | 2023-04-28 | 2024-04-28 | Solar Panels | ZNSHINE SOLAR | ZXM6-NH120-370/M |  | 0.37 | 6 | 262 | 5 |  | Fixed | Roof
NJADRE1553000273 | Administratively Determined Incentive Program | Woodbridge Township | 8830 | 11 | 12.58 | Residential | Behind the Meter | No | Net Metered Residential | Vision Solar LLC | None | PSE&G | Accepted | 2023-04-03 | 2023-04-28 | 2024-04-28 | Solar Panels | ZNSHINE SOLAR | ZXM6-NH120-370/M |  | 0.37 | 12 | 263 | 20 |  | Fixed | Roof
NJADRE1553000273 | Administratively Determined Incentive Program | Woodbridge Township | 8830 | 11 | 12.58 | Residential | Behind the Meter | No | Net Metered Residential | Vision Solar LLC | None | PSE&G | Accepted | 2023-04-03 | 2023-04-28 | 2024-04-28 | Solar Panels | ZNSHINE SOLAR | ZXM6-NH120-370/M |  | 0.37 | 16 | 82 | 37 |  | Fixed | Roof
NJADRE1553000309 | Administratively Determined Incentive Program | Bordentown | 8505 | 13 | 5.04 | Residential | Behind the Meter | No | Net Metered Residential | Vision Solar LLC | None | PSE&G | Accepted | 2023-04-04 | 2023-05-02 | 2024-05-02 | Inverters | Solaredge | SE3800H-USRGM | 4 |  | 1 |  |  | 0.97 |  | Outdoor | under panel (side of house)
NJADRE1553000309 | Administratively Determined Incentive Program | Bordentown | 8505 | 13 | 5.04 | Residential | Behind the Meter | No | Net Metered Residential | Vision Solar LLC | None | PSE&G | Accepted | 2023-04-04 | 2023-05-02 | 2024-05-02 | Solar Panels | Znshine | ZXM6-NH120-360/M |  | 0.36 | 6 | 270 | 35 |  | Fixed | Roof
NJADRE1553000309 | Administratively Determined Incentive Program | Bordentown | 8505 | 13 | 5.04 | Residential | Behind the Meter | No | Net Metered Residential | Vision Solar LLC | None | PSE&G | Accepted | 2023-04-04 | 2023-05-02 | 2024-05-02 | Solar Panels | Znshine | ZXM6-NH120-360/M |  | 0.36 | 6 | 90 | 35 |  | Fixed | Roof
NJADRE1553000309 | Administratively Determined Incentive Program | Bordentown | 8505 | 13 | 5.04 | Residential | Behind the Meter | No | Net Metered Residential | Vision Solar LLC | None | PSE&G | Accepted | 2023-04-04 | 2023-05-02 | 2024-05-02 | Solar Panels | Znshine | ZXM6-NH120-360/M |  | 0.36 | 2 | 180 | 10 |  | Fixed | Roof
NJADRE1553000320 | Administratively Determined Incentive Program | Pennsauken Township | 8110 | 14 | 8.51 | Residential | Behind the Meter | No | Net Metered Residential | Vision Solar LLC | None | PSE&G | Accepted | 2023-04-03 | 2023-04-28 | 2024-04-28 | Inverters | SolarEdge | SE6000H-USRGM | 6000 |  | 1 |  |  | 0.97 |  | Outdoor | SIDE OF HOUSE
NJADRE1553000320 | Administratively Determined Incentive Program | Pennsauken Township | 8110 | 14 | 8.51 | Residential | Behind the Meter | No | Net Metered Residential | Vision Solar LLC | None | PSE&G | Accepted | 2023-04-03 | 2023-04-28 | 2024-04-28 | Solar Panels | ZNSHINE SOLAR | ZXM6-NH120-370/M |  | 0.37 | 6 | 141 | 37 |  | Fixed | Roof
NJADRE1553000320 | Administratively Determined Incentive Program | Pennsauken Township | 8110 | 14 | 8.51 | Residential | Behind the Meter | No | Net Metered Residential | Vision Solar LLC | None | PSE&G | Accepted | 2023-04-03 | 2023-04-28 | 2024-04-28 | Solar Panels | ZNSHINE SOLAR | ZXM6-NH120-370/M |  | 0.37 | 6 | 51 | 37 |  | Fixed | Roof
NJADRE1553000320 | Administratively Determined Incentive Program | Pennsauken Township | 8110 | 14 | 8.51 | Residential | Behind the Meter | No | Net Metered Residential | Vision Solar LLC | None | PSE&G | Accepted | 2023-04-03 | 2023-04-28 | 2024-04-28 | Solar Panels | ZNSHINE SOLAR | ZXM6-NH120-370/M |  | 0.37 | 6 | 321 | 37 |  | Fixed | Roof
NJADRE1553000320 | Administratively Determined Incentive Program | Pennsauken Township | 8110 | 14 | 8.51 | Residential | Behind the Meter | No | Net Metered Residential | Vision Solar LLC | None | PSE&G | Accepted | 2023-04-03 | 2023-04-28 | 2024-04-28 | Solar Panels | ZNSHINE SOLAR | ZXM6-NH120-370/M |  | 0.37 | 5 | 231 | 37 |  | Fixed | Roof
NJADRE1553000387 | Administratively Determined Incentive Program | West Deptford | 8086 | 15 | 6.66 | Residential | Behind the Meter | No | Net Metered Residential | Vision Solar LLC | None | PSE&G | Accepted | 2023-04-03 | 2023-04-28 | 2024-04-28 | Inverters | SolarEdge | SE3800H-USRGM | 3800 |  | 1 |  |  | 0.97 |  | Outdoor | SIDE OF HOUSE
NJADRE1553000387 | Administratively Determined Incentive Program | West Deptford | 8086 | 15 | 6.66 | Residential | Behind the Meter | No | Net Metered Residential | Vision Solar LLC | None | PSE&G | Accepted | 2023-04-03 | 2023-04-28 | 2024-04-28 | Solar Panels | ZNSHINE SOLAR | ZXM6-NH120-370/M |  | 0.37 | 9 | 154 | 30 |  | Fixed | Roof
NJADRE1553000387 | Administratively Determined Incentive Program | West Deptford | 8086 | 15 | 6.66 | Residential | Behind the Meter | No | Net Metered Residential | Vision Solar LLC | None | PSE&G | Accepted | 2023-04-03 | 2023-04-28 | 2024-04-28 | Solar Panels | ZNSHINE SOLAR | ZXM6-NH120-370/M |  | 0.37 | 7 | 334 | 30 |  | Fixed | Roof
NJADRE1553000387 | Administratively Determined Incentive Program | West Deptford | 8086 | 15 | 6.66 | Residential | Behind the Meter | No | Net Metered Residential | Vision Solar LLC | None | PSE&G | Accepted | 2023-04-03 | 2023-04-28 | 2024-04-28 | Solar Panels | ZNSHINE SOLAR | ZXM6-NH120-370/M |  | 0.37 | 2 | 245 | 8 |  | Fixed | Roof
NJADRE1553000421 | Administratively Determined Incentive Program | Plainfield | 7062 | 10 | 4.07 | Residential | Behind the Meter | No | Net Metered Residential | Vision Solar LLC | RECO | PSE&G | Accepted | 2023-04-04 | 2023-05-09 | 2024-05-09 | Inverters | Solaredge | SE3800H-USRGM | 4 |  | 1 |  |  | 0.97 |  | Outdoor | under panel (side of house)
NJADRE1553000421 | Administratively Determined Incentive Program | Plainfield | 7062 | 10 | 4.07 | Residential | Behind the Meter | No | Net Metered Residential | Vision Solar LLC | RECO | PSE&G | Accepted | 2023-04-04 | 2023-05-09 | 2024-05-09 | Solar Panels | Znshine | ZXM6-NH120-370/M |  | 0.37 | 5 | 237 | 27 |  | Fixed | Roof
NJADRE1553000421 | Administratively Determined Incentive Program | Plainfield | 7062 | 10 | 4.07 | Residential | Behind the Meter | No | Net Metered Residential | Vision Solar LLC | RECO | PSE&G | Accepted | 2023-04-04 | 2023-05-09 | 2024-05-09 | Solar Panels | Znshine | ZXM6-NH120-370/M |  | 0.37 | 6 | 57 | 16 |  | Fixed | Roof
NJADRE1553000426 | Administratively Determined Incentive Program | Newton | 7860 | 1 | 6.66 | Residential | Behind the Meter | No | Net Metered Residential | Vision Solar LLC | None | JCP&L | Accepted | 2023-04-03 | 2023-05-01 | 2024-05-01 | Inverters | SolarEdge | SE6000H-USRGM | 6000 |  | 1 |  |  | 0.97 |  | Outdoor | SIDE OF HOUSE
NJADRE1553000426 | Administratively Determined Incentive Program | Newton | 7860 | 1 | 6.66 | Residential | Behind the Meter | No | Net Metered Residential | Vision Solar LLC | None | JCP&L | Accepted | 2023-04-03 | 2023-05-01 | 2024-05-01 | Solar Panels | ZNSHINE SOLAR | ZXM6-NH120-370/M |  | 0.37 | 18 | 312 | 10 |  | Fixed | Roof
NJADRE1553001386 | Administratively Determined Incentive Program | LINDENWOLD | 8021 | 14 | 2.84 | Residential | Behind the Meter | Yes | Net Metered Residential | Sunrun Installation Services, Inc. | None | AC Electric | Accepted | 2023-04-03 | 2023-05-02 | 2024-05-02 | Inverters | SolarEdge Technologies | SE3800H-USMN | 3800 |  | 1 |  |  | 0.99 |  | Outdoor | Next To Meter
NJADRE1553001386 | Administratively Determined Incentive Program | LINDENWOLD | 8021 | 14 | 2.84 | Residential | Behind the Meter | Yes | Net Metered Residential | Sunrun Installation Services, Inc. | None | AC Electric | Accepted | 2023-04-03 | 2023-05-02 | 2024-05-02 | Solar Panels | LONGi Green Energy Technology Co Ltd | LR4-60HPB-355M |  | 0.355 | 8 | 285 | 23 |  | Fixed | Roof
NJADRE1553001405 | Administratively Determined Incentive Program | Camden | 8105 | 14 | 10.95 | Residential | Behind the Meter | Yes | Net Metered Residential | Pro Custom Solar dba Momentum Solar | None | PSE&G | Accepted | 2023-04-03 | 2023-05-01 | 2024-05-01 | Inverters | ENPHASE | iq8plus-72-2-us | 290 |  | 30 |  |  | 0.97 |  | Outdoor
NJADRE1553001405 | Administratively Determined Incentive Program | Camden | 8105 | 14 | 10.95 | Residential | Behind the Meter | Yes | Net Metered Residential | Pro Custom Solar dba Momentum Solar | None | PSE&G | Accepted | 2023-04-03 | 2023-05-01 | 2024-05-01 | Solar Panels | HANWHA | q.peak duo blk-g10+365 |  | 0.365 | 16 | 149 | 28 |  | Fixed | Roof
NJADRE1553001405 | Administratively Determined Incentive Program | Camden | 8105 | 14 | 10.95 | Residential | Behind the Meter | Yes | Net Metered Residential | Pro Custom Solar dba Momentum Solar | None | PSE&G | Accepted | 2023-04-03 | 2023-05-01 | 2024-05-01 | Solar Panels | HANWHA | q.peak duo blk-g10+365 |  | 0.365 | 14 | 329 | 28 |  | Fixed | Roof
NJADRE1553001514 | Administratively Determined Incentive Program | JERSEY CITY | 7305 | 8 | 5.74 | Residential | Behind the Meter | Yes | Small Net-Metered Non-Residential located on Rooftop, Carport, Canopy and Floating Solar | Posigen NJ LLC | None | PSE&G | Accepted | 2023-04-03 | 2023-05-24 | 2024-05-24 | Solar Panels | Canadian Solar | CS3N-410MS |  | 0.41 | 14 | 221 | 0 |  | Fixed | Roof
NJADRE1553001514 | Administratively Determined Incentive Program | JERSEY CITY | 7305 | 8 | 5.74 | Residential | Behind the Meter | Yes | Small Net-Metered Non-Residential located on Rooftop, Carport, Canopy and Floating Solar | Posigen NJ LLC | None | PSE&G | Accepted | 2023-04-03 | 2023-05-24 | 2024-05-24 | Inverters | SolarEdge | SE6000H-US | 6000 |  | 1 |  |  | 0.99 |  | Outside | within ten feet of meter
NJADRE1553001612 | Administratively Determined Incentive Program | Highland Park | 8904 | 11 | 6.21 | Residential | Behind the Meter | Yes | Net Metered Residential | Sunrun Installation Services, Inc. | None | PSE&G | Accepted | 2023-04-03 | 2023-05-01 | 2024-05-01 | Inverters | SolarEdge Technologies | SE6000H-USSN | 6000 |  | 1 |  |  | 0.96 |  | Outdoor | Next To Meter
NJADRE1553001612 | Administratively Determined Incentive Program | Highland Park | 8904 | 11 | 6.21 | Residential | Behind the Meter | Yes | Net Metered Residential | Sunrun Installation Services, Inc. | None | PSE&G | Accepted | 2023-04-03 | 2023-05-01 | 2024-05-01 | Solar Panels | Trina Solar | TSM-365DE06X.05(II) |  | 0.365 | 8 | 255 | 37 |  | Fixed | Roof
NJADRE1553001612 | Administratively Determined Incentive Program | Highland Park | 8904 | 11 | 6.21 | Residential | Behind the Meter | Yes | Net Metered Residential | Sunrun Installation Services, Inc. | None | PSE&G | Accepted | 2023-04-03 | 2023-05-01 | 2024-05-01 | Solar Panels | Trina Solar | TSM-365DE06X.05(II) |  | 0.365 | 9 | 74 | 35 |  | Fixed | Roof
NJADRE1553001817 | Administratively Determined Incentive Program | Budd Lake | 7828 | 3 | 12.56 | Residential | Behind the Meter | Yes | Net Metered Residential | Trinity Solar Inc. | None | JCP&L | Accepted | 2023-04-03 | 2023-05-01 | 2024-05-01 | Inverters | Solar Edge | SE10000H-US | 10 |  | 1 |  |  | 0.97 |  | Outdoor
NJADRE1553001817 | Administratively Determined Incentive Program | Budd Lake | 7828 | 3 | 12.56 | Residential | Behind the Meter | Yes | Net Metered Residential | Trinity Solar Inc. | None | JCP&L | Accepted | 2023-04-03 | 2023-05-01 | 2024-05-01 | Solar Panels | HANWHA 405 (Q.PEAK DUO BLK ML-G10+ 405) | HANWHA 405 (Q.PEAK DUO BLK ML-G10+ 405) |  | 0.405 | 14 | 35 | 34 |  | Fixed | Roof
NJADRE1553001817 | Administratively Determined Incentive Program | Budd Lake | 7828 | 3 | 12.56 | Residential | Behind the Meter | Yes | Net Metered Residential | Trinity Solar Inc. | None | JCP&L | Accepted | 2023-04-03 | 2023-05-01 | 2024-05-01 | Solar Panels | HANWHA 405 (Q.PEAK DUO BLK ML-G10+ 405) | HANWHA 405 (Q.PEAK DUO BLK ML-G10+ 405) |  | 0.405 | 8 | 215 | 34 |  | Fixed | Roof
NJADRE1553001817 | Administratively Determined Incentive Program | Budd Lake | 7828 | 3 | 12.56 | Residential | Behind the Meter | Yes | Net Metered Residential | Trinity Solar Inc. | None | JCP&L | Accepted | 2023-04-03 | 2023-05-01 | 2024-05-01 | Solar Panels | HANWHA 405 (Q.PEAK DUO BLK ML-G10+ 405) | HANWHA 405 (Q.PEAK DUO BLK ML-G10+ 405) |  | 0.405 | 4 | 125 | 34 |  | Fixed | Roof
NJADRE1553001817 | Administratively Determined Incentive Program | Budd Lake | 7828 | 3 | 12.56 | Residential | Behind the Meter | Yes | Net Metered Residential | Trinity Solar Inc. | None | JCP&L | Accepted | 2023-04-03 | 2023-05-01 | 2024-05-01 | Solar Panels | HANWHA 405 (Q.PEAK DUO BLK ML-G10+ 405) | HANWHA 405 (Q.PEAK DUO BLK ML-G10+ 405) |  | 0.405 | 3 | 305 | 34 |  | Fixed | Roof
NJADRE1553001817 | Administratively Determined Incentive Program | Budd Lake | 7828 | 3 | 12.56 | Residential | Behind the Meter | Yes | Net Metered Residential | Trinity Solar Inc. | None | JCP&L | Accepted | 2023-04-03 | 2023-05-01 | 2024-05-01 | Solar Panels | HANWHA 405 (Q.PEAK DUO BLK ML-G10+ 405) | HANWHA 405 (Q.PEAK DUO BLK ML-G10+ 405) |  | 0.405 | 2 | 305 | 34 |  | Fixed | Roof
NJADRE1553002934 | Administratively Determined Incentive Program | Teaneck | 7666 | 7 | 7.7 | Residential | Behind the Meter | Yes | Net Metered Residential | Trinity Solar Inc. | None | PSE&G | Accepted | 2023-04-03 | 2023-05-01 | 2024-05-01 | Inverters | Solar Edge | SE6000H-US000BNi4 | 6000 |  | 1 |  |  | 0.97 |  | Outdoor
NJADRE1553002934 | Administratively Determined Incentive Program | Teaneck | 7666 | 7 | 7.7 | Residential | Behind the Meter | Yes | Net Metered Residential | Trinity Solar Inc. | None | PSE&G | Accepted | 2023-04-03 | 2023-05-01 | 2024-05-01 | Solar Panels | HANWHA | Q.PEAK DUO BLK ML-G10+ 405 |  | 0.405 | 10 | 293 | 40 |  | Fixed | Roof
NJADRE1553002934 | Administratively Determined Incentive Program | Teaneck | 7666 | 7 | 7.7 | Residential | Behind the Meter | Yes | Net Metered Residential | Trinity Solar Inc. | None | PSE&G | Accepted | 2023-04-03 | 2023-05-01 | 2024-05-01 | Solar Panels | HANWHA | Q.PEAK DUO BLK ML-G10+ 405 |  | 0.405 | 9 | 113 | 40 |  | Fixed | Roof
NJADRE1553002955 | Administratively Determined Incentive Program | Perth Amboy | 8861 | 11 | 5.6 | Residential | Behind the Meter | No | Net Metered Residential | Bright Planet Solar | None | PSE&G | Accepted | 2023-04-03 | 2023-05-01 | 2024-05-01 | Inverters | SolarEdge | SE3800H-USRGM | 3800 |  | 1 |  |  | 0.98 |  | Outdoor
NJADRE1553002955 | Administratively Determined Incentive Program | Perth Amboy | 8861 | 11 | 5.6 | Residential | Behind the Meter | No | Net Metered Residential | Bright Planet Solar | None | PSE&G | Accepted | 2023-04-03 | 2023-05-01 | 2024-05-01 | Solar Panels | Hanwha Q-Cells | Q.PEAK DUO BLK ML-G10.a+400 |  | 0.4 | 8 | 20 | 27 |  | Fixed | Roof
NJADRE1553002955 | Administratively Determined Incentive Program | Perth Amboy | 8861 | 11 | 5.6 | Residential | Behind the Meter | No | Net Metered Residential | Bright Planet Solar | None | PSE&G | Accepted | 2023-04-03 | 2023-05-01 | 2024-05-01 | Solar Panels | Hanwha Q-Cells | Q.PEAK DUO BLK ML-G10.a+400 |  | 0.4 | 6 | 201 | 27 |  | Fixed | Roof
NJADRE1553002971 | Administratively Determined Incentive Program | South Brunswick | 8852 | 11 | 8.28 | Residential | Behind the Meter | No | Net Metered Residential | Vision Solar LLC | None | PSE&G | Accepted | 2023-04-04 | 2023-05-02 | 2024-05-02 | Inverters | Solaredge | SE6000H-USRGM | 6 |  | 1 |  |  | 0.97 |  | Outside | under panel (side of house)
NJADRE1553002971 | Administratively Determined Incentive Program | South Brunswick | 8852 | 11 | 8.28 | Residential | Behind the Meter | No | Net Metered Residential | Vision Solar LLC | None | PSE&G | Accepted | 2023-04-04 | 2023-05-02 | 2024-05-02 | Solar Panels | Znshine | ZXM6-NH120-360/M |  | 0.36 | 6 | 164 | 40 |  | Fixed | Roof
NJADRE1553002971 | Administratively Determined Incentive Program | South Brunswick | 8852 | 11 | 8.28 | Residential | Behind the Meter | No | Net Metered Residential | Vision Solar LLC | None | PSE&G | Accepted | 2023-04-04 | 2023-05-02 | 2024-05-02 | Solar Panels | Znshine | ZXM6-NH120-360/M |  | 0.36 | 15 | 254 | 36 |  | Fixed | Roof
NJADRE1553002971 | Administratively Determined Incentive Program | South Brunswick | 8852 | 11 | 8.28 | Residential | Behind the Meter | No | Net Metered Residential | Vision Solar LLC | None | PSE&G | Accepted | 2023-04-04 | 2023-05-02 | 2024-05-02 | Solar Panels | Znshine | ZXM6-NH120-360/M |  | 0.36 | 2 | 74 | 36 |  | Fixed | Roof
NJADRE1553003027 | Administratively Determined Incentive Program | North Bergen | 7047 | 8 | 3.72 | Residential | Behind the Meter | Yes | Net Metered Residential | Bright Planet Solar | None | PSE&G | Accepted | 2023-04-03 | 2023-05-02 | 2024-05-02 | Inverters | SolarEdge | SE3000H-USRGM | 3000 |  | 1 |  |  | 0.98 |  | Outdoor
NJADRE1553003027 | Administratively Determined Incentive Program | North Bergen | 7047 | 8 | 3.72 | Residential | Behind the Meter | Yes | Net Metered Residential | Bright Planet Solar | None | PSE&G | Accepted | 2023-04-03 | 2023-05-02 | 2024-05-02 | Solar Panels | Longi | LR6-60HPB-310M |  | 0.31 | 12 | 121 | 9 |  | Fixed | Roof
NJADRE1553003041 | Administratively Determined Incentive Program | MOONACHIE BORO | 7074 | 7 | 5.53 | Residential | Behind the Meter | Yes | Net Metered Residential | Freedom Forever New Jersey LLC | None | PSE&G | Accepted | 2023-04-27 | 2023-05-23 | 2024-05-23 | Inverters | Solar Edge | SE3800H-USRGM [SI1] | 3800 |  | 1 |  |  | 0.99 |  | Outdoor
NJADRE1553003041 | Administratively Determined Incentive Program | MOONACHIE BORO | 7074 | 7 | 5.53 | Residential | Behind the Meter | Yes | Net Metered Residential | Freedom Forever New Jersey LLC | None | PSE&G | Accepted | 2023-04-27 | 2023-05-23 | 2024-05-23 | Solar Panels | Hanwha | Q.PEAK DUO L-G5.2 395W |  | 0.395 | 14 | 136 | 10 |  | Fixed | Roof
NJADRE1553003907 | Administratively Determined Incentive Program | Irvington | 7111 | 9 | 6.64 | Residential | Behind the Meter | Yes | Net Metered Residential | Posigen NJ LLC | None | PSE&G | Accepted | 2023-04-03 | 2023-05-01 | 2024-05-01 | Solar Panels | Canadian Solar | CS3N-415MS |  | 0.415 | 16 | 41 | 30 |  | Fixed | Roof
NJADRE1553003907 | Administratively Determined Incentive Program | Irvington | 7111 | 9 | 6.64 | Residential | Behind the Meter | Yes | Net Metered Residential | Posigen NJ LLC | None | PSE&G | Accepted | 2023-04-03 | 2023-05-01 | 2024-05-01 | Inverters | SolarEdge | SE6000H-US | 6000 |  | 1 |  |  | 0.99 |  | Outside | within ten feet of meter
NJADRE1553005984 | Administratively Determined Incentive Program | Cape May Court House, | 8210 | 21 | 9.2 | Residential | Behind the Meter | Yes | Net Metered Residential | Suntuity Solar LLC | None | AC Electric | Accepted | 2023-04-04 | 2023-05-01 | 2024-05-01 | Inverters | ENPHASE | IQ8PLUS-72-2-US | 290 |  | 23 |  |  | 0.97 |  | Outdoor | Behind the PV modules
NJADRE1553005984 | Administratively Determined Incentive Program | Cape May Court House, | 8210 | 21 | 9.2 | Residential | Behind the Meter | Yes | Net Metered Residential | Suntuity Solar LLC | None | AC Electric | Accepted | 2023-04-04 | 2023-05-01 | 2024-05-01 | Solar Panels | HANWHA | Q.PEAK DUO BLK ML-G10+ 400 |  | 0.4 | 11 | 211 | 25 |  | Fixed | Roof
NJADRE1553005984 | Administratively Determined Incentive Program | Cape May Court House, | 8210 | 21 | 9.2 | Residential | Behind the Meter | Yes | Net Metered Residential | Suntuity Solar LLC | None | AC Electric | Accepted | 2023-04-04 | 2023-05-01 | 2024-05-01 | Solar Panels | HANWHA | Q.PEAK DUO BLK ML-G10+ 400 |  | 0.4 | 12 | 31 | 25 |  | Fixed | Roof
NJADRE1553006068 | Administratively Determined Incentive Program | Marlboro | 7751 | 17 | 8.76 | Residential | Behind the Meter | Yes | Net Metered Residential | Pro Custom Solar dba Momentum Solar | None | JCP&L | Accepted | 2023-04-04 | 2023-05-02 | 2024-05-02 | Inverters | enphase | iq8plus-72-2-us | 290 |  | 24 |  |  | 0.97 |  | Outdoor
NJADRE1553006068 | Administratively Determined Incentive Program | Marlboro | 7751 | 17 | 8.76 | Residential | Behind the Meter | Yes | Net Metered Residential | Pro Custom Solar dba Momentum Solar | None | JCP&L | Accepted | 2023-04-04 | 2023-05-02 | 2024-05-02 | Solar Panels | hanwha | `q.peak duo blk-g10+365 |  | 0.365 | 9 | 228 | 30 |  | Fixed | Roof
NJADRE1553006068 | Administratively Determined Incentive Program | Marlboro | 7751 | 17 | 8.76 | Residential | Behind the Meter | Yes | Net Metered Residential | Pro Custom Solar dba Momentum Solar | None | JCP&L | Accepted | 2023-04-04 | 2023-05-02 | 2024-05-02 | Solar Panels | hanwha | q.peak duo blk-g10+365 |  | 0.365 | 12 | 138 | 40 |  | Fixed | Roof
NJADRE1553006068 | Administratively Determined Incentive Program | Marlboro | 7751 | 17 | 8.76 | Residential | Behind the Meter | Yes | Net Metered Residential | Pro Custom Solar dba Momentum Solar | None | JCP&L | Accepted | 2023-04-04 | 2023-05-02 | 2024-05-02 | Solar Panels | hanwha | q.peak duo blk-g10+365 |  | 0.365 | 3 | 48 | 30 |  | Fixed | Roof
NJADRE1553006135 | Administratively Determined Incentive Program | Jersey City | 7305 | 8 | 2.96 | Residential | Behind the Meter | No | Net Metered Residential | Vision Solar LLC | None | PSE&G | Accepted | 2023-04-04 | 2023-05-09 | 2024-05-09 | Inverters | Solaredge | SE3800H-USRGM | 4 |  | 1 |  |  | 0.97 |  | Outdoor | under panel (side of house)
NJADRE1553006135 | Administratively Determined Incentive Program | Jersey City | 7305 | 8 | 2.96 | Residential | Behind the Meter | No | Net Metered Residential | Vision Solar LLC | None | PSE&G | Accepted | 2023-04-04 | 2023-05-09 | 2024-05-09 | Solar Panels | Znshine | ZXM6-NH120-370/M |  | 0.37 | 5 | 146 | 39 |  | Fixed | Roof
NJADRE1553006135 | Administratively Determined Incentive Program | Jersey City | 7305 | 8 | 2.96 | Residential | Behind the Meter | No | Net Metered Residential | Vision Solar LLC | None | PSE&G | Accepted | 2023-04-04 | 2023-05-09 | 2024-05-09 | Solar Panels | Znshine | ZXM6-NH120-370/M |  | 0.37 | 3 | 326 | 39 |  | Fixed | Roof
NJADRE1553006202 | Administratively Determined Incentive Program | HILLSIDE | 7205 | 10 | 8.2 | Residential | Behind the Meter | Yes | Net Metered Residential | Posigen NJ LLC | None | PSE&G | Accepted | 2023-04-04 | 2023-05-02 | 2024-05-02 | Inverters | SOLAREDGE | SE7600H-US | 7600 |  | 1 |  |  | 0.99 |  | Outside | WITHIN TEN FEET OF METER
NJADRE1553006202 | Administratively Determined Incentive Program | HILLSIDE | 7205 | 10 | 8.2 | Residential | Behind the Meter | Yes | Net Metered Residential | Posigen NJ LLC | None | PSE&G | Accepted | 2023-04-04 | 2023-05-02 | 2024-05-02 | Solar Panels | CANADIAN SOLAR | CS3N-410MS |  | 0.41 | 20 | 219 | 34 |  | Fixed | Roof
NJADRE1553006207 | Administratively Determined Incentive Program | EHT | 8234 | 19 | 14.8 | Residential | Behind the Meter | No | Net Metered Residential | All Season Solar | None | AC Electric | Accepted | 2023-04-04 | 2023-05-02 | 2024-05-02 | Inverters | Enphase | IQ8 Plus | 290 |  | 40 |  |  | 0.97 |  | Outside
NJADRE1553006207 | Administratively Determined Incentive Program | EHT | 8234 | 19 | 14.8 | Residential | Behind the Meter | No | Net Metered Residential | All Season Solar | None | AC Electric | Accepted | 2023-04-04 | 2023-05-02 | 2024-05-02 | Solar Panels | Certainteed | CT370Hc11-06 |  | 0.37 | 18 | 135 | 23 |  | Fixed | Roof
NJADRE1553006207 | Administratively Determined Incentive Program | EHT | 8234 | 19 | 14.8 | Residential | Behind the Meter | No | Net Metered Residential | All Season Solar | None | AC Electric | Accepted | 2023-04-04 | 2023-05-02 | 2024-05-02 | Solar Panels | Certainteed | CT370HC11-06 |  | 0.37 | 22 | 315 | 23 |  | Fixed | Roof
NJADRE1553006277 | Administratively Determined Incentive Program | Roselle | 7203 | 10 | 8.2 | Residential | Behind the Meter | Yes | Net Metered Residential | Posigen NJ LLC | None | PSE&G | Accepted | 2023-04-04 | 2023-05-02 | 2024-05-02 | Solar Panels | Canadian Solar | CS3N-410MS |  | 0.41 | 20 | 306 | 30 |  | Fixed | Roof
NJADRE1553006277 | Administratively Determined Incentive Program | Roselle | 7203 | 10 | 8.2 | Residential | Behind the Meter | Yes | Net Metered Residential | Posigen NJ LLC | None | PSE&G | Accepted | 2023-04-04 | 2023-05-02 | 2024-05-02 | Inverters | SolarEdge | SE7600H-US | 7600 |  | 1 |  |  | 0.99 |  | Outside | within ten feet of meter
NJADRE1553006282 | Administratively Determined Incentive Program | West New York | 7093 | 8 | 6.21 | Residential | Behind the Meter | Yes | Net Metered Residential | Pro Custom Solar dba Momentum Solar | None | PSE&G | Accepted | 2023-04-04 | 2023-05-02 | 2024-05-02 | Inverters | enphase | iq8plus-72-2-us | 290 |  | 17 |  |  | 0.97 |  | Outdoor
NJADRE1553006282 | Administratively Determined Incentive Program | West New York | 7093 | 8 | 6.21 | Residential | Behind the Meter | Yes | Net Metered Residential | Pro Custom Solar dba Momentum Solar | None | PSE&G | Accepted | 2023-04-04 | 2023-05-02 | 2024-05-02 | Solar Panels | hanwha | q.peak duo blk-g10+365 |  | 0.365 | 9 | 211 | 19 |  | Fixed | Roof
NJADRE1553006282 | Administratively Determined Incentive Program | West New York | 7093 | 8 | 6.21 | Residential | Behind the Meter | Yes | Net Metered Residential | Pro Custom Solar dba Momentum Solar | None | PSE&G | Accepted | 2023-04-04 | 2023-05-02 | 2024-05-02 | Solar Panels | hanwha | q.peak duo blk-g10+365 |  | 0.365 | 8 | 31 | 19 |  | Fixed | Roof
NJADRE1553006315 | Administratively Determined Incentive Program | West New York | 7093 | 8 | 7.3 | Residential | Behind the Meter | Yes | Net Metered Residential | Pro Custom Solar dba Momentum Solar | None | PSE&G | Accepted | 2023-04-04 | 2023-05-02 | 2024-05-02 | Inverters | enphase | iq8plus-72-2-us | 290 |  | 20 |  |  | 0.97 |  | Outdoor
NJADRE1553006315 | Administratively Determined Incentive Program | West New York | 7093 | 8 | 7.3 | Residential | Behind the Meter | Yes | Net Metered Residential | Pro Custom Solar dba Momentum Solar | None | PSE&G | Accepted | 2023-04-04 | 2023-05-02 | 2024-05-02 | Solar Panels | hanwha | q.peak duo blk-g10+365 |  | 0.365 | 10 | 211 | 19 |  | Fixed | Roof
NJADRE1553006315 | Administratively Determined Incentive Program | West New York | 7093 | 8 | 7.3 | Residential | Behind the Meter | Yes | Net Metered Residential | Pro Custom Solar dba Momentum Solar | None | PSE&G | Accepted | 2023-04-04 | 2023-05-02 | 2024-05-02 | Solar Panels | hanwha | q.peak duo blk-g10+365 |  | 0.365 | 10 | 31 | 19 |  | Fixed | Roof
NJADRE1553007719 | Administratively Determined Incentive Program | HAWTHORNE | 7506 | 6 | 13.12 | Residential | Behind the Meter | Yes | Net Metered Residential | Posigen NJ LLC | None | PSE&G | Accepted | 2023-04-04 | 2023-05-02 | 2024-05-02 | Inverters | SOLAREDGE | SE11400H-US | 11400 |  | 1 |  |  | 0.99 |  | Outside | WITHIN TEN FEET OF METER
NJADRE1553007719 | Administratively Determined Incentive Program | HAWTHORNE | 7506 | 6 | 13.12 | Residential | Behind the Meter | Yes | Net Metered Residential | Posigen NJ LLC | None | PSE&G | Accepted | 2023-04-04 | 2023-05-02 | 2024-05-02 | Solar Panels | CANADIAN SOLAR | CS3N-410MS |  | 0.41 | 32 | 84 | 23 |  | Fixed | Roof
NJADRE1553008031 | Administratively Determined Incentive Program | West Berlin | 8091 | 14 | 22.12 | Residential | Behind the Meter | Yes | Net Metered Residential | SunnyMac LLC | None | AC Electric | Accepted | 2023-04-04 | 2023-05-15 | 2024-05-15 | Solar Panels | JASOLAR | JAM54S31-395/MR MODULES |  | 0.395 | 27 | 129 | 17 |  | Fixed | Roof
NJADRE1553008031 | Administratively Determined Incentive Program | West Berlin | 8091 | 14 | 22.12 | Residential | Behind the Meter | Yes | Net Metered Residential | SunnyMac LLC | None | AC Electric | Accepted | 2023-04-04 | 2023-05-15 | 2024-05-15 | Solar Panels | JASOLAR | JAM54S31-395/MR MODULES |  | 0.395 | 2 | 129 | 17 |  | Fixed | Roof
NJADRE1553008031 | Administratively Determined Incentive Program | West Berlin | 8091 | 14 | 22.12 | Residential | Behind the Meter | Yes | Net Metered Residential | SunnyMac LLC | None | AC Electric | Accepted | 2023-04-04 | 2023-05-15 | 2024-05-15 | Solar Panels | JASOLAR | JAM54S31-395/MR MODULES |  | 0.395 | 11 | 309 | 11 |  | Fixed | Roof
NJADRE1553008031 | Administratively Determined Incentive Program | West Berlin | 8091 | 14 | 22.12 | Residential | Behind the Meter | Yes | Net Metered Residential | SunnyMac LLC | None | AC Electric | Accepted | 2023-04-04 | 2023-05-15 | 2024-05-15 | Solar Panels | JASOLAR | JAM54S31-395/MR MODULES |  | 0.395 | 16 | 309 | 19 |  | Fixed | Roof
NJADRE1553008031 | Administratively Determined Incentive Program | West Berlin | 8091 | 14 | 22.12 | Residential | Behind the Meter | Yes | Net Metered Residential | SunnyMac LLC | None | AC Electric | Accepted | 2023-04-04 | 2023-05-15 | 2024-05-15 | Inverters | SolarEdge | SE10000H-US | 10000 |  | 1 |  |  | 0.99 |  | Outdoor | NEXT TO METER
NJADRE1553008031 | Administratively Determined Incentive Program | West Berlin | 8091 | 14 | 22.12 | Residential | Behind the Meter | Yes | Net Metered Residential | SunnyMac LLC | None | AC Electric | Accepted | 2023-04-04 | 2023-05-15 | 2024-05-15 | Inverters | SolarEdge | SE7600H-US | 7600 |  | 1 |  |  | 0.99 |  | Outdoor | NEXT TO METER
NJADRE1553008031 | Administratively Determined Incentive Program | West Berlin | 8091 | 14 | 22.12 | Residential | Behind the Meter | Yes | Net Metered Residential | SunnyMac LLC | None | AC Electric | Accepted | 2023-04-04 | 2023-05-15 | 2024-05-15 | Meters | SE-RGMTR-1D-240C-B | Solaredge |  |  | 1 |  |  |  | Yes | Outdoor
NJADRE1553009404 | Administratively Determined Incentive Program | Hackettstown | 7840 | 2 | 14.4 | Residential | Behind the Meter | No | Net Metered Residential | Vision Solar LLC | None | JCP&L | Accepted | 2023-04-04 | 2023-05-02 | 2024-05-02 | Inverters | Solaredge | SE11400H-USRGM | 11400 |  | 1 |  |  | 0.97 |  | Outside | under panel (side of house)
NJADRE1553009404 | Administratively Determined Incentive Program | Hackettstown | 7840 | 2 | 14.4 | Residential | Behind the Meter | No | Net Metered Residential | Vision Solar LLC | None | JCP&L | Accepted | 2023-04-04 | 2023-05-02 | 2024-05-02 | Solar Panels | Znshine | ZXM6-NH120-360/M |  | 0.36 | 18 | 232 | 37 |  | Fixed | Roof
NJADRE1553009404 | Administratively Determined Incentive Program | Hackettstown | 7840 | 2 | 14.4 | Residential | Behind the Meter | No | Net Metered Residential | Vision Solar LLC | None | JCP&L | Accepted | 2023-04-04 | 2023-05-02 | 2024-05-02 | Solar Panels | Znshine | ZXM6-NH120-360/M |  | 0.36 | 22 | 52 | 37 |  | Fixed | Roof
NJADRE1553009642 | Administratively Determined Incentive Program | Rockaway Township | 7866 | 3 | 6.29 | Residential | Behind the Meter | No | Net Metered Residential | Vision Solar LLC | None | JCP&L | Accepted | 2023-04-04 | 2023-05-09 | 2024-05-09 | Inverters | SolarEdge | SE6000H-USRGM | 6000 |  | 1 |  |  | 0.97 |  | Outdoor | SIDE OF HOUSE
NJADRE1553009642 | Administratively Determined Incentive Program | Rockaway Township | 7866 | 3 | 6.29 | Residential | Behind the Meter | No | Net Metered Residential | Vision Solar LLC | None | JCP&L | Accepted | 2023-04-04 | 2023-05-09 | 2024-05-09 | Solar Panels | ZNSHINE SOLAR | ZXM6-NH120-370/M |  | 0.37 | 14 | 178 | 26 |  | Fixed | Roof
NJADRE1553009642 | Administratively Determined Incentive Program | Rockaway Township | 7866 | 3 | 6.29 | Residential | Behind the Meter | No | Net Metered Residential | Vision Solar LLC | None | JCP&L | Accepted | 2023-04-04 | 2023-05-09 | 2024-05-09 | Solar Panels | ZNSHINE SOLAR | ZXM6-NH120-370/M |  | 0.37 | 3 | 358 | 26 |  | Fixed | Roof
NJADRE1553010396 | Administratively Determined Incentive Program | Hammonton | 8037 | 19 | 11.88 | Commercial | Behind the Meter | No | Small Net Metered Non-Residential Ground Mount | All Season Solar | None | AC Electric | Accepted | 2023-04-04 | 2023-05-02 | 2024-05-02 | Inverters | SMA | Sunny Boy SB 3.8 | 240 |  | 3 |  |  | 0.97 |  | Outdoor
NJADRE1553010396 | Administratively Determined Incentive Program | Hammonton | 8037 | 19 | 11.88 | Commercial | Behind the Meter | No | Small Net Metered Non-Residential Ground Mount | All Season Solar | None | AC Electric | Accepted | 2023-04-04 | 2023-05-02 | 2024-05-02 | Solar Panels | Certainteed | CT440HC11-06 |  | 0.44 | 27 | 167 | 25 |  | Fixed | Ground
NJADRE1553010834 | Administratively Determined Incentive Program | Middletown Township | 7738 | 17 | 9 | Residential | Behind the Meter | No | Net Metered Residential | Vision Solar LLC | None | JCP&L | Accepted | 2023-04-04 | 2023-05-02 | 2024-05-02 | Inverters | SolarEdge | SE6000H-USRGM | 6000 |  | 1 |  |  | 0.97 |  | Outdoor | SIDE OF HOUSE
NJADRE1553010834 | Administratively Determined Incentive Program | Middletown Township | 7738 | 17 | 9 | Residential | Behind the Meter | No | Net Metered Residential | Vision Solar LLC | None | JCP&L | Accepted | 2023-04-04 | 2023-05-02 | 2024-05-02 | Solar Panels | ZNSHINE SOLAR | ZXM6-NH120-360/M |  | 0.36 | 25 | 77 | 8 |  | Fixed | Roof
NJADRE1553010845 | Administratively Determined Incentive Program | Indian Mills | 8088 | 13 | 11.06 | Residential | Behind the Meter | Yes | Net Metered Residential | SunnyMac LLC | None | AC Electric | Accepted | 2023-04-04 | 2023-05-08 | 2024-05-08 | Solar Panels | CANADIAN SOLAR | CS3U-395MS |  | 0.395 | 28 | 247 | 23 |  | Fixed | Roof
NJADRE1553010845 | Administratively Determined Incentive Program | Indian Mills | 8088 | 13 | 11.06 | Residential | Behind the Meter | Yes | Net Metered Residential | SunnyMac LLC | None | AC Electric | Accepted | 2023-04-04 | 2023-05-08 | 2024-05-08 | Inverters | SolarEdge | SE10000H-US | 10000 |  | 1 |  |  | 0.99 |  | Outdoor | NEXT TO METER
NJADRE1553011607 | Administratively Determined Incentive Program | Hamilton | 8690 | 12 | 6.08 | Residential | Behind the Meter | Yes | Net Metered Residential | Trinity Solar | None | PSE&G | Accepted | 2023-04-04 | 2023-05-03 | 2024-05-03 | Inverters | Solar Edge | SE5000H-US | 5 |  | 1 |  |  | 0.97 |  | Outdoor
NJADRE1553011607 | Administratively Determined Incentive Program | Hamilton | 8690 | 12 | 6.08 | Residential | Behind the Meter | Yes | Net Metered Residential | Trinity Solar | None | PSE&G | Accepted | 2023-04-04 | 2023-05-03 | 2024-05-03 | Solar Panels | HANWHA 405 (Q.PEAK DUO BLK ML-G10+ 405) | HANWHA 405 (Q.PEAK DUO BLK ML-G10+ 405) |  | 0.405 | 15 | 256 | 23 |  | Fixed | Roof
NJADRE1553012262 | Administratively Determined Incentive Program | Magnolia Boro | 8049 | 14 | 9 | Residential | Behind the Meter | Yes | Net Metered Residential | All Season Solar | None | PSE&G | Accepted | 2023-04-04 | 2023-05-02 | 2024-05-02 | Inverters | Enphase | IQ8 plus | 290 |  | 25 |  |  | 0.97 |  | Outdoor
NJADRE1553012262 | Administratively Determined Incentive Program | Magnolia Boro | 8049 | 14 | 9 | Residential | Behind the Meter | Yes | Net Metered Residential | All Season Solar | None | PSE&G | Accepted | 2023-04-04 | 2023-05-02 | 2024-05-02 | Solar Panels | Trina | TSMDE06X.05II |  | 0.36 | 13 | 82 | 31 |  | Fixed | Roof
NJADRE1553012262 | Administratively Determined Incentive Program | Magnolia Boro | 8049 | 14 | 9 | Residential | Behind the Meter | Yes | Net Metered Residential | All Season Solar | None | PSE&G | Accepted | 2023-04-04 | 2023-05-02 | 2024-05-02 | Solar Panels | Trina | TSMDE06X.05II |  | 0.36 | 12 | 262 | 31 |  | Fixed | Roof
NJADRE1553012279 | Administratively Determined Incentive Program | BRIDGETON | 8302 | 20 | 8.3 | Residential | Behind the Meter | Yes | Net Metered Residential | Posigen NJ LLC | None | AC Electric | Accepted | 2023-04-04 | 2023-05-02 | 2024-05-02 | Inverters | SOLAREDGE | SE7600H-US | 7600 |  | 1 |  |  | 0.99 |  | Outside | WITHIN TEN FEET OF METER
NJADRE1553012279 | Administratively Determined Incentive Program | BRIDGETON | 8302 | 20 | 8.3 | Residential | Behind the Meter | Yes | Net Metered Residential | Posigen NJ LLC | None | AC Electric | Accepted | 2023-04-04 | 2023-05-02 | 2024-05-02 | Solar Panels | CANADIAN SOLAR | CS3N-415MS |  | 0.415 | 20 | 182 | 23 |  | Fixed | Roof
NJADRE1553012289 | Administratively Determined Incentive Program | Mickleton | 8056 | 15 | 11.47 | Residential | Behind the Meter | No | Net Metered Residential | NJ Solar Power | None | AC Electric | Accepted | 2023-04-04 | 2023-05-02 | 2024-05-02 | Solar Panels | Panasonic | EVPV370PK |  | 0.37 | 6 | 146 | 38 |  | Fixed | Roof | Roof 1
NJADRE1553012289 | Administratively Determined Incentive Program | Mickleton | 8056 | 15 | 11.47 | Residential | Behind the Meter | No | Net Metered Residential | NJ Solar Power | None | AC Electric | Accepted | 2023-04-04 | 2023-05-02 | 2024-05-02 | Solar Panels | Panasonic | EVPV370PK |  | 0.37 | 15 | 146 | 14 |  | Fixed | Roof | Roof 2
NJADRE1553012289 | Administratively Determined Incentive Program | Mickleton | 8056 | 15 | 11.47 | Residential | Behind the Meter | No | Net Metered Residential | NJ Solar Power | None | AC Electric | Accepted | 2023-04-04 | 2023-05-02 | 2024-05-02 | Solar Panels | Panasonic | EVPV370PK |  | 0.37 | 10 | 146 | 38 |  | Fixed | Roof | Roof 3
NJADRE1553012289 | Administratively Determined Incentive Program | Mickleton | 8056 | 15 | 11.47 | Residential | Behind the Meter | No | Net Metered Residential | NJ Solar Power | None | AC Electric | Accepted | 2023-04-04 | 2023-05-02 | 2024-05-02 | Inverters | Solar Edge | SE10000H-US | 10000 |  | 1 |  |  | 0.99 |  | Outside
NJADRE1553012294 | Administratively Determined Incentive Program | Netcong | 7857 | 3 | 9.25 | Residential | Behind the Meter | No | Net Metered Residential | Vision Solar LLC | None | JCP&L | Accepted | 2023-04-04 | 2023-05-02 | 2024-05-02 | Inverters | SolarEdge | SE6000H-USRGM | 6000 |  | 1 |  |  | 0.97 |  | Outdoor | SIDE OF HOUSE
NJADRE1553012294 | Administratively Determined Incentive Program | Netcong | 7857 | 3 | 9.25 | Residential | Behind the Meter | No | Net Metered Residential | Vision Solar LLC | None | JCP&L | Accepted | 2023-04-04 | 2023-05-02 | 2024-05-02 | Solar Panels | ZNSHINE SOLAR | ZXM6-NH120-370/M |  | 0.37 | 4 | 92 | 20 |  | Fixed | Roof
NJADRE1553012294 | Administratively Determined Incentive Program | Netcong | 7857 | 3 | 9.25 | Residential | Behind the Meter | No | Net Metered Residential | Vision Solar LLC | None | JCP&L | Accepted | 2023-04-04 | 2023-05-02 | 2024-05-02 | Solar Panels | ZNSHINE SOLAR | ZXM6-NH120-370/M |  | 0.37 | 10 | 92 | 20 |  | Fixed | Roof
NJADRE1553012294 | Administratively Determined Incentive Program | Netcong | 7857 | 3 | 9.25 | Residential | Behind the Meter | No | Net Metered Residential | Vision Solar LLC | None | JCP&L | Accepted | 2023-04-04 | 2023-05-02 | 2024-05-02 | Solar Panels | ZNSHINE SOLAR | ZXM6-NH120-370/M |  | 0.37 | 5 | 272 | 20 |  | Fixed | Roof
NJADRE1553012294 | Administratively Determined Incentive Program | Netcong | 7857 | 3 | 9.25 | Residential | Behind the Meter | No | Net Metered Residential | Vision Solar LLC | None | JCP&L | Accepted | 2023-04-04 | 2023-05-02 | 2024-05-02 | Solar Panels | ZNSHINE SOLAR | ZXM6-NH120-370/M |  | 0.37 | 6 | 272 | 5 |  | Fixed | Roof
NJADRE1553012319 | Administratively Determined Incentive Program | Woodbine | 8270 | 21 | 12.58 | Residential | Behind the Meter | No | Net Metered Residential | Vision Solar LLC | None | AC Electric | Accepted | 2023-04-04 | 2023-05-02 | 2024-05-02 | Inverters | Solaredge | SE11400H-USRGM | 11400 |  | 1 |  |  | 0.97 |  | Outdoor | under panel (side of house)
NJADRE1553012319 | Administratively Determined Incentive Program | Woodbine | 8270 | 21 | 12.58 | Residential | Behind the Meter | No | Net Metered Residential | Vision Solar LLC | None | AC Electric | Accepted | 2023-04-04 | 2023-05-02 | 2024-05-02 | Solar Panels | Znshine | ZXM6-NH120-370/M |  | 0.37 | 8 | 212 | 20 |  | Fixed | Roof
NJADRE1553012319 | Administratively Determined Incentive Program | Woodbine | 8270 | 21 | 12.58 | Residential | Behind the Meter | No | Net Metered Residential | Vision Solar LLC | None | AC Electric | Accepted | 2023-04-04 | 2023-05-02 | 2024-05-02 | Solar Panels | Znshine | ZXM6-NH120-370/M |  | 0.37 | 3 | 212 | 16 |  | Fixed | Roof
NJADRE1553012319 | Administratively Determined Incentive Program | Woodbine | 8270 | 21 | 12.58 | Residential | Behind the Meter | No | Net Metered Residential | Vision Solar LLC | None | AC Electric | Accepted | 2023-04-04 | 2023-05-02 | 2024-05-02 | Solar Panels | Znshine | ZXM6-NH120-370/M |  | 0.37 | 17 | 32 | 20 |  | Fixed | Roof
NJADRE1553012319 | Administratively Determined Incentive Program | Woodbine | 8270 | 21 | 12.58 | Residential | Behind the Meter | No | Net Metered Residential | Vision Solar LLC | None | AC Electric | Accepted | 2023-04-04 | 2023-05-02 | 2024-05-02 | Solar Panels | Znshine | ZXM6-NH120-370/M |  | 0.37 | 3 | 303 | 20 |  | Fixed | Roof
NJADRE1553012319 | Administratively Determined Incentive Program | Woodbine | 8270 | 21 | 12.58 | Residential | Behind the Meter | No | Net Metered Residential | Vision Solar LLC | None | AC Electric | Accepted | 2023-04-04 | 2023-05-02 | 2024-05-02 | Solar Panels | Znshine | ZXM6-NH120-370/M |  | 0.37 | 3 | 123 | 20 |  | Fixed | Roof
NJADRE1553012325 | Administratively Determined Incentive Program | East Orange | 7017 | 9 | 6.8 | Residential | Behind the Meter | No | Net Metered Residential | Bright Planet Solar | None | PSE&G | Accepted | 2023-04-04 | 2023-05-02 | 2024-05-02 | Inverters | SolarEdge | SE5000H-USRGM | 5000 |  | 1 |  |  | 0.98 |  | Outdoor
NJADRE1553012325 | Administratively Determined Incentive Program | East Orange | 7017 | 9 | 6.8 | Residential | Behind the Meter | No | Net Metered Residential | Bright Planet Solar | None | PSE&G | Accepted | 2023-04-04 | 2023-05-02 | 2024-05-02 | Solar Panels | Hanwha Q-Cells | Q.PEAK DUO BLK ML-G10.a+400 |  | 0.4 | 11 | 205 | 18 |  | Fixed | Roof
NJADRE1553012325 | Administratively Determined Incentive Program | East Orange | 7017 | 9 | 6.8 | Residential | Behind the Meter | No | Net Metered Residential | Bright Planet Solar | None | PSE&G | Accepted | 2023-04-04 | 2023-05-02 | 2024-05-02 | Solar Panels | Hanwha Q-Cells | Q.PEAK DUO BLK ML-G10.a+400 |  | 0.4 | 6 | 115 | 18 |  | Fixed | Roof
NJADRE1553012900 | Administratively Determined Incentive Program | Clifton City | 7011 | 6 | 4 | Residential | Behind the Meter | No | Net Metered Residential | Bright Planet Solar | None | PSE&G | Accepted | 2023-04-04 | 2023-05-02 | 2024-05-02 | Inverters | SolarEdge | SE3000H-USRGM | 3000 |  | 1 |  |  | 0.98 |  | Outdoor
NJADRE1553012900 | Administratively Determined Incentive Program | Clifton City | 7011 | 6 | 4 | Residential | Behind the Meter | No | Net Metered Residential | Bright Planet Solar | None | PSE&G | Accepted | 2023-04-04 | 2023-05-02 | 2024-05-02 | Solar Panels | Hanwha Q-Cells | Q.PEAK DUO BLK ML-G10.a+400 |  | 0.4 | 3 | 76 | 37 |  | Fixed | Roof
NJADRE1553012900 | Administratively Determined Incentive Program | Clifton City | 7011 | 6 | 4 | Residential | Behind the Meter | No | Net Metered Residential | Bright Planet Solar | None | PSE&G | Accepted | 2023-04-04 | 2023-05-02 | 2024-05-02 | Solar Panels | Hanwha Q-Cells | Q.PEAK DUO BLK ML-G10.a+400 |  | 0.4 | 3 | 257 | 37 |  | Fixed | Roof
NJADRE1553012900 | Administratively Determined Incentive Program | Clifton City | 7011 | 6 | 4 | Residential | Behind the Meter | No | Net Metered Residential | Bright Planet Solar | None | PSE&G | Accepted | 2023-04-04 | 2023-05-02 | 2024-05-02 | Solar Panels | Hanwha Q-Cells | Q.PEAK DUO BLK ML-G10.a+400 |  | 0.4 | 3 | 167 | 34 |  | Fixed | Roof
NJADRE1553012900 | Administratively Determined Incentive Program | Clifton City | 7011 | 6 | 4 | Residential | Behind the Meter | No | Net Metered Residential | Bright Planet Solar | None | PSE&G | Accepted | 2023-04-04 | 2023-05-02 | 2024-05-02 | Solar Panels | Hanwha Q-Cells | Q.PEAK DUO BLK ML-G10.a+400 |  | 0.4 | 1 | 347 | 34 |  | Fixed | Roof
NJADRE1553019147 | Administratively Determined Incentive Program | Howell | 7731 | 17 | 7.4 | Residential | Behind the Meter | No | Net Metered Residential | Vision Solar LLC | None | JCP&L | Accepted | 2023-04-05 | 2023-05-03 | 2024-05-03 | Inverters | Solaredge | SE7600H-US | 8 |  | 1 |  |  | 0.97 |  | Outdoor | under panel (side of house)
NJADRE1553019147 | Administratively Determined Incentive Program | Howell | 7731 | 17 | 7.4 | Residential | Behind the Meter | No | Net Metered Residential | Vision Solar LLC | None | JCP&L | Accepted | 2023-04-05 | 2023-05-03 | 2024-05-03 | Solar Panels | Znshine | ZXM6-NH120-370/M |  | 0.37 | 6 | 165 | 40 |  | Fixed | Roof
NJADRE1553019147 | Administratively Determined Incentive Program | Howell | 7731 | 17 | 7.4 | Residential | Behind the Meter | No | Net Metered Residential | Vision Solar LLC | None | JCP&L | Accepted | 2023-04-05 | 2023-05-03 | 2024-05-03 | Solar Panels | Znshine | ZXM6-NH120-370/M |  | 0.37 | 3 | 255 | 40 |  | Fixed | Roof
NJADRE1553019147 | Administratively Determined Incentive Program | Howell | 7731 | 17 | 7.4 | Residential | Behind the Meter | No | Net Metered Residential | Vision Solar LLC | None | JCP&L | Accepted | 2023-04-05 | 2023-05-03 | 2024-05-03 | Solar Panels | Znshine | ZXM6-NH120-370/M |  | 0.37 | 11 | 345 | 40 |  | Fixed | Roof
NJADRE1553019176 | Administratively Determined Incentive Program | Jackson Township | 8527 | 18 | 10.65 | Residential | Behind the Meter | No | Net Metered Residential | Vision Solar LLC | None | Orange Rockland Electric | Accepted | 2023-04-05 | 2023-05-09 | 2024-05-09 | Inverters | ENPHASE | IQ7-60-2-US | 240 |  | 1 |  |  | 0.96 |  | Outdoor | UNDER PANELS
NJADRE1553019176 | Administratively Determined Incentive Program | Jackson Township | 8527 | 18 | 10.65 | Residential | Behind the Meter | No | Net Metered Residential | Vision Solar LLC | None | Orange Rockland Electric | Accepted | 2023-04-05 | 2023-05-09 | 2024-05-09 | Solar Panels | LONGI | LR4-60HPB355M |  | 0.355 | 30 | 209 | 32 |  | Fixed | Roof
NJADRE1553019204 | Administratively Determined Incentive Program | Mullica Hill | 8062 | 15 | 7.4 | Residential | Behind the Meter | Yes | Net Metered Residential | Advanced Renewable Solutions LLC | None | AC Electric | Accepted | 2023-04-12 | 2023-05-11 | 2024-05-11 | Inverters | Enphase | IQ8PLUS-72-US | 290 |  | 20 |  |  | 0.97 |  | Outdoor
NJADRE1553019204 | Administratively Determined Incentive Program | Mullica Hill | 8062 | 15 | 7.4 | Residential | Behind the Meter | Yes | Net Metered Residential | Advanced Renewable Solutions LLC | None | AC Electric | Accepted | 2023-04-12 | 2023-05-11 | 2024-05-11 | Solar Panels | Certainteed | ct370hc11-06 |  | 0.37 | 20 | 217 | 30 |  | Fixed | Roof
NJADRE1553019245 | Administratively Determined Incentive Program | Phillsburg | 8865 | 2 | 9.25 | Residential | Behind the Meter | No | Net Metered Residential | Vision Solar LLC | None | JCP&L | Accepted | 2023-04-05 | 2023-05-03 | 2024-05-03 | Inverters | Solaredge | SE6000H-US | 6 |  | 1 |  |  | 0.97 |  | Outdoor | under panel (side of house)
NJADRE1553019245 | Administratively Determined Incentive Program | Phillsburg | 8865 | 2 | 9.25 | Residential | Behind the Meter | No | Net Metered Residential | Vision Solar LLC | None | JCP&L | Accepted | 2023-04-05 | 2023-05-03 | 2024-05-03 | Solar Panels | Znshine | ZXM6-NH120-370/M |  | 0.37 | 25 | 197 | 1 |  | Fixed | Roof | 0
NJADRE1553019311 | Administratively Determined Incentive Program | Philipsburg | 8723 | 18 | 11.1 | Residential | Behind the Meter | No | Net Metered Residential | Vision Solar LLC | None | JCP&L | Accepted | 2023-04-05 | 2023-05-10 | 2024-05-10 | Inverters | Solaredge | SE7600H-US | 8 |  | 1 |  |  | 0.97 |  | Outdoor | under panel (side of house)
NJADRE1553019311 | Administratively Determined Incentive Program | Philipsburg | 8723 | 18 | 11.1 | Residential | Behind the Meter | No | Net Metered Residential | Vision Solar LLC | None | JCP&L | Accepted | 2023-04-05 | 2023-05-10 | 2024-05-10 | Solar Panels | Znshine | ZXM6-NH120-370/M |  | 0.37 | 5 | 177 | 25 |  | Fixed | Roof
NJADRE1553019311 | Administratively Determined Incentive Program | Philipsburg | 8723 | 18 | 11.1 | Residential | Behind the Meter | No | Net Metered Residential | Vision Solar LLC | None | JCP&L | Accepted | 2023-04-05 | 2023-05-10 | 2024-05-10 | Solar Panels | Znshine | ZXM6-NH120-370/M |  | 0.37 | 7 | 87 | 25 |  | Fixed | Roof
NJADRE1553019311 | Administratively Determined Incentive Program | Philipsburg | 8723 | 18 | 11.1 | Residential | Behind the Meter | No | Net Metered Residential | Vision Solar LLC | None | JCP&L | Accepted | 2023-04-05 | 2023-05-10 | 2024-05-10 | Solar Panels | Znshine | ZXM6-NH120-370/M |  | 0.37 | 3 | 89 | 25 |  | Fixed | Roof
NJADRE1553019311 | Administratively Determined Incentive Program | Philipsburg | 8723 | 18 | 11.1 | Residential | Behind the Meter | No | Net Metered Residential | Vision Solar LLC | None | JCP&L | Accepted | 2023-04-05 | 2023-05-10 | 2024-05-10 | Solar Panels | Znshine | ZXM6-NH120-370/M |  | 0.37 | 9 | 267 | 25 |  | Fixed | Roof
NJADRE1553019311 | Administratively Determined Incentive Program | Philipsburg | 8723 | 18 | 11.1 | Residential | Behind the Meter | No | Net Metered Residential | Vision Solar LLC | None | JCP&L | Accepted | 2023-04-05 | 2023-05-10 | 2024-05-10 | Solar Panels | Znshine | ZXM6-NH120-370/M |  | 0.37 | 6 | 357 | 25 |  | Fixed | Roof
NJADRE1553019321 | Administratively Determined Incentive Program | Linden | 7036 | 10 | 6.89 | Residential | Behind the Meter | Yes | Net Metered Residential | Trinity Solar Inc. | None | PSE&G | Accepted | 2023-04-05 | 2023-05-03 | 2024-05-03 | Inverters | Solar Edge | SE6000H-US000BEi4 | 6000 |  | 1 |  |  | 0.97 |  | Outdoor
NJADRE1553019321 | Administratively Determined Incentive Program | Linden | 7036 | 10 | 6.89 | Residential | Behind the Meter | Yes | Net Metered Residential | Trinity Solar Inc. | None | PSE&G | Accepted | 2023-04-05 | 2023-05-03 | 2024-05-03 | Solar Panels | HANWHA | Q.PEAK DUO BLK ML-G10+ 405 |  | 0.405 | 17 | 224 | 40 |  | Fixed | Roof
NJADRE1553021623 | Administratively Determined Incentive Program | Edison | 8837 | 11 | 34.4 | Commercial | Behind the Meter | No | Small Net-Metered Non-Residential located on Rooftop, Carport, Canopy and Floating Solar | Green House Solar | None | PSE&G | Accepted | 2023-04-05 | 2023-05-04 | 2024-05-04 | Inverters | Enphase | iq7plus | 290 |  | 86 |  |  | 0.97 |  | Outdoor
NJADRE1553021623 | Administratively Determined Incentive Program | Edison | 8837 | 11 | 34.4 | Commercial | Behind the Meter | No | Small Net-Metered Non-Residential located on Rooftop, Carport, Canopy and Floating Solar | Green House Solar | None | PSE&G | Accepted | 2023-04-05 | 2023-05-04 | 2024-05-04 | Solar Panels | qcell | qcell400 |  | 0.4 | 86 | 124 | 21 |  | Fixed | Roof
NJADRE1553021720 | Administratively Determined Incentive Program | LITTLE SILVER | 7739 | 17 | 8.76 | Residential | Behind the Meter | Yes | Net Metered Residential | Pro Custom Solar dba Momentum Solar | None | JCP&L | Accepted | 2023-04-05 | 2023-05-03 | 2024-05-03 | Inverters | enphase | iq8plus-72-2-us | 290 |  | 24 |  |  | 0.97 |  | Outside
NJADRE1553021720 | Administratively Determined Incentive Program | LITTLE SILVER | 7739 | 17 | 8.76 | Residential | Behind the Meter | Yes | Net Metered Residential | Pro Custom Solar dba Momentum Solar | None | JCP&L | Accepted | 2023-04-05 | 2023-05-03 | 2024-05-03 | Solar Panels | hanwha | q.peak duo blk-g10+365 |  | 0.365 | 5 | 177 | 33 |  | Fixed | Roof
NJADRE1553021720 | Administratively Determined Incentive Program | LITTLE SILVER | 7739 | 17 | 8.76 | Residential | Behind the Meter | Yes | Net Metered Residential | Pro Custom Solar dba Momentum Solar | None | JCP&L | Accepted | 2023-04-05 | 2023-05-03 | 2024-05-03 | Solar Panels | hanwha | q.peak duo blk-g10+365 |  | 0.365 | 6 | 267 | 42 |  | Fixed | Roof
NJADRE1553021720 | Administratively Determined Incentive Program | LITTLE SILVER | 7739 | 17 | 8.76 | Residential | Behind the Meter | Yes | Net Metered Residential | Pro Custom Solar dba Momentum Solar | None | JCP&L | Accepted | 2023-04-05 | 2023-05-03 | 2024-05-03 | Solar Panels | HANWHA | q.peak duo blk-g10+365 |  | 0.365 | 5 | 87 | 41 |  | Fixed | Roof
NJADRE1553021720 | Administratively Determined Incentive Program | LITTLE SILVER | 7739 | 17 | 8.76 | Residential | Behind the Meter | Yes | Net Metered Residential | Pro Custom Solar dba Momentum Solar | None | JCP&L | Accepted | 2023-04-05 | 2023-05-03 | 2024-05-03 | Solar Panels | HANWHA | q.peak duo blk-g10+365 |  | 0.365 | 4 | 87 | 13 |  | Fixed | Roof
NJADRE1553021720 | Administratively Determined Incentive Program | LITTLE SILVER | 7739 | 17 | 8.76 | Residential | Behind the Meter | Yes | Net Metered Residential | Pro Custom Solar dba Momentum Solar | None | JCP&L | Accepted | 2023-04-05 | 2023-05-03 | 2024-05-03 | Solar Panels | HANWHA | q.peak duo blk-g10+365 |  | 0.365 | 4 | 357 | 7 |  | Fixed | Roof
NJADRE1553021776 | Administratively Determined Incentive Program | Toms River | 8757 | 18 | 5.4 | Residential | Behind the Meter | No | Net Metered Residential | Vision Solar LLC | None | JCP&L | Accepted | 2023-04-05 | 2023-05-04 | 2024-05-04 | Inverters | Solaredge | SE3800H-USRGM | 4 |  | 1 |  |  | 0.97 |  | Outdoor | under panel (side of house)
NJADRE1553021776 | Administratively Determined Incentive Program | Toms River | 8757 | 18 | 5.4 | Residential | Behind the Meter | No | Net Metered Residential | Vision Solar LLC | None | JCP&L | Accepted | 2023-04-05 | 2023-05-04 | 2024-05-04 | Solar Panels | Znshine | ZXM6-NH120-360/M |  | 0.36 | 12 | 169 | 26 |  | Fixed | Roof
NJADRE1553021776 | Administratively Determined Incentive Program | Toms River | 8757 | 18 | 5.4 | Residential | Behind the Meter | No | Net Metered Residential | Vision Solar LLC | None | JCP&L | Accepted | 2023-04-05 | 2023-05-04 | 2024-05-04 | Solar Panels | Znshine | ZXM6-NH120-360/M |  | 0.36 | 3 | 259 | 26 |  | Fixed | Roof
NJADRE1553025612 | Administratively Determined Incentive Program | Bloomfield | 7003 | 9 | 2.84 | Residential | Behind the Meter | No | Net Metered Residential | Vision Solar LLC | None | PSE&G | Accepted | 2023-04-05 | 2023-05-19 | 2024-05-19 | Inverters | Enphase | IQ7-60-2-US | 240 |  | 8 |  |  | 0.97 |  | Outdoor | behind each panel
NJADRE1553025612 | Administratively Determined Incentive Program | Bloomfield | 7003 | 9 | 2.84 | Residential | Behind the Meter | No | Net Metered Residential | Vision Solar LLC | None | PSE&G | Accepted | 2023-04-05 | 2023-05-19 | 2024-05-19 | Solar Panels | Longi | LR4-60HPB 355M |  | 0.355 | 8 | 27 | 25 |  | Fixed | Roof
NJADRE1553026570 | Administratively Determined Incentive Program | Ewing Twp | 8638 | 12 | 12.25 | Residential | Behind the Meter | Yes | Net Metered Residential | SunnyMac LLC | None | PSE&G | Accepted | 2023-04-05 | 2023-05-08 | 2024-05-08 | Solar Panels | JA SOLAR | JAM54S31-395/MR |  | 0.395 | 2 | 240 | 19 |  | Fixed | Roof
NJADRE1553026570 | Administratively Determined Incentive Program | Ewing Twp | 8638 | 12 | 12.25 | Residential | Behind the Meter | Yes | Net Metered Residential | SunnyMac LLC | None | PSE&G | Accepted | 2023-04-05 | 2023-05-08 | 2024-05-08 | Solar Panels | JA SOLAR | JAM54S31-395/MR |  | 0.395 | 10 | 240 | 19 |  | Fixed | Roof
NJADRE1553026570 | Administratively Determined Incentive Program | Ewing Twp | 8638 | 12 | 12.25 | Residential | Behind the Meter | Yes | Net Metered Residential | SunnyMac LLC | None | PSE&G | Accepted | 2023-04-05 | 2023-05-08 | 2024-05-08 | Solar Panels | JA SOLAR | JAM54S31-395/MR |  | 0.395 | 11 | 60 | 7 |  | Fixed | Roof
NJADRE1553026570 | Administratively Determined Incentive Program | Ewing Twp | 8638 | 12 | 12.25 | Residential | Behind the Meter | Yes | Net Metered Residential | SunnyMac LLC | None | PSE&G | Accepted | 2023-04-05 | 2023-05-08 | 2024-05-08 | Solar Panels | JA SOLAR | JAM54S31-395/MR |  | 0.395 | 8 | 60 | 19 |  | Fixed | Roof
NJADRE1553026570 | Administratively Determined Incentive Program | Ewing Twp | 8638 | 12 | 12.25 | Residential | Behind the Meter | Yes | Net Metered Residential | SunnyMac LLC | None | PSE&G | Accepted | 2023-04-05 | 2023-05-08 | 2024-05-08 | Inverters | Solaredge | SE10000H-US | 10000 |  | 1 |  |  | 0.99 |  | Outdoor | NEXT TO METER
NJADRE1553026570 | Administratively Determined Incentive Program | Ewing Twp | 8638 | 12 | 12.25 | Residential | Behind the Meter | Yes | Net Metered Residential | SunnyMac LLC | None | PSE&G | Accepted | 2023-04-05 | 2023-05-08 | 2024-05-08 | Meters | SE-RGMTR-1D-240C-B | Solaredge |  |  | 1 |  |  |  | Yes | Outdoor
NJADRE1553027933 | Administratively Determined Incentive Program | Garfield | 7026 | 7 | 8.51 | Residential | Behind the Meter | Yes | Net Metered Residential | Trinity Solar Inc. | None | PSE&G | Accepted | 2023-04-05 | 2023-05-03 | 2024-05-03 | Solar Panels | HANWHA 405 (Q.PEAK DUO BLK ML-G10+ 405) | HANWHA 405 (Q.PEAK DUO BLK ML-G10+ 405) |  | 0.405 | 9 | 70 | 40 |  | Fixed | Roof
NJADRE1553027933 | Administratively Determined Incentive Program | Garfield | 7026 | 7 | 8.51 | Residential | Behind the Meter | Yes | Net Metered Residential | Trinity Solar Inc. | None | PSE&G | Accepted | 2023-04-05 | 2023-05-03 | 2024-05-03 | Solar Panels | HANWHA 405 (Q.PEAK DUO BLK ML-G10+ 405) | HANWHA 405 (Q.PEAK DUO BLK ML-G10+ 405) |  | 0.405 | 7 | 250 | 40 |  | Fixed | Roof
NJADRE1553027933 | Administratively Determined Incentive Program | Garfield | 7026 | 7 | 8.51 | Residential | Behind the Meter | Yes | Net Metered Residential | Trinity Solar Inc. | None | PSE&G | Accepted | 2023-04-05 | 2023-05-03 | 2024-05-03 | Solar Panels | HANWHA 405 (Q.PEAK DUO BLK ML-G10+ 405) | HANWHA 405 (Q.PEAK DUO BLK ML-G10+ 405) |  | 0.405 | 5 | 254 | 18 |  | Fixed | Roof
NJADRE1553027933 | Administratively Determined Incentive Program | Garfield | 7026 | 7 | 8.51 | Residential | Behind the Meter | Yes | Net Metered Residential | Trinity Solar Inc. | None | PSE&G | Accepted | 2023-04-05 | 2023-05-03 | 2024-05-03 | Inverters | Solar Edge | SE7600H-US | 7600 |  | 1 |  |  | 0.97 |  | Outside
NJADRE1553027942 | Administratively Determined Incentive Program | WEST ORANGE TWP | 7052 | 9 | 15.6 | Residential | Behind the Meter | Yes | Net Metered Residential | Freedom Forever New Jersey LLC | None | PSE&G | Accepted | 2023-04-21 | 2023-05-18 | 2024-05-18 | Inverters | Solar Edge | SE11400H-USRGM | 11400 |  | 1 |  |  | 0.99 |  | Outdoor
NJADRE1553027942 | Administratively Determined Incentive Program | WEST ORANGE TWP | 7052 | 9 | 15.6 | Residential | Behind the Meter | Yes | Net Metered Residential | Freedom Forever New Jersey LLC | None | PSE&G | Accepted | 2023-04-21 | 2023-05-18 | 2024-05-18 | Solar Panels | Freedom Forever | FF-MP-BBB-400 |  | 0.4 | 6 | 198 | 30 |  | Fixed | Roof
NJADRE1553027942 | Administratively Determined Incentive Program | WEST ORANGE TWP | 7052 | 9 | 15.6 | Residential | Behind the Meter | Yes | Net Metered Residential | Freedom Forever New Jersey LLC | None | PSE&G | Accepted | 2023-04-21 | 2023-05-18 | 2024-05-18 | Solar Panels | Freedom Forever | FF-MP-BBB-400 |  | 0.4 | 10 | 108 | 30 |  | Fixed | Roof
NJADRE1553027942 | Administratively Determined Incentive Program | WEST ORANGE TWP | 7052 | 9 | 15.6 | Residential | Behind the Meter | Yes | Net Metered Residential | Freedom Forever New Jersey LLC | None | PSE&G | Accepted | 2023-04-21 | 2023-05-18 | 2024-05-18 | Solar Panels | Freedom Forever | FF-MP-BBB-400 |  | 0.4 | 13 | 288 | 30 |  | Fixed | Roof
NJADRE1553027942 | Administratively Determined Incentive Program | WEST ORANGE TWP | 7052 | 9 | 15.6 | Residential | Behind the Meter | Yes | Net Metered Residential | Freedom Forever New Jersey LLC | None | PSE&G | Accepted | 2023-04-21 | 2023-05-18 | 2024-05-18 | Solar Panels | Freedom Forever | FF-MP-BBB-400 |  | 0.4 | 4 | 18 | 30 |  | Fixed | Roof
NJADRE1553027942 | Administratively Determined Incentive Program | WEST ORANGE TWP | 7052 | 9 | 15.6 | Residential | Behind the Meter | Yes | Net Metered Residential | Freedom Forever New Jersey LLC | None | PSE&G | Accepted | 2023-04-21 | 2023-05-18 | 2024-05-18 | Solar Panels | Freedom Forever | FF-MP-BBB-400 |  | 0.4 | 3 | 288 | 30 |  | Fixed | Roof
NJADRE1553027942 | Administratively Determined Incentive Program | WEST ORANGE TWP | 7052 | 9 | 15.6 | Residential | Behind the Meter | Yes | Net Metered Residential | Freedom Forever New Jersey LLC | None | PSE&G | Accepted | 2023-04-21 | 2023-05-18 | 2024-05-18 | Solar Panels | Freedom Forever | FF-MP-BBB-400 |  | 0.4 | 2 | 108 | 30 |  | Fixed | Roof
NJADRE1553027942 | Administratively Determined Incentive Program | WEST ORANGE TWP | 7052 | 9 | 15.6 | Residential | Behind the Meter | Yes | Net Metered Residential | Freedom Forever New Jersey LLC | None | PSE&G | Accepted | 2023-04-21 | 2023-05-18 | 2024-05-18 | Solar Panels | Freedom Forever | FF-MP-BBB-400 |  | 0.4 | 1 | 18 | 30 |  | Fixed | Roof
NJADRE1553028002 | Administratively Determined Incentive Program | Franklin | 8328 | 15 | 5.4 | Residential | Behind the Meter | No | Net Metered Residential | Vision Solar LLC | None | AC Electric | Accepted | 2023-04-05 | 2023-05-24 | 2024-05-24 | Inverters | Solaredge | SE5000H-USRGM | 5000 |  | 1 |  |  | 0.97 |  | Outdoor | under panel (side of house)
NJADRE1553028002 | Administratively Determined Incentive Program | Franklin | 8328 | 15 | 5.4 | Residential | Behind the Meter | No | Net Metered Residential | Vision Solar LLC | None | AC Electric | Accepted | 2023-04-05 | 2023-05-24 | 2024-05-24 | Solar Panels | Hanwha | Q Peak Duo BLK ML-G10+360 |  | 0.36 | 15 | 20 | 19 |  | Fixed | Roof
NJADRE1553028009 | Administratively Determined Incentive Program | Madison | 7940 | 3 | 8.8 | Residential | Behind the Meter | No | Net Metered Residential | Freedom Forever New Jersey LLC | None | Borough of Madison | Accepted | 2023-04-05 | 2023-05-04 | 2024-05-04 | Inverters | Solar Edge | SE6000H-USRGM [SI1 | 6000 |  | 1 |  |  | 0.99 |  | Outdoor
NJADRE1553028009 | Administratively Determined Incentive Program | Madison | 7940 | 3 | 8.8 | Residential | Behind the Meter | No | Net Metered Residential | Freedom Forever New Jersey LLC | None | Borough of Madison | Accepted | 2023-04-05 | 2023-05-04 | 2024-05-04 | Solar Panels | Freedom Forever | FF-MP-BBB-400 |  | 0.4 | 9 | 127 | 20 |  | Fixed | Roof
NJADRE1553028009 | Administratively Determined Incentive Program | Madison | 7940 | 3 | 8.8 | Residential | Behind the Meter | No | Net Metered Residential | Freedom Forever New Jersey LLC | None | Borough of Madison | Accepted | 2023-04-05 | 2023-05-04 | 2024-05-04 | Solar Panels | Freedom Forever | FF-MP-BBB-400 |  | 0.4 | 11 | 307 | 20 |  | Fixed | Roof
NJADRE1553028009 | Administratively Determined Incentive Program | Madison | 7940 | 3 | 8.8 | Residential | Behind the Meter | No | Net Metered Residential | Freedom Forever New Jersey LLC | None | Borough of Madison | Accepted | 2023-04-05 | 2023-05-04 | 2024-05-04 | Solar Panels | Freedom Forever | FF-MP-BBB-400 |  | 0.4 | 2 | 217 | 20 |  | Fixed | Roof
NJADRE1553028389 | Administratively Determined Incentive Program | Egg Harbor Township | 8234 | 19 | 4.8 | Residential | Behind the Meter | Yes | Net Metered Residential | Bright Planet Solar | None | AC Electric | Accepted | 2023-04-05 | 2023-05-04 | 2024-05-04 | Inverters | SolarEdge | SE3800H-USRGM | 3800 |  | 1 |  |  | 0.98 |  | Outdoor
NJADRE1553028389 | Administratively Determined Incentive Program | Egg Harbor Township | 8234 | 19 | 4.8 | Residential | Behind the Meter | Yes | Net Metered Residential | Bright Planet Solar | None | AC Electric | Accepted | 2023-04-05 | 2023-05-04 | 2024-05-04 | Solar Panels | Hanwha Q-Cells | Q.PEAK DUO BLK ML-G10.a+400 |  | 0.4 | 7 | 244 | 23 |  | Fixed | Roof
NJADRE1553028389 | Administratively Determined Incentive Program | Egg Harbor Township | 8234 | 19 | 4.8 | Residential | Behind the Meter | Yes | Net Metered Residential | Bright Planet Solar | None | AC Electric | Accepted | 2023-04-05 | 2023-05-04 | 2024-05-04 | Solar Panels | Hanwha Q-Cells | Q.PEAK DUO BLK ML-G10.a+400 |  | 0.4 | 5 | 64 | 18 |  | Fixed | Roof
NJADRE1553038634 | Administratively Determined Incentive Program | Jersey City | 7305 | 8 | 10.22 | Residential | Behind the Meter | No | Net Metered Residential | Skyline Solar LLC | None | PSE&G | Accepted | 2023-04-06 | 2023-05-04 | 2024-05-04 | Solar Panels | Q CELLS | Q.PEAK DUO BLK-G10+ |  | 0.365 | 16 | 134 | 44 |  | Fixed | Roof
NJADRE1553038634 | Administratively Determined Incentive Program | Jersey City | 7305 | 8 | 10.22 | Residential | Behind the Meter | No | Net Metered Residential | Skyline Solar LLC | None | PSE&G | Accepted | 2023-04-06 | 2023-05-04 | 2024-05-04 | Solar Panels | Q CELLS | Q.PEAK DUO BLK-G10+ |  | 0.365 | 12 | 314 | 10 |  | Fixed | Roof
NJADRE1553038634 | Administratively Determined Incentive Program | Jersey City | 7305 | 8 | 10.22 | Residential | Behind the Meter | No | Net Metered Residential | Skyline Solar LLC | None | PSE&G | Accepted | 2023-04-06 | 2023-05-04 | 2024-05-04 | Inverters | SOLAREDGE | SE7600H-US | 7600 |  | 1 |  |  | 0.992 |  | Outdoor
NJADRE1553038650 | Administratively Determined Incentive Program | Hackensack City | 7601 | 7 | 6.48 | Residential | Behind the Meter | No | Net Metered Residential | EMT Renewables | None | PSE&G | Accepted | 2023-04-06 | 2023-05-04 | 2024-05-04 | Inverters | ENPHASE | IQ8+ | 290 |  | 16 |  |  | 0.98 |  | Other | UNDER EACH PANEL
NJADRE1553038650 | Administratively Determined Incentive Program | Hackensack City | 7601 | 7 | 6.48 | Residential | Behind the Meter | No | Net Metered Residential | EMT Renewables | None | PSE&G | Accepted | 2023-04-06 | 2023-05-04 | 2024-05-04 | Solar Panels | REC ALPHA | REC 405 |  | 0.405 | 9 | 129 | 30 |  | Fixed | Roof
NJADRE1553038650 | Administratively Determined Incentive Program | Hackensack City | 7601 | 7 | 6.48 | Residential | Behind the Meter | No | Net Metered Residential | EMT Renewables | None | PSE&G | Accepted | 2023-04-06 | 2023-05-04 | 2024-05-04 | Solar Panels | REC ALPHA | REC 405 |  | 0.405 | 3 | 129 | 6 |  | Fixed | Roof
NJADRE1553038650 | Administratively Determined Incentive Program | Hackensack City | 7601 | 7 | 6.48 | Residential | Behind the Meter | No | Net Metered Residential | EMT Renewables | None | PSE&G | Accepted | 2023-04-06 | 2023-05-04 | 2024-05-04 | Solar Panels | REC ALPHA | REC 405 |  | 0.405 | 2 | 309 | 30 |  | Fixed | Roof
NJADRE1553038650 | Administratively Determined Incentive Program | Hackensack City | 7601 | 7 | 6.48 | Residential | Behind the Meter | No | Net Metered Residential | EMT Renewables | None | PSE&G | Accepted | 2023-04-06 | 2023-05-04 | 2024-05-04 | Solar Panels | REC ALPHA | REC 405 |  | 0.405 | 2 | 309 | 14 |  | Fixed | Roof
NJADRE1553038656 | Administratively Determined Incentive Program | Lacey Township | 8731 | 18 | 12.95 | Residential | Behind the Meter | No | Net Metered Residential | Vision Solar LLC | None | JCP&L | Accepted | 2023-04-06 | 2023-05-04 | 2024-05-04 | Inverters | SolarEdge | SE11400H-USRGM | 11400 |  | 1 |  |  | 0.97 |  | Outdoor | SIDE OF HOUSE
NJADRE1553038656 | Administratively Determined Incentive Program | Lacey Township | 8731 | 18 | 12.95 | Residential | Behind the Meter | No | Net Metered Residential | Vision Solar LLC | None | JCP&L | Accepted | 2023-04-06 | 2023-05-04 | 2024-05-04 | Solar Panels | ZNSHINE SOLAR | ZXM6-NH120-370/M |  | 0.37 | 14 | 107 | 22 |  | Fixed | Roof
NJADRE1553038656 | Administratively Determined Incentive Program | Lacey Township | 8731 | 18 | 12.95 | Residential | Behind the Meter | No | Net Metered Residential | Vision Solar LLC | None | JCP&L | Accepted | 2023-04-06 | 2023-05-04 | 2024-05-04 | Solar Panels | ZNSHINE SOLAR | ZXM6-NH120-370/M |  | 0.37 | 21 | 287 | 22 |  | Fixed | Roof
NJADRE1553038676 | Administratively Determined Incentive Program | Nutley Town | 7110 | 9 | 9.66 | Residential | Behind the Meter | No | Net Metered Residential | EMT Renewables | None | PSE&G | Accepted | 2023-04-06 | 2023-05-04 | 2024-05-04 | Inverters | ENPHASE | IQ7X | 315 |  | 23 |  |  | 0.98 |  | Other | UNDER EACH PANEL
NJADRE1553038676 | Administratively Determined Incentive Program | Nutley Town | 7110 | 9 | 9.66 | Residential | Behind the Meter | No | Net Metered Residential | EMT Renewables | None | PSE&G | Accepted | 2023-04-06 | 2023-05-04 | 2024-05-04 | Solar Panels | REC ALPHA | REC 420 |  | 0.42 | 10 | 117 | 39 |  | Fixed | Roof
NJADRE1553038676 | Administratively Determined Incentive Program | Nutley Town | 7110 | 9 | 9.66 | Residential | Behind the Meter | No | Net Metered Residential | EMT Renewables | None | PSE&G | Accepted | 2023-04-06 | 2023-05-04 | 2024-05-04 | Solar Panels | REC ALPHA | REC 420 |  | 0.42 | 13 | 297 | 39 |  | Fixed | Roof
NJADRE1553038689 | Administratively Determined Incentive Program | Columbus | 8022 | 13 | 13.87 | Residential | Behind the Meter | Yes | Net Metered Residential | Pro Custom Solar dba Momentum Solar | None | PSE&G | Accepted | 2023-04-06 | 2023-05-04 | 2024-05-04 | Solar Panels | HANWHA | Q. PEAK DUO BLK-G10+365 |  | 0.365 | 19 | 253 | 41 |  | Fixed | Roof
NJADRE1553038689 | Administratively Determined Incentive Program | Columbus | 8022 | 13 | 13.87 | Residential | Behind the Meter | Yes | Net Metered Residential | Pro Custom Solar dba Momentum Solar | None | PSE&G | Accepted | 2023-04-06 | 2023-05-04 | 2024-05-04 | Solar Panels | HANWHA | Q. PEAK DUO BLK-G10+365 |  | 0.365 | 10 | 253 | 17 |  | Fixed | Roof
NJADRE1553038689 | Administratively Determined Incentive Program | Columbus | 8022 | 13 | 13.87 | Residential | Behind the Meter | Yes | Net Metered Residential | Pro Custom Solar dba Momentum Solar | None | PSE&G | Accepted | 2023-04-06 | 2023-05-04 | 2024-05-04 | Solar Panels | HANWHA | Q. PEAK DUO BLK-G10+365 |  | 0.365 | 9 | 73 | 17 |  | Fixed | Roof
NJADRE1553038689 | Administratively Determined Incentive Program | Columbus | 8022 | 13 | 13.87 | Residential | Behind the Meter | Yes | Net Metered Residential | Pro Custom Solar dba Momentum Solar | None | PSE&G | Accepted | 2023-04-06 | 2023-05-04 | 2024-05-04 | Inverters | ENPHASE | IQ8PLUS-72-2-US | 290 |  | 38 |  |  | 0.97 |  | Outdoor
NJADRE1553038747 | Administratively Determined Incentive Program | West Edison | 8820 | 11 | 12.78 | Residential | Behind the Meter | No | Net Metered Residential | Pro Custom Solar dba Momentum Solar | None | PSE&G | Accepted | 2023-04-06 | 2023-05-04 | 2024-05-04 | Inverters | enphase | iq8plus-72-2-us | 290 |  | 35 |  |  | 0.97 |  | Outdoor
NJADRE1553038747 | Administratively Determined Incentive Program | West Edison | 8820 | 11 | 12.78 | Residential | Behind the Meter | No | Net Metered Residential | Pro Custom Solar dba Momentum Solar | None | PSE&G | Accepted | 2023-04-06 | 2023-05-04 | 2024-05-04 | Solar Panels | hanwha | q.peak duo blk-g10+365 |  | 0.365 | 3 | 177 | 21 |  | Fixed | Roof
NJADRE1553038747 | Administratively Determined Incentive Program | West Edison | 8820 | 11 | 12.78 | Residential | Behind the Meter | No | Net Metered Residential | Pro Custom Solar dba Momentum Solar | None | PSE&G | Accepted | 2023-04-06 | 2023-05-04 | 2024-05-04 | Solar Panels | hanhwa | q.peak duo blk-g10+365 |  | 0.365 | 7 | 267 | 23 |  | Fixed | Roof
NJADRE1553038747 | Administratively Determined Incentive Program | West Edison | 8820 | 11 | 12.78 | Residential | Behind the Meter | No | Net Metered Residential | Pro Custom Solar dba Momentum Solar | None | PSE&G | Accepted | 2023-04-06 | 2023-05-04 | 2024-05-04 | Solar Panels | hanwha | q.peak duo blk-g10+365 |  | 0.365 | 17 | 357 | 24 |  | Fixed | Roof
NJADRE1553038747 | Administratively Determined Incentive Program | West Edison | 8820 | 11 | 12.78 | Residential | Behind the Meter | No | Net Metered Residential | Pro Custom Solar dba Momentum Solar | None | PSE&G | Accepted | 2023-04-06 | 2023-05-04 | 2024-05-04 | Solar Panels | hanwha | q.peak duo blk-g10+365 |  | 0.365 | 8 | 87 | 22 |  | Fixed | Roof
NJADRE1553039038 | Administratively Determined Incentive Program | Paterson | 7503 | 6 | 6.4 | Residential | Behind the Meter | Yes | Net Metered Residential | Pro Custom Solar dba Momentum Solar | None | PSE&G | Accepted | 2023-04-06 | 2023-05-04 | 2024-05-04 | Solar Panels | HANWHA | Q.PEAK DUO BLK-G10+400 |  | 0.4 | 16 | 77 | 42 |  | Fixed | Roof
NJADRE1553039038 | Administratively Determined Incentive Program | Paterson | 7503 | 6 | 6.4 | Residential | Behind the Meter | Yes | Net Metered Residential | Pro Custom Solar dba Momentum Solar | None | PSE&G | Accepted | 2023-04-06 | 2023-05-04 | 2024-05-04 | Inverters | ENPHASE | IQ8PLUS-72-2-US | 290 |  | 16 |  |  | 0.97 |  | Outdoor
NJADRE1553039348 | Administratively Determined Incentive Program | Union | 7088 | 10 | 5.18 | Residential | Behind the Meter | No | Net Metered Residential | Vision Solar LLC | None | PSE&G | Accepted | 2023-04-06 | 2023-05-04 | 2024-05-04 | Inverters | SolarEdge | SE3800H-USRGM | 3800 |  | 1 |  |  | 0.97 |  | Outdoor | SIDE OF HOUSE
NJADRE1553039348 | Administratively Determined Incentive Program | Union | 7088 | 10 | 5.18 | Residential | Behind the Meter | No | Net Metered Residential | Vision Solar LLC | None | PSE&G | Accepted | 2023-04-06 | 2023-05-04 | 2024-05-04 | Solar Panels | ZNSHINE SOLAR | ZXM6-NH120-370/M |  | 0.37 | 7 | 348 | 30 |  | Fixed | Roof
NJADRE1553039348 | Administratively Determined Incentive Program | Union | 7088 | 10 | 5.18 | Residential | Behind the Meter | No | Net Metered Residential | Vision Solar LLC | None | PSE&G | Accepted | 2023-04-06 | 2023-05-04 | 2024-05-04 | Solar Panels | ZNSHINE SOLAR | ZXM6-NH120-370/M |  | 0.37 | 7 | 168 | 30 |  | Fixed | Roof
NJADRE1553040985 | Administratively Determined Incentive Program | Winslow Township | 8004 | 14 | 7.03 | Residential | Behind the Meter | Yes | Net Metered Residential | Vision Solar LLC | None | AC Electric | Accepted | 2023-04-06 | 2023-05-04 | 2024-05-04 | Inverters | SolarEdge | SE6000H-USRGM | 6000 |  | 1 |  |  | 0.97 |  | Outdoor | SIDE OF HOUSE
NJADRE1553040985 | Administratively Determined Incentive Program | Winslow Township | 8004 | 14 | 7.03 | Residential | Behind the Meter | Yes | Net Metered Residential | Vision Solar LLC | None | AC Electric | Accepted | 2023-04-06 | 2023-05-04 | 2024-05-04 | Solar Panels | ZNSHINE SOLAR | ZXM6-NH120-370/M |  | 0.37 | 18 | 197 | 23 |  | Fixed | Roof
NJADRE1553040985 | Administratively Determined Incentive Program | Winslow Township | 8004 | 14 | 7.03 | Residential | Behind the Meter | Yes | Net Metered Residential | Vision Solar LLC | None | AC Electric | Accepted | 2023-04-06 | 2023-05-04 | 2024-05-04 | Solar Panels | ZNSHINE SOLAR | ZXM6-NH120-370/M |  | 0.37 | 1 | 17 | 23 |  | Fixed | Roof
NJADRE1553041085 | Administratively Determined Incentive Program | MATAWAN | 7747 | 17 | 10.24 | Residential | Behind the Meter | Yes | Net Metered Residential | Vivint Solar Developer, LLC | None | JCP&L | Accepted | 2023-04-06 | 2023-05-05 | 2024-05-05 | Solar Panels | JINKO SOLAR | JKM320M-60HBL |  | 0.32 | 24 | 180 | 37 |  | Fixed | Roof
NJADRE1553041085 | Administratively Determined Incentive Program | MATAWAN | 7747 | 17 | 10.24 | Residential | Behind the Meter | Yes | Net Metered Residential | Vivint Solar Developer, LLC | None | JCP&L | Accepted | 2023-04-06 | 2023-05-05 | 2024-05-05 | Solar Panels | JINKO SOLAR | JKM320M-60HBL |  | 0.32 | 4 | 9 | 29 |  | Fixed | Roof
NJADRE1553041085 | Administratively Determined Incentive Program | MATAWAN | 7747 | 17 | 10.24 | Residential | Behind the Meter | Yes | Net Metered Residential | Vivint Solar Developer, LLC | None | JCP&L | Accepted | 2023-04-06 | 2023-05-05 | 2024-05-05 | Solar Panels | JINKO SOLAR | JKM320M-60HBL |  | 0.32 | 4 | 189 | 29 |  | Fixed | Roof
NJADRE1553041085 | Administratively Determined Incentive Program | MATAWAN | 7747 | 17 | 10.24 | Residential | Behind the Meter | Yes | Net Metered Residential | Vivint Solar Developer, LLC | None | JCP&L | Accepted | 2023-04-06 | 2023-05-05 | 2024-05-05 | Inverters | Solar Edge | SE7600H-US | 7600 |  | 1 |  |  | 0.992 |  | Outdoor | next to meter
NJADRE1553041113 | Administratively Determined Incentive Program | East brunswick | 8816 | 11 | 12.6 | Residential | Behind the Meter | No | Net Metered Residential | Vision Solar LLC | None | PSE&G | Accepted | 2023-04-06 | 2023-05-05 | 2024-05-05 | Inverters | Solaredge | SE11400H-USRGM | 11 |  | 1 |  |  | 0.97 |  | Outdoor | under panel (side of house)
NJADRE1553041113 | Administratively Determined Incentive Program | East brunswick | 8816 | 11 | 12.6 | Residential | Behind the Meter | No | Net Metered Residential | Vision Solar LLC | None | PSE&G | Accepted | 2023-04-06 | 2023-05-05 | 2024-05-05 | Solar Panels | Znshine | ZXM6-NH120-360/M |  | 0.36 | 3 | 136 | 27 |  | Fixed | Roof
NJADRE1553041113 | Administratively Determined Incentive Program | East brunswick | 8816 | 11 | 12.6 | Residential | Behind the Meter | No | Net Metered Residential | Vision Solar LLC | None | PSE&G | Accepted | 2023-04-06 | 2023-05-05 | 2024-05-05 | Solar Panels | Znshine | ZXM6-NH120-360/M |  | 0.36 | 14 | 46 | 31 |  | Fixed | Roof
NJADRE1553041113 | Administratively Determined Incentive Program | East brunswick | 8816 | 11 | 12.6 | Residential | Behind the Meter | No | Net Metered Residential | Vision Solar LLC | None | PSE&G | Accepted | 2023-04-06 | 2023-05-05 | 2024-05-05 | Solar Panels | Znshine | ZXM6-NH120-360/M |  | 0.36 | 13 | 226 | 31 |  | Fixed | Roof
NJADRE1553041113 | Administratively Determined Incentive Program | East brunswick | 8816 | 11 | 12.6 | Residential | Behind the Meter | No | Net Metered Residential | Vision Solar LLC | None | PSE&G | Accepted | 2023-04-06 | 2023-05-05 | 2024-05-05 | Solar Panels | Znshine | ZXM6-NH120-360/M |  | 0.36 | 5 | 46 | 8 |  | Fixed | Roof
NJADRE1553041122 | Administratively Determined Incentive Program | Camden City | 8105 | 14 | 25.5 | Commercial | Behind the Meter | No | Small Net-Metered Non-Residential located on Rooftop, Carport, Canopy and Floating Solar | Impact Solar, LLC | None | PSE&G | Accepted | 2023-04-07 | 2023-05-05 | 2024-05-05 | Meters | Enphase | Envoy |  |  | 1 |  |  |  | Yes | Indoor
NJADRE1553041122 | Administratively Determined Incentive Program | Camden City | 8105 | 14 | 25.5 | Commercial | Behind the Meter | No | Small Net-Metered Non-Residential located on Rooftop, Carport, Canopy and Floating Solar | Impact Solar, LLC | None | PSE&G | Accepted | 2023-04-07 | 2023-05-05 | 2024-05-05 | Inverters | Enphase | IQ7PLUS-72-2-US | 290 |  | 60 |  |  | 0.97 |  | Outdoor | under panels
NJADRE1553041122 | Administratively Determined Incentive Program | Camden City | 8105 | 14 | 25.5 | Commercial | Behind the Meter | No | Small Net-Metered Non-Residential located on Rooftop, Carport, Canopy and Floating Solar | Impact Solar, LLC | None | PSE&G | Accepted | 2023-04-07 | 2023-05-05 | 2024-05-05 | Solar Panels | Hanwha | Q.PEAK DUO LG-8.3 425 |  | 0.425 | 60 | 170 | 15 |  | Fixed | Roof
NJADRE1553045436 | Administratively Determined Incentive Program | Bellmawr | 8031 | 14 | 3.2 | Residential | Behind the Meter | Yes | Net Metered Residential | Pro Custom Solar dba Momentum Solar | None | PSE&G | Accepted | 2023-04-06 | 2023-05-05 | 2024-05-05 | Inverters | ENPHASE | iq8plus-72-2-us | 290 |  | 8 |  |  | 0.97 |  | Outdoor
NJADRE1553045436 | Administratively Determined Incentive Program | Bellmawr | 8031 | 14 | 3.2 | Residential | Behind the Meter | Yes | Net Metered Residential | Pro Custom Solar dba Momentum Solar | None | PSE&G | Accepted | 2023-04-06 | 2023-05-05 | 2024-05-05 | Solar Panels | HANWHA | Q.PEAK DUO BLK ML-G10+400 |  | 0.4 | 5 | 247 | 32 |  | Fixed | Roof
NJADRE1553045436 | Administratively Determined Incentive Program | Bellmawr | 8031 | 14 | 3.2 | Residential | Behind the Meter | Yes | Net Metered Residential | Pro Custom Solar dba Momentum Solar | None | PSE&G | Accepted | 2023-04-06 | 2023-05-05 | 2024-05-05 | Solar Panels | HANWHA | Q.PEAK DUO BLK ML-G10+400 |  | 0.4 | 3 | 157 | 40 |  | Fixed | Roof
NJADRE1553045452 | Administratively Determined Incentive Program | Beverly | 8010 | 13 | 10.08 | Residential | Behind the Meter | Yes | Net Metered Residential | Vision Solar LLC | None | PSE&G | Accepted | 2023-04-06 | 2023-05-05 | 2024-05-05 | Inverters | SolarEdge | SE7600H-USRGM | 7600 |  | 1 |  |  | 0.97 |  | Outdoor | side of house
NJADRE1553045452 | Administratively Determined Incentive Program | Beverly | 8010 | 13 | 10.08 | Residential | Behind the Meter | Yes | Net Metered Residential | Vision Solar LLC | None | PSE&G | Accepted | 2023-04-06 | 2023-05-05 | 2024-05-05 | Solar Panels | ZNSHINE SOLAR | ZXM6-NH120-360/M |  | 0.36 | 12 | 327 | 38 |  | Fixed | Roof
NJADRE1553045452 | Administratively Determined Incentive Program | Beverly | 8010 | 13 | 10.08 | Residential | Behind the Meter | Yes | Net Metered Residential | Vision Solar LLC | None | PSE&G | Accepted | 2023-04-06 | 2023-05-05 | 2024-05-05 | Solar Panels | ZNSHINE SOLAR | ZXM6-NH120-360/M |  | 0.36 | 14 | 147 | 38 |  | Fixed | Roof
NJADRE1553045452 | Administratively Determined Incentive Program | Beverly | 8010 | 13 | 10.08 | Residential | Behind the Meter | Yes | Net Metered Residential | Vision Solar LLC | None | PSE&G | Accepted | 2023-04-06 | 2023-05-05 | 2024-05-05 | Solar Panels | ZNSHINE SOLAR | ZXM6-NH120-360/M |  | 0.36 | 2 | 146 | 38 |  | Fixed | Roof
NJADRE1553045489 | Administratively Determined Incentive Program | BROWNS MILLS | 8015 | 13 | 11.84 | Residential | Behind the Meter | Yes | Net Metered Residential | Vision Solar LLC | None | JCP&L | Accepted | 2023-04-06 | 2023-05-05 | 2024-05-05 | Inverters | SolarEdge | SE11400H-USRGM | 11400 |  | 1 |  |  | 0.97 |  | Outdoor | SIDE OF HOUSE
NJADRE1553045489 | Administratively Determined Incentive Program | BROWNS MILLS | 8015 | 13 | 11.84 | Residential | Behind the Meter | Yes | Net Metered Residential | Vision Solar LLC | None | JCP&L | Accepted | 2023-04-06 | 2023-05-05 | 2024-05-05 | Solar Panels | ZNSHINE SOLAR | ZXM6-NH120-370/M |  | 0.37 | 32 | 156 | 20 |  | Fixed | Roof
NJADRE1553054315 | Administratively Determined Incentive Program | Belleville TWP, New Jersey | 7109 | 9 | 5.2 | Residential | Behind the Meter | Yes | Net Metered Residential | Suntuity Solar LLC | None | PSE&G | Accepted | 2023-04-07 | 2023-05-05 | 2024-05-05 | Inverters | (13)ENPHASE | IQ8PLUS-72-2-US | 290 |  | 13 |  |  | 0.97 |  | Outdoor | Behind the PV modules
NJADRE1553054315 | Administratively Determined Incentive Program | Belleville TWP, New Jersey | 7109 | 9 | 5.2 | Residential | Behind the Meter | Yes | Net Metered Residential | Suntuity Solar LLC | None | PSE&G | Accepted | 2023-04-07 | 2023-05-05 | 2024-05-05 | Solar Panels | (13)HANWHA | Q.PEAK DUO BLK ML-G10+ 400 |  | 0.4 | 13 | 309 | 7 |  | Fixed | Roof
NJADRE1553054318 | Administratively Determined Incentive Program | , Belleville TWP, New Jersey | 7109 | 9 | 5.2 | Residential | Behind the Meter | Yes | Net Metered Residential | Suntuity Solar LLC | None | PSE&G | Accepted | 2023-04-07 | 2023-05-05 | 2024-05-05 | Inverters | (13)ENPHASE | IQ8PLUS-72-2-US | 290 |  | 13 |  |  | 0.97 |  | Outdoor | Behind the PV modules
NJADRE1553054318 | Administratively Determined Incentive Program | , Belleville TWP, New Jersey | 7109 | 9 | 5.2 | Residential | Behind the Meter | Yes | Net Metered Residential | Suntuity Solar LLC | None | PSE&G | Accepted | 2023-04-07 | 2023-05-05 | 2024-05-05 | Solar Panels | (13)HANWHA | Q.PEAK DUO BLK ML-G10+ 400 |  | 0.4 | 13 | 309 | 7 |  | Fixed | Roof
NJADRE1553054319 | Administratively Determined Incentive Program | Belleville TWP, New Jersey | 7109 | 9 | 6 | Residential | Behind the Meter | Yes | Small Net-Metered Non-Residential located on Rooftop, Carport, Canopy and Floating Solar | Suntuity Solar LLC | None | PSE&G | Accepted | 2023-04-07 | 2023-05-05 | 2024-05-05 | Inverters | (15)ENPHASE | IQ8PLUS-72-2-US | 290 |  | 15 |  |  | 0.97 |  | Outdoor | Behind the PV modules
NJADRE1553054319 | Administratively Determined Incentive Program | Belleville TWP, New Jersey | 7109 | 9 | 6 | Residential | Behind the Meter | Yes | Small Net-Metered Non-Residential located on Rooftop, Carport, Canopy and Floating Solar | Suntuity Solar LLC | None | PSE&G | Accepted | 2023-04-07 | 2023-05-05 | 2024-05-05 | Solar Panels | (15)HANWHA | Q.PEAK DUO BLK ML-G10+ 400 |  | 0.4 | 15 | 312 | 9 |  | Fixed | Roof
NJADRE1553054343 | Administratively Determined Incentive Program | N Plainfield | 7062 | 10 | 8.88 | Residential | Behind the Meter | No | Net Metered Residential | Vision Solar LLC | None | PSE&G | Accepted | 2023-04-07 | 2023-05-09 | 2024-05-09 | Inverters | SolarEdge | SE6000H-USRGM | 6000 |  | 1 |  |  | 0.97 |  | Outdoor | SIDE OF HOUSE
NJADRE1553054343 | Administratively Determined Incentive Program | N Plainfield | 7062 | 10 | 8.88 | Residential | Behind the Meter | No | Net Metered Residential | Vision Solar LLC | None | PSE&G | Accepted | 2023-04-07 | 2023-05-09 | 2024-05-09 | Solar Panels | ZNSHINE SOLAR | ZXM6-NH120-370/M |  | 0.37 | 10 | 74 | 30 |  | Fixed | Roof
NJADRE1553054343 | Administratively Determined Incentive Program | N Plainfield | 7062 | 10 | 8.88 | Residential | Behind the Meter | No | Net Metered Residential | Vision Solar LLC | None | PSE&G | Accepted | 2023-04-07 | 2023-05-09 | 2024-05-09 | Solar Panels | ZNSHINE SOLAR | ZXM6-NH120-370/M |  | 0.37 | 14 | 254 | 30 |  | Fixed | Roof
NJADRE1553054401 | Administratively Determined Incentive Program | LINDEN | 7036 | 10 | 9.49 | Residential | Behind the Meter | Yes | Net Metered Residential | Pro Custom Solar dba Momentum Solar | None | PSE&G | Accepted | 2023-04-07 | 2023-05-05 | 2024-05-05 | Inverters | ENPHASE | iq8plus-72-2-us | 290 |  | 26 |  |  | 0.97 |  | Outdoor
NJADRE1553054401 | Administratively Determined Incentive Program | LINDEN | 7036 | 10 | 9.49 | Residential | Behind the Meter | Yes | Net Metered Residential | Pro Custom Solar dba Momentum Solar | None | PSE&G | Accepted | 2023-04-07 | 2023-05-05 | 2024-05-05 | Solar Panels | HANWHA | q.peak duo blk-g10+365 |  | 0.365 | 13 | 219 | 21 |  | Fixed | Roof
NJADRE1553054401 | Administratively Determined Incentive Program | LINDEN | 7036 | 10 | 9.49 | Residential | Behind the Meter | Yes | Net Metered Residential | Pro Custom Solar dba Momentum Solar | None | PSE&G | Accepted | 2023-04-07 | 2023-05-05 | 2024-05-05 | Solar Panels | HANWHA | q.peak duo blk-g10+365 |  | 0.365 | 5 | 130 | 22 |  | Fixed | Roof
NJADRE1553054401 | Administratively Determined Incentive Program | LINDEN | 7036 | 10 | 9.49 | Residential | Behind the Meter | Yes | Net Metered Residential | Pro Custom Solar dba Momentum Solar | None | PSE&G | Accepted | 2023-04-07 | 2023-05-05 | 2024-05-05 | Solar Panels | HANWHA | q.peak duo blk-g10+365 |  | 0.365 | 8 | 40 | 21 |  | Fixed | Roof
NJADRE1553054439 | Administratively Determined Incentive Program | JERSEY CITY | 7307 | 8 | 2.92 | Residential | Behind the Meter | Yes | Net Metered Residential | Pro Custom Solar dba Momentum Solar | None | PSE&G | Accepted | 2023-04-07 | 2023-05-05 | 2024-05-05 | Inverters | enphase | iq8plus-72-2-us | 290 |  | 8 |  |  | 0.97 |  | Outdoor
NJADRE1553054439 | Administratively Determined Incentive Program | JERSEY CITY | 7307 | 8 | 2.92 | Residential | Behind the Meter | Yes | Net Metered Residential | Pro Custom Solar dba Momentum Solar | None | PSE&G | Accepted | 2023-04-07 | 2023-05-05 | 2024-05-05 | Solar Panels | hanwha | q.peak duo blk-g10+365 |  | 0.365 | 8 | 117 | 7 |  | Fixed | Roof
NJADRE1553054465 | Administratively Determined Incentive Program | Elizabeth City | 7201 | 10 | 9.62 | Residential | Behind the Meter | No | Net Metered Residential | Vision Solar LLC | None | PSE&G | Accepted | 2023-04-07 | 2023-05-05 | 2024-05-05 | Inverters | Solaredge | SE7600H-USRGM | 8 |  | 1 |  |  | 0.97 |  | Outdoor | under panel (side of house)
NJADRE1553054465 | Administratively Determined Incentive Program | Elizabeth City | 7201 | 10 | 9.62 | Residential | Behind the Meter | No | Net Metered Residential | Vision Solar LLC | None | PSE&G | Accepted | 2023-04-07 | 2023-05-05 | 2024-05-05 | Solar Panels | Znshine | ZXM6-NH120-370/M |  | 0.37 | 26 | 209 | 42 |  | Fixed | Roof
NJADRE1553054491 | Administratively Determined Incentive Program | JERSEY CITY | 7307 | 8 | 2.92 | Residential | Behind the Meter | Yes | Net Metered Residential | Pro Custom Solar dba Momentum Solar | None | PSE&G | Accepted | 2023-04-07 | 2023-05-05 | 2024-05-05 | Inverters | enphase | iq8plus-72-2-us | 290 |  | 8 |  |  | 0.97 |  | Outdoor
NJADRE1553054491 | Administratively Determined Incentive Program | JERSEY CITY | 7307 | 8 | 2.92 | Residential | Behind the Meter | Yes | Net Metered Residential | Pro Custom Solar dba Momentum Solar | None | PSE&G | Accepted | 2023-04-07 | 2023-05-05 | 2024-05-05 | Solar Panels | hanwha | q.peak duo blk-g10+365 |  | 0.365 | 8 | 117 | 7 |  | Fixed | Roof
NJADRE1553054620 | Administratively Determined Incentive Program | Newark | 7108 | 9 | 2.88 | Residential | Behind the Meter | No | Net Metered Residential | Vision Solar LLC | None | PSE&G | Accepted | 2023-04-07 | 2023-05-05 | 2024-05-05 | Inverters | Solaredge | SE3000H-USRGM | 3 |  | 1 |  |  | 0.97 |  | Outdoor | under panel (side of house)
NJADRE1553054620 | Administratively Determined Incentive Program | Newark | 7108 | 9 | 2.88 | Residential | Behind the Meter | No | Net Metered Residential | Vision Solar LLC | None | PSE&G | Accepted | 2023-04-07 | 2023-05-05 | 2024-05-05 | Solar Panels | Znshine | ZXM6-NH120-360/M |  | 0.36 | 8 | 16 | 20 |  | Fixed | Roof
NJADRE1553054643 | Administratively Determined Incentive Program | Newark | 7108 | 9 | 7.56 | Residential | Behind the Meter | No | Net Metered Residential | Vision Solar LLC | None | PSE&G | Accepted | 2023-04-07 | 2023-05-25 | 2024-05-25 | Inverters | Solaredge | SE6000H-USRGM | 6 |  | 1 |  |  | 0.97 |  | Outdoor | under panel (side of house)
NJADRE1553054643 | Administratively Determined Incentive Program | Newark | 7108 | 9 | 7.56 | Residential | Behind the Meter | No | Net Metered Residential | Vision Solar LLC | None | PSE&G | Accepted | 2023-04-07 | 2023-05-25 | 2024-05-25 | Solar Panels | Znshine | ZXM6-NH120-360/M |  | 0.36 | 14 | 197 | 20 |  | Fixed | Roof
NJADRE1553054643 | Administratively Determined Incentive Program | Newark | 7108 | 9 | 7.56 | Residential | Behind the Meter | No | Net Metered Residential | Vision Solar LLC | None | PSE&G | Accepted | 2023-04-07 | 2023-05-25 | 2024-05-25 | Solar Panels | Znshine | ZXM6-NH120-360/M |  | 0.36 | 5 | 16 | 20 |  | Fixed | Roof
NJADRE1553054643 | Administratively Determined Incentive Program | Newark | 7108 | 9 | 7.56 | Residential | Behind the Meter | No | Net Metered Residential | Vision Solar LLC | None | PSE&G | Accepted | 2023-04-07 | 2023-05-25 | 2024-05-25 | Solar Panels | Znshine | ZXM6-NH120-360/M |  | 0.36 | 2 | 288 | 20 |  | Fixed | Roof
NJADRE1553055996 | Administratively Determined Incentive Program | Willingboro Twp | 8046 | 13 | 11.68 | Residential | Behind the Meter | Yes | Net Metered Residential | SunPower Corporation | None | PSE&G | Accepted | 2023-04-07 | 2023-05-05 | 2024-05-05 | Solar Panels | Hanwha Q CELLS | Q.PEAK DUO BLK-G10+ 365 |  | 0.365 | 14 | 16 | 26 |  | Fixed | Roof
NJADRE1553055996 | Administratively Determined Incentive Program | Willingboro Twp | 8046 | 13 | 11.68 | Residential | Behind the Meter | Yes | Net Metered Residential | SunPower Corporation | None | PSE&G | Accepted | 2023-04-07 | 2023-05-05 | 2024-05-05 | Solar Panels | Hanwha Q CELLS | Q.PEAK DUO BLK-G10+ 365 |  | 0.365 | 8 | 196 | 26 |  | Fixed | Roof
NJADRE1553055996 | Administratively Determined Incentive Program | Willingboro Twp | 8046 | 13 | 11.68 | Residential | Behind the Meter | Yes | Net Metered Residential | SunPower Corporation | None | PSE&G | Accepted | 2023-04-07 | 2023-05-05 | 2024-05-05 | Solar Panels | Hanwha Q CELLS | Q.PEAK DUO BLK-G10+ 365 |  | 0.365 | 7 | 16 | 18 |  | Fixed | Roof
NJADRE1553055996 | Administratively Determined Incentive Program | Willingboro Twp | 8046 | 13 | 11.68 | Residential | Behind the Meter | Yes | Net Metered Residential | SunPower Corporation | None | PSE&G | Accepted | 2023-04-07 | 2023-05-05 | 2024-05-05 | Solar Panels | Hanwha Q CELLS | Q.PEAK DUO BLK-G10+ 365 |  | 0.365 | 3 | 196 | 18 |  | Fixed | Roof
NJADRE1553055996 | Administratively Determined Incentive Program | Willingboro Twp | 8046 | 13 | 11.68 | Residential | Behind the Meter | Yes | Net Metered Residential | SunPower Corporation | None | PSE&G | Accepted | 2023-04-07 | 2023-05-05 | 2024-05-05 | Inverters | Enphase | IQ7HS-66-M-US | 384 |  | 32 |  |  | 0.97 |  | Other | under each panel
NJADRE1553056009 | Administratively Determined Incentive Program | Dover | 7801 | 3 | 5.46 | Residential | Behind the Meter | No | Net Metered Residential | EMT Renewables | None | JCP&L | Accepted | 2023-04-07 | 2023-05-08 | 2024-05-08 | Inverters | ENPHASE | IQ7x | 315 |  | 13 |  |  | 0.98 |  | Other | under each panel
NJADRE1553056009 | Administratively Determined Incentive Program | Dover | 7801 | 3 | 5.46 | Residential | Behind the Meter | No | Net Metered Residential | EMT Renewables | None | JCP&L | Accepted | 2023-04-07 | 2023-05-08 | 2024-05-08 | Solar Panels | REC ALPHA | REC 420 |  | 0.42 | 9 | 143 | 29 |  | Fixed | Roof
NJADRE1553056009 | Administratively Determined Incentive Program | Dover | 7801 | 3 | 5.46 | Residential | Behind the Meter | No | Net Metered Residential | EMT Renewables | None | JCP&L | Accepted | 2023-04-07 | 2023-05-08 | 2024-05-08 | Solar Panels | REC ALPHA | REC 420 |  | 0.42 | 4 | 323 | 32 |  | Fixed | Roof
NJADRE1553056022 | Administratively Determined Incentive Program | Bloomfield | 7003 | 9 | 8.19 | Residential | Behind the Meter | Yes | Net Metered Residential | Sunrun Installation Services, Inc. | None | PSE&G | Accepted | 2023-04-07 | 2023-05-05 | 2024-05-05 | Inverters | SolarEdge Technologies | SE6000H-USSN | 6000 |  | 1 |  |  | 0.96 |  | Outdoor | Next To Meter
NJADRE1553056022 | Administratively Determined Incentive Program | Bloomfield | 7003 | 9 | 8.19 | Residential | Behind the Meter | Yes | Net Metered Residential | Sunrun Installation Services, Inc. | None | PSE&G | Accepted | 2023-04-07 | 2023-05-05 | 2024-05-05 | Solar Panels | Trina Solar | TSM-390DE09C.07 |  | 0.39 | 3 | 203 | 17 |  | Fixed | Roof
NJADRE1553056022 | Administratively Determined Incentive Program | Bloomfield | 7003 | 9 | 8.19 | Residential | Behind the Meter | Yes | Net Metered Residential | Sunrun Installation Services, Inc. | None | PSE&G | Accepted | 2023-04-07 | 2023-05-05 | 2024-05-05 | Solar Panels | Trina Solar | TSM-390DE09C.07 |  | 0.39 | 18 | 203 | 46 |  | Fixed | Roof
NJADRE1553056075 | Administratively Determined Incentive Program | GLOUCESTER | 8096 | 15 | 13.05 | Residential | Behind the Meter | Yes | Net Metered Residential | SunPower Corporation, Systems | None | PSE&G | Accepted | 2023-04-07 | 2023-05-05 | 2024-05-05 | Solar Panels | Sunpower | SPR-M-435-H-AC |  | 0.435 | 8 | 11 | 23 |  | Fixed | Roof
NJADRE1553056075 | Administratively Determined Incentive Program | GLOUCESTER | 8096 | 15 | 13.05 | Residential | Behind the Meter | Yes | Net Metered Residential | SunPower Corporation, Systems | None | PSE&G | Accepted | 2023-04-07 | 2023-05-05 | 2024-05-05 | Solar Panels | Sunpower | SPR-M-435-H-AC |  | 0.435 | 3 | 191 | 23 |  | Fixed | Roof
NJADRE1553056075 | Administratively Determined Incentive Program | GLOUCESTER | 8096 | 15 | 13.05 | Residential | Behind the Meter | Yes | Net Metered Residential | SunPower Corporation, Systems | None | PSE&G | Accepted | 2023-04-07 | 2023-05-05 | 2024-05-05 | Solar Panels | Sunpower | SPR-M-435-H-AC |  | 0.435 | 2 | 281 | 20 |  | Fixed | Roof
NJADRE1553056075 | Administratively Determined Incentive Program | GLOUCESTER | 8096 | 15 | 13.05 | Residential | Behind the Meter | Yes | Net Metered Residential | SunPower Corporation, Systems | None | PSE&G | Accepted | 2023-04-07 | 2023-05-05 | 2024-05-05 | Solar Panels | Sunpower | SPR-M-435-H-AC |  | 0.435 | 6 | 11 | 22 |  | Fixed | Roof
NJADRE1553056075 | Administratively Determined Incentive Program | GLOUCESTER | 8096 | 15 | 13.05 | Residential | Behind the Meter | Yes | Net Metered Residential | SunPower Corporation, Systems | None | PSE&G | Accepted | 2023-04-07 | 2023-05-05 | 2024-05-05 | Solar Panels | Sunpower | SPR-M-435-H-AC |  | 0.435 | 11 | 191 | 22 |  | Fixed | Roof
NJADRE1553056075 | Administratively Determined Incentive Program | GLOUCESTER | 8096 | 15 | 13.05 | Residential | Behind the Meter | Yes | Net Metered Residential | SunPower Corporation, Systems | None | PSE&G | Accepted | 2023-04-07 | 2023-05-05 | 2024-05-05 | Inverters | Enphase | IQ7HS-66-ACM-US | 384 |  | 30 |  |  | 0.97 |  | Other | Under Each Panel
NJADRE1553056120 | Administratively Determined Incentive Program | Passaic | 7055 | 6 | 6.94 | Residential | Behind the Meter | Yes | Net Metered Residential | Pro Custom Solar dba Momentum Solar | None | PSE&G | Accepted | 2023-04-07 | 2023-05-05 | 2024-05-05 | Inverters | ENPHASE | iq8plus-72-2-us | 290 |  | 19 |  |  | 0.97 |  | Outdoor
NJADRE1553056120 | Administratively Determined Incentive Program | Passaic | 7055 | 6 | 6.94 | Residential | Behind the Meter | Yes | Net Metered Residential | Pro Custom Solar dba Momentum Solar | None | PSE&G | Accepted | 2023-04-07 | 2023-05-05 | 2024-05-05 | Solar Panels | HANWHA | q.peak duo blk-g10+365 |  | 0.365 | 12 | 251 | 45 |  | Fixed | Roof
NJADRE1553056120 | Administratively Determined Incentive Program | Passaic | 7055 | 6 | 6.94 | Residential | Behind the Meter | Yes | Net Metered Residential | Pro Custom Solar dba Momentum Solar | None | PSE&G | Accepted | 2023-04-07 | 2023-05-05 | 2024-05-05 | Solar Panels | HANWHA | q.peak duo blk-g10+365 |  | 0.365 | 7 | 71 | 45 |  | Fixed | Roof
NJADRE1553056163 | Administratively Determined Incentive Program | Saddle Brook | 7663 | 7 | 4.44 | Residential | Behind the Meter | No | Net Metered Residential | Vision Solar LLC | None | PSE&G | Accepted | 2023-04-07 | 2023-05-05 | 2024-05-05 | Inverters | Solaredge | SE3800H- USRGM | 4 |  | 1 |  |  | 0.97 |  | Outdoor | under panel (side of house)
NJADRE1553056163 | Administratively Determined Incentive Program | Saddle Brook | 7663 | 7 | 4.44 | Residential | Behind the Meter | No | Net Metered Residential | Vision Solar LLC | None | PSE&G | Accepted | 2023-04-07 | 2023-05-05 | 2024-05-05 | Solar Panels | Znshine | ZXM6-NH120-370/M |  | 0.37 | 4 | 251 | 20 |  | Fixed | Roof
NJADRE1553056163 | Administratively Determined Incentive Program | Saddle Brook | 7663 | 7 | 4.44 | Residential | Behind the Meter | No | Net Metered Residential | Vision Solar LLC | None | PSE&G | Accepted | 2023-04-07 | 2023-05-05 | 2024-05-05 | Solar Panels | Znshine | ZXM6-NH120-370/M |  | 0.37 | 2 | 161 | 20 |  | Fixed | Roof
NJADRE1553056163 | Administratively Determined Incentive Program | Saddle Brook | 7663 | 7 | 4.44 | Residential | Behind the Meter | No | Net Metered Residential | Vision Solar LLC | None | PSE&G | Accepted | 2023-04-07 | 2023-05-05 | 2024-05-05 | Solar Panels | Znshine | ZXM6-NH120-370/M |  | 0.37 | 4 | 71 | 20 |  | Fixed | Roof
NJADRE1553056163 | Administratively Determined Incentive Program | Saddle Brook | 7663 | 7 | 4.44 | Residential | Behind the Meter | No | Net Metered Residential | Vision Solar LLC | None | PSE&G | Accepted | 2023-04-07 | 2023-05-05 | 2024-05-05 | Solar Panels | Znshine | ZXM6-NH120-370/M |  | 0.37 | 2 | 341 | 20 |  | Fixed | Roof
NJADRE1553059964 | Administratively Determined Incentive Program | Little Ferry | 7643 | 7 | 9.25 | Residential | Behind the Meter | No | Net Metered Residential | Vision Solar LLC | None | PSE&G | Accepted | 2023-04-07 | 2023-05-06 | 2024-05-06 | Inverters | Solaredge | SE6000H-USRGM | 6000 |  | 1 |  |  | 0.97 |  | Outdoor | under panel (side of house)
NJADRE1553059964 | Administratively Determined Incentive Program | Little Ferry | 7643 | 7 | 9.25 | Residential | Behind the Meter | No | Net Metered Residential | Vision Solar LLC | None | PSE&G | Accepted | 2023-04-07 | 2023-05-06 | 2024-05-06 | Solar Panels | Znshine | ZXM6-NH120/370/M |  | 0.37 | 12 | 168 | 34 |  | Fixed | Roof
NJADRE1553059964 | Administratively Determined Incentive Program | Little Ferry | 7643 | 7 | 9.25 | Residential | Behind the Meter | No | Net Metered Residential | Vision Solar LLC | None | PSE&G | Accepted | 2023-04-07 | 2023-05-06 | 2024-05-06 | Solar Panels | Znshine | ZXM6-NH120/370/M |  | 0.37 | 10 | 348 | 34 |  | Fixed | Roof
NJADRE1553059964 | Administratively Determined Incentive Program | Little Ferry | 7643 | 7 | 9.25 | Residential | Behind the Meter | No | Net Metered Residential | Vision Solar LLC | None | PSE&G | Accepted | 2023-04-07 | 2023-05-06 | 2024-05-06 | Solar Panels | Znshine | ZXM6-NH120/370/M |  | 0.37 | 3 | 168 | 20 |  | Fixed | Roof
NJADRE1553060010 | Administratively Determined Incentive Program | Swell | 8080 | 15 | 12.95 | Residential | Behind the Meter | No | Net Metered Residential | NJ Solar Power | None | AC Electric | Accepted | 2023-04-07 | 2023-05-05 | 2024-05-05 | Solar Panels | Panasonic | EVPV370PK |  | 0.37 | 5 | 154 | 18 |  | Fixed | Roof | Roof 1
NJADRE1553060010 | Administratively Determined Incentive Program | Swell | 8080 | 15 | 12.95 | Residential | Behind the Meter | No | Net Metered Residential | NJ Solar Power | None | AC Electric | Accepted | 2023-04-07 | 2023-05-05 | 2024-05-05 | Solar Panels | Panasonic | EVPV370PK |  | 0.37 | 28 | 154 | 20 |  | Fixed | Roof | Roof 2
NJADRE1553060010 | Administratively Determined Incentive Program | Swell | 8080 | 15 | 12.95 | Residential | Behind the Meter | No | Net Metered Residential | NJ Solar Power | None | AC Electric | Accepted | 2023-04-07 | 2023-05-05 | 2024-05-05 | Solar Panels | Panasonic | EVPV370PK |  | 0.37 | 2 | 334 | 20 |  | Fixed | Roof | Roof 3
NJADRE1553060010 | Administratively Determined Incentive Program | Swell | 8080 | 15 | 12.95 | Residential | Behind the Meter | No | Net Metered Residential | NJ Solar Power | None | AC Electric | Accepted | 2023-04-07 | 2023-05-05 | 2024-05-05 | Inverters | Solar Edge | SE11400H-US | 11400 |  | 1 |  |  | 0.99 |  | Outside
NJADRE1553060030 | Administratively Determined Incentive Program | Toms River | 8753 | 18 | 7.8 | Residential | Behind the Meter | Yes | Net Metered Residential | Sunrun Installation Services, Inc. | None | JCP&L | Accepted | 2023-04-07 | 2023-05-05 | 2024-05-05 | Inverters | SolarEdge Technologies | SE6000H-USSN | 6000 |  | 1 |  |  | 0.96 |  | Outdoor | Next To Meter
NJADRE1553060030 | Administratively Determined Incentive Program | Toms River | 8753 | 18 | 7.8 | Residential | Behind the Meter | Yes | Net Metered Residential | Sunrun Installation Services, Inc. | None | JCP&L | Accepted | 2023-04-07 | 2023-05-05 | 2024-05-05 | Solar Panels | Trina Solar | TSM-390DE09C.07 |  | 0.39 | 16 | 213 | 45 |  | Fixed | Roof
NJADRE1553060030 | Administratively Determined Incentive Program | Toms River | 8753 | 18 | 7.8 | Residential | Behind the Meter | Yes | Net Metered Residential | Sunrun Installation Services, Inc. | None | JCP&L | Accepted | 2023-04-07 | 2023-05-05 | 2024-05-05 | Solar Panels | Trina Solar | TSM-390DE09C.07 |  | 0.39 | 4 | 213 | 20 |  | Fixed | Roof
NJADRE1553060032 | Administratively Determined Incentive Program | East Brunswick | 8816 | 11 | 12.48 | Residential | Behind the Meter | Yes | Net Metered Residential | Sunrun Installation Services, Inc. | None | PSE&G | Accepted | 2023-04-07 | 2023-05-05 | 2024-05-05 | Inverters | SolarEdge Technologies | SE10000H-USSN | 10000 |  | 1 |  |  | 0.96 |  | Outdoor | Next To Meter
NJADRE1553060032 | Administratively Determined Incentive Program | East Brunswick | 8816 | 11 | 12.48 | Residential | Behind the Meter | Yes | Net Metered Residential | Sunrun Installation Services, Inc. | None | PSE&G | Accepted | 2023-04-07 | 2023-05-05 | 2024-05-05 | Solar Panels | Trina Solar | TSM-390DE09C.07 |  | 0.39 | 4 | 77 | 12 |  | Fixed | Roof
NJADRE1553060032 | Administratively Determined Incentive Program | East Brunswick | 8816 | 11 | 12.48 | Residential | Behind the Meter | Yes | Net Metered Residential | Sunrun Installation Services, Inc. | None | PSE&G | Accepted | 2023-04-07 | 2023-05-05 | 2024-05-05 | Solar Panels | Trina Solar | TSM-390DE09C.07 |  | 0.39 | 5 | 257 | 12 |  | Fixed | Roof
NJADRE1553060032 | Administratively Determined Incentive Program | East Brunswick | 8816 | 11 | 12.48 | Residential | Behind the Meter | Yes | Net Metered Residential | Sunrun Installation Services, Inc. | None | PSE&G | Accepted | 2023-04-07 | 2023-05-05 | 2024-05-05 | Solar Panels | Trina Solar | TSM-390DE09C.07 |  | 0.39 | 23 | 167 | 13 |  | Fixed | Roof
NJADRE1553060079 | Administratively Determined Incentive Program | Northfield | 8225 | 19 | 7.41 | Residential | Behind the Meter | Yes | Net Metered Residential | Sunrun Installation Services, Inc. | None | AC Electric | Accepted | 2023-04-07 | 2023-05-05 | 2024-05-05 | Inverters | SolarEdge Technologies | SE6000H-USSN | 6000 |  | 1 |  |  | 0.96 |  | Outdoor | Next To Meter
NJADRE1553060079 | Administratively Determined Incentive Program | Northfield | 8225 | 19 | 7.41 | Residential | Behind the Meter | Yes | Net Metered Residential | Sunrun Installation Services, Inc. | None | AC Electric | Accepted | 2023-04-07 | 2023-05-05 | 2024-05-05 | Solar Panels | Trina Solar | TSM-390DE09C.07 |  | 0.39 | 11 | 132 | 27 |  | Fixed | Roof
NJADRE1553060079 | Administratively Determined Incentive Program | Northfield | 8225 | 19 | 7.41 | Residential | Behind the Meter | Yes | Net Metered Residential | Sunrun Installation Services, Inc. | None | AC Electric | Accepted | 2023-04-07 | 2023-05-05 | 2024-05-05 | Solar Panels | Trina Solar | TSM-390DE09C.07 |  | 0.39 | 8 | 223 | 27 |  | Fixed | Roof
NJADRE1553063386 | Administratively Determined Incentive Program | Berkeley Heights | 7922 | 10 | 15.6 | Residential | Behind the Meter | No | Net Metered Residential | Onsite Energy, Inc. | None | JCP&L | Accepted | 2023-04-28 | 2023-05-26 | 2024-05-26 | Inverters | SOLAREDGE | SE6000H-US | 6000 |  | 2 |  |  | 0.99 |  | Indoor | IN GARAGE
NJADRE1553063386 | Administratively Determined Incentive Program | Berkeley Heights | 7922 | 10 | 15.6 | Residential | Behind the Meter | No | Net Metered Residential | Onsite Energy, Inc. | None | JCP&L | Accepted | 2023-04-28 | 2023-05-26 | 2024-05-26 | Solar Panels | Solaria | PowerXT 400R-PM |  | 0.4 | 39 | 136 | 34 |  | Fixed | Roof
NJADRE1553070129 | Administratively Determined Incentive Program | Neptune | 7753 | 17 | 6.24 | Residential | Behind the Meter | Yes | Net Metered Residential | Sunrun Installation Services, Inc. | None | JCP&L | Accepted | 2023-04-08 | 2023-05-05 | 2024-05-05 | Inverters | SolarEdge Technologies | SE6000H-USSN | 6000 |  | 1 |  |  | 0.96 |  | Outdoor | Next To Meter
NJADRE1553070129 | Administratively Determined Incentive Program | Neptune | 7753 | 17 | 6.24 | Residential | Behind the Meter | Yes | Net Metered Residential | Sunrun Installation Services, Inc. | None | JCP&L | Accepted | 2023-04-08 | 2023-05-05 | 2024-05-05 | Solar Panels | Trina Solar | TSM-390DE09C.07 |  | 0.39 | 6 | 330 | 23 |  | Fixed | Roof
NJADRE1553070129 | Administratively Determined Incentive Program | Neptune | 7753 | 17 | 6.24 | Residential | Behind the Meter | Yes | Net Metered Residential | Sunrun Installation Services, Inc. | None | JCP&L | Accepted | 2023-04-08 | 2023-05-05 | 2024-05-05 | Solar Panels | Trina Solar | TSM-390DE09C.07 |  | 0.39 | 10 | 150 | 23 |  | Fixed | Roof
NJADRE1553070130 | Administratively Determined Incentive Program | Bloomfield | 7003 | 9 | 5.85 | Residential | Behind the Meter | Yes | Net Metered Residential | Sunrun Installation Services, Inc. | None | PSE&G | Accepted | 2023-04-08 | 2023-05-05 | 2024-05-05 | Inverters | SolarEdge Technologies | SE7600H-USSN | 7600 |  | 1 |  |  | 0.96 |  | Outdoor | Next To Meter
NJADRE1553070130 | Administratively Determined Incentive Program | Bloomfield | 7003 | 9 | 5.85 | Residential | Behind the Meter | Yes | Net Metered Residential | Sunrun Installation Services, Inc. | None | PSE&G | Accepted | 2023-04-08 | 2023-05-05 | 2024-05-05 | Solar Panels | Trina Solar | TSM-390DE09C.07 |  | 0.39 | 6 | 173 | 16 |  | Fixed | Roof
NJADRE1553070130 | Administratively Determined Incentive Program | Bloomfield | 7003 | 9 | 5.85 | Residential | Behind the Meter | Yes | Net Metered Residential | Sunrun Installation Services, Inc. | None | PSE&G | Accepted | 2023-04-08 | 2023-05-05 | 2024-05-05 | Solar Panels | Trina Solar | TSM-390DE09C.07 |  | 0.39 | 6 | 353 | 16 |  | Fixed | Roof
NJADRE1553070130 | Administratively Determined Incentive Program | Bloomfield | 7003 | 9 | 5.85 | Residential | Behind the Meter | Yes | Net Metered Residential | Sunrun Installation Services, Inc. | None | PSE&G | Accepted | 2023-04-08 | 2023-05-05 | 2024-05-05 | Solar Panels | Trina Solar | TSM-390DE09C.07 |  | 0.39 | 3 | 263 | 16 |  | Fixed | Roof
NJADRE1553070140 | Administratively Determined Incentive Program | Newfield | 8344 | 15 | 10.92 | Residential | Behind the Meter | Yes | Net Metered Residential | Sunrun Installation Services, Inc. | None | AC Electric | Accepted | 2023-04-08 | 2023-05-05 | 2024-05-05 | Inverters | SolarEdge Technologies | SE7600H-USSN | 7600 |  | 1 |  |  | 0.96 |  | Outdoor | Next To Meter
NJADRE1553070140 | Administratively Determined Incentive Program | Newfield | 8344 | 15 | 10.92 | Residential | Behind the Meter | Yes | Net Metered Residential | Sunrun Installation Services, Inc. | None | AC Electric | Accepted | 2023-04-08 | 2023-05-05 | 2024-05-05 | Solar Panels | Trina Solar | TSM-390DE09C.07 |  | 0.39 | 10 | 95 | 42 |  | Fixed | Roof
NJADRE1553070140 | Administratively Determined Incentive Program | Newfield | 8344 | 15 | 10.92 | Residential | Behind the Meter | Yes | Net Metered Residential | Sunrun Installation Services, Inc. | None | AC Electric | Accepted | 2023-04-08 | 2023-05-05 | 2024-05-05 | Solar Panels | Trina Solar | TSM-390DE09C.07 |  | 0.39 | 18 | 95 | 30 |  | Fixed | Roof
NJADRE1553070141 | Administratively Determined Incentive Program | Deptford | 8096 | 15 | 12.87 | Residential | Behind the Meter | No | Net Metered Residential | Sunrun Installation Services, Inc. | None | PSE&G | Accepted | 2023-04-08 | 2023-05-05 | 2024-05-05 | Inverters | SolarEdge Technologies | SE10000H-USSN | 10000 |  | 1 |  |  | 0.96 |  | Outdoor | Next To Meter
NJADRE1553070141 | Administratively Determined Incentive Program | Deptford | 8096 | 15 | 12.87 | Residential | Behind the Meter | No | Net Metered Residential | Sunrun Installation Services, Inc. | None | PSE&G | Accepted | 2023-04-08 | 2023-05-05 | 2024-05-05 | Solar Panels | Trina Solar | TSM-390DE09C.07 |  | 0.39 | 15 | 177 | 18 |  | Fixed | Roof
NJADRE1553070141 | Administratively Determined Incentive Program | Deptford | 8096 | 15 | 12.87 | Residential | Behind the Meter | No | Net Metered Residential | Sunrun Installation Services, Inc. | None | PSE&G | Accepted | 2023-04-08 | 2023-05-05 | 2024-05-05 | Solar Panels | Trina Solar | TSM-390DE09C.07 |  | 0.39 | 18 | 357 | 16 |  | Fixed | Roof
NJADRE1553070269 | Administratively Determined Incentive Program | Pleasantville | 8232 | 19 | 4.29 | Residential | Behind the Meter | Yes | Net Metered Residential | Sunrun Installation Services, Inc. | None | AC Electric | Accepted | 2023-04-08 | 2023-05-05 | 2024-05-05 | Inverters | SolarEdge Technologies | SE3800H-USMN | 3800 |  | 1 |  |  | 0.96 |  | Outdoor | Next To Meter
NJADRE1553070269 | Administratively Determined Incentive Program | Pleasantville | 8232 | 19 | 4.29 | Residential | Behind the Meter | Yes | Net Metered Residential | Sunrun Installation Services, Inc. | None | AC Electric | Accepted | 2023-04-08 | 2023-05-05 | 2024-05-05 | Solar Panels | Trina Solar | TSM-390DE09C.07 |  | 0.39 | 11 | 224 | 17 |  | Fixed | Roof
NJADRE1553070818 | Administratively Determined Incentive Program | Carteret | 7008 | 11 | 3.9 | Residential | Behind the Meter | Yes | Net Metered Residential | Sunrun Installation Services, Inc. | None | PSE&G | Accepted | 2023-04-08 | 2023-05-05 | 2024-05-05 | Inverters | SolarEdge Technologies | SE3800H-USMN | 3800 |  | 1 |  |  | 0.96 |  | Outdoor | Next To Meter
NJADRE1553070818 | Administratively Determined Incentive Program | Carteret | 7008 | 11 | 3.9 | Residential | Behind the Meter | Yes | Net Metered Residential | Sunrun Installation Services, Inc. | None | PSE&G | Accepted | 2023-04-08 | 2023-05-05 | 2024-05-05 | Solar Panels | Trina Solar | TSM-390DE09C.07 |  | 0.39 | 10 | 216 | 19 |  | Fixed | Roof
NJADRE1553071530 | Administratively Determined Incentive Program | Maplewood | 7040 | 9 | 16.38 | Residential | Behind the Meter | Yes | Net Metered Residential | Sunrun Installation Services, Inc. | None | PSE&G | Accepted | 2023-04-09 | 2023-05-05 | 2024-05-05 | Inverters | SolarEdge Technologies | SE3800H-USMN | 3800 |  | 1 |  |  | 0.96 |  | Outdoor | Next To Meter
NJADRE1553071530 | Administratively Determined Incentive Program | Maplewood | 7040 | 9 | 16.38 | Residential | Behind the Meter | Yes | Net Metered Residential | Sunrun Installation Services, Inc. | None | PSE&G | Accepted | 2023-04-09 | 2023-05-05 | 2024-05-05 | Inverters | SolarEdge Technologies | SE7600H-USSN | 7600 |  | 1 |  |  | 0.96 |  | Outdoor | Next To Meter
NJADRE1553071530 | Administratively Determined Incentive Program | Maplewood | 7040 | 9 | 16.38 | Residential | Behind the Meter | Yes | Net Metered Residential | Sunrun Installation Services, Inc. | None | PSE&G | Accepted | 2023-04-09 | 2023-05-05 | 2024-05-05 | Solar Panels | Trina Solar | TSM-390DE09C.07 |  | 0.39 | 13 | 210 | 27 |  | Fixed | Roof
NJADRE1553071530 | Administratively Determined Incentive Program | Maplewood | 7040 | 9 | 16.38 | Residential | Behind the Meter | Yes | Net Metered Residential | Sunrun Installation Services, Inc. | None | PSE&G | Accepted | 2023-04-09 | 2023-05-05 | 2024-05-05 | Solar Panels | Trina Solar | TSM-390DE09C.07 |  | 0.39 | 2 | 210 | 27 |  | Fixed | Roof
NJADRE1553071530 | Administratively Determined Incentive Program | Maplewood | 7040 | 9 | 16.38 | Residential | Behind the Meter | Yes | Net Metered Residential | Sunrun Installation Services, Inc. | None | PSE&G | Accepted | 2023-04-09 | 2023-05-05 | 2024-05-05 | Solar Panels | Trina Solar | TSM-390DE09C.07 |  | 0.39 | 9 | 121 | 27 |  | Fixed | Roof
NJADRE1553071530 | Administratively Determined Incentive Program | Maplewood | 7040 | 9 | 16.38 | Residential | Behind the Meter | Yes | Net Metered Residential | Sunrun Installation Services, Inc. | None | PSE&G | Accepted | 2023-04-09 | 2023-05-05 | 2024-05-05 | Solar Panels | Trina Solar | TSM-390DE09C.07 |  | 0.39 | 18 | 30 | 27 |  | Fixed | Roof
NJADRE1553071764 | Administratively Determined Incentive Program | Plainfield | 7062 | 10 | 7.41 | Residential | Behind the Meter | Yes | Net Metered Residential | Sunrun Installation Services, Inc. | None | PSE&G | Accepted | 2023-04-09 | 2023-05-05 | 2024-05-05 | Inverters | SolarEdge Technologies | SE6000H-USSN | 6000 |  | 1 |  |  | 0.96 |  | Outdoor | Next To Meter
NJADRE1553071764 | Administratively Determined Incentive Program | Plainfield | 7062 | 10 | 7.41 | Residential | Behind the Meter | Yes | Net Metered Residential | Sunrun Installation Services, Inc. | None | PSE&G | Accepted | 2023-04-09 | 2023-05-05 | 2024-05-05 | Solar Panels | Trina Solar | TSM-390DE09C.07 |  | 0.39 | 13 | 216 | 23 |  | Fixed | Roof
NJADRE1553071764 | Administratively Determined Incentive Program | Plainfield | 7062 | 10 | 7.41 | Residential | Behind the Meter | Yes | Net Metered Residential | Sunrun Installation Services, Inc. | None | PSE&G | Accepted | 2023-04-09 | 2023-05-05 | 2024-05-05 | Solar Panels | Trina Solar | TSM-390DE09C.07 |  | 0.39 | 6 | 36 | 23 |  | Fixed | Roof
NJADRE1553071769 | Administratively Determined Incentive Program | West Caldwell | 7006 | 9 | 10.92 | Residential | Behind the Meter | Yes | Net Metered Residential | Sunrun Installation Services, Inc. | None | PSE&G | Accepted | 2023-04-09 | 2023-05-06 | 2024-05-06 | Inverters | SolarEdge Technologies | SE7600H-USSN | 7600 |  | 1 |  |  | 0.96 |  | Outdoor | Next To Meter
NJADRE1553071769 | Administratively Determined Incentive Program | West Caldwell | 7006 | 9 | 10.92 | Residential | Behind the Meter | Yes | Net Metered Residential | Sunrun Installation Services, Inc. | None | PSE&G | Accepted | 2023-04-09 | 2023-05-06 | 2024-05-06 | Solar Panels | Trina Solar | TSM-390DE09C.07 |  | 0.39 | 6 | 221 | 24 |  | Fixed | Roof
NJADRE1553071769 | Administratively Determined Incentive Program | West Caldwell | 7006 | 9 | 10.92 | Residential | Behind the Meter | Yes | Net Metered Residential | Sunrun Installation Services, Inc. | None | PSE&G | Accepted | 2023-04-09 | 2023-05-06 | 2024-05-06 | Solar Panels | Trina Solar | TSM-390DE09C.07 |  | 0.39 | 9 | 43 | 29 |  | Fixed | Roof
NJADRE1553071769 | Administratively Determined Incentive Program | West Caldwell | 7006 | 9 | 10.92 | Residential | Behind the Meter | Yes | Net Metered Residential | Sunrun Installation Services, Inc. | None | PSE&G | Accepted | 2023-04-09 | 2023-05-06 | 2024-05-06 | Solar Panels | Trina Solar | TSM-390DE09C.07 |  | 0.39 | 13 | 223 | 10 |  | Fixed | Roof
NJADRE1553071977 | Administratively Determined Incentive Program | Willingboro | 8046 | 13 | 10.53 | Residential | Behind the Meter | Yes | Net Metered Residential | Sunrun Installation Services, Inc. | None | PSE&G | Accepted | 2023-04-09 | 2023-05-06 | 2024-05-06 | Inverters | SolarEdge Technologies | SE7600H-USSN | 7600 |  | 1 |  |  | 0.96 |  | Outdoor | Next To Meter
NJADRE1553071977 | Administratively Determined Incentive Program | Willingboro | 8046 | 13 | 10.53 | Residential | Behind the Meter | Yes | Net Metered Residential | Sunrun Installation Services, Inc. | None | PSE&G | Accepted | 2023-04-09 | 2023-05-06 | 2024-05-06 | Solar Panels | Trina Solar | TSM-390DE09C.07 |  | 0.39 | 13 | 252 | 43 |  | Fixed | Roof
NJADRE1553071977 | Administratively Determined Incentive Program | Willingboro | 8046 | 13 | 10.53 | Residential | Behind the Meter | Yes | Net Metered Residential | Sunrun Installation Services, Inc. | None | PSE&G | Accepted | 2023-04-09 | 2023-05-06 | 2024-05-06 | Solar Panels | Trina Solar | TSM-390DE09C.07 |  | 0.39 | 14 | 73 | 41 |  | Fixed | Roof
NJADRE1553072390 | Administratively Determined Incentive Program | Atco, New Jersey | 8004 | 14 | 13.6 | Residential | Behind the Meter | No | Net Metered Residential | Suntuity Solar LLC | None | AC Electric | Accepted | 2023-04-10 | 2023-05-06 | 2024-05-06 | Inverters | (34)ENPHASE | IQ8PLUS-72-2-US | 290 |  | 34 |  |  | 0.97 |  | Outdoor | Behind the PV modules
NJADRE1553072390 | Administratively Determined Incentive Program | Atco, New Jersey | 8004 | 14 | 13.6 | Residential | Behind the Meter | No | Net Metered Residential | Suntuity Solar LLC | None | AC Electric | Accepted | 2023-04-10 | 2023-05-06 | 2024-05-06 | Solar Panels | (34)HYPERION | HY-DH108P8 400B |  | 0.4 | 18 | 195 | 20 |  | Fixed | Roof
NJADRE1553072390 | Administratively Determined Incentive Program | Atco, New Jersey | 8004 | 14 | 13.6 | Residential | Behind the Meter | No | Net Metered Residential | Suntuity Solar LLC | None | AC Electric | Accepted | 2023-04-10 | 2023-05-06 | 2024-05-06 | Solar Panels | (34)HYPERION | HY-DH108P8 400B |  | 0.4 | 16 | 15 | 20 |  | Fixed | Roof
NJADRE1553072428 | Administratively Determined Incentive Program | Hackensack | 7601 | 7 | 2.88 | Residential | Behind the Meter | No | Net Metered Residential | Vision Solar LLC | None | PSE&G | Accepted | 2023-04-10 | 2023-05-06 | 2024-05-06 | Inverters | SolarEdge | SE6000H-USRGM | 6000 |  | 1 |  |  | 0.97 |  | Outdoor | SIDE OF HOUSE
NJADRE1553072428 | Administratively Determined Incentive Program | Hackensack | 7601 | 7 | 2.88 | Residential | Behind the Meter | No | Net Metered Residential | Vision Solar LLC | None | PSE&G | Accepted | 2023-04-10 | 2023-05-06 | 2024-05-06 | Solar Panels | ZNSHINE SOLAR | ZXM6-NH120-360/M |  | 0.36 | 8 | 21 | 45 |  | Fixed | Roof
NJADRE1553072450 | Administratively Determined Incentive Program | Berkeley Township | 8721 | 18 | 10.95 | Residential | Behind the Meter | Yes | Net Metered Residential | Pro Custom Solar dba Momentum Solar | None | JCP&L | Accepted | 2023-04-10 | 2023-05-06 | 2024-05-06 | Inverters | ENPHASE | iq8plus-72-2-us | 290 |  | 30 |  |  | 0.97 |  | Outdoor
NJADRE1553072450 | Administratively Determined Incentive Program | Berkeley Township | 8721 | 18 | 10.95 | Residential | Behind the Meter | Yes | Net Metered Residential | Pro Custom Solar dba Momentum Solar | None | JCP&L | Accepted | 2023-04-10 | 2023-05-06 | 2024-05-06 | Solar Panels | HANWHA | q.peak duo blk-g10+365 |  | 0.365 | 11 | 263 | 21 |  | Fixed | Roof
NJADRE1553072450 | Administratively Determined Incentive Program | Berkeley Township | 8721 | 18 | 10.95 | Residential | Behind the Meter | Yes | Net Metered Residential | Pro Custom Solar dba Momentum Solar | None | JCP&L | Accepted | 2023-04-10 | 2023-05-06 | 2024-05-06 | Solar Panels | HANWHA | q.peak duo blk-g10+365 |  | 0.365 | 5 | 263 | 21 |  | Fixed | Roof
NJADRE1553072450 | Administratively Determined Incentive Program | Berkeley Township | 8721 | 18 | 10.95 | Residential | Behind the Meter | Yes | Net Metered Residential | Pro Custom Solar dba Momentum Solar | None | JCP&L | Accepted | 2023-04-10 | 2023-05-06 | 2024-05-06 | Solar Panels | HANWHA | q.peak duo blk-g10+365 |  | 0.365 | 14 | 83 | 21 |  | Fixed | Roof
NJADRE1553072455 | Administratively Determined Incentive Program | Newton | 7860 | 1 | 31.59 | Residential | Behind the Meter | No | Net Metered Residential | EMT Renewables | None | JCP&L | Accepted | 2023-04-10 | 2023-05-08 | 2024-05-08 | Inverters | ENPHASE | IQ8+ | 290 |  | 78 |  |  | 0.98 |  | Other | UNDER EACH PANEL
NJADRE1553072455 | Administratively Determined Incentive Program | Newton | 7860 | 1 | 31.59 | Residential | Behind the Meter | No | Net Metered Residential | EMT Renewables | None | JCP&L | Accepted | 2023-04-10 | 2023-05-08 | 2024-05-08 | Solar Panels | REC ALPHA | REC 405 |  | 0.405 | 42 | 179 | 30 |  | Fixed | Ground
NJADRE1553072455 | Administratively Determined Incentive Program | Newton | 7860 | 1 | 31.59 | Residential | Behind the Meter | No | Net Metered Residential | EMT Renewables | None | JCP&L | Accepted | 2023-04-10 | 2023-05-08 | 2024-05-08 | Solar Panels | REC ALPHA | REC 405 |  | 0.405 | 36 | 179 | 30 |  | Fixed | Ground
NJADRE1553072464 | Administratively Determined Incentive Program | Hackensack | 7601 | 7 | 6.84 | Residential | Behind the Meter | No | Net Metered Residential | Vision Solar LLC | None | PSE&G | Accepted | 2023-04-10 | 2023-05-06 | 2024-05-06 | Inverters | SolarEdge | SE6000H-USRGM | 6000 |  | 1 |  |  | 0.97 |  | Outdoor | SIDE OF HOUSE
NJADRE1553072464 | Administratively Determined Incentive Program | Hackensack | 7601 | 7 | 6.84 | Residential | Behind the Meter | No | Net Metered Residential | Vision Solar LLC | None | PSE&G | Accepted | 2023-04-10 | 2023-05-06 | 2024-05-06 | Solar Panels | ZNSHINE SOLAR | ZXM6-NH120-360/M |  | 0.36 | 4 | 201 | 45 |  | Fixed | Roof
NJADRE1553072464 | Administratively Determined Incentive Program | Hackensack | 7601 | 7 | 6.84 | Residential | Behind the Meter | No | Net Metered Residential | Vision Solar LLC | None | PSE&G | Accepted | 2023-04-10 | 2023-05-06 | 2024-05-06 | Solar Panels | ZNSHINE SOLAR | ZXM6-NH120-360/M |  | 0.36 | 6 | 201 | 45 |  | Fixed | Roof
NJADRE1553072464 | Administratively Determined Incentive Program | Hackensack | 7601 | 7 | 6.84 | Residential | Behind the Meter | No | Net Metered Residential | Vision Solar LLC | None | PSE&G | Accepted | 2023-04-10 | 2023-05-06 | 2024-05-06 | Solar Panels | ZNSHINE SOLAR | ZXM6-NH120-360/M |  | 0.36 | 9 | 21 | 45 |  | Fixed | Roof
NJADRE1553072482 | Administratively Determined Incentive Program | Voorhees | 8043 | 14 | 9.13 | Residential | Behind the Meter | Yes | Net Metered Residential | Pro Custom Solar dba Momentum Solar | None | AC Electric | Accepted | 2023-04-10 | 2023-05-06 | 2024-05-06 | Solar Panels | HANWHA | Â Q. PEAK DUO BLK-G10+365 |  | 0.365 | 16 | 238 | 30 |  | Fixed | Roof
NJADRE1553072482 | Administratively Determined Incentive Program | Voorhees | 8043 | 14 | 9.13 | Residential | Behind the Meter | Yes | Net Metered Residential | Pro Custom Solar dba Momentum Solar | None | AC Electric | Accepted | 2023-04-10 | 2023-05-06 | 2024-05-06 | Solar Panels | HANWHA | Â Q. PEAK DUO BLK-G10+365 |  | 0.365 | 6 | 58 | 30 |  | Fixed | Roof
NJADRE1553072482 | Administratively Determined Incentive Program | Voorhees | 8043 | 14 | 9.13 | Residential | Behind the Meter | Yes | Net Metered Residential | Pro Custom Solar dba Momentum Solar | None | AC Electric | Accepted | 2023-04-10 | 2023-05-06 | 2024-05-06 | Solar Panels | HANWHA | Â Q. PEAK DUO BLK-G10+365 |  | 0.365 | 3 | 148 | 40 |  | Fixed | Roof
NJADRE1553072482 | Administratively Determined Incentive Program | Voorhees | 8043 | 14 | 9.13 | Residential | Behind the Meter | Yes | Net Metered Residential | Pro Custom Solar dba Momentum Solar | None | AC Electric | Accepted | 2023-04-10 | 2023-05-06 | 2024-05-06 | Inverters | ENPHAS | IQ8PLUS-72-2-US | 290 |  | 25 |  |  | 0.97 |  | Outdoor
NJADRE1553072571 | Administratively Determined Incentive Program | Orange | 7050 | 9 | 5.53 | Residential | Behind the Meter | No | Net Metered Residential | Infinity Solar Systems | None | PSE&G | Accepted | 2023-04-10 | 2023-05-07 | 2024-05-07 | Inverters | Enphase | IQ8Plus-72-2-US | 290 |  | 14 |  |  | 0.97 |  | Outdoor
NJADRE1553072571 | Administratively Determined Incentive Program | Orange | 7050 | 9 | 5.53 | Residential | Behind the Meter | No | Net Metered Residential | Infinity Solar Systems | None | PSE&G | Accepted | 2023-04-10 | 2023-05-07 | 2024-05-07 | Solar Panels | Trina Solar | TSM-395 DE09.05 |  | 0.395 | 7 | 212 | 38 |  | Fixed | Roof
NJADRE1553072571 | Administratively Determined Incentive Program | Orange | 7050 | 9 | 5.53 | Residential | Behind the Meter | No | Net Metered Residential | Infinity Solar Systems | None | PSE&G | Accepted | 2023-04-10 | 2023-05-07 | 2024-05-07 | Solar Panels | Trina Solar Vertex | TSM-395 DE09.05 |  | 0.395 | 7 | 32 | 38 |  | Fixed | Roof
NJADRE1553072588 | Administratively Determined Incentive Program | NEWARK | 7103 | 9 | 5.84 | Residential | Behind the Meter | Yes | Net Metered Residential | Pro Custom Solar dba Momentum Solar | None | PSE&G | Accepted | 2023-04-10 | 2023-05-07 | 2024-05-07 | Inverters | enphase | iq8plus-72-2-us | 290 |  | 16 |  |  | 0.97 |  | Outside
NJADRE1553072588 | Administratively Determined Incentive Program | NEWARK | 7103 | 9 | 5.84 | Residential | Behind the Meter | Yes | Net Metered Residential | Pro Custom Solar dba Momentum Solar | None | PSE&G | Accepted | 2023-04-10 | 2023-05-07 | 2024-05-07 | Solar Panels | hanwha | q.peak duo blk-g10+365 |  | 0.365 | 16 | 197 | 1 |  | Fixed | Roof
NJADRE1553072686 | Administratively Determined Incentive Program | RAMSEY | 7446 | 7 | 8.2 | Residential | Behind the Meter | Yes | Net Metered Residential | Posigen NJ LLC | None | Orange Rockland Electric | Accepted | 2023-04-10 | 2023-05-08 | 2024-05-08 | Inverters | SOLAREDGE | SE7600H-US | 7600 |  | 1 |  |  | 0.99 |  | Outside | WITHIN TEN FEET OF METER
NJADRE1553072686 | Administratively Determined Incentive Program | RAMSEY | 7446 | 7 | 8.2 | Residential | Behind the Meter | Yes | Net Metered Residential | Posigen NJ LLC | None | Orange Rockland Electric | Accepted | 2023-04-10 | 2023-05-08 | 2024-05-08 | Solar Panels | CANADIAN SOLAR | CS3N-410MS |  | 0.41 | 20 | 272 | 23 |  | Fixed | Roof
NJADRE1553072815 | Administratively Determined Incentive Program | Port Republic | 8215 | 19 | 11.85 | Residential | Behind the Meter | Yes | Net Metered Residential | SunnyMac LLC | None | AC Electric | Accepted | 2023-04-10 | 2023-05-09 | 2024-05-09 | Solar Panels | CANADIAN SOLAR | CS3N-395MS |  | 0.395 | 30 | 180 | 27 |  | Fixed | Roof
NJADRE1553072815 | Administratively Determined Incentive Program | Port Republic | 8215 | 19 | 11.85 | Residential | Behind the Meter | Yes | Net Metered Residential | SunnyMac LLC | None | AC Electric | Accepted | 2023-04-10 | 2023-05-09 | 2024-05-09 | Inverters | Solaredge | SE10000H-US | 10000 |  | 1 |  |  | 0.99 |  | Outdoor | NEXT TO METER
NJADRE1553076501 | Administratively Determined Incentive Program | Newark | 7107 | 9 | 8.76 | Residential | Behind the Meter | Yes | Net Metered Residential | Pro Custom Solar dba Momentum Solar | None | PSE&G | Accepted | 2023-04-10 | 2023-05-07 | 2024-05-07 | Inverters | enphase | iq8plus-72-2-us | 290 |  | 24 |  |  | 0.97 |  | Outdoor
NJADRE1553076501 | Administratively Determined Incentive Program | Newark | 7107 | 9 | 8.76 | Residential | Behind the Meter | Yes | Net Metered Residential | Pro Custom Solar dba Momentum Solar | None | PSE&G | Accepted | 2023-04-10 | 2023-05-07 | 2024-05-07 | Solar Panels | hanwha | q.peak duo blk-g10+365 |  | 0.365 | 9 | 25 | 5 |  | Fixed | Roof
NJADRE1553076501 | Administratively Determined Incentive Program | Newark | 7107 | 9 | 8.76 | Residential | Behind the Meter | Yes | Net Metered Residential | Pro Custom Solar dba Momentum Solar | None | PSE&G | Accepted | 2023-04-10 | 2023-05-07 | 2024-05-07 | Solar Panels | hanwha | q.peak duo blk-g10+365 |  | 0.365 | 7 | 205 | 5 |  | Fixed | Roof
NJADRE1553076501 | Administratively Determined Incentive Program | Newark | 7107 | 9 | 8.76 | Residential | Behind the Meter | Yes | Net Metered Residential | Pro Custom Solar dba Momentum Solar | None | PSE&G | Accepted | 2023-04-10 | 2023-05-07 | 2024-05-07 | Solar Panels | hanwha | q.peak duo blk-g10+365 |  | 0.365 | 4 | 115 | 5 |  | Fixed | Roof
NJADRE1553076501 | Administratively Determined Incentive Program | Newark | 7107 | 9 | 8.76 | Residential | Behind the Meter | Yes | Net Metered Residential | Pro Custom Solar dba Momentum Solar | None | PSE&G | Accepted | 2023-04-10 | 2023-05-07 | 2024-05-07 | Solar Panels | hanwha | q.peak duo blk-g10+365 |  | 0.365 | 4 | 25 | 5 |  | Fixed | Roof
NJADRE1553076525 | Administratively Determined Incentive Program | Mays Landing | 8330 | 19 | 8.19 | Residential | Behind the Meter | Yes | Net Metered Residential | Sunrun Installation Services, Inc. | None | AC Electric | Accepted | 2023-04-10 | 2023-05-08 | 2024-05-08 | Inverters | SolarEdge Technologies | SE6000H-USSN | 6000 |  | 1 |  |  | 0.96 |  | Outdoor | Next To Meter
NJADRE1553076525 | Administratively Determined Incentive Program | Mays Landing | 8330 | 19 | 8.19 | Residential | Behind the Meter | Yes | Net Metered Residential | Sunrun Installation Services, Inc. | None | AC Electric | Accepted | 2023-04-10 | 2023-05-08 | 2024-05-08 | Solar Panels | Trina Solar | TSM-390DE09C.07 |  | 0.39 | 15 | 113 | 33 |  | Fixed | Roof
NJADRE1553076525 | Administratively Determined Incentive Program | Mays Landing | 8330 | 19 | 8.19 | Residential | Behind the Meter | Yes | Net Metered Residential | Sunrun Installation Services, Inc. | None | AC Electric | Accepted | 2023-04-10 | 2023-05-08 | 2024-05-08 | Solar Panels | Trina Solar | TSM-390DE09C.07 |  | 0.39 | 6 | 293 | 33 |  | Fixed | Roof
NJADRE1553076551 | Administratively Determined Incentive Program | Hamilton Township | 8610 | 12 | 8.2 | Residential | Behind the Meter | Yes | Net Metered Residential | Posigen NJ LLC | None | PSE&G | Accepted | 2023-04-10 | 2023-05-08 | 2024-05-08 | Solar Panels | Canadian Solar | CS3N-410MS |  | 0.41 | 20 | 267 | 19 |  | Fixed | Roof
NJADRE1553076551 | Administratively Determined Incentive Program | Hamilton Township | 8610 | 12 | 8.2 | Residential | Behind the Meter | Yes | Net Metered Residential | Posigen NJ LLC | None | PSE&G | Accepted | 2023-04-10 | 2023-05-08 | 2024-05-08 | Inverters | SolarEdge | SE7600H-US | 7600 |  | 1 |  |  | 0.99 |  | Outside | within ten feet of meter
NJADRE1553076581 | Administratively Determined Incentive Program | Newark | 7108 | 9 | 2.56 | Residential | Behind the Meter | Yes | Net Metered Residential | Pro Custom Solar dba Momentum Solar | None | PSE&G | Accepted | 2023-04-10 | 2023-05-30 | 2024-05-30 | Inverters | enphase | iq8plus-72-2-us | 290 |  | 7 |  |  | 0.97 |  | Outdoor
NJADRE1553076581 | Administratively Determined Incentive Program | Newark | 7108 | 9 | 2.56 | Residential | Behind the Meter | Yes | Net Metered Residential | Pro Custom Solar dba Momentum Solar | None | PSE&G | Accepted | 2023-04-10 | 2023-05-30 | 2024-05-30 | Solar Panels | hanwha | q.peak duo blk-g10+365 |  | 0.365 | 7 | 187 | 34 |  | Fixed | Roof
NJADRE1553076599 | Administratively Determined Incentive Program | Leonia | 7605 | 7 | 5.67 | Residential | Behind the Meter | Yes | Net Metered Residential | Trinity Solar | None | PSE&G | Accepted | 2023-04-10 | 2023-05-07 | 2024-05-07 | Solar Panels | HANWHA 405 (Q.PEAK DUO BLK ML-G10+ 405) | HANWHA 405 (Q.PEAK DUO BLK ML-G10+ 405) |  | 0.405 | 6 | 218 | 27 |  | Fixed | Roof
NJADRE1553076599 | Administratively Determined Incentive Program | Leonia | 7605 | 7 | 5.67 | Residential | Behind the Meter | Yes | Net Metered Residential | Trinity Solar | None | PSE&G | Accepted | 2023-04-10 | 2023-05-07 | 2024-05-07 | Solar Panels | HANWHA 405 (Q.PEAK DUO BLK ML-G10+ 405) | HANWHA 405 (Q.PEAK DUO BLK ML-G10+ 405) |  | 0.405 | 6 | 308 | 27 |  | Fixed | Roof
NJADRE1553076599 | Administratively Determined Incentive Program | Leonia | 7605 | 7 | 5.67 | Residential | Behind the Meter | Yes | Net Metered Residential | Trinity Solar | None | PSE&G | Accepted | 2023-04-10 | 2023-05-07 | 2024-05-07 | Solar Panels | HANWHA 405 (Q.PEAK DUO BLK ML-G10+ 405) | HANWHA 405 (Q.PEAK DUO BLK ML-G10+ 405) |  | 0.405 | 2 | 128 | 27 |  | Fixed | Roof
NJADRE1553076599 | Administratively Determined Incentive Program | Leonia | 7605 | 7 | 5.67 | Residential | Behind the Meter | Yes | Net Metered Residential | Trinity Solar | None | PSE&G | Accepted | 2023-04-10 | 2023-05-07 | 2024-05-07 | Inverters | Solar Edge | SE5000H-US | 5000 |  | 1 |  |  | 0.97 |  | Outside
NJADRE1553076625 | Administratively Determined Incentive Program | Browns Mills | 8015 | 13 | 16.2 | Residential | Behind the Meter | Yes | Net Metered Residential | Trinity Solar | None | JCP&L | Accepted | 2023-04-10 | 2023-05-07 | 2024-05-07 | Inverters | Solar Edge | SE6000H-US | 6000 |  | 2 |  |  | 0.97 |  | Outdoor
NJADRE1553076625 | Administratively Determined Incentive Program | Browns Mills | 8015 | 13 | 16.2 | Residential | Behind the Meter | Yes | Net Metered Residential | Trinity Solar | None | JCP&L | Accepted | 2023-04-10 | 2023-05-07 | 2024-05-07 | Solar Panels | HANWHA 405 (Q.PEAK DUO BLK ML-G10+ 405) | HANWHA 405 (Q.PEAK DUO BLK ML-G10+ 405) |  | 0.405 | 24 | 197 | 18 |  | Fixed | Roof
NJADRE1553076625 | Administratively Determined Incentive Program | Browns Mills | 8015 | 13 | 16.2 | Residential | Behind the Meter | Yes | Net Metered Residential | Trinity Solar | None | JCP&L | Accepted | 2023-04-10 | 2023-05-07 | 2024-05-07 | Solar Panels | HANWHA 405 (Q.PEAK DUO BLK ML-G10+ 405) | HANWHA 405 (Q.PEAK DUO BLK ML-G10+ 405) |  | 0.405 | 16 | 17 | 18 |  | Fixed | Roof
NJADRE1553076664 | Administratively Determined Incentive Program | Lodi | 7644 | 7 | 8.1 | Residential | Behind the Meter | Yes | Net Metered Residential | Trinity Solar | None | PSE&G | Accepted | 2023-04-10 | 2023-05-08 | 2024-05-08 | Solar Panels | HANWHA 405 (Q.PEAK DUO BLK ML-G10+ 405) | HANWHA 405 (Q.PEAK DUO BLK ML-G10+ 405) |  | 0.405 | 13 | 304 | 23 |  | Fixed | Roof
NJADRE1553076664 | Administratively Determined Incentive Program | Lodi | 7644 | 7 | 8.1 | Residential | Behind the Meter | Yes | Net Metered Residential | Trinity Solar | None | PSE&G | Accepted | 2023-04-10 | 2023-05-08 | 2024-05-08 | Solar Panels | HANWHA 405 (Q.PEAK DUO BLK ML-G10+ 405) | HANWHA 405 (Q.PEAK DUO BLK ML-G10+ 405) |  | 0.405 | 3 | 214 | 18 |  | Fixed | Roof
NJADRE1553076664 | Administratively Determined Incentive Program | Lodi | 7644 | 7 | 8.1 | Residential | Behind the Meter | Yes | Net Metered Residential | Trinity Solar | None | PSE&G | Accepted | 2023-04-10 | 2023-05-08 | 2024-05-08 | Solar Panels | HANWHA 405 (Q.PEAK DUO BLK ML-G10+ 405) | HANWHA 405 (Q.PEAK DUO BLK ML-G10+ 405) |  | 0.405 | 4 | 34 | 18 |  | Fixed | Roof
NJADRE1553076664 | Administratively Determined Incentive Program | Lodi | 7644 | 7 | 8.1 | Residential | Behind the Meter | Yes | Net Metered Residential | Trinity Solar | None | PSE&G | Accepted | 2023-04-10 | 2023-05-08 | 2024-05-08 | Inverters | Solar Edge | SE6000H-US | 6000 |  | 1 |  |  | 0.97 |  | Outside
NJADRE1553076668 | Administratively Determined Incentive Program | Budd Lake | 7828 | 3 | 5.11 | Residential | Behind the Meter | Yes | Net Metered Residential | Pro Custom Solar dba Momentum Solar | None | JCP&L | Accepted | 2023-04-10 | 2023-05-08 | 2024-05-08 | Solar Panels | HANWHA | Â Q. PEAK DUO BLK-G10+365 |  | 0.365 | 3 | 139 | 34 |  | Fixed | Roof
NJADRE1553076668 | Administratively Determined Incentive Program | Budd Lake | 7828 | 3 | 5.11 | Residential | Behind the Meter | Yes | Net Metered Residential | Pro Custom Solar dba Momentum Solar | None | JCP&L | Accepted | 2023-04-10 | 2023-05-08 | 2024-05-08 | Solar Panels | HANWHA | Â Q. PEAK DUO BLK-G10+365 |  | 0.365 | 11 | 319 | 34 |  | Fixed | Roof
NJADRE1553076668 | Administratively Determined Incentive Program | Budd Lake | 7828 | 3 | 5.11 | Residential | Behind the Meter | Yes | Net Metered Residential | Pro Custom Solar dba Momentum Solar | None | JCP&L | Accepted | 2023-04-10 | 2023-05-08 | 2024-05-08 | Inverters | ENPHASE | IQ8PLUS-72-2-US | 290 |  | 14 |  |  | 0.97 |  | Outdoor
NJADRE1553077764 | Administratively Determined Incentive Program | Pennington | 8534 | 12 | 11.52 | Residential | Behind the Meter | No | Net Metered Residential | Posigen NJ LLC | None | PSE&G | Accepted | 2023-04-10 | 2023-05-08 | 2024-05-08 | Solar Panels | Solaria | POWERXT-360R-PD |  | 0.36 | 32 | 195 | 30 |  | Fixed | Roof
NJADRE1553077764 | Administratively Determined Incentive Program | Pennington | 8534 | 12 | 11.52 | Residential | Behind the Meter | No | Net Metered Residential | Posigen NJ LLC | None | PSE&G | Accepted | 2023-04-10 | 2023-05-08 | 2024-05-08 | Inverters | SolarEdge | SE11400H-US | 11400 |  | 1 |  |  | 0.99 |  | Outside | within ten feet of meter
NJADRE1553082515 | Administratively Determined Incentive Program | Randolph | 7869 | 3 | 12.05 | Residential | Behind the Meter | Yes | Net Metered Residential | Ad Energy | None | JCP&L | Accepted | 2023-04-11 | 2023-05-08 | 2024-05-08 | Inverters | SunPower | IQ7HS | 384 |  | 33 |  |  | 0.97 |  | Outdoor | At each panel
NJADRE1553082515 | Administratively Determined Incentive Program | Randolph | 7869 | 3 | 12.05 | Residential | Behind the Meter | Yes | Net Metered Residential | Ad Energy | None | JCP&L | Accepted | 2023-04-11 | 2023-05-08 | 2024-05-08 | Solar Panels | SunPower | SPR-365-BLK-QC-DC |  | 0.365 | 11 | 31 | 25 |  | Fixed | Roof
NJADRE1553082515 | Administratively Determined Incentive Program | Randolph | 7869 | 3 | 12.05 | Residential | Behind the Meter | Yes | Net Metered Residential | Ad Energy | None | JCP&L | Accepted | 2023-04-11 | 2023-05-08 | 2024-05-08 | Solar Panels | SunPower | SPR-U-365-BLK-QC-DC |  | 0.365 | 22 | 211 | 25 |  | Fixed | Roof
NJADRE1553082517 | Administratively Determined Incentive Program | Totowa, New Jersey | 7512 | 6 | 14 | Residential | Behind the Meter | Yes | Net Metered Residential | Suntuity Solar LLC | None | PSE&G | Accepted | 2023-04-11 | 2023-05-08 | 2024-05-08 | Inverters | (35)ENPHASE | IQ8PLUS-72-2-US | 290 |  | 35 |  |  | 0.97 |  | Outdoor | Behind the PV modules
NJADRE1553082517 | Administratively Determined Incentive Program | Totowa, New Jersey | 7512 | 6 | 14 | Residential | Behind the Meter | Yes | Net Metered Residential | Suntuity Solar LLC | None | PSE&G | Accepted | 2023-04-11 | 2023-05-08 | 2024-05-08 | Solar Panels | (35)HANWHA | Q.PEAK DUO BLK ML-G10+ 400 |  | 0.4 | 17 | 132 | 28 |  | Fixed | Roof
NJADRE1553082517 | Administratively Determined Incentive Program | Totowa, New Jersey | 7512 | 6 | 14 | Residential | Behind the Meter | Yes | Net Metered Residential | Suntuity Solar LLC | None | PSE&G | Accepted | 2023-04-11 | 2023-05-08 | 2024-05-08 | Solar Panels | (35)HANWHA | Q.PEAK DUO BLK ML-G10+ 400 |  | 0.4 | 18 | 312 | 28 |  | Fixed | Roof
NJADRE1553082520 | Administratively Determined Incentive Program | Norwood, New Jersey | 7648 | 7 | 19.6 | Residential | Behind the Meter | No | Net Metered Residential | Suntuity Solar LLC | None | Orange Rockland Electric | Accepted | 2023-04-11 | 2023-05-09 | 2024-05-09 | Inverters | (49)ENPHASE | IQ8PLUS-72-2-US | 290 |  | 49 |  |  | 0.97 |  | Outdoor | Behind the PV modules
NJADRE1553082520 | Administratively Determined Incentive Program | Norwood, New Jersey | 7648 | 7 | 19.6 | Residential | Behind the Meter | No | Net Metered Residential | Suntuity Solar LLC | None | Orange Rockland Electric | Accepted | 2023-04-11 | 2023-05-09 | 2024-05-09 | Solar Panels | (49)HANWHA | Q.PEAK DUO BLK ML-G10+ 400 |  | 0.4 | 17 | 172 | 34 |  | Fixed | Roof
NJADRE1553082520 | Administratively Determined Incentive Program | Norwood, New Jersey | 7648 | 7 | 19.6 | Residential | Behind the Meter | No | Net Metered Residential | Suntuity Solar LLC | None | Orange Rockland Electric | Accepted | 2023-04-11 | 2023-05-09 | 2024-05-09 | Solar Panels | (49)HANWHA | Q.PEAK DUO BLK ML-G10+ 400 |  | 0.4 | 2 | 262 | 26 |  | Fixed | Roof
NJADRE1553082520 | Administratively Determined Incentive Program | Norwood, New Jersey | 7648 | 7 | 19.6 | Residential | Behind the Meter | No | Net Metered Residential | Suntuity Solar LLC | None | Orange Rockland Electric | Accepted | 2023-04-11 | 2023-05-09 | 2024-05-09 | Solar Panels | (49)HANWHA | Q.PEAK DUO BLK ML-G10+ 400 |  | 0.4 | 3 | 82 | 26 |  | Fixed | Roof
NJADRE1553082520 | Administratively Determined Incentive Program | Norwood, New Jersey | 7648 | 7 | 19.6 | Residential | Behind the Meter | No | Net Metered Residential | Suntuity Solar LLC | None | Orange Rockland Electric | Accepted | 2023-04-11 | 2023-05-09 | 2024-05-09 | Solar Panels | (49)HANWHA | Q.PEAK DUO BLK ML-G10+ 400 |  | 0.4 | 4 | 82 | 34 |  | Fixed | Roof
NJADRE1553082520 | Administratively Determined Incentive Program | Norwood, New Jersey | 7648 | 7 | 19.6 | Residential | Behind the Meter | No | Net Metered Residential | Suntuity Solar LLC | None | Orange Rockland Electric | Accepted | 2023-04-11 | 2023-05-09 | 2024-05-09 | Solar Panels | (49)HANWHA | Q.PEAK DUO BLK ML-G10+ 400 |  | 0.4 | 11 | 172 | 30 |  | Fixed | Roof
NJADRE1553082520 | Administratively Determined Incentive Program | Norwood, New Jersey | 7648 | 7 | 19.6 | Residential | Behind the Meter | No | Net Metered Residential | Suntuity Solar LLC | None | Orange Rockland Electric | Accepted | 2023-04-11 | 2023-05-09 | 2024-05-09 | Solar Panels | (49)HANWHA | Q.PEAK DUO BLK ML-G10+ 400 |  | 0.4 | 6 | 352 | 34 |  | Fixed | Roof
NJADRE1553082520 | Administratively Determined Incentive Program | Norwood, New Jersey | 7648 | 7 | 19.6 | Residential | Behind the Meter | No | Net Metered Residential | Suntuity Solar LLC | None | Orange Rockland Electric | Accepted | 2023-04-11 | 2023-05-09 | 2024-05-09 | Solar Panels | (49)HANWHA | Q.PEAK DUO BLK ML-G10+ 400 |  | 0.4 | 6 | 352 | 34 |  | Fixed | Roof
NJADRE1553082580 | Administratively Determined Incentive Program | Newark | 7108 | 9 | 5.18 | Residential | Behind the Meter | No | Net Metered Residential | Vision Solar LLC | None | PSE&G | Accepted | 2023-04-11 | 2023-05-19 | 2024-05-19 | Inverters | SolarEdge | SE3800H-USRGM | 3800 |  | 1 |  |  | 0.97 |  | Outdoor | SIDE OF HOUSE
NJADRE1553082580 | Administratively Determined Incentive Program | Newark | 7108 | 9 | 5.18 | Residential | Behind the Meter | No | Net Metered Residential | Vision Solar LLC | None | PSE&G | Accepted | 2023-04-11 | 2023-05-19 | 2024-05-19 | Solar Panels | ZNSHINE SOLAR | ZXM6-NH120-370/M |  | 0.37 | 4 | 197 | 41 |  | Fixed | Roof
NJADRE1553082580 | Administratively Determined Incentive Program | Newark | 7108 | 9 | 5.18 | Residential | Behind the Meter | No | Net Metered Residential | Vision Solar LLC | None | PSE&G | Accepted | 2023-04-11 | 2023-05-19 | 2024-05-19 | Solar Panels | ZNSHINE SOLAR | ZXM6-NH120-370/M |  | 0.37 | 4 | 17 | 41 |  | Fixed | Roof
NJADRE1553082580 | Administratively Determined Incentive Program | Newark | 7108 | 9 | 5.18 | Residential | Behind the Meter | No | Net Metered Residential | Vision Solar LLC | None | PSE&G | Accepted | 2023-04-11 | 2023-05-19 | 2024-05-19 | Solar Panels | ZNSHINE SOLAR | ZXM6-NH120-370/M |  | 0.37 | 6 | 17 | 14 |  | Fixed | Roof
NJADRE1553082601 | Administratively Determined Incentive Program | Beachwood | 8722 | 18 | 6.57 | Residential | Behind the Meter | Yes | Net Metered Residential | Pro Custom Solar dba Momentum Solar | None | JCP&L | Accepted | 2023-04-11 | 2023-05-08 | 2024-05-08 | Inverters | enphase | iq8plus-72-2-us | 290 |  | 18 |  |  | 0.97 |  | Outdoor
NJADRE1553082601 | Administratively Determined Incentive Program | Beachwood | 8722 | 18 | 6.57 | Residential | Behind the Meter | Yes | Net Metered Residential | Pro Custom Solar dba Momentum Solar | None | JCP&L | Accepted | 2023-04-11 | 2023-05-08 | 2024-05-08 | Solar Panels | hanwha | q.peak duo blk-g10+365 |  | 0.365 | 11 | 125 | 23 |  | Fixed | Roof
NJADRE1553082601 | Administratively Determined Incentive Program | Beachwood | 8722 | 18 | 6.57 | Residential | Behind the Meter | Yes | Net Metered Residential | Pro Custom Solar dba Momentum Solar | None | JCP&L | Accepted | 2023-04-11 | 2023-05-08 | 2024-05-08 | Solar Panels | hanwha | q.peak duo blk-g10+365 |  | 0.365 | 5 | 305 | 23 |  | Fixed | Roof
NJADRE1553082601 | Administratively Determined Incentive Program | Beachwood | 8722 | 18 | 6.57 | Residential | Behind the Meter | Yes | Net Metered Residential | Pro Custom Solar dba Momentum Solar | None | JCP&L | Accepted | 2023-04-11 | 2023-05-08 | 2024-05-08 | Solar Panels | hanwha | q.peak duo blk-g10+365 |  | 0.365 | 2 | 215 | 23 |  | Fixed | Roof
NJADRE1553082663 | Administratively Determined Incentive Program | SOMERVILLE | 8876 | 5 | 5.48 | Residential | Behind the Meter | Yes | Net Metered Residential | Pro Custom Solar dba Momentum Solar | None | PSE&G | Accepted | 2023-04-11 | 2023-05-08 | 2024-05-08 | Inverters | ENPHASE | iq8plus-72-2-us | 290 |  | 15 |  |  | 0.97 |  | Outdoor
NJADRE1553082663 | Administratively Determined Incentive Program | SOMERVILLE | 8876 | 5 | 5.48 | Residential | Behind the Meter | Yes | Net Metered Residential | Pro Custom Solar dba Momentum Solar | None | PSE&G | Accepted | 2023-04-11 | 2023-05-08 | 2024-05-08 | Solar Panels | HANWHA | q.peak duo blk-g10+365 |  | 0.365 | 12 | 102 | 32 |  | Fixed | Roof
NJADRE1553082663 | Administratively Determined Incentive Program | SOMERVILLE | 8876 | 5 | 5.48 | Residential | Behind the Meter | Yes | Net Metered Residential | Pro Custom Solar dba Momentum Solar | None | PSE&G | Accepted | 2023-04-11 | 2023-05-08 | 2024-05-08 | Solar Panels | HANWHA | q.peak duo blk-g10+365 |  | 0.365 | 3 | 282 | 32 |  | Fixed | Roof
NJADRE1553082721 | Administratively Determined Incentive Program | Burlington | 8016 | 13 | 3.33 | Residential | Behind the Meter | No | Net Metered Residential | Vision Solar LLC | None | PSE&G | Accepted | 2023-04-11 | 2023-05-08 | 2024-05-08 | Inverters | Solaredge | SE3800H-USRGM | 4 |  | 1 |  |  | 0.97 |  | Outdoor | under panel (side of house)
NJADRE1553082721 | Administratively Determined Incentive Program | Burlington | 8016 | 13 | 3.33 | Residential | Behind the Meter | No | Net Metered Residential | Vision Solar LLC | None | PSE&G | Accepted | 2023-04-11 | 2023-05-08 | 2024-05-08 | Solar Panels | Znshine | ZXN6-NH120-370/M |  | 0.37 | 3 | 159 | 36 |  | Fixed | Roof
NJADRE1553082721 | Administratively Determined Incentive Program | Burlington | 8016 | 13 | 3.33 | Residential | Behind the Meter | No | Net Metered Residential | Vision Solar LLC | None | PSE&G | Accepted | 2023-04-11 | 2023-05-08 | 2024-05-08 | Solar Panels | Znshine | ZXN6-NH120-370/M |  | 0.37 | 6 | 339 | 36 |  | Fixed | Roof
NJADRE1553082774 | Administratively Determined Incentive Program | Clementon | 8021 | 14 | 4.75 | Residential | Behind the Meter | Yes | Net Metered Residential | Pro Custom Solar dba Momentum Solar | None | AC Electric | Accepted | 2023-04-11 | 2023-05-08 | 2024-05-08 | Inverters | enphase | iq8plus-72-2-us | 290 |  | 13 |  |  | 0.97 |  | Outside
NJADRE1553082774 | Administratively Determined Incentive Program | Clementon | 8021 | 14 | 4.75 | Residential | Behind the Meter | Yes | Net Metered Residential | Pro Custom Solar dba Momentum Solar | None | AC Electric | Accepted | 2023-04-11 | 2023-05-08 | 2024-05-08 | Solar Panels | hanwha | q.peak duo blk-g10+365 |  | 0.365 | 13 | 128 | 24 |  | Fixed | Roof
NJADRE1553082779 | Administratively Determined Incentive Program | Egg Harbor Twp | 8234 | 19 | 9 | Residential | Behind the Meter | No | Net Metered Residential | Vision Solar LLC | None | AC Electric | Accepted | 2023-04-11 | 2023-05-09 | 2024-05-09 | Inverters | Solaredge | SE6000H-USRGM | 6 |  | 1 |  |  | 0.97 |  | Outdoor | under panel (side of house)
NJADRE1553082779 | Administratively Determined Incentive Program | Egg Harbor Twp | 8234 | 19 | 9 | Residential | Behind the Meter | No | Net Metered Residential | Vision Solar LLC | None | AC Electric | Accepted | 2023-04-11 | 2023-05-09 | 2024-05-09 | Solar Panels | Znshine | ZXM6-NH120-360/M |  | 0.36 | 11 | 227 | 45 |  | Fixed | Roof
NJADRE1553082779 | Administratively Determined Incentive Program | Egg Harbor Twp | 8234 | 19 | 9 | Residential | Behind the Meter | No | Net Metered Residential | Vision Solar LLC | None | AC Electric | Accepted | 2023-04-11 | 2023-05-09 | 2024-05-09 | Solar Panels | Znshine | ZXM6-NH120-360/M |  | 0.36 | 5 | 227 | 36 |  | Fixed | Roof
NJADRE1553082779 | Administratively Determined Incentive Program | Egg Harbor Twp | 8234 | 19 | 9 | Residential | Behind the Meter | No | Net Metered Residential | Vision Solar LLC | None | AC Electric | Accepted | 2023-04-11 | 2023-05-09 | 2024-05-09 | Solar Panels | Znshine | ZXM6-NH120-360/M |  | 0.36 | 3 | 228 | 37 |  | Fixed | Roof
NJADRE1553082779 | Administratively Determined Incentive Program | Egg Harbor Twp | 8234 | 19 | 9 | Residential | Behind the Meter | No | Net Metered Residential | Vision Solar LLC | None | AC Electric | Accepted | 2023-04-11 | 2023-05-09 | 2024-05-09 | Solar Panels | Znshine | ZXM6-NH120-360/M |  | 0.36 | 6 | 47 | 36 |  | Fixed | Roof
NJADRE1553082823 | Administratively Determined Incentive Program | Edison | 8820 | 11 | 4.68 | Residential | Behind the Meter | No | Net Metered Residential | Vision Solar LLC | None | PSE&G | Accepted | 2023-04-11 | 2023-05-08 | 2024-05-08 | Inverters | SolarEdge | SE6000H-USRGM | 6000 |  | 1 |  |  | 0.97 |  | Outdoor | SIDE OF HOUSE
NJADRE1553082823 | Administratively Determined Incentive Program | Edison | 8820 | 11 | 4.68 | Residential | Behind the Meter | No | Net Metered Residential | Vision Solar LLC | None | PSE&G | Accepted | 2023-04-11 | 2023-05-08 | 2024-05-08 | Solar Panels | ZNSHINE SOLAR | ZXM6-NH120-360/M |  | 0.36 | 11 | 254 | 24 |  | Fixed | Roof
NJADRE1553082823 | Administratively Determined Incentive Program | Edison | 8820 | 11 | 4.68 | Residential | Behind the Meter | No | Net Metered Residential | Vision Solar LLC | None | PSE&G | Accepted | 2023-04-11 | 2023-05-08 | 2024-05-08 | Solar Panels | ZNSHINE SOLAR | ZXM6-NH120-360/M |  | 0.36 | 2 | 74 | 24 |  | Fixed | Roof
NJADRE1553082846 | Administratively Determined Incentive Program | Mays Landing | 8330 | 19 | 7.03 | Residential | Behind the Meter | No | Net Metered Residential | Vision Solar LLC | None | AC Electric | Accepted | 2023-04-11 | 2023-05-08 | 2024-05-08 | Inverters | Solaredge | SE6000H-USRGM | 6 |  | 1 |  |  | 0.97 |  | Outdoor | under panel (side of house)
NJADRE1553082846 | Administratively Determined Incentive Program | Mays Landing | 8330 | 19 | 7.03 | Residential | Behind the Meter | No | Net Metered Residential | Vision Solar LLC | None | AC Electric | Accepted | 2023-04-11 | 2023-05-08 | 2024-05-08 | Solar Panels | Phono Solar | PS 370 |  | 0.37 | 19 | 231 | 34 |  | Fixed | Roof
NJADRE1553092735 | Administratively Determined Incentive Program | cherry hill | 8002 | 14 | 6.66 | Residential | Behind the Meter | No | Net Metered Residential | Vision Solar LLC | None | PSE&G | Accepted | 2023-04-11 | 2023-05-09 | 2024-05-09 | Inverters | SolarEdge | SE6000H-USRGM | 6000 |  | 1 |  |  | 0.97 |  | Outdoor | SIDE OF HOUSE
NJADRE1553092735 | Administratively Determined Incentive Program | cherry hill | 8002 | 14 | 6.66 | Residential | Behind the Meter | No | Net Metered Residential | Vision Solar LLC | None | PSE&G | Accepted | 2023-04-11 | 2023-05-09 | 2024-05-09 | Solar Panels | ZNSHINE SOLAR | ZXM6-NH120-370/M |  | 0.37 | 13 | 180 | 20 |  | Fixed | Roof
NJADRE1553092735 | Administratively Determined Incentive Program | cherry hill | 8002 | 14 | 6.66 | Residential | Behind the Meter | No | Net Metered Residential | Vision Solar LLC | None | PSE&G | Accepted | 2023-04-11 | 2023-05-09 | 2024-05-09 | Solar Panels | ZNSHINE SOLAR | ZXM6-NH120-370/M |  | 0.37 | 5 | 1 | 20 |  | Fixed | Roof
NJADRE1553095046 | Administratively Determined Incentive Program | Lawrenceville | 8848 | 4 | 3635.28 | Government Facility | Behind the Meter | Yes | Large Net Metered Non-Residential Ground Mount | Cambria Solar Construction, LLC | None | PSE&G | Accepted | 2023-04-28 | 2023-05-31 | 2024-05-31 | Inverters | Solectria | PVI 36TL | 36000 |  | 83 |  |  | 0.985 |  | Outdoor | Adjacent to system racking in array.
NJADRE1553095046 | Administratively Determined Incentive Program | Lawrenceville | 8848 | 4 | 3635.28 | Government Facility | Behind the Meter | Yes | Large Net Metered Non-Residential Ground Mount | Cambria Solar Construction, LLC | None | PSE&G | Accepted | 2023-04-28 | 2023-05-31 | 2024-05-31 | Solar Panels | Canadian Solar | CS6W540MS |  | 0.54 | 6732 | 162 | 20 |  | Fixed | Ground | Solar racking
NJADRE1553095046 | Administratively Determined Incentive Program | Lawrenceville | 8848 | 4 | 3635.28 | Government Facility | Behind the Meter | Yes | Large Net Metered Non-Residential Ground Mount | Cambria Solar Construction, LLC | None | PSE&G | Accepted | 2023-04-28 | 2023-05-31 | 2024-05-31 | Meters | Veris | E51C3 |  |  | 1 |  |  |  | Yes | Indoor
NJADRE1553098198 | Administratively Determined Incentive Program | Sewell | 8080 | 15 | 9.72 | Residential | Behind the Meter | No | Net Metered Residential | Vision Solar LLC | None | AC Electric | Accepted | 2023-04-11 | 2023-05-09 | 2024-05-09 | Inverters | Solaredge | SE7600H-USRGM | 7600 |  | 1 |  |  | 0.97 |  | Outdoor | under pane (side of house)
NJADRE1553098198 | Administratively Determined Incentive Program | Sewell | 8080 | 15 | 9.72 | Residential | Behind the Meter | No | Net Metered Residential | Vision Solar LLC | None | AC Electric | Accepted | 2023-04-11 | 2023-05-09 | 2024-05-09 | Solar Panels | Znshine | ZXM6-NH1200-360/M |  | 0.36 | 27 | 36 | 20 |  | Fixed | Roof
NJADRE1553098704 | Administratively Determined Incentive Program | Toms River | 8757 | 18 | 8.76 | Residential | Behind the Meter | Yes | Net Metered Residential | Pro Custom Solar dba Momentum Solar | None | JCP&L | Accepted | 2023-04-11 | 2023-05-08 | 2024-05-08 | Inverters | enphase | iq8plus-72-2-us | 290 |  | 24 |  |  | 0.97 |  | Outdoor
NJADRE1553098704 | Administratively Determined Incentive Program | Toms River | 8757 | 18 | 8.76 | Residential | Behind the Meter | Yes | Net Metered Residential | Pro Custom Solar dba Momentum Solar | None | JCP&L | Accepted | 2023-04-11 | 2023-05-08 | 2024-05-08 | Solar Panels | hanwha | q.peak duo blk-g10+365 |  | 0.365 | 24 | 108 | 17 |  | Fixed | Roof
NJADRE1553100135 | Administratively Determined Incentive Program | Trenton | 8618 | 12 | 12.78 | Residential | Behind the Meter | Yes | Net Metered Residential | Pro Custom Solar dba Momentum Solar | None | PSE&G | Accepted | 2023-04-11 | 2023-05-08 | 2024-05-08 | Inverters | enphase | iq8plus-72-2-us | 290 |  | 35 |  |  | 0.97 |  | Outdoor
NJADRE1553100135 | Administratively Determined Incentive Program | Trenton | 8618 | 12 | 12.78 | Residential | Behind the Meter | Yes | Net Metered Residential | Pro Custom Solar dba Momentum Solar | None | PSE&G | Accepted | 2023-04-11 | 2023-05-08 | 2024-05-08 | Solar Panels | hanwha | q.peak duo blk-g10+365 |  | 0.365 | 7 | 209 | 35 |  | Fixed | Roof
NJADRE1553100135 | Administratively Determined Incentive Program | Trenton | 8618 | 12 | 12.78 | Residential | Behind the Meter | Yes | Net Metered Residential | Pro Custom Solar dba Momentum Solar | None | PSE&G | Accepted | 2023-04-11 | 2023-05-08 | 2024-05-08 | Solar Panels | hanwha | q.peak duo blk-g10+365 |  | 0.365 | 7 | 29 | 35 |  | Fixed | Roof
NJADRE1553100135 | Administratively Determined Incentive Program | Trenton | 8618 | 12 | 12.78 | Residential | Behind the Meter | Yes | Net Metered Residential | Pro Custom Solar dba Momentum Solar | None | PSE&G | Accepted | 2023-04-11 | 2023-05-08 | 2024-05-08 | Solar Panels | hanwha | q.peak duo blk-g10+365 |  | 0.365 | 5 | 209 | 25 |  | Fixed | Roof
NJADRE1553100135 | Administratively Determined Incentive Program | Trenton | 8618 | 12 | 12.78 | Residential | Behind the Meter | Yes | Net Metered Residential | Pro Custom Solar dba Momentum Solar | None | PSE&G | Accepted | 2023-04-11 | 2023-05-08 | 2024-05-08 | Solar Panels | hanwha | q.peak duo blk-g10+365 |  | 0.365 | 2 | 29 | 8 |  | Fixed | Roof
NJADRE1553100135 | Administratively Determined Incentive Program | Trenton | 8618 | 12 | 12.78 | Residential | Behind the Meter | Yes | Net Metered Residential | Pro Custom Solar dba Momentum Solar | None | PSE&G | Accepted | 2023-04-11 | 2023-05-08 | 2024-05-08 | Solar Panels | hanwha | q.peak duo blk-g10+365 |  | 0.365 | 14 | 208 | 6 |  | Fixed | Roof
NJADRE1553109053 | Administratively Determined Incentive Program | Millstone | 8535 | 17 | 16.43 | Residential | Behind the Meter | No | Net Metered Residential | Solar Energy World | None | JCP&L | Accepted | 2023-07-26 | 2023-08-04 | 2024-08-04 | Solar Panels | HANWHA Q-CELLS | DUO BLK-G10+365W |  | 0.365 | 45 | 180 | 25 |  | Fixed | Ground
NJADRE1553109053 | Administratively Determined Incentive Program | Millstone | 8535 | 17 | 16.43 | Residential | Behind the Meter | No | Net Metered Residential | Solar Energy World | None | JCP&L | Accepted | 2023-07-26 | 2023-08-04 | 2024-08-04 | Inverters | Enphase | IQ7PLUS-72-M-US | 290 |  | 45 |  |  | 0.97 |  | Outside
NJADRE1553109580 | Administratively Determined Incentive Program | Plainsboro | 8536 | 11 | 4.68 | Residential | Behind the Meter | No | Net Metered Residential | Sunrun Installation Services, Inc. | None | PSE&G | Accepted | 2023-04-11 | 2023-05-09 | 2024-05-09 | Inverters | Delta Electronics | E4-TL-US | 3840 |  | 1 |  |  | 0.96 |  | Outdoor | Next To Meter
NJADRE1553109580 | Administratively Determined Incentive Program | Plainsboro | 8536 | 11 | 4.68 | Residential | Behind the Meter | No | Net Metered Residential | Sunrun Installation Services, Inc. | None | PSE&G | Accepted | 2023-04-11 | 2023-05-09 | 2024-05-09 | Solar Panels | Trina Solar | TSM-390DE09C.07 |  | 0.39 | 12 | 196 | 23 |  | Fixed | Roof
NJADRE1553109815 | Administratively Determined Incentive Program | Carteret Boro | 7008 | 11 | 4.29 | Residential | Behind the Meter | No | Net Metered Residential | Bright Planet Solar | None | PSE&G | Accepted | 2023-04-25 | 2023-05-22 | 2024-05-22 | Inverters | SolarEdge Technologies | SE5000H-USRGM | 5000 |  | 1 |  |  | 0.98 |  | Outdoor | Outside
NJADRE1553109815 | Administratively Determined Incentive Program | Carteret Boro | 7008 | 11 | 4.29 | Residential | Behind the Meter | No | Net Metered Residential | Bright Planet Solar | None | PSE&G | Accepted | 2023-04-25 | 2023-05-22 | 2024-05-22 | Solar Panels | JA Solar | JA SolarJAM54S31-390/MR |  | 0.39 | 1 | 280 | 14 |  | Fixed | Roof
NJADRE1553109815 | Administratively Determined Incentive Program | Carteret Boro | 7008 | 11 | 4.29 | Residential | Behind the Meter | No | Net Metered Residential | Bright Planet Solar | None | PSE&G | Accepted | 2023-04-25 | 2023-05-22 | 2024-05-22 | Solar Panels | JA Solar | JA SolarJAM54S31-390/MR |  | 0.39 | 4 | 102 | 23 |  | Fixed | Roof
NJADRE1553109815 | Administratively Determined Incentive Program | Carteret Boro | 7008 | 11 | 4.29 | Residential | Behind the Meter | No | Net Metered Residential | Bright Planet Solar | None | PSE&G | Accepted | 2023-04-25 | 2023-05-22 | 2024-05-22 | Solar Panels | JA Solar | JA SolarJAM54S31-390/MR |  | 0.39 | 6 | 282 | 23 |  | Fixed | Roof
NJADRE1553109867 | Administratively Determined Incentive Program | Teaneck | 7666 | 7 | 1393.02 | Commercial | Behind the Meter | Yes | Large Net-Metered Non-Residential located on Rooftop, Carport, Canopy and Floating Solar | Brightcore Project Solutions, LLC | None | PSE&G | Accepted | 2023-04-18 | 2023-05-16 | 2024-05-16 | Solar Panels | HT | HT SAAE Multiway + HT72-18x Transparent |  | 0.545 | 2556 | 154 | 2 |  | Fixed | Parking Lot
NJADRE1553109867 | Administratively Determined Incentive Program | Teaneck | 7666 | 7 | 1393.02 | Commercial | Behind the Meter | Yes | Large Net-Metered Non-Residential located on Rooftop, Carport, Canopy and Floating Solar | Brightcore Project Solutions, LLC | None | PSE&G | Accepted | 2023-04-18 | 2023-05-16 | 2024-05-16 | Meters | Elkor | Wattson Mark II |  |  | 1 |  |  |  | Yes | Outdoor
NJADRE1553109867 | Administratively Determined Incentive Program | Teaneck | 7666 | 7 | 1393.02 | Commercial | Behind the Meter | Yes | Large Net-Metered Non-Residential located on Rooftop, Carport, Canopy and Floating Solar | Brightcore Project Solutions, LLC | None | PSE&G | Accepted | 2023-04-18 | 2023-05-16 | 2024-05-16 | Inverters | Chint | Chint CPS SCA50KTL-DO/US460 | 50 |  | 7 |  |  | 0.988 |  | Outdoor
NJADRE1553109867 | Administratively Determined Incentive Program | Teaneck | 7666 | 7 | 1393.02 | Commercial | Behind the Meter | Yes | Large Net-Metered Non-Residential located on Rooftop, Carport, Canopy and Floating Solar | Brightcore Project Solutions, LLC | None | PSE&G | Accepted | 2023-04-18 | 2023-05-16 | 2024-05-16 | Inverters | Chint | Chint CPS SCA60KTL-DO/US-460 | 60 |  | 14 |  |  | 0.988 |  | Outdoor
NJADRE1553109889 | Administratively Determined Incentive Program | ATCO | 8004 | 14 | 23.77 | Residential | Behind the Meter | No | Net Metered Residential | Sunwise Energy LLC | None | AC Electric | Accepted | 2023-04-11 | 2023-05-10 | 2024-05-10 | Solar Panels | Q CELLS | HANWHA Q.PEAK DUO XL-G10.C |  | 0.485 | 49 | 223 | 25 |  | Fixed | Ground
NJADRE1553109889 | Administratively Determined Incentive Program | ATCO | 8004 | 14 | 23.77 | Residential | Behind the Meter | No | Net Metered Residential | Sunwise Energy LLC | None | AC Electric | Accepted | 2023-04-11 | 2023-05-10 | 2024-05-10 | Inverters | ENPHASE ENERGY | IQ8A-72-2-US | 17 |  | 49 |  |  | 0.97 |  | Outside
NJADRE1553109899 | Administratively Determined Incentive Program | Carlstadt | 7072 | 7 | 6.94 | Residential | Behind the Meter | Yes | Net Metered Residential | Pro Custom Solar dba Momentum Solar | None | PSE&G | Accepted | 2023-04-11 | 2023-05-09 | 2024-05-09 | Inverters | enphase | iq8plus-72-2-us | 290 |  | 19 |  |  | 0.97 |  | Outdoor
NJADRE1553109899 | Administratively Determined Incentive Program | Carlstadt | 7072 | 7 | 6.94 | Residential | Behind the Meter | Yes | Net Metered Residential | Pro Custom Solar dba Momentum Solar | None | PSE&G | Accepted | 2023-04-11 | 2023-05-09 | 2024-05-09 | Solar Panels | hanwha | q.peak duo blk-g10+365 |  | 0.365 | 19 | 308 | 6 |  | Fixed | Roof
NJADRE1553109904 | Administratively Determined Incentive Program | ATCO | 8004 | 14 | 32.01 | Residential | Behind the Meter | No | Small Net Metered Non-Residential Ground Mount | Sunwise Energy LLC | None | AC Electric | Accepted | 2023-04-11 | 2023-05-10 | 2024-05-10 | Solar Panels | Q CELLS | HANWHA Q.PEAK DUO XL-G10.C |  | 0.485 | 66 | 223 | 25 |  | Fixed | Ground
NJADRE1553109904 | Administratively Determined Incentive Program | ATCO | 8004 | 14 | 32.01 | Residential | Behind the Meter | No | Small Net Metered Non-Residential Ground Mount | Sunwise Energy LLC | None | AC Electric | Accepted | 2023-04-11 | 2023-05-10 | 2024-05-10 | Inverters | ENPHASE ENERGY | IQ8A-72-2-US | 6 |  | 17 |  |  | 0.97 |  | Outside
NJADRE1553109918 | Administratively Determined Incentive Program | Paterson | 7504 | 6 | 12.8 | Residential | Behind the Meter | No | Net Metered Residential | Bright Planet Solar | None | PSE&G | Accepted | 2023-04-11 | 2023-05-09 | 2024-05-09 | Inverters | SolarEdge | SE10000H-USRGM | 10000 |  | 1 |  |  | 0.98 |  | Outdoor
NJADRE1553109918 | Administratively Determined Incentive Program | Paterson | 7504 | 6 | 12.8 | Residential | Behind the Meter | No | Net Metered Residential | Bright Planet Solar | None | PSE&G | Accepted | 2023-04-11 | 2023-05-09 | 2024-05-09 | Solar Panels | Hanwha Q-Cells | Q.PEAK DUO BLK ML-G10.a+ 400 |  | 0.4 | 32 | 190 | 9 |  | Fixed | Roof
NJADRE1553109940 | Administratively Determined Incentive Program | Teaneck | 7666 | 7 | 1502.02 | Commercial | Behind the Meter | Yes | Large Net-Metered Non-Residential located on Rooftop, Carport, Canopy and Floating Solar | Brightcore Project Solutions, LLC | None | PSE&G | Accepted | 2023-04-18 | 2023-05-16 | 2024-05-16 | Solar Panels | HT | HT SAAE Multiway + HT72 - 18x Transparent |  | 0.545 | 2756 | 154 | 2 |  | Fixed | Parking Lot
NJADRE1553109940 | Administratively Determined Incentive Program | Teaneck | 7666 | 7 | 1502.02 | Commercial | Behind the Meter | Yes | Large Net-Metered Non-Residential located on Rooftop, Carport, Canopy and Floating Solar | Brightcore Project Solutions, LLC | None | PSE&G | Accepted | 2023-04-18 | 2023-05-16 | 2024-05-16 | Inverters | HT | HT SAAE Multiway + HT72-18X Transparent | 50 |  | 7 |  |  | 0.988 |  | Outdoor
NJADRE1553109940 | Administratively Determined Incentive Program | Teaneck | 7666 | 7 | 1502.02 | Commercial | Behind the Meter | Yes | Large Net-Metered Non-Residential located on Rooftop, Carport, Canopy and Floating Solar | Brightcore Project Solutions, LLC | None | PSE&G | Accepted | 2023-04-18 | 2023-05-16 | 2024-05-16 | Inverters | Chint | Chint CPS SCA60KTL-DO/US-460 | 60 |  | 14 |  |  | 0.988 |  | Outdoor
NJADRE1553109940 | Administratively Determined Incentive Program | Teaneck | 7666 | 7 | 1502.02 | Commercial | Behind the Meter | Yes | Large Net-Metered Non-Residential located on Rooftop, Carport, Canopy and Floating Solar | Brightcore Project Solutions, LLC | None | PSE&G | Accepted | 2023-04-18 | 2023-05-16 | 2024-05-16 | Meters | Elcore | Wattson Mark II |  |  | 1 |  |  |  | Yes | Outdoor
NJADRE1553109974 | Administratively Determined Incentive Program | SWEDESBORO | 8085 | 15 | 14.07 | Residential | Behind the Meter | No | Net Metered Residential | Sunwise Energy LLC | None | AC Electric | Accepted | 2023-04-11 | 2023-05-09 | 2024-05-09 | Solar Panels | Q CELLS | HANWHA Q.PEAK DUO XL-G10.C |  | 0.485 | 9 | 274 | 32 |  | Fixed | Roof
NJADRE1553109974 | Administratively Determined Incentive Program | SWEDESBORO | 8085 | 15 | 14.07 | Residential | Behind the Meter | No | Net Metered Residential | Sunwise Energy LLC | None | AC Electric | Accepted | 2023-04-11 | 2023-05-09 | 2024-05-09 | Solar Panels | Q CELLS | HANWHA Q.PEAK DUO XL-G10.C |  | 0.485 | 20 | 94 | 32 |  | Fixed | Roof
NJADRE1553109974 | Administratively Determined Incentive Program | SWEDESBORO | 8085 | 15 | 14.07 | Residential | Behind the Meter | No | Net Metered Residential | Sunwise Energy LLC | None | AC Electric | Accepted | 2023-04-11 | 2023-05-09 | 2024-05-09 | Inverters | ENPHASE ENERGY | IQ8A-72-2-US | 10 |  | 29 |  |  | 0.97 |  | Outside
NJADRE1553110548 | Administratively Determined Incentive Program | Jersey City | 7302 | 8 | 149.76 | Commercial | Behind the Meter | No | Small Net-Metered Non-Residential located on Rooftop, Carport, Canopy and Floating Solar | Premier Solar Solutions LLC | None | PSE&G | Accepted | 2023-04-12 | 2023-05-09 | 2024-05-09 | Inverters | SolarEdge Technologies | SE43.2KUS | 43200 |  | 3 |  |  | 0.97 |  | Outside | Roof
NJADRE1553110548 | Administratively Determined Incentive Program | Jersey City | 7302 | 8 | 149.76 | Commercial | Behind the Meter | No | Small Net-Metered Non-Residential located on Rooftop, Carport, Canopy and Floating Solar | Premier Solar Solutions LLC | None | PSE&G | Accepted | 2023-04-12 | 2023-05-09 | 2024-05-09 | Solar Panels | Trina Solar | TSM-DE14H(11) |  | 0.39 | 384 | 187 | 5 |  | Fixed | Roof
NJADRE1553110548 | Administratively Determined Incentive Program | Jersey City | 7302 | 8 | 149.76 | Commercial | Behind the Meter | No | Small Net-Metered Non-Residential located on Rooftop, Carport, Canopy and Floating Solar | Premier Solar Solutions LLC | None | PSE&G | Accepted | 2023-04-12 | 2023-05-09 | 2024-05-09 | Meters | AlsoEnergy | ACCUENERGY |  |  | 1 |  |  |  | Yes | Outdoor
NJADRE1553111477 | Administratively Determined Incentive Program | West Orange, New Jersey | 7052 | 9 | 9.2 | Residential | Behind the Meter | No | Net Metered Residential | Suntuity Solar LLC | None | PSE&G | Accepted | 2023-04-12 | 2023-05-09 | 2024-05-09 | Inverters | (23)ENPHASE | IQ8PLUS-72-2-US | 290 |  | 23 |  |  | 0.97 |  | Outdoor | Behind the PV modules
NJADRE1553111477 | Administratively Determined Incentive Program | West Orange, New Jersey | 7052 | 9 | 9.2 | Residential | Behind the Meter | No | Net Metered Residential | Suntuity Solar LLC | None | PSE&G | Accepted | 2023-04-12 | 2023-05-09 | 2024-05-09 | Solar Panels | (23)HYPERION | HY-DH108P8 400B |  | 0.4 | 12 | 139 | 36 |  | Fixed | Roof
NJADRE1553111477 | Administratively Determined Incentive Program | West Orange, New Jersey | 7052 | 9 | 9.2 | Residential | Behind the Meter | No | Net Metered Residential | Suntuity Solar LLC | None | PSE&G | Accepted | 2023-04-12 | 2023-05-09 | 2024-05-09 | Solar Panels | (23)HYPERION | HY-DH108P8 400B |  | 0.4 | 7 | 319 | 36 |  | Fixed | Roof
NJADRE1553111477 | Administratively Determined Incentive Program | West Orange, New Jersey | 7052 | 9 | 9.2 | Residential | Behind the Meter | No | Net Metered Residential | Suntuity Solar LLC | None | PSE&G | Accepted | 2023-04-12 | 2023-05-09 | 2024-05-09 | Solar Panels | (23)HYPERION | HY-DH108P8 400B |  | 0.4 | 2 | 139 | 26 |  | Fixed | Roof
NJADRE1553111477 | Administratively Determined Incentive Program | West Orange, New Jersey | 7052 | 9 | 9.2 | Residential | Behind the Meter | No | Net Metered Residential | Suntuity Solar LLC | None | PSE&G | Accepted | 2023-04-12 | 2023-05-09 | 2024-05-09 | Solar Panels | (23)HYPERION | HY-DH108P8 400B |  | 0.4 | 2 | 319 | 26 |  | Fixed | Roof
NJADRE1553111478 | Administratively Determined Incentive Program | Jersey City FL 1, New Jersey | 7306 | 8 | 2.4 | Residential | Behind the Meter | No | Net Metered Residential | Suntuity Solar LLC | None | PSE&G | Accepted | 2023-04-12 | 2023-05-09 | 2024-05-09 | Inverters | (6)ENPHASE | IQ8PLUS-72-2-US | 290 |  | 6 |  |  | 0.97 |  | Outdoor | Behind the PV modules
NJADRE1553111478 | Administratively Determined Incentive Program | Jersey City FL 1, New Jersey | 7306 | 8 | 2.4 | Residential | Behind the Meter | No | Net Metered Residential | Suntuity Solar LLC | None | PSE&G | Accepted | 2023-04-12 | 2023-05-09 | 2024-05-09 | Solar Panels | (6)HYPERION | HY-DH108P8 400B |  | 0.4 | 6 | 27 | 7 |  | Fixed | Roof
NJADRE1553111500 | Administratively Determined Incentive Program | Neptune | 7753 | 17 | 21.54 | Residential | Behind the Meter | No | Net Metered Residential | Geoscape Solar | None | JCP&L | Accepted | 2023-04-13 | 2023-05-22 | 2024-05-22 | Inverters | Solar Edge | SE7600H-US | 7600 |  | 2 |  |  | 0.99 |  | Outside
NJADRE1553111500 | Administratively Determined Incentive Program | Neptune | 7753 | 17 | 21.54 | Residential | Behind the Meter | No | Net Metered Residential | Geoscape Solar | None | JCP&L | Accepted | 2023-04-13 | 2023-05-22 | 2024-05-22 | Solar Panels | Hanwha | QPeak Duo BLK-G10.3-365 |  | 0.365 | 24 | 283 | 26 |  | Fixed | Roof
NJADRE1553111500 | Administratively Determined Incentive Program | Neptune | 7753 | 17 | 21.54 | Residential | Behind the Meter | No | Net Metered Residential | Geoscape Solar | None | JCP&L | Accepted | 2023-04-13 | 2023-05-22 | 2024-05-22 | Solar Panels | Hanwha | QPeak Duo BLK-G10.3-365 |  | 0.365 | 15 | 103 | 36 |  | Fixed | Roof
NJADRE1553111500 | Administratively Determined Incentive Program | Neptune | 7753 | 17 | 21.54 | Residential | Behind the Meter | No | Net Metered Residential | Geoscape Solar | None | JCP&L | Accepted | 2023-04-13 | 2023-05-22 | 2024-05-22 | Solar Panels | Hanwha | QPeak Duo BLK-G10.3-365 |  | 0.365 | 15 | 192 | 22 |  | Fixed | Roof
NJADRE1553111500 | Administratively Determined Incentive Program | Neptune | 7753 | 17 | 21.54 | Residential | Behind the Meter | No | Net Metered Residential | Geoscape Solar | None | JCP&L | Accepted | 2023-04-13 | 2023-05-22 | 2024-05-22 | Solar Panels | Hanwha | QPeak Duo BLK-G10.3-365 |  | 0.365 | 5 | 193 | 26 |  | Fixed | Roof
NJADRE1553111585 | Administratively Determined Incentive Program | Newark | 7103 | 9 | 3.96 | Residential | Behind the Meter | No | Net Metered Residential | Vision Solar LLC | None | PSE&G | Accepted | 2023-04-12 | 2023-05-25 | 2024-05-25 | Inverters | Solaredge | SE3800H-USRGM | 4 |  | 1 |  |  | 0.97 |  | Outdoor | under panel (side of house)
NJADRE1553111585 | Administratively Determined Incentive Program | Newark | 7103 | 9 | 3.96 | Residential | Behind the Meter | No | Net Metered Residential | Vision Solar LLC | None | PSE&G | Accepted | 2023-04-12 | 2023-05-25 | 2024-05-25 | Solar Panels | Znshine | ZXM6-NH120-360/M |  | 0.36 | 11 | 35 | 20 |  | Fixed | Roof
NJADRE1553111602 | Administratively Determined Incentive Program | Wenonah | 8090 | 15 | 13.87 | Residential | Behind the Meter | Yes | Net Metered Residential | Pro Custom Solar dba Momentum Solar | None | AC Electric | Accepted | 2023-04-12 | 2023-05-09 | 2024-05-09 | Inverters | ENPHASE | iq8plus-72-2-us | 290 |  | 38 |  |  | 0.97 |  | Outdoor
NJADRE1553111602 | Administratively Determined Incentive Program | Wenonah | 8090 | 15 | 13.87 | Residential | Behind the Meter | Yes | Net Metered Residential | Pro Custom Solar dba Momentum Solar | None | AC Electric | Accepted | 2023-04-12 | 2023-05-09 | 2024-05-09 | Solar Panels | HANWHA | q.peak duo blk-g10+365 |  | 0.365 | 11 | 313 | 24 |  | Fixed | Roof
NJADRE1553111602 | Administratively Determined Incentive Program | Wenonah | 8090 | 15 | 13.87 | Residential | Behind the Meter | Yes | Net Metered Residential | Pro Custom Solar dba Momentum Solar | None | AC Electric | Accepted | 2023-04-12 | 2023-05-09 | 2024-05-09 | Solar Panels | HANWHA | q.peak duo blk-g10+365 |  | 0.365 | 8 | 133 | 24 |  | Fixed | Roof
NJADRE1553111602 | Administratively Determined Incentive Program | Wenonah | 8090 | 15 | 13.87 | Residential | Behind the Meter | Yes | Net Metered Residential | Pro Custom Solar dba Momentum Solar | None | AC Electric | Accepted | 2023-04-12 | 2023-05-09 | 2024-05-09 | Solar Panels | HANWHA | q.peak duo blk-g10+365 |  | 0.365 | 6 | 314 | 24 |  | Fixed | Roof
NJADRE1553111602 | Administratively Determined Incentive Program | Wenonah | 8090 | 15 | 13.87 | Residential | Behind the Meter | Yes | Net Metered Residential | Pro Custom Solar dba Momentum Solar | None | AC Electric | Accepted | 2023-04-12 | 2023-05-09 | 2024-05-09 | Solar Panels | HANWHA | q.peak duo blk-g10+365 |  | 0.365 | 4 | 314 | 24 |  | Fixed | Roof
NJADRE1553111602 | Administratively Determined Incentive Program | Wenonah | 8090 | 15 | 13.87 | Residential | Behind the Meter | Yes | Net Metered Residential | Pro Custom Solar dba Momentum Solar | None | AC Electric | Accepted | 2023-04-12 | 2023-05-09 | 2024-05-09 | Solar Panels | HANWHA | q.peak duo blk-g10+365 |  | 0.365 | 9 | 315 | 15 |  | Fixed | Roof
NJADRE1553111646 | Administratively Determined Incentive Program | Jersey City | 7305 | 8 | 9.86 | Residential | Behind the Meter | Yes | Net Metered Residential | Pro Custom Solar dba Momentum Solar | None | PSE&G | Accepted | 2023-04-12 | 2023-05-09 | 2024-05-09 | Solar Panels | HANWHA | Â Q. PEAK DUO BLK-G10+365 |  | 0.365 | 27 | 223 | 6 |  | Fixed | Roof
NJADRE1553111646 | Administratively Determined Incentive Program | Jersey City | 7305 | 8 | 9.86 | Residential | Behind the Meter | Yes | Net Metered Residential | Pro Custom Solar dba Momentum Solar | None | PSE&G | Accepted | 2023-04-12 | 2023-05-09 | 2024-05-09 | Inverters | ENPHASE | IQ8PLUS-72-2-US | 290 |  | 27 |  |  | 0.97 |  | Outdoor
NJADRE1553111726 | Administratively Determined Incentive Program | SCULLVILLE | 8300 |  | 10.95 | Residential | Behind the Meter | Yes | Net Metered Residential | SunPower Corporation | None | AC Electric | Accepted | 2023-04-12 | 2023-05-09 | 2024-05-09 | Solar Panels | HANWHA Q CELLS | Q.PEAK DUO BLK-G10+ 365 |  | 0.365 | 9 | 80 | 20 |  | Fixed | Roof
NJADRE1553111726 | Administratively Determined Incentive Program | SCULLVILLE | 8300 |  | 10.95 | Residential | Behind the Meter | Yes | Net Metered Residential | SunPower Corporation | None | AC Electric | Accepted | 2023-04-12 | 2023-05-09 | 2024-05-09 | Solar Panels | HANWHA Q CELLS | Q.PEAK DUO BLK-G10+ 365 |  | 0.365 | 7 | 80 | 13 |  | Fixed | Roof
NJADRE1553111726 | Administratively Determined Incentive Program | SCULLVILLE | 8300 |  | 10.95 | Residential | Behind the Meter | Yes | Net Metered Residential | SunPower Corporation | None | AC Electric | Accepted | 2023-04-12 | 2023-05-09 | 2024-05-09 | Solar Panels | HANWHA Q CELLS | Q.PEAK DUO BLK-G10+ 365 |  | 0.365 | 6 | 260 | 20 |  | Fixed | Roof
NJADRE1553111726 | Administratively Determined Incentive Program | SCULLVILLE | 8300 |  | 10.95 | Residential | Behind the Meter | Yes | Net Metered Residential | SunPower Corporation | None | AC Electric | Accepted | 2023-04-12 | 2023-05-09 | 2024-05-09 | Solar Panels | HANWHA Q CELLS | Q.PEAK DUO BLK-G10+ 365 |  | 0.365 | 8 | 170 | 20 |  | Fixed | Roof
NJADRE1553111726 | Administratively Determined Incentive Program | SCULLVILLE | 8300 |  | 10.95 | Residential | Behind the Meter | Yes | Net Metered Residential | SunPower Corporation | None | AC Electric | Accepted | 2023-04-12 | 2023-05-09 | 2024-05-09 | Inverters | Enphase | IQ7HS-66-M-US | 384 |  | 30 |  |  | 0.97 |  | Other | Under Each Panel
NJADRE1553111740 | Administratively Determined Incentive Program | Mays Landing | 8330 | 19 | 8.4 | Residential | Behind the Meter | Yes | Net Metered Residential | Pro Custom Solar dba Momentum Solar | None | AC Electric | Accepted | 2023-04-12 | 2023-05-09 | 2024-05-09 | Inverters | ENPHASE | iq8plus-72-2-us | 290 |  | 23 |  |  | 0.97 |  | Outdoor
NJADRE1553111740 | Administratively Determined Incentive Program | Mays Landing | 8330 | 19 | 8.4 | Residential | Behind the Meter | Yes | Net Metered Residential | Pro Custom Solar dba Momentum Solar | None | AC Electric | Accepted | 2023-04-12 | 2023-05-09 | 2024-05-09 | Solar Panels | HANWHA | q.peak duo blk-g10+365 |  | 0.365 | 23 | 152 | 16 |  | Fixed | Roof
NJADRE1553112232 | Administratively Determined Incentive Program | New Providence | 7974 | 10 | 8.19 | Residential | Behind the Meter | No | Net Metered Residential | Sunrun Installation Services, Inc. | None | JCP&L | Accepted | 2023-04-12 | 2023-05-09 | 2024-05-09 | Inverters | SolarEdge Technologies | SE6000H-USSN | 6000 |  | 1 |  |  | 0.96 |  | Outdoor | Next To Meter
NJADRE1553112232 | Administratively Determined Incentive Program | New Providence | 7974 | 10 | 8.19 | Residential | Behind the Meter | No | Net Metered Residential | Sunrun Installation Services, Inc. | None | JCP&L | Accepted | 2023-04-12 | 2023-05-09 | 2024-05-09 | Solar Panels | Trina Solar | TSM-390DE09C.07 |  | 0.39 | 11 | 38 | 27 |  | Fixed | Roof
NJADRE1553112232 | Administratively Determined Incentive Program | New Providence | 7974 | 10 | 8.19 | Residential | Behind the Meter | No | Net Metered Residential | Sunrun Installation Services, Inc. | None | JCP&L | Accepted | 2023-04-12 | 2023-05-09 | 2024-05-09 | Solar Panels | Trina Solar | TSM-390DE09C.07 |  | 0.39 | 10 | 218 | 27 |  | Fixed | Roof
NJADRE1553112261 | Administratively Determined Incentive Program | Pompton Lakes | 7442 | 6 | 6.66 | Residential | Behind the Meter | No | Net Metered Residential | Vision Solar LLC | None | JCP&L | Accepted | 2023-04-12 | 2023-05-10 | 2024-05-10 | Inverters | SolarEdge | SE6000H-USRGM | 6000 |  | 1 |  |  | 0.97 |  | Outdoor | SIDE OF HOUSE
NJADRE1553112261 | Administratively Determined Incentive Program | Pompton Lakes | 7442 | 6 | 6.66 | Residential | Behind the Meter | No | Net Metered Residential | Vision Solar LLC | None | JCP&L | Accepted | 2023-04-12 | 2023-05-10 | 2024-05-10 | Solar Panels | ZNSHINE SOLAR | ZXM6-NH120-370/M |  | 0.37 | 18 | 76 | 41 |  | Fixed | Roof
NJADRE1553112412 | Administratively Determined Incentive Program | Bogota | 7603 | 7 | 7.35 | Residential | Behind the Meter | No | Net Metered Residential | Vision Solar LLC | None | PSE&G | Accepted | 2023-04-12 | 2023-05-10 | 2024-05-10 | Inverters | Enphase | IQ7-60-2-US | 5 |  | 21 |  |  | 0.97 |  | Outdoor | behind each panel
NJADRE1553112412 | Administratively Determined Incentive Program | Bogota | 7603 | 7 | 7.35 | Residential | Behind the Meter | No | Net Metered Residential | Vision Solar LLC | None | PSE&G | Accepted | 2023-04-12 | 2023-05-10 | 2024-05-10 | Solar Panels | LONGI | LR4-60HB 350M |  | 0.35 | 10 | 212 | 28 |  | Fixed | Roof
NJADRE1553112412 | Administratively Determined Incentive Program | Bogota | 7603 | 7 | 7.35 | Residential | Behind the Meter | No | Net Metered Residential | Vision Solar LLC | None | PSE&G | Accepted | 2023-04-12 | 2023-05-10 | 2024-05-10 | Solar Panels | LONGI | LR4-60HB 350M |  | 0.35 | 5 | 32 | 12 |  | Fixed | Roof
NJADRE1553112412 | Administratively Determined Incentive Program | Bogota | 7603 | 7 | 7.35 | Residential | Behind the Meter | No | Net Metered Residential | Vision Solar LLC | None | PSE&G | Accepted | 2023-04-12 | 2023-05-10 | 2024-05-10 | Solar Panels | LONGI | LR4-60HB 350M |  | 0.35 | 3 | 32 | 28 |  | Fixed | Roof
NJADRE1553112412 | Administratively Determined Incentive Program | Bogota | 7603 | 7 | 7.35 | Residential | Behind the Meter | No | Net Metered Residential | Vision Solar LLC | None | PSE&G | Accepted | 2023-04-12 | 2023-05-10 | 2024-05-10 | Solar Panels | LONGI | LR4-60HB 350M |  | 0.35 | 3 | 212 | 27 |  | Fixed | Roof
NJADRE1553113108 | Administratively Determined Incentive Program | West Orange | 7052 | 9 | 11.88 | Residential | Behind the Meter | No | Net Metered Residential | Vision Solar LLC | None | PSE&G | Accepted | 2023-04-12 | 2023-05-09 | 2024-05-09 | Inverters | Solaredge | SE11400H-USRGM | 11 |  | 1 |  |  | 0.97 |  | Outdoor | under panel (side of house)
NJADRE1553113108 | Administratively Determined Incentive Program | West Orange | 7052 | 9 | 11.88 | Residential | Behind the Meter | No | Net Metered Residential | Vision Solar LLC | None | PSE&G | Accepted | 2023-04-12 | 2023-05-09 | 2024-05-09 | Solar Panels | Znshine | ZXM6-NH120-360/M |  | 0.36 | 30 | 110 | 5 |  | Fixed | Roof
NJADRE1553113108 | Administratively Determined Incentive Program | West Orange | 7052 | 9 | 11.88 | Residential | Behind the Meter | No | Net Metered Residential | Vision Solar LLC | None | PSE&G | Accepted | 2023-04-12 | 2023-05-09 | 2024-05-09 | Solar Panels | Znshine | ZXM6-NH120-360/M |  | 0.36 | 3 | 290 | 5 |  | Fixed | Roof
NJADRE1553113117 | Administratively Determined Incentive Program | Edison TWP | 8820 | 11 | 13.2 | Residential | Behind the Meter | No | Net Metered Residential | Tesla Energy Operations Inc | None | PSE&G | Accepted | 2023-04-12 | 2023-05-10 | 2024-05-10 | Inverters | Tesla | 7.6 kW Tesla Inc 1538000-00-F | 7680 |  | 1 |  |  | 0.98 |  | Outdoor
NJADRE1553113117 | Administratively Determined Incentive Program | Edison TWP | 8820 | 11 | 13.2 | Residential | Behind the Meter | No | Net Metered Residential | Tesla Energy Operations Inc | None | PSE&G | Accepted | 2023-04-12 | 2023-05-10 | 2024-05-10 | Inverters | Tesla | 3.8 kW Tesla Inc 1534000-00-F | 3480 |  | 1 |  |  | 0.975 |  | Outdoor
NJADRE1553113117 | Administratively Determined Incentive Program | Edison TWP | 8820 | 11 | 13.2 | Residential | Behind the Meter | No | Net Metered Residential | Tesla Energy Operations Inc | None | PSE&G | Accepted | 2023-04-12 | 2023-05-10 | 2024-05-10 | Solar Panels | Tesla | Q.PEAK |  | 0.4 | 20 | 23 | 86 |  | Fixed | Roof
NJADRE1553113117 | Administratively Determined Incentive Program | Edison TWP | 8820 | 11 | 13.2 | Residential | Behind the Meter | No | Net Metered Residential | Tesla Energy Operations Inc | None | PSE&G | Accepted | 2023-04-12 | 2023-05-10 | 2024-05-10 | Solar Panels | Tesla | Q.PEAK |  | 0.4 | 13 | 266 | 23 |  | Fixed | Roof
NJADRE1553113224 | Administratively Determined Incentive Program | Edison Twp | 8820 | 11 | 10 | Residential | Behind the Meter | No | Net Metered Residential | Tesla Energy Operations Inc | None | PSE&G | Accepted | 2023-04-12 | 2023-05-10 | 2024-05-10 | Inverters | Tesla | 1538000-00-F | 7680 |  | 1 |  |  | 0.98 |  | Outdoor
NJADRE1553113224 | Administratively Determined Incentive Program | Edison Twp | 8820 | 11 | 10 | Residential | Behind the Meter | No | Net Metered Residential | Tesla Energy Operations Inc | None | PSE&G | Accepted | 2023-04-12 | 2023-05-10 | 2024-05-10 | Solar Panels | Hanwha | Q.PEAK DUO BLK ML-G10.a+/TS 400 |  | 0.4 | 9 | 85 | 34 |  | Fixed | Roof
NJADRE1553113224 | Administratively Determined Incentive Program | Edison Twp | 8820 | 11 | 10 | Residential | Behind the Meter | No | Net Metered Residential | Tesla Energy Operations Inc | None | PSE&G | Accepted | 2023-04-12 | 2023-05-10 | 2024-05-10 | Solar Panels | Hanwha | Q.PEAK DUO BLK ML-G10.a+/TS 400 |  | 0.4 | 7 | 265 | 34 |  | Fixed | Roof
NJADRE1553113224 | Administratively Determined Incentive Program | Edison Twp | 8820 | 11 | 10 | Residential | Behind the Meter | No | Net Metered Residential | Tesla Energy Operations Inc | None | PSE&G | Accepted | 2023-04-12 | 2023-05-10 | 2024-05-10 | Solar Panels | Hanwha | Q.PEAK DUO BLK ML-G10.a+/TS 400 |  | 0.4 | 3 | 175 | 23 |  | Fixed | Roof
NJADRE1553113224 | Administratively Determined Incentive Program | Edison Twp | 8820 | 11 | 10 | Residential | Behind the Meter | No | Net Metered Residential | Tesla Energy Operations Inc | None | PSE&G | Accepted | 2023-04-12 | 2023-05-10 | 2024-05-10 | Solar Panels | Hanwha | Q.PEAK DUO BLK ML-G10.a+/TS 400 |  | 0.4 | 6 | 175 | 37 |  | Fixed | Roof
NJADRE1553113548 | Administratively Determined Incentive Program | Wanaque | 7465 | 6 | 10.92 | Residential | Behind the Meter | Yes | Net Metered Residential | Sunrun Installation Services, Inc. | None | JCP&L | Accepted | 2023-04-12 | 2023-05-10 | 2024-05-10 | Inverters | SolarEdge Technologies | SE7600H-USSN | 7600 |  | 1 |  |  | 0.96 |  | Outdoor | Next To Meter
NJADRE1553113548 | Administratively Determined Incentive Program | Wanaque | 7465 | 6 | 10.92 | Residential | Behind the Meter | Yes | Net Metered Residential | Sunrun Installation Services, Inc. | None | JCP&L | Accepted | 2023-04-12 | 2023-05-10 | 2024-05-10 | Solar Panels | Trina Solar | TSM-390DE09C.07 |  | 0.39 | 5 | 199 | 28 |  | Fixed | Roof
NJADRE1553113548 | Administratively Determined Incentive Program | Wanaque | 7465 | 6 | 10.92 | Residential | Behind the Meter | Yes | Net Metered Residential | Sunrun Installation Services, Inc. | None | JCP&L | Accepted | 2023-04-12 | 2023-05-10 | 2024-05-10 | Solar Panels | Trina Solar | TSM-390DE09C.07 |  | 0.39 | 10 | 19 | 21 |  | Fixed | Roof
NJADRE1553113548 | Administratively Determined Incentive Program | Wanaque | 7465 | 6 | 10.92 | Residential | Behind the Meter | Yes | Net Metered Residential | Sunrun Installation Services, Inc. | None | JCP&L | Accepted | 2023-04-12 | 2023-05-10 | 2024-05-10 | Solar Panels | Trina Solar | TSM-390DE09C.07 |  | 0.39 | 13 | 108 | 22 |  | Fixed | Roof
NJADRE1553113555 | Administratively Determined Incentive Program | North Plainfield | 7060 | 10 | 4.68 | Residential | Behind the Meter | Yes | Net Metered Residential | Sunrun Installation Services, Inc. | None | PSE&G | Accepted | 2023-04-12 | 2023-05-10 | 2024-05-10 | Inverters | Delta Electronics | E4-TL-US | 3840 |  | 1 |  |  | 0.96 |  | Outdoor | Next To Meter
NJADRE1553113555 | Administratively Determined Incentive Program | North Plainfield | 7060 | 10 | 4.68 | Residential | Behind the Meter | Yes | Net Metered Residential | Sunrun Installation Services, Inc. | None | PSE&G | Accepted | 2023-04-12 | 2023-05-10 | 2024-05-10 | Solar Panels | Trina Solar | TSM-390DE09C.07 |  | 0.39 | 12 | 126 | 26 |  | Fixed | Roof
NJADRE1553113622 | Administratively Determined Incentive Program | Lawrence | 8648 | 12 | 8.19 | Residential | Behind the Meter | Yes | Net Metered Residential | Sunrun Installation Services, Inc. | None | PSE&G | Accepted | 2023-04-12 | 2023-05-10 | 2024-05-10 | Inverters | SolarEdge Technologies | SE6000H-USSN | 6000 |  | 1 |  |  | 0.96 |  | Outdoor | Next To Meter
NJADRE1553113622 | Administratively Determined Incentive Program | Lawrence | 8648 | 12 | 8.19 | Residential | Behind the Meter | Yes | Net Metered Residential | Sunrun Installation Services, Inc. | None | PSE&G | Accepted | 2023-04-12 | 2023-05-10 | 2024-05-10 | Solar Panels | Trina Solar | TSM-390DE09C.07 |  | 0.39 | 17 | 184 | 8 |  | Fixed | Roof
NJADRE1553113622 | Administratively Determined Incentive Program | Lawrence | 8648 | 12 | 8.19 | Residential | Behind the Meter | Yes | Net Metered Residential | Sunrun Installation Services, Inc. | None | PSE&G | Accepted | 2023-04-12 | 2023-05-10 | 2024-05-10 | Solar Panels | Trina Solar | TSM-390DE09C.07 |  | 0.39 | 4 | 185 | 39 |  | Fixed | Roof
NJADRE1553116148 | Administratively Determined Incentive Program | Vineland, | 8360 | 20 | 8.8 | Residential | Behind the Meter | No | Net Metered Residential | Suntuity Solar LLC | None | Vineland Muni Electric | Accepted | 2023-04-13 | 2023-05-10 | 2024-05-10 | Inverters | ENPHASE | IQ8PLUS-72-2-US | 290 |  | 22 |  |  | 0.97 |  | Outdoor | Behind the PV modules
NJADRE1553116148 | Administratively Determined Incentive Program | Vineland, | 8360 | 20 | 8.8 | Residential | Behind the Meter | No | Net Metered Residential | Suntuity Solar LLC | None | Vineland Muni Electric | Accepted | 2023-04-13 | 2023-05-10 | 2024-05-10 | Solar Panels | HYPERION | HY-DH108P8 400B |  | 0.4 | 14 | 273 | 40 |  | Fixed | Roof
NJADRE1553116148 | Administratively Determined Incentive Program | Vineland, | 8360 | 20 | 8.8 | Residential | Behind the Meter | No | Net Metered Residential | Suntuity Solar LLC | None | Vineland Muni Electric | Accepted | 2023-04-13 | 2023-05-10 | 2024-05-10 | Solar Panels | HYPERION | HY-DH108P8 400B |  | 0.4 | 8 | 93 | 40 |  | Fixed | Roof
NJADRE1553116164 | Administratively Determined Incentive Program | Interlaken | 7712 | 17 | 8.4 | Residential | Behind the Meter | Yes | Net Metered Residential | Suntuity Solar LLC | None | JCP&L | Accepted | 2023-04-13 | 2023-05-23 | 2024-05-23 | Inverters | (21)ENPHASE | IQ8PLUS-72-2-US | 290 |  | 21 |  |  | 0.97 |  | Outdoor | Behind the PV modules
NJADRE1553116164 | Administratively Determined Incentive Program | Interlaken | 7712 | 17 | 8.4 | Residential | Behind the Meter | Yes | Net Metered Residential | Suntuity Solar LLC | None | JCP&L | Accepted | 2023-04-13 | 2023-05-23 | 2024-05-23 | Solar Panels | (21)HANWHA | Q.PEAK DUO BLK ML-G10+ 400 |  | 0.4 | 21 | 157 | 23 |  | Fixed | Roof
NJADRE1553116181 | Administratively Determined Incentive Program | Bridgewater TWP | 8807 | 5 | 8 | Residential | Behind the Meter | No | Net Metered Residential | Tesla Energy Operations Inc | None | PSE&G | Accepted | 2023-04-13 | 2023-05-10 | 2024-05-10 | Solar Panels | Hanwha | Q.PEAK DUO BLK ML-G10.a+/TS 400 |  | 0.4 | 12 | 227 | 34 |  | Fixed | Roof
NJADRE1553116181 | Administratively Determined Incentive Program | Bridgewater TWP | 8807 | 5 | 8 | Residential | Behind the Meter | No | Net Metered Residential | Tesla Energy Operations Inc | None | PSE&G | Accepted | 2023-04-13 | 2023-05-10 | 2024-05-10 | Solar Panels | Hanwha # | Q.PEAK DUO BLK ML-G10.a+/TS 400 |  | 0.4 | 6 | 47 | 34 |  | Fixed | Roof
NJADRE1553116181 | Administratively Determined Incentive Program | Bridgewater TWP | 8807 | 5 | 8 | Residential | Behind the Meter | No | Net Metered Residential | Tesla Energy Operations Inc | None | PSE&G | Accepted | 2023-04-13 | 2023-05-10 | 2024-05-10 | Solar Panels | Hanwha | Q.PEAK DUO BLK ML-G10.a+/TS 400 |  | 0.4 | 2 | 47 | 34 |  | Fixed | Roof
NJADRE1553116181 | Administratively Determined Incentive Program | Bridgewater TWP | 8807 | 5 | 8 | Residential | Behind the Meter | No | Net Metered Residential | Tesla Energy Operations Inc | None | PSE&G | Accepted | 2023-04-13 | 2023-05-10 | 2024-05-10 | Inverters | Tesla | Powerwall+#1850000-00-C | 7600 |  | 1 |  |  | 0.98 |  | Outside
NJADRE1553116181 | Administratively Determined Incentive Program | Bridgewater TWP | 8807 | 5 | 8 | Residential | Behind the Meter | No | Net Metered Residential | Tesla Energy Operations Inc | None | PSE&G | Accepted | 2023-04-13 | 2023-05-10 | 2024-05-10 | Electric Storage Battery | Tesla | AC Powerwall 2.0 |  |  | 1 |  |  |  | Lithium Ion |  | OUTSIDE
NJADRE1553116192 | Administratively Determined Incentive Program | Hawthorne | 7506 | 6 | 3.51 | Residential | Behind the Meter | Yes | Net Metered Residential | Sunrun Installation Services, Inc. | None | PSE&G | Accepted | 2023-04-13 | 2023-05-10 | 2024-05-10 | Inverters | Delta Electronics | E4-TL-US | 3840 |  | 1 |  |  | 0.96 |  | Outdoor | Next To Meter
NJADRE1553116192 | Administratively Determined Incentive Program | Hawthorne | 7506 | 6 | 3.51 | Residential | Behind the Meter | Yes | Net Metered Residential | Sunrun Installation Services, Inc. | None | PSE&G | Accepted | 2023-04-13 | 2023-05-10 | 2024-05-10 | Solar Panels | Trina Solar | TSM-390DE09C.07 |  | 0.39 | 9 | 174 | 25 |  | Fixed | Roof
NJADRE1553116201 | Administratively Determined Incentive Program | North Plainfield | 7062 | 10 | 16.38 | Residential | Behind the Meter | No | Net Metered Residential | Sunrun Installation Services, Inc. | None | PSE&G | Accepted | 2023-04-13 | 2023-05-10 | 2024-05-10 | Inverters | SolarEdge Technologies | SE6000H-USSN | 6000 |  | 2 |  |  | 0.96 |  | Outdoor | Next To Meter
NJADRE1553116201 | Administratively Determined Incentive Program | North Plainfield | 7062 | 10 | 16.38 | Residential | Behind the Meter | No | Net Metered Residential | Sunrun Installation Services, Inc. | None | PSE&G | Accepted | 2023-04-13 | 2023-05-10 | 2024-05-10 | Solar Panels | Trina Solar | TSM-390DE09C.07 |  | 0.39 | 3 | 131 | 19 |  | Fixed | Roof
NJADRE1553116201 | Administratively Determined Incentive Program | North Plainfield | 7062 | 10 | 16.38 | Residential | Behind the Meter | No | Net Metered Residential | Sunrun Installation Services, Inc. | None | PSE&G | Accepted | 2023-04-13 | 2023-05-10 | 2024-05-10 | Solar Panels | Trina Solar | TSM-390DE09C.07 |  | 0.39 | 11 | 311 | 24 |  | Fixed | Roof
NJADRE1553116201 | Administratively Determined Incentive Program | North Plainfield | 7062 | 10 | 16.38 | Residential | Behind the Meter | No | Net Metered Residential | Sunrun Installation Services, Inc. | None | PSE&G | Accepted | 2023-04-13 | 2023-05-10 | 2024-05-10 | Solar Panels | Trina Solar | TSM-390DE09C.07 |  | 0.39 | 5 | 220 | 25 |  | Fixed | Roof
NJADRE1553116201 | Administratively Determined Incentive Program | North Plainfield | 7062 | 10 | 16.38 | Residential | Behind the Meter | No | Net Metered Residential | Sunrun Installation Services, Inc. | None | PSE&G | Accepted | 2023-04-13 | 2023-05-10 | 2024-05-10 | Solar Panels | Trina Solar | TSM-390DE09C.07 |  | 0.39 | 4 | 220 | 25 |  | Fixed | Roof
NJADRE1553116201 | Administratively Determined Incentive Program | North Plainfield | 7062 | 10 | 16.38 | Residential | Behind the Meter | No | Net Metered Residential | Sunrun Installation Services, Inc. | None | PSE&G | Accepted | 2023-04-13 | 2023-05-10 | 2024-05-10 | Solar Panels | Trina Solar | TSM-390DE09C.07 |  | 0.39 | 19 | 40 | 25 |  | Fixed | Roof
NJADRE1553116237 | Administratively Determined Incentive Program | Irvington Town | 7111 | 9 | 8.4 | Residential | Behind the Meter | No | Net Metered Residential | EMT Renewables | None | PSE&G | Accepted | 2023-04-13 | 2023-05-10 | 2024-05-10 | Inverters | ENPHASE | IQ7x | 315 |  | 20 |  |  | 0.98 |  | Other | UNDER EACH PANEL
NJADRE1553116237 | Administratively Determined Incentive Program | Irvington Town | 7111 | 9 | 8.4 | Residential | Behind the Meter | No | Net Metered Residential | EMT Renewables | None | PSE&G | Accepted | 2023-04-13 | 2023-05-10 | 2024-05-10 | Solar Panels | REC ALPHA | REC 420 |  | 0.42 | 20 | 208 | 4 |  | Fixed | Roof
NJADRE1553116280 | Administratively Determined Incentive Program | Brick | 8724 | 18 | 4.2 | Residential | Behind the Meter | No | Net Metered Residential | Power Home Remodeling Group | None | JCP&L | Accepted | 2023-04-13 | 2023-05-10 | 2024-05-10 | Inverters | SolarEdge | SE3800H-US | 3800 |  | 1 |  |  | 0.99 |  | Outdoor
NJADRE1553116280 | Administratively Determined Incentive Program | Brick | 8724 | 18 | 4.2 | Residential | Behind the Meter | No | Net Metered Residential | Power Home Remodeling Group | None | JCP&L | Accepted | 2023-04-13 | 2023-05-10 | 2024-05-10 | Meters | SolarEdge | Revenue Grade Data Ansi C12.20 |  |  | 1 |  |  |  | Yes | Outdoor
NJADRE1553116280 | Administratively Determined Incentive Program | Brick | 8724 | 18 | 4.2 | Residential | Behind the Meter | No | Net Metered Residential | Power Home Remodeling Group | None | JCP&L | Accepted | 2023-04-13 | 2023-05-10 | 2024-05-10 | Solar Panels | Longi | LR4-60HPB-350M |  | 0.35 | 12 | 89 | 39 |  | Fixed | Roof
NJADRE1553116296 | Administratively Determined Incentive Program | Woodbridge TWP | 8840 | 11 | 9.6 | Residential | Behind the Meter | No | Net Metered Residential | Tesla Energy Operations Inc | None | PSE&G | Accepted | 2023-04-13 | 2023-05-10 | 2024-05-10 | Solar Panels | Hanwha | Q.PEAK DUO BLK ML-G10.a+/TS 400 |  | 0.4 | 8 | 324 | 40 |  | Fixed | Roof
NJADRE1553116296 | Administratively Determined Incentive Program | Woodbridge TWP | 8840 | 11 | 9.6 | Residential | Behind the Meter | No | Net Metered Residential | Tesla Energy Operations Inc | None | PSE&G | Accepted | 2023-04-13 | 2023-05-10 | 2024-05-10 | Solar Panels | Hanwha | Q.PEAK DUO BLK ML-G10.a+/TS 400: PV Module, 400W |  | 0.4 | 16 | 144 | 40 |  | Fixed | Roof
NJADRE1553116296 | Administratively Determined Incentive Program | Woodbridge TWP | 8840 | 11 | 9.6 | Residential | Behind the Meter | No | Net Metered Residential | Tesla Energy Operations Inc | None | PSE&G | Accepted | 2023-04-13 | 2023-05-10 | 2024-05-10 | Inverters | Tesla | 7.6 kW Tesla Inc 1538000-00-F | 7600 |  | 1 |  |  | 0.98 |  | Outdoor
NJADRE1553116316 | Administratively Determined Incentive Program | Paterson | 7503 | 6 | 4.68 | Residential | Behind the Meter | No | Net Metered Residential | Vision Solar LLC | None | PSE&G | Accepted | 2023-04-13 | 2023-05-15 | 2024-05-15 | Inverters | Solaredge | SE3800H-USRGM | 4 |  | 1 |  |  | 0.97 |  | Outdoor | under panel (side of house)
NJADRE1553116316 | Administratively Determined Incentive Program | Paterson | 7503 | 6 | 4.68 | Residential | Behind the Meter | No | Net Metered Residential | Vision Solar LLC | None | PSE&G | Accepted | 2023-04-13 | 2023-05-15 | 2024-05-15 | Solar Panels | Znshine | ZXM6-NH120-360/M |  | 0.36 | 5 | 256 | 45 |  | Fixed | Roof
NJADRE1553116316 | Administratively Determined Incentive Program | Paterson | 7503 | 6 | 4.68 | Residential | Behind the Meter | No | Net Metered Residential | Vision Solar LLC | None | PSE&G | Accepted | 2023-04-13 | 2023-05-15 | 2024-05-15 | Solar Panels | Znshine | ZXM6-NH120-360/M |  | 0.36 | 5 | 256 | 35 |  | Fixed | Roof
NJADRE1553116316 | Administratively Determined Incentive Program | Paterson | 7503 | 6 | 4.68 | Residential | Behind the Meter | No | Net Metered Residential | Vision Solar LLC | None | PSE&G | Accepted | 2023-04-13 | 2023-05-15 | 2024-05-15 | Solar Panels | Znshine | ZXM6-NH120-360/M |  | 0.36 | 3 | 76 | 35 |  | Fixed | Roof
NJADRE1553116350 | Administratively Determined Incentive Program | Northfield | 8225 | 19 | 9.49 | Residential | Behind the Meter | Yes | Net Metered Residential | Pro Custom Solar dba Momentum Solar | None | AC Electric | Accepted | 2023-04-13 | 2023-05-10 | 2024-05-10 | Solar Panels | HANWHA | Â Q. PEAK DUO BLK-G10+365 |  | 0.365 | 26 | 218 | 24 |  | Fixed | Roof
NJADRE1553116350 | Administratively Determined Incentive Program | Northfield | 8225 | 19 | 9.49 | Residential | Behind the Meter | Yes | Net Metered Residential | Pro Custom Solar dba Momentum Solar | None | AC Electric | Accepted | 2023-04-13 | 2023-05-10 | 2024-05-10 | Inverters | ENPHASE | IQ8PLUS-72-2-US | 290 |  | 26 |  |  | 0.97 |  | Outdoor
NJADRE1553116363 | Administratively Determined Incentive Program | Stockton | 8559 | 4 | 9.13 | Residential | Behind the Meter | Yes | Net Metered Residential | Pro Custom Solar dba Momentum Solar | None | JCP&L | Accepted | 2023-04-14 | 2023-05-11 | 2024-05-11 | Inverters | ENPHASE | IQ8PLUS-72-2-US | 290 |  | 25 |  |  | 0.97 |  | Outdoor
NJADRE1553116363 | Administratively Determined Incentive Program | Stockton | 8559 | 4 | 9.13 | Residential | Behind the Meter | Yes | Net Metered Residential | Pro Custom Solar dba Momentum Solar | None | JCP&L | Accepted | 2023-04-14 | 2023-05-11 | 2024-05-11 | Solar Panels | HANWHA | Q. PEAK DUO BLK-G10+365 |  | 0.365 | 25 | 176 | 39 |  | Fixed | Roof
NJADRE1553116368 | Administratively Determined Incentive Program | LITTLE FALLS | 7424 | 6 | 7.3 | Residential | Behind the Meter | Yes | Net Metered Residential | Pro Custom Solar dba Momentum Solar | None | PSE&G | Accepted | 2023-04-13 | 2023-05-10 | 2024-05-10 | Solar Panels | HANWHA | Â Q. PEAK DUO BLK-G10+365 |  | 0.365 | 10 | 163 | 28 |  | Fixed | Roof
NJADRE1553116368 | Administratively Determined Incentive Program | LITTLE FALLS | 7424 | 6 | 7.3 | Residential | Behind the Meter | Yes | Net Metered Residential | Pro Custom Solar dba Momentum Solar | None | PSE&G | Accepted | 2023-04-13 | 2023-05-10 | 2024-05-10 | Solar Panels | HANWHA | Â Q. PEAK DUO BLK-G10+365 |  | 0.365 | 6 | 163 | 28 |  | Fixed | Roof
NJADRE1553116368 | Administratively Determined Incentive Program | LITTLE FALLS | 7424 | 6 | 7.3 | Residential | Behind the Meter | Yes | Net Metered Residential | Pro Custom Solar dba Momentum Solar | None | PSE&G | Accepted | 2023-04-13 | 2023-05-10 | 2024-05-10 | Solar Panels | HANWHA | Â Q. PEAK DUO BLK-G10+365 |  | 0.365 | 4 | 163 | 26 |  | Fixed | Roof
NJADRE1553116368 | Administratively Determined Incentive Program | LITTLE FALLS | 7424 | 6 | 7.3 | Residential | Behind the Meter | Yes | Net Metered Residential | Pro Custom Solar dba Momentum Solar | None | PSE&G | Accepted | 2023-04-13 | 2023-05-10 | 2024-05-10 | Inverters | ENPHASE | IQ8PLUS-72-2-US | 290 |  | 20 |  |  | 0.97 |  | Outdoor
NJADRE1553117388 | Administratively Determined Incentive Program | Edison | 8817 | 11 | 5.18 | Residential | Behind the Meter | No | Net Metered Residential | Vision Solar LLC | None | PSE&G | Accepted | 2023-04-13 | 2023-05-10 | 2024-05-10 | Inverters | SolarEdge | SE3800H-USRGM | 3800 |  | 1 |  |  | 0.97 |  | Outdoor | SIDE OF HOUSE
NJADRE1553117388 | Administratively Determined Incentive Program | Edison | 8817 | 11 | 5.18 | Residential | Behind the Meter | No | Net Metered Residential | Vision Solar LLC | None | PSE&G | Accepted | 2023-04-13 | 2023-05-10 | 2024-05-10 | Solar Panels | ZNSHINE SOLAR | ZXM6-NH120-370/M |  | 0.37 | 7 | 175 | 25 |  | Fixed | Roof
NJADRE1553117388 | Administratively Determined Incentive Program | Edison | 8817 | 11 | 5.18 | Residential | Behind the Meter | No | Net Metered Residential | Vision Solar LLC | None | PSE&G | Accepted | 2023-04-13 | 2023-05-10 | 2024-05-10 | Solar Panels | ZNSHINE SOLAR | ZXM6-NH120-370/M |  | 0.37 | 7 | 355 | 25 |  | Fixed | Roof
NJADRE1553117419 | Administratively Determined Incentive Program | Browns Mills | 8015 | 13 | 13.69 | Residential | Behind the Meter | No | Net Metered Residential | Vision Solar LLC | None | JCP&L | Accepted | 2023-04-13 | 2023-05-11 | 2024-05-11 | Inverters | Solaredge | SE11400H-USRGM | 11 |  | 1 |  |  | 0.97 |  | Outdoor | under panel (side of house)
NJADRE1553117419 | Administratively Determined Incentive Program | Browns Mills | 8015 | 13 | 13.69 | Residential | Behind the Meter | No | Net Metered Residential | Vision Solar LLC | None | JCP&L | Accepted | 2023-04-13 | 2023-05-11 | 2024-05-11 | Solar Panels | Znshine | ZXM6-NH120-370/M |  | 0.37 | 17 | 210 | 23 |  | Fixed | Roof
NJADRE1553117419 | Administratively Determined Incentive Program | Browns Mills | 8015 | 13 | 13.69 | Residential | Behind the Meter | No | Net Metered Residential | Vision Solar LLC | None | JCP&L | Accepted | 2023-04-13 | 2023-05-11 | 2024-05-11 | Solar Panels | ZNshine | ZXM6-NH120-370/M |  | 0.37 | 20 | 30 | 23 |  | Fixed | Roof
NJADRE1553117420 | Administratively Determined Incentive Program | Franklin Twp Som | 8873 | 5 | 10.4 | Residential | Behind the Meter | Yes | Net Metered Residential | Tesla Energy Operations Inc | None | PSE&G | Accepted | 2023-04-13 | 2023-05-10 | 2024-05-10 | Inverters | Tesla | Powerwall+ [240V] #1850000-00-C | 7680 |  | 1 |  |  | 0.98 |  | Outdoor
NJADRE1553117420 | Administratively Determined Incentive Program | Franklin Twp Som | 8873 | 5 | 10.4 | Residential | Behind the Meter | Yes | Net Metered Residential | Tesla Energy Operations Inc | None | PSE&G | Accepted | 2023-04-13 | 2023-05-10 | 2024-05-10 | Solar Panels | Tesla | T400H |  | 0.4 | 16 | 132 | 30 |  | Fixed | Roof
NJADRE1553117420 | Administratively Determined Incentive Program | Franklin Twp Som | 8873 | 5 | 10.4 | Residential | Behind the Meter | Yes | Net Metered Residential | Tesla Energy Operations Inc | None | PSE&G | Accepted | 2023-04-13 | 2023-05-10 | 2024-05-10 | Solar Panels | Tesla | T400H |  | 0.4 | 4 | 312 | 30 |  | Fixed | Roof
NJADRE1553117420 | Administratively Determined Incentive Program | Franklin Twp Som | 8873 | 5 | 10.4 | Residential | Behind the Meter | Yes | Net Metered Residential | Tesla Energy Operations Inc | None | PSE&G | Accepted | 2023-04-13 | 2023-05-10 | 2024-05-10 | Solar Panels | Tesla | T400H |  | 0.4 | 6 | 222 | 30 |  | Fixed | Roof
NJADRE1553117426 | Administratively Determined Incentive Program | Randolph | 7869 | 3 | 8.8 | Residential | Behind the Meter | No | Net Metered Residential | Tesla Energy Operations Inc | None | JCP&L | Accepted | 2023-04-13 | 2023-05-11 | 2024-05-11 | Solar Panels | Hanwha | Q.PEAK DUO BLK ML-G10.a+/TS 400: PV Module, 400W |  | 0.4 | 12 | 146 | 16 |  | Fixed | Roof
NJADRE1553117426 | Administratively Determined Incentive Program | Randolph | 7869 | 3 | 8.8 | Residential | Behind the Meter | No | Net Metered Residential | Tesla Energy Operations Inc | None | JCP&L | Accepted | 2023-04-13 | 2023-05-11 | 2024-05-11 | Solar Panels | Hanwha | Q.PEAK DUO BLK ML-G10.a+/TS 400: PV Module, 400W |  | 0.4 | 7 | 326 | 16 |  | Fixed | Roof
NJADRE1553117426 | Administratively Determined Incentive Program | Randolph | 7869 | 3 | 8.8 | Residential | Behind the Meter | No | Net Metered Residential | Tesla Energy Operations Inc | None | JCP&L | Accepted | 2023-04-13 | 2023-05-11 | 2024-05-11 | Solar Panels | Hanwha | Q.PEAK DUO BLK ML-G10.a+/TS 400: PV Module, 400W |  | 0.4 | 3 | 146 | 16 |  | Fixed | Roof
NJADRE1553117426 | Administratively Determined Incentive Program | Randolph | 7869 | 3 | 8.8 | Residential | Behind the Meter | No | Net Metered Residential | Tesla Energy Operations Inc | None | JCP&L | Accepted | 2023-04-13 | 2023-05-11 | 2024-05-11 | Inverters | Tesla | #1850000-00-C | 7600 |  | 1 |  |  | 0.98 |  | Indoor
NJADRE1553117426 | Administratively Determined Incentive Program | Randolph | 7869 | 3 | 8.8 | Residential | Behind the Meter | No | Net Metered Residential | Tesla Energy Operations Inc | None | JCP&L | Accepted | 2023-04-13 | 2023-05-11 | 2024-05-11 | Electric Storage Battery | Tesla | AC Powerwall 2.0 |  |  | 1 |  |  |  | Lithium Ion |  | INSIDE
NJADRE1553117441 | Administratively Determined Incentive Program | Old Bridge | 8857 | 11 | 17.6 | Residential | Behind the Meter | No | Net Metered Residential | Tesla Energy Operations Inc | None | JCP&L | Accepted | 2023-04-13 | 2023-05-11 | 2024-05-11 | Electric Storage Battery | Tesla | AC Powerwall 2.0 |  |  | 2 |  |  |  | Lithium Ion |  | Inside
NJADRE1553117441 | Administratively Determined Incentive Program | Old Bridge | 8857 | 11 | 17.6 | Residential | Behind the Meter | No | Net Metered Residential | Tesla Energy Operations Inc | None | JCP&L | Accepted | 2023-04-13 | 2023-05-11 | 2024-05-11 | Inverters | Tesla | 1538000-00-F | 7680 |  | 1 |  |  | 0.98 |  | Indoor
NJADRE1553117441 | Administratively Determined Incentive Program | Old Bridge | 8857 | 11 | 17.6 | Residential | Behind the Meter | No | Net Metered Residential | Tesla Energy Operations Inc | None | JCP&L | Accepted | 2023-04-13 | 2023-05-11 | 2024-05-11 | Inverters | Tesla | 1850000-00-C | 7680 |  | 2 |  |  | 0.98 |  | Indoor
NJADRE1553117441 | Administratively Determined Incentive Program | Old Bridge | 8857 | 11 | 17.6 | Residential | Behind the Meter | No | Net Metered Residential | Tesla Energy Operations Inc | None | JCP&L | Accepted | 2023-04-13 | 2023-05-11 | 2024-05-11 | Solar Panels | Tesla | T400H |  | 0.4 | 4 | 336 | 37 |  | Fixed | Roof
NJADRE1553117441 | Administratively Determined Incentive Program | Old Bridge | 8857 | 11 | 17.6 | Residential | Behind the Meter | No | Net Metered Residential | Tesla Energy Operations Inc | None | JCP&L | Accepted | 2023-04-13 | 2023-05-11 | 2024-05-11 | Solar Panels | Tesla | T400H |  | 0.4 | 9 | 66 | 30 |  | Fixed | Roof
NJADRE1553117441 | Administratively Determined Incentive Program | Old Bridge | 8857 | 11 | 17.6 | Residential | Behind the Meter | No | Net Metered Residential | Tesla Energy Operations Inc | None | JCP&L | Accepted | 2023-04-13 | 2023-05-11 | 2024-05-11 | Solar Panels | Tesla | T400H |  | 0.4 | 13 | 246 | 30 |  | Fixed | Roof
NJADRE1553117441 | Administratively Determined Incentive Program | Old Bridge | 8857 | 11 | 17.6 | Residential | Behind the Meter | No | Net Metered Residential | Tesla Energy Operations Inc | None | JCP&L | Accepted | 2023-04-13 | 2023-05-11 | 2024-05-11 | Solar Panels | Tesla | T400H |  | 0.4 | 2 | 336 | 30 |  | Fixed | Roof
NJADRE1553117441 | Administratively Determined Incentive Program | Old Bridge | 8857 | 11 | 17.6 | Residential | Behind the Meter | No | Net Metered Residential | Tesla Energy Operations Inc | None | JCP&L | Accepted | 2023-04-13 | 2023-05-11 | 2024-05-11 | Solar Panels | Tesla | T400H |  | 0.4 | 2 | 156 | 30 |  | Fixed | Roof
NJADRE1553117441 | Administratively Determined Incentive Program | Old Bridge | 8857 | 11 | 17.6 | Residential | Behind the Meter | No | Net Metered Residential | Tesla Energy Operations Inc | None | JCP&L | Accepted | 2023-04-13 | 2023-05-11 | 2024-05-11 | Solar Panels | Tesla | T400H |  | 0.4 | 2 | 156 | 37 |  | Fixed | Roof
NJADRE1553117441 | Administratively Determined Incentive Program | Old Bridge | 8857 | 11 | 17.6 | Residential | Behind the Meter | No | Net Metered Residential | Tesla Energy Operations Inc | None | JCP&L | Accepted | 2023-04-13 | 2023-05-11 | 2024-05-11 | Solar Panels | Tesla | T400H |  | 0.4 | 4 | 66 | 30 |  | Fixed | Roof
NJADRE1553117441 | Administratively Determined Incentive Program | Old Bridge | 8857 | 11 | 17.6 | Residential | Behind the Meter | No | Net Metered Residential | Tesla Energy Operations Inc | None | JCP&L | Accepted | 2023-04-13 | 2023-05-11 | 2024-05-11 | Solar Panels | Tesla | T400H |  | 0.4 | 4 | 156 | 37 |  | Fixed | Roof
NJADRE1553117441 | Administratively Determined Incentive Program | Old Bridge | 8857 | 11 | 17.6 | Residential | Behind the Meter | No | Net Metered Residential | Tesla Energy Operations Inc | None | JCP&L | Accepted | 2023-04-13 | 2023-05-11 | 2024-05-11 | Solar Panels | Tesla | T400H |  | 0.4 | 4 | 336 | 37 |  | Fixed | Roof
NJADRE1553117509 | Administratively Determined Incentive Program | Bridgeton | 8302 | 20 | 2.73 | Residential | Behind the Meter | Yes | Net Metered Residential | Sunrun Installation Services, Inc. | None | AC Electric | Accepted | 2023-04-13 | 2023-05-11 | 2024-05-11 | Inverters | Delta Electronics | E4-TL-US | 3840 |  | 1 |  |  | 0.96 |  | Outdoor | Next To Meter
NJADRE1553117509 | Administratively Determined Incentive Program | Bridgeton | 8302 | 20 | 2.73 | Residential | Behind the Meter | Yes | Net Metered Residential | Sunrun Installation Services, Inc. | None | AC Electric | Accepted | 2023-04-13 | 2023-05-11 | 2024-05-11 | Solar Panels | Trina Solar | TSM-390DE09C.07 |  | 0.39 | 7 | 171 | 31 |  | Fixed | Roof
NJADRE1553117545 | Administratively Determined Incentive Program | Bergenfield | 7621 | 7 | 11.1 | Residential | Behind the Meter | No | Net Metered Residential | Vision Solar LLC | None | PSE&G | Accepted | 2023-04-13 | 2023-05-11 | 2024-05-11 | Inverters | SolarEdge | SE7600H-USRGM | 7600 |  | 1 |  |  | 0.97 |  | Outdoor | SIDE OF HOUSE
NJADRE1553117545 | Administratively Determined Incentive Program | Bergenfield | 7621 | 7 | 11.1 | Residential | Behind the Meter | No | Net Metered Residential | Vision Solar LLC | None | PSE&G | Accepted | 2023-04-13 | 2023-05-11 | 2024-05-11 | Solar Panels | ZNSHINE SHINE | ZXM6-NH120-370/M |  | 0.37 | 9 | 177 | 10 |  | Fixed | Roof
NJADRE1553117545 | Administratively Determined Incentive Program | Bergenfield | 7621 | 7 | 11.1 | Residential | Behind the Meter | No | Net Metered Residential | Vision Solar LLC | None | PSE&G | Accepted | 2023-04-13 | 2023-05-11 | 2024-05-11 | Solar Panels | ZNSHINE SOLAR | ZXM6-NH120-370/M |  | 0.37 | 9 | 176 | 20 |  | Fixed | Roof
NJADRE1553117545 | Administratively Determined Incentive Program | Bergenfield | 7621 | 7 | 11.1 | Residential | Behind the Meter | No | Net Metered Residential | Vision Solar LLC | None | PSE&G | Accepted | 2023-04-13 | 2023-05-11 | 2024-05-11 | Solar Panels | ZNSHINE SOLAR | ZXM6-NH120-370/M |  | 0.37 | 9 | 356 | 20 |  | Fixed | Roof
NJADRE1553117545 | Administratively Determined Incentive Program | Bergenfield | 7621 | 7 | 11.1 | Residential | Behind the Meter | No | Net Metered Residential | Vision Solar LLC | None | PSE&G | Accepted | 2023-04-13 | 2023-05-11 | 2024-05-11 | Solar Panels | ZNSHINE SOLAR | ZXM6-NH120-370/M |  | 0.37 | 3 | 357 | 40 |  | Fixed | Roof
NJADRE1553118259 | Administratively Determined Incentive Program | Weehawken | 7086 | 8 | 6.84 | Residential | Behind the Meter | Yes | Net Metered Residential | Vision Solar LLC | None | PSE&G | Accepted | 2023-04-13 | 2023-05-15 | 2024-05-15 | Inverters | Solaredge | SE6000H-USRGM | 6 |  | 1 |  |  | 0.97 |  | Outdoor | under panel (side of house)
NJADRE1553118259 | Administratively Determined Incentive Program | Weehawken | 7086 | 8 | 6.84 | Residential | Behind the Meter | Yes | Net Metered Residential | Vision Solar LLC | None | PSE&G | Accepted | 2023-04-13 | 2023-05-15 | 2024-05-15 | Solar Panels | Rec Solar | REC-360-TP4 BLK |  | 0.36 | 19 | 31 | 3 |  | Fixed | Roof
NJADRE1553118835 | Administratively Determined Incentive Program | CLARKSBURG | 8510 | 17 | 14 | Residential | Behind the Meter | No | Net Metered Residential | Tesla Energy Operations Inc | None | JCP&L | Accepted | 2023-04-13 | 2023-05-11 | 2024-05-11 | Inverters | Tesla | 7.6 kW Tesla Inc 1538000-00-F | 7680 |  | 1 |  |  | 0.98 |  | Outdoor
NJADRE1553118835 | Administratively Determined Incentive Program | CLARKSBURG | 8510 | 17 | 14 | Residential | Behind the Meter | No | Net Metered Residential | Tesla Energy Operations Inc | None | JCP&L | Accepted | 2023-04-13 | 2023-05-11 | 2024-05-11 | Inverters | Tesla | Powerwall+ [240V] #1850000-00-C | 7680 |  | 1 |  |  | 0.98 |  | Outdoor
NJADRE1553118835 | Administratively Determined Incentive Program | CLARKSBURG | 8510 | 17 | 14 | Residential | Behind the Meter | No | Net Metered Residential | Tesla Energy Operations Inc | None | JCP&L | Accepted | 2023-04-13 | 2023-05-11 | 2024-05-11 | Solar Panels | Tesla | Q.PEAK |  | 0.4 | 10 | 61 | 34 |  | Fixed | Roof
NJADRE1553118835 | Administratively Determined Incentive Program | CLARKSBURG | 8510 | 17 | 14 | Residential | Behind the Meter | No | Net Metered Residential | Tesla Energy Operations Inc | None | JCP&L | Accepted | 2023-04-13 | 2023-05-11 | 2024-05-11 | Solar Panels | Tesla | Q.PEAK |  | 0.4 | 4 | 151 | 34 |  | Fixed | Roof
NJADRE1553118835 | Administratively Determined Incentive Program | CLARKSBURG | 8510 | 17 | 14 | Residential | Behind the Meter | No | Net Metered Residential | Tesla Energy Operations Inc | None | JCP&L | Accepted | 2023-04-13 | 2023-05-11 | 2024-05-11 | Solar Panels | Tesla | Q.PEAK |  | 0.4 | 4 | 61 | 40 |  | Fixed | Roof
NJADRE1553118835 | Administratively Determined Incentive Program | CLARKSBURG | 8510 | 17 | 14 | Residential | Behind the Meter | No | Net Metered Residential | Tesla Energy Operations Inc | None | JCP&L | Accepted | 2023-04-13 | 2023-05-11 | 2024-05-11 | Solar Panels | Tesla | Q.PEAK |  | 0.4 | 3 | 151 | 40 |  | Fixed | Roof
NJADRE1553118835 | Administratively Determined Incentive Program | CLARKSBURG | 8510 | 17 | 14 | Residential | Behind the Meter | No | Net Metered Residential | Tesla Energy Operations Inc | None | JCP&L | Accepted | 2023-04-13 | 2023-05-11 | 2024-05-11 | Solar Panels | Tesla | Q.PEAK |  | 0.4 | 4 | 241 | 40 |  | Fixed | Roof
NJADRE1553118835 | Administratively Determined Incentive Program | CLARKSBURG | 8510 | 17 | 14 | Residential | Behind the Meter | No | Net Metered Residential | Tesla Energy Operations Inc | None | JCP&L | Accepted | 2023-04-13 | 2023-05-11 | 2024-05-11 | Solar Panels | tesla | Q.PEAK |  | 0.4 | 6 | 241 | 34 |  | Fixed | Roof
NJADRE1553118835 | Administratively Determined Incentive Program | CLARKSBURG | 8510 | 17 | 14 | Residential | Behind the Meter | No | Net Metered Residential | Tesla Energy Operations Inc | None | JCP&L | Accepted | 2023-04-13 | 2023-05-11 | 2024-05-11 | Solar Panels | Tesla | Q.PEAK |  | 0.4 | 4 | 331 | 34 |  | Fixed | Roof
NJADRE1553118848 | Administratively Determined Incentive Program | Newark | 7103 | 9 | 8.76 | Residential | Behind the Meter | Yes | Net Metered Residential | Pro Custom Solar dba Momentum Solar | None | PSE&G | Accepted | 2023-04-13 | 2023-05-11 | 2024-05-11 | Solar Panels | HANWHA | Â Q. PEAK DUO BLK-G10+365 |  | 0.365 | 24 | 291 | 5 |  | Fixed | Roof
NJADRE1553118848 | Administratively Determined Incentive Program | Newark | 7103 | 9 | 8.76 | Residential | Behind the Meter | Yes | Net Metered Residential | Pro Custom Solar dba Momentum Solar | None | PSE&G | Accepted | 2023-04-13 | 2023-05-11 | 2024-05-11 | Inverters | ENPHASE | IQ8PLUS-72-2-US | 290 |  | 24 |  |  | 0.97 |  | Outdoor
NJADRE1553118868 | Administratively Determined Incentive Program | Mount Holly | 8060 | 13 | 3.96 | Residential | Behind the Meter | Yes | Net Metered Residential | Vision Solar LLC | None | PSE&G | Accepted | 2023-04-13 | 2023-05-12 | 2024-05-12 | Inverters | Solaredge | SE3800H-USRGM | 4 |  | 1 |  |  | 0.97 |  | Outdoor | side of house
NJADRE1553118868 | Administratively Determined Incentive Program | Mount Holly | 8060 | 13 | 3.96 | Residential | Behind the Meter | Yes | Net Metered Residential | Vision Solar LLC | None | PSE&G | Accepted | 2023-04-13 | 2023-05-12 | 2024-05-12 | Solar Panels | Trina Solar | TSM-330-DD06M.05(II) |  | 0.33 | 12 | 93 | 26 |  | Fixed | Roof
NJADRE1553118886 | Administratively Determined Incentive Program | Newark | 7104 | 9 | 11.52 | Residential | Behind the Meter | Yes | Net Metered Residential | Vision Solar LLC | None | PSE&G | Accepted | 2023-04-13 | 2023-05-12 | 2024-05-12 | Inverters | Solaredge | SE7600H-USRGM | 8 |  | 1 |  |  | 0.97 |  | Outdoor | side of house
NJADRE1553118886 | Administratively Determined Incentive Program | Newark | 7104 | 9 | 11.52 | Residential | Behind the Meter | Yes | Net Metered Residential | Vision Solar LLC | None | PSE&G | Accepted | 2023-04-13 | 2023-05-12 | 2024-05-12 | Solar Panels | Hanwha | Q.PEAK DUO BLK-G10+ 360 |  | 0.36 | 19 | 17 | 23 |  | Fixed | Roof
NJADRE1553118886 | Administratively Determined Incentive Program | Newark | 7104 | 9 | 11.52 | Residential | Behind the Meter | Yes | Net Metered Residential | Vision Solar LLC | None | PSE&G | Accepted | 2023-04-13 | 2023-05-12 | 2024-05-12 | Solar Panels | Hanwha | Q.PEAK DUO BLK-G10+ 360 |  | 0.36 | 13 | 197 | 23 |  | Fixed | Roof
NJADRE1553118886 | Administratively Determined Incentive Program | Newark | 7104 | 9 | 11.52 | Residential | Behind the Meter | Yes | Net Metered Residential | Vision Solar LLC | None | PSE&G | Accepted | 2023-04-13 | 2023-05-12 | 2024-05-12 | Meters | SolarEdge | SE-RGMTR-1D-240C-B |  |  | 1 |  |  |  | Yes | Indoor
NJADRE1553118904 | Administratively Determined Incentive Program | Camden City | 8110 | 14 | 7.6 | Residential | Behind the Meter | Yes | Net Metered Residential | Bright Planet Solar | None | PSE&G | Accepted | 2023-04-13 | 2023-05-11 | 2024-05-11 | Inverters | SolarEdge | SE6000H-USRGM | 6000 |  | 1 |  |  | 0.98 |  | Outdoor
NJADRE1553118904 | Administratively Determined Incentive Program | Camden City | 8110 | 14 | 7.6 | Residential | Behind the Meter | Yes | Net Metered Residential | Bright Planet Solar | None | PSE&G | Accepted | 2023-04-13 | 2023-05-11 | 2024-05-11 | Solar Panels | Hanwha Q-Cells | Q.PEAK DUO BLK ML-G10.a+400 |  | 0.4 | 4 | 234 | 45 |  | Fixed | Roof
NJADRE1553118904 | Administratively Determined Incentive Program | Camden City | 8110 | 14 | 7.6 | Residential | Behind the Meter | Yes | Net Metered Residential | Bright Planet Solar | None | PSE&G | Accepted | 2023-04-13 | 2023-05-11 | 2024-05-11 | Solar Panels | Hanwha Q-Cells | Q.PEAK DUO BLK ML-G10.a+400 |  | 0.4 | 3 | 232 | 14 |  | Fixed | Roof
NJADRE1553118904 | Administratively Determined Incentive Program | Camden City | 8110 | 14 | 7.6 | Residential | Behind the Meter | Yes | Net Metered Residential | Bright Planet Solar | None | PSE&G | Accepted | 2023-04-13 | 2023-05-11 | 2024-05-11 | Solar Panels | Hanwha Q-Cells | Q.PEAK DUO BLK ML-G10.a+400 |  | 0.4 | 5 | 140 | 45 |  | Fixed | Roof
NJADRE1553118904 | Administratively Determined Incentive Program | Camden City | 8110 | 14 | 7.6 | Residential | Behind the Meter | Yes | Net Metered Residential | Bright Planet Solar | None | PSE&G | Accepted | 2023-04-13 | 2023-05-11 | 2024-05-11 | Solar Panels | Hanwha Q-Cells | Q.PEAK DUO BLK ML-G10.a+400 |  | 0.4 | 1 | 143 | 14 |  | Fixed | Roof
NJADRE1553118904 | Administratively Determined Incentive Program | Camden City | 8110 | 14 | 7.6 | Residential | Behind the Meter | Yes | Net Metered Residential | Bright Planet Solar | None | PSE&G | Accepted | 2023-04-13 | 2023-05-11 | 2024-05-11 | Solar Panels | Hanwha Q-Cells | Q.PEAK DUO BLK ML-G10.a+400 |  | 0.4 | 5 | 322 | 45 |  | Fixed | Roof
NJADRE1553118904 | Administratively Determined Incentive Program | Camden City | 8110 | 14 | 7.6 | Residential | Behind the Meter | Yes | Net Metered Residential | Bright Planet Solar | None | PSE&G | Accepted | 2023-04-13 | 2023-05-11 | 2024-05-11 | Solar Panels | Hanwha Q-Cells | Q.PEAK DUO BLK ML-G10.a+400 |  | 0.4 | 1 | 322 | 14 |  | Fixed | Roof
NJADRE1553118917 | Administratively Determined Incentive Program | Woodbridge | 7067 | 10 | 5.85 | Residential | Behind the Meter | Yes | Net Metered Residential | Sunrun Installation Services, Inc. | None | PSE&G | Accepted | 2023-04-13 | 2023-05-11 | 2024-05-11 | Inverters | SolarEdge Technologies | SE7600H-USSN | 7600 |  | 1 |  |  | 0.96 |  | Outdoor | Next To Meter
NJADRE1553118917 | Administratively Determined Incentive Program | Woodbridge | 7067 | 10 | 5.85 | Residential | Behind the Meter | Yes | Net Metered Residential | Sunrun Installation Services, Inc. | None | PSE&G | Accepted | 2023-04-13 | 2023-05-11 | 2024-05-11 | Solar Panels | Trina Solar | TSM-390DE09C.07 |  | 0.39 | 10 | 262 | 19 |  | Fixed | Roof
NJADRE1553118917 | Administratively Determined Incentive Program | Woodbridge | 7067 | 10 | 5.85 | Residential | Behind the Meter | Yes | Net Metered Residential | Sunrun Installation Services, Inc. | None | PSE&G | Accepted | 2023-04-13 | 2023-05-11 | 2024-05-11 | Solar Panels | Trina Solar | TSM-390DE09C.07 |  | 0.39 | 5 | 82 | 15 |  | Fixed | Roof
NJADRE1553120387 | Administratively Determined Incentive Program | Galloway, New Jersey | 8205 | 19 | 8.4 | Residential | Behind the Meter | No | Net Metered Residential | Suntuity Solar LLC | None | AC Electric | Accepted | 2023-04-14 | 2023-05-11 | 2024-05-11 | Inverters | (21)ENPHASE | IQ8PLUS-72-2-US | 290 |  | 21 |  |  | 0.97 |  | Outdoor | Behind the PV modules
NJADRE1553120387 | Administratively Determined Incentive Program | Galloway, New Jersey | 8205 | 19 | 8.4 | Residential | Behind the Meter | No | Net Metered Residential | Suntuity Solar LLC | None | AC Electric | Accepted | 2023-04-14 | 2023-05-11 | 2024-05-11 | Solar Panels | (21)HYPERION | HY-DH108P8 400B |  | 0.4 | 7 | 111 | 19 |  | Fixed | Roof
NJADRE1553120387 | Administratively Determined Incentive Program | Galloway, New Jersey | 8205 | 19 | 8.4 | Residential | Behind the Meter | No | Net Metered Residential | Suntuity Solar LLC | None | AC Electric | Accepted | 2023-04-14 | 2023-05-11 | 2024-05-11 | Solar Panels | (21)HYPERION | HY-DH108P8 400B |  | 0.4 | 4 | 111 | 19 |  | Fixed | Roof
NJADRE1553120387 | Administratively Determined Incentive Program | Galloway, New Jersey | 8205 | 19 | 8.4 | Residential | Behind the Meter | No | Net Metered Residential | Suntuity Solar LLC | None | AC Electric | Accepted | 2023-04-14 | 2023-05-11 | 2024-05-11 | Solar Panels | (21)HYPERION | HY-DH108P8 400B |  | 0.4 | 4 | 291 | 19 |  | Fixed | Roof
NJADRE1553120387 | Administratively Determined Incentive Program | Galloway, New Jersey | 8205 | 19 | 8.4 | Residential | Behind the Meter | No | Net Metered Residential | Suntuity Solar LLC | None | AC Electric | Accepted | 2023-04-14 | 2023-05-11 | 2024-05-11 | Solar Panels | (21)HYPERION | HY-DH108P8 400B |  | 0.4 | 6 | 291 | 19 |  | Fixed | Roof
NJADRE1553120428 | Administratively Determined Incentive Program | Ridgefield BORO, | 7657 | 7 | 2.95 | Residential | Behind the Meter | No | Net Metered Residential | Tesla Energy Operations Inc | None | PSE&G | Accepted | 2023-04-14 | 2023-05-16 | 2024-05-16 | Solar Panels | TESLA | SR72T2 |  | 0.072 | 41 | 127 | 23 |  | Fixed | Roof
NJADRE1553120428 | Administratively Determined Incentive Program | Ridgefield BORO, | 7657 | 7 | 2.95 | Residential | Behind the Meter | No | Net Metered Residential | Tesla Energy Operations Inc | None | PSE&G | Accepted | 2023-04-14 | 2023-05-16 | 2024-05-16 | Inverters | TESLA | Powerwall+ [240V] #1850000-00-C | 7600 |  | 1 |  |  | 0.98 |  | Indoor
NJADRE1553120428 | Administratively Determined Incentive Program | Ridgefield BORO, | 7657 | 7 | 2.95 | Residential | Behind the Meter | No | Net Metered Residential | Tesla Energy Operations Inc | None | PSE&G | Accepted | 2023-04-14 | 2023-05-16 | 2024-05-16 | Electric Storage Battery | Tesla | AC Powerwall 2.0 |  |  | 2 |  |  |  | Lithium Ion |  | INSIDE
NJADRE1553120463 | Administratively Determined Incentive Program | Newark | 7112 | 9 | 2.64 | Residential | Behind the Meter | Yes | Net Metered Residential | Vision Solar LLC | None | PSE&G | Accepted | 2023-04-14 | 2023-05-12 | 2024-05-12 | Inverters | Solaredge | SE3800H-USRGM | 4 |  | 1 |  |  | 0.97 |  | Outdoor | Under panel (side of house)
NJADRE1553120463 | Administratively Determined Incentive Program | Newark | 7112 | 9 | 2.64 | Residential | Behind the Meter | Yes | Net Metered Residential | Vision Solar LLC | None | PSE&G | Accepted | 2023-04-14 | 2023-05-12 | 2024-05-12 | Solar Panels | Trina Solar | TSM-330-DD06-05(II) |  | 0.33 | 8 | 216 | 32 |  | Fixed | Roof
NJADRE1553120464 | Administratively Determined Incentive Program | Toms River | 8757 | 18 | 4.38 | Residential | Behind the Meter | Yes | Net Metered Residential | Pro Custom Solar dba Momentum Solar | None | JCP&L | Accepted | 2023-04-14 | 2023-05-11 | 2024-05-11 | Solar Panels | HANWHA | Â Q. PEAK DUO BLK-G10+365 |  | 0.365 | 12 | 139 | 22 |  | Fixed | Roof
NJADRE1553120464 | Administratively Determined Incentive Program | Toms River | 8757 | 18 | 4.38 | Residential | Behind the Meter | Yes | Net Metered Residential | Pro Custom Solar dba Momentum Solar | None | JCP&L | Accepted | 2023-04-14 | 2023-05-11 | 2024-05-11 | Inverters | ENPHASE | IQ8PLUS-72-2-US | 290 |  | 12 |  |  | 0.97 |  | Outdoor
NJADRE1553120501 | Administratively Determined Incentive Program | Irvington | 7111 | 9 | 3.24 | Residential | Behind the Meter | Yes | Net Metered Residential | Vision Solar LLC | None | PSE&G | Accepted | 2023-04-14 | 2023-05-12 | 2024-05-12 | Inverters | Solaredge | SE3800H-USRGM | 4 |  | 1 |  |  | 0.97 |  | Outdoor | under panel (side of house)
NJADRE1553120501 | Administratively Determined Incentive Program | Irvington | 7111 | 9 | 3.24 | Residential | Behind the Meter | Yes | Net Metered Residential | Vision Solar LLC | None | PSE&G | Accepted | 2023-04-14 | 2023-05-12 | 2024-05-12 | Solar Panels | Znshine | ZXM6-NH120-360/M |  | 0.36 | 9 | 306 | 22 |  | Fixed | Roof
NJADRE1553120542 | Administratively Determined Incentive Program | West Windsor | 8550 | 12 | 14.8 | Residential | Behind the Meter | No | Net Metered Residential | Seabright Solar | None | PSE&G | Accepted | 2023-04-14 | 2023-05-11 | 2024-05-11 | Solar Panels | Sunpower | SPR U-400 |  | 0.4 | 22 | 181 | 40 |  | Fixed | Roof
NJADRE1553120542 | Administratively Determined Incentive Program | West Windsor | 8550 | 12 | 14.8 | Residential | Behind the Meter | No | Net Metered Residential | Seabright Solar | None | PSE&G | Accepted | 2023-04-14 | 2023-05-11 | 2024-05-11 | Solar Panels | Sunpower | SPR U-400 |  | 0.4 | 11 | 271 | 45 |  | Fixed | Roof
NJADRE1553120542 | Administratively Determined Incentive Program | West Windsor | 8550 | 12 | 14.8 | Residential | Behind the Meter | No | Net Metered Residential | Seabright Solar | None | PSE&G | Accepted | 2023-04-14 | 2023-05-11 | 2024-05-11 | Inverters | Enphase | SPR (IQ 7HS) | 384 |  | 37 |  |  | 0.99 |  | Outside | Roof
NJADRE1553120542 | Administratively Determined Incentive Program | West Windsor | 8550 | 12 | 14.8 | Residential | Behind the Meter | No | Net Metered Residential | Seabright Solar | None | PSE&G | Accepted | 2023-04-14 | 2023-05-11 | 2024-05-11 | Meters | Sunpower | PVS 6 |  |  | 1 |  |  |  | Yes | Outdoor
NJADRE1553120542 | Administratively Determined Incentive Program | West Windsor | 8550 | 12 | 14.8 | Residential | Behind the Meter | No | Net Metered Residential | Seabright Solar | None | PSE&G | Accepted | 2023-04-14 | 2023-05-11 | 2024-05-11 | Solar Panels | Sunpower | SPR U-400 |  | 0.4 | 4 | 271 | 45 |  | Fixed | Roof
NJADRE1553120557 | Administratively Determined Incentive Program | Hazlet | 7730 | 17 | 7.41 | Residential | Behind the Meter | Yes | Net Metered Residential | Sunrun Installation Services, Inc. | None | JCP&L | Accepted | 2023-04-14 | 2023-05-11 | 2024-05-11 | Inverters | SolarEdge Technologies | SE6000H-USSN | 6000 |  | 1 |  |  | 0.96 |  | Outdoor | Next To Meter
NJADRE1553120557 | Administratively Determined Incentive Program | Hazlet | 7730 | 17 | 7.41 | Residential | Behind the Meter | Yes | Net Metered Residential | Sunrun Installation Services, Inc. | None | JCP&L | Accepted | 2023-04-14 | 2023-05-11 | 2024-05-11 | Solar Panels | Trina Solar | TSM-390DE09C.07 |  | 0.39 | 10 | 5 | 18 |  | Fixed | Roof
NJADRE1553120557 | Administratively Determined Incentive Program | Hazlet | 7730 | 17 | 7.41 | Residential | Behind the Meter | Yes | Net Metered Residential | Sunrun Installation Services, Inc. | None | JCP&L | Accepted | 2023-04-14 | 2023-05-11 | 2024-05-11 | Solar Panels | Trina Solar | TSM-390DE09C.07 |  | 0.39 | 9 | 186 | 18 |  | Fixed | Roof
NJADRE1553120564 | Administratively Determined Incentive Program | Iselin | 8830 | 11 | 3.29 | Residential | Behind the Meter | Yes | Net Metered Residential | Pro Custom Solar dba Momentum Solar | None | PSE&G | Accepted | 2023-04-14 | 2023-05-11 | 2024-05-11 | Inverters | ENPHASE | iq8plus-72-2-us | 290 |  | 9 |  |  | 0.97 |  | Outdoor
NJADRE1553120564 | Administratively Determined Incentive Program | Iselin | 8830 | 11 | 3.29 | Residential | Behind the Meter | Yes | Net Metered Residential | Pro Custom Solar dba Momentum Solar | None | PSE&G | Accepted | 2023-04-14 | 2023-05-11 | 2024-05-11 | Solar Panels | HANWHA | q.peak duo blk-g10+365 |  | 0.365 | 5 | 119 | 23 |  | Fixed | Roof
NJADRE1553120564 | Administratively Determined Incentive Program | Iselin | 8830 | 11 | 3.29 | Residential | Behind the Meter | Yes | Net Metered Residential | Pro Custom Solar dba Momentum Solar | None | PSE&G | Accepted | 2023-04-14 | 2023-05-11 | 2024-05-11 | Solar Panels | HANWHA | q.peak duo blk-g10+365 |  | 0.365 | 4 | 299 | 23 |  | Fixed | Roof
NJADRE1553120573 | Administratively Determined Incentive Program | Plainfield | 7062 | 10 | 5.46 | Residential | Behind the Meter | Yes | Net Metered Residential | Sunrun Installation Services, Inc. | None | PSE&G | Accepted | 2023-04-14 | 2023-05-11 | 2024-05-11 | Inverters | SolarEdge Technologies | SE3800H-USMN | 3800 |  | 1 |  |  | 0.96 |  | Outdoor | Next To Meter
NJADRE1553120573 | Administratively Determined Incentive Program | Plainfield | 7062 | 10 | 5.46 | Residential | Behind the Meter | Yes | Net Metered Residential | Sunrun Installation Services, Inc. | None | PSE&G | Accepted | 2023-04-14 | 2023-05-11 | 2024-05-11 | Solar Panels | Trina Solar | TSM-390DE09C.07 |  | 0.39 | 8 | 142 | 22 |  | Fixed | Roof
NJADRE1553120573 | Administratively Determined Incentive Program | Plainfield | 7062 | 10 | 5.46 | Residential | Behind the Meter | Yes | Net Metered Residential | Sunrun Installation Services, Inc. | None | PSE&G | Accepted | 2023-04-14 | 2023-05-11 | 2024-05-11 | Solar Panels | Trina Solar | TSM-390DE09C.07 |  | 0.39 | 6 | 321 | 22 |  | Fixed | Roof
NJADRE1553120590 | Administratively Determined Incentive Program | Clayton | 8312 | 15 | 5.85 | Residential | Behind the Meter | Yes | Net Metered Residential | Sunrun Installation Services, Inc. | None | AC Electric | Accepted | 2023-04-14 | 2023-05-11 | 2024-05-11 | Inverters | Delta Electronics | E6-TL-US | 5760 |  | 1 |  |  | 0.96 |  | Outdoor | Next To Meter
NJADRE1553120590 | Administratively Determined Incentive Program | Clayton | 8312 | 15 | 5.85 | Residential | Behind the Meter | Yes | Net Metered Residential | Sunrun Installation Services, Inc. | None | AC Electric | Accepted | 2023-04-14 | 2023-05-11 | 2024-05-11 | Solar Panels | Trina Solar | TSM-390DE09C.07 |  | 0.39 | 15 | 169 | 36 |  | Fixed | Roof
NJADRE1553120592 | Administratively Determined Incentive Program | Pennsauken | 8110 | 14 | 5.48 | Residential | Behind the Meter | Yes | Net Metered Residential | Pro Custom Solar dba Momentum Solar | None | PSE&G | Accepted | 2023-04-14 | 2023-05-12 | 2024-05-12 | Solar Panels | HANWHA | Â Q. PEAK DUO BLK-G10+365 |  | 0.365 | 15 | 51 | 11 |  | Fixed | Roof
NJADRE1553120592 | Administratively Determined Incentive Program | Pennsauken | 8110 | 14 | 5.48 | Residential | Behind the Meter | Yes | Net Metered Residential | Pro Custom Solar dba Momentum Solar | None | PSE&G | Accepted | 2023-04-14 | 2023-05-12 | 2024-05-12 | Inverters | ENPHASE | IQ8PLUS-72-2-US | 290 |  | 15 |  |  | 0.97 |  | Outdoor
NJADRE1553120638 | Administratively Determined Incentive Program | Stockton | 8559 | 4 | 20.81 | Residential | Behind the Meter | Yes | Net Metered Residential | Pro Custom Solar dba Momentum Solar | None | JCP&L | Accepted | 2023-04-14 | 2023-05-11 | 2024-05-11 | Inverters | ENPHASE | IQ8PLUS-72-2-US | 290 |  | 57 |  |  | 0.97 |  | Outdoor
NJADRE1553120638 | Administratively Determined Incentive Program | Stockton | 8559 | 4 | 20.81 | Residential | Behind the Meter | Yes | Net Metered Residential | Pro Custom Solar dba Momentum Solar | None | JCP&L | Accepted | 2023-04-14 | 2023-05-11 | 2024-05-11 | Solar Panels | HANWHA | Q. PEAK DUO BLK-G10+365 |  | 0.365 | 38 | 176 | 8 |  | Fixed | Roof
NJADRE1553120638 | Administratively Determined Incentive Program | Stockton | 8559 | 4 | 20.81 | Residential | Behind the Meter | Yes | Net Metered Residential | Pro Custom Solar dba Momentum Solar | None | JCP&L | Accepted | 2023-04-14 | 2023-05-11 | 2024-05-11 | Solar Panels | HANWHA | Q. PEAK DUO BLK-G10+365 |  | 0.365 | 19 | 176 | 6 |  | Fixed | Roof
NJADRE1553120639 | Administratively Determined Incentive Program | Woodbury City | 8096 | 15 | 14.4 | Residential | Behind the Meter | Yes | Net Metered Residential | Bright Planet Solar | None | PSE&G | Accepted | 2023-04-14 | 2023-05-11 | 2024-05-11 | Inverters | SolarEdge | SE10000H-USRGM | 10000 |  | 1 |  |  | 0.98 |  | Outdoor
NJADRE1553120639 | Administratively Determined Incentive Program | Woodbury City | 8096 | 15 | 14.4 | Residential | Behind the Meter | Yes | Net Metered Residential | Bright Planet Solar | None | PSE&G | Accepted | 2023-04-14 | 2023-05-11 | 2024-05-11 | Solar Panels | Hanwha Q-Cells | Q.PEAK DUO BLK ML-G10.a+400 |  | 0.4 | 20 | 104 | 37 |  | Fixed | Roof
NJADRE1553120639 | Administratively Determined Incentive Program | Woodbury City | 8096 | 15 | 14.4 | Residential | Behind the Meter | Yes | Net Metered Residential | Bright Planet Solar | None | PSE&G | Accepted | 2023-04-14 | 2023-05-11 | 2024-05-11 | Solar Panels | Hanwha Q-Cells | Q.PEAK DUO BLK ML-G10.a+400 |  | 0.4 | 16 | 284 | 37 |  | Fixed | Roof
NJADRE1553120686 | Administratively Determined Incentive Program | Montclair TWP | 7042 | 9 | 4 | Residential | Behind the Meter | Yes | Net Metered Residential | Tesla Energy Operations Inc | None | PSE&G | Accepted | 2023-04-14 | 2023-05-11 | 2024-05-11 | Solar Panels | Tesla | T400H |  | 0.4 | 5 | 116 | 44 |  | Fixed | Roof
NJADRE1553120686 | Administratively Determined Incentive Program | Montclair TWP | 7042 | 9 | 4 | Residential | Behind the Meter | Yes | Net Metered Residential | Tesla Energy Operations Inc | None | PSE&G | Accepted | 2023-04-14 | 2023-05-11 | 2024-05-11 | Solar Panels | Tesla | T400H |  | 0.4 | 5 | 296 | 44 |  | Fixed | Roof
NJADRE1553120686 | Administratively Determined Incentive Program | Montclair TWP | 7042 | 9 | 4 | Residential | Behind the Meter | Yes | Net Metered Residential | Tesla Energy Operations Inc | None | PSE&G | Accepted | 2023-04-14 | 2023-05-11 | 2024-05-11 | Inverters | Tesla | Powerwall+ [240V] #1850000-00-C | 7600 |  | 1 |  |  | 0.98 |  | Outdoor
NJADRE1553120686 | Administratively Determined Incentive Program | Montclair TWP | 7042 | 9 | 4 | Residential | Behind the Meter | Yes | Net Metered Residential | Tesla Energy Operations Inc | None | PSE&G | Accepted | 2023-04-14 | 2023-05-11 | 2024-05-11 | Electric Storage Battery | Tesla | AC Powerwall 2.0 |  |  | 1 |  |  |  | Lithium Ion |  | OUTSIDE
NJADRE1553122973 | Administratively Determined Incentive Program | Newark | 7103 | 9 | 4.32 | Residential | Behind the Meter | No | Net Metered Residential | Vision Solar LLC | None | PSE&G | Accepted | 2023-04-14 | 2023-05-12 | 2024-05-12 | Inverters | Solaredge | SE3800H-USRGM | 3800 |  | 1 |  |  | 0.97 |  | Outdoor | under panel (side of house)
NJADRE1553122973 | Administratively Determined Incentive Program | Newark | 7103 | 9 | 4.32 | Residential | Behind the Meter | No | Net Metered Residential | Vision Solar LLC | None | PSE&G | Accepted | 2023-04-14 | 2023-05-12 | 2024-05-12 | Solar Panels | Znshine | ZXM6-NH120-360/M |  | 0.36 | 12 | 215 | 20 |  | Fixed | Roof
NJADRE1553123185 | Administratively Determined Incentive Program | Livingston Twp | 7039 | 9 | 11.22 | Residential | Behind the Meter | No | Net Metered Residential | Tesla Energy Operations Inc | None | PSE&G | Accepted | 2023-04-14 | 2023-05-11 | 2024-05-11 | Electric Storage Battery | Tesla | AC Powerwall 2.0 |  |  | 2 |  |  |  | Lithium Ion |  | Inside
NJADRE1553123185 | Administratively Determined Incentive Program | Livingston Twp | 7039 | 9 | 11.22 | Residential | Behind the Meter | No | Net Metered Residential | Tesla Energy Operations Inc | None | PSE&G | Accepted | 2023-04-14 | 2023-05-11 | 2024-05-11 | Inverters | Tesla | #1850000-XX-Y | 7600 |  | 2 |  |  | 0.98 |  | Outside
NJADRE1553123185 | Administratively Determined Incentive Program | Livingston Twp | 7039 | 9 | 11.22 | Residential | Behind the Meter | No | Net Metered Residential | Tesla Energy Operations Inc | None | PSE&G | Accepted | 2023-04-14 | 2023-05-11 | 2024-05-11 | Solar Panels | Hanwha Q-CELLS | Q.Peak DUO BLK-G6+ 340 |  | 0.34 | 22 | 285 | 23 |  | Fixed | Roof
NJADRE1553123185 | Administratively Determined Incentive Program | Livingston Twp | 7039 | 9 | 11.22 | Residential | Behind the Meter | No | Net Metered Residential | Tesla Energy Operations Inc | None | PSE&G | Accepted | 2023-04-14 | 2023-05-11 | 2024-05-11 | Solar Panels | Hanwha Q-CELLS | Q.Peak DUO BLK-G6+ 340 |  | 0.34 | 8 | 105 | 23 |  | Fixed | Roof
NJADRE1553123185 | Administratively Determined Incentive Program | Livingston Twp | 7039 | 9 | 11.22 | Residential | Behind the Meter | No | Net Metered Residential | Tesla Energy Operations Inc | None | PSE&G | Accepted | 2023-04-14 | 2023-05-11 | 2024-05-11 | Solar Panels | Hanwha Q-CELLS | Q.Peak DUO BLK-G6+ 340 |  | 0.34 | 3 | 105 | 23 |  | Fixed | Roof
NJADRE1553124001 | Administratively Determined Incentive Program | Collingswood | 8108 | 14 | 2.88 | Residential | Behind the Meter | No | Net Metered Residential | Vision Solar LLC | None | PSE&G | Accepted | 2023-04-14 | 2023-05-11 | 2024-05-11 | Inverters | Solaredge | SE3800H-USRGN | 4 |  | 1 |  |  | 0.97 |  | Outdoor | under panel (side of house)
NJADRE1553124001 | Administratively Determined Incentive Program | Collingswood | 8108 | 14 | 2.88 | Residential | Behind the Meter | No | Net Metered Residential | Vision Solar LLC | None | PSE&G | Accepted | 2023-04-14 | 2023-05-11 | 2024-05-11 | Solar Panels | Znshine | ZXM6-NH120-360/M |  | 0.36 | 4 | 202 | 45 |  | Fixed | Roof
NJADRE1553124001 | Administratively Determined Incentive Program | Collingswood | 8108 | 14 | 2.88 | Residential | Behind the Meter | No | Net Metered Residential | Vision Solar LLC | None | PSE&G | Accepted | 2023-04-14 | 2023-05-11 | 2024-05-11 | Solar Panels | Znshine | ZXM6-NH120-360/M |  | 0.36 | 4 | 112 | 49 |  | Fixed | Roof
NJADRE1553124056 | Administratively Determined Incentive Program | Paterson | 7504 | 6 | 5.78 | Residential | Behind the Meter | No | Net Metered Residential | Fusion Solar Energy | None | PSE&G | Accepted | 2023-04-14 | 2023-05-15 | 2024-05-15 | Solar Panels | canadian solar | CS3N-385MS |  | 0.385 | 15 | 190 | 37 |  | Fixed | Roof
NJADRE1553124056 | Administratively Determined Incentive Program | Paterson | 7504 | 6 | 5.78 | Residential | Behind the Meter | No | Net Metered Residential | Fusion Solar Energy | None | PSE&G | Accepted | 2023-04-14 | 2023-05-15 | 2024-05-15 | Inverters | Enphase Energy Inc | IQ8-60-2-US | 245 |  | 15 |  |  | 0.94 |  | Outdoor
NJADRE1553127037 | Administratively Determined Incentive Program | Carteret | 7008 | 11 | 3.12 | Residential | Behind the Meter | Yes | Net Metered Residential | Sunrun Installation Services, Inc. | None | PSE&G | Accepted | 2023-04-15 | 2023-05-12 | 2024-05-12 | Inverters | Delta Electronics | E4-TL-US | 3840 |  | 1 |  |  | 0.96 |  | Outdoor | Next To Meter
NJADRE1553127037 | Administratively Determined Incentive Program | Carteret | 7008 | 11 | 3.12 | Residential | Behind the Meter | Yes | Net Metered Residential | Sunrun Installation Services, Inc. | None | PSE&G | Accepted | 2023-04-15 | 2023-05-12 | 2024-05-12 | Solar Panels | Trina Solar | TSM-390DE09C.07 |  | 0.39 | 8 | 206 | 21 |  | Fixed | Roof
NJADRE1553129172 | Administratively Determined Incentive Program | East Orange | 7017 | 9 | 6.24 | Residential | Behind the Meter | Yes | Net Metered Residential | Sunrun Installation Services, Inc. | None | PSE&G | Accepted | 2023-04-15 | 2023-05-12 | 2024-05-12 | Inverters | SolarEdge Technologies | SE6000H-USSN | 6000 |  | 1 |  |  | 0.96 |  | Outdoor | Next To Meter
NJADRE1553129172 | Administratively Determined Incentive Program | East Orange | 7017 | 9 | 6.24 | Residential | Behind the Meter | Yes | Net Metered Residential | Sunrun Installation Services, Inc. | None | PSE&G | Accepted | 2023-04-15 | 2023-05-12 | 2024-05-12 | Solar Panels | Trina Solar | TSM-390DE09C.07 |  | 0.39 | 7 | 134 | 23 |  | Fixed | Roof
NJADRE1553129172 | Administratively Determined Incentive Program | East Orange | 7017 | 9 | 6.24 | Residential | Behind the Meter | Yes | Net Metered Residential | Sunrun Installation Services, Inc. | None | PSE&G | Accepted | 2023-04-15 | 2023-05-12 | 2024-05-12 | Solar Panels | Trina Solar | TSM-390DE09C.07 |  | 0.39 | 9 | 314 | 22 |  | Fixed | Roof
NJADRE1553129176 | Administratively Determined Incentive Program | Bridgeton | 8302 | 20 | 8.19 | Residential | Behind the Meter | Yes | Net Metered Residential | Sunrun Installation Services, Inc. | None | AC Electric | Accepted | 2023-04-15 | 2023-05-12 | 2024-05-12 | Inverters | SolarEdge Technologies | SE6000H-USSN | 6000 |  | 1 |  |  | 0.96 |  | Outdoor | Next To Meter
NJADRE1553129176 | Administratively Determined Incentive Program | Bridgeton | 8302 | 20 | 8.19 | Residential | Behind the Meter | Yes | Net Metered Residential | Sunrun Installation Services, Inc. | None | AC Electric | Accepted | 2023-04-15 | 2023-05-12 | 2024-05-12 | Solar Panels | Trina Solar | TSM-390DE09C.07 |  | 0.39 | 21 | 269 | 12 |  | Fixed | Roof
NJADRE1553129382 | Administratively Determined Incentive Program | Hamilton | 8610 | 12 | 7.41 | Residential | Behind the Meter | Yes | Net Metered Residential | Sunrun Installation Services, Inc. | None | PSE&G | Accepted | 2023-04-15 | 2023-05-12 | 2024-05-12 | Inverters | SolarEdge Technologies | SE6000H-USSN | 6000 |  | 1 |  |  | 0.96 |  | Outdoor | Next To Meter
NJADRE1553129382 | Administratively Determined Incentive Program | Hamilton | 8610 | 12 | 7.41 | Residential | Behind the Meter | Yes | Net Metered Residential | Sunrun Installation Services, Inc. | None | PSE&G | Accepted | 2023-04-15 | 2023-05-12 | 2024-05-12 | Solar Panels | Trina Solar | TSM-390DE09C.07 |  | 0.39 | 13 | 137 | 39 |  | Fixed | Roof
NJADRE1553129382 | Administratively Determined Incentive Program | Hamilton | 8610 | 12 | 7.41 | Residential | Behind the Meter | Yes | Net Metered Residential | Sunrun Installation Services, Inc. | None | PSE&G | Accepted | 2023-04-15 | 2023-05-12 | 2024-05-12 | Solar Panels | Trina Solar | TSM-390DE09C.07 |  | 0.39 | 6 | 317 | 39 |  | Fixed | Roof
NJADRE1553139957 | Administratively Determined Incentive Program | PRINCETON TWP | 8540 | 12 | 16.06 | Residential | Behind the Meter | No | Net Metered Residential | Tesla Energy Operations Inc | None | PSE&G | Accepted | 2023-04-17 | 2023-05-12 | 2024-05-12 | Solar Panels | TESLA | SR72T2 |  | 0.072 | 50 | 303 | 14 |  | Fixed | Roof
NJADRE1553139957 | Administratively Determined Incentive Program | PRINCETON TWP | 8540 | 12 | 16.06 | Residential | Behind the Meter | No | Net Metered Residential | Tesla Energy Operations Inc | None | PSE&G | Accepted | 2023-04-17 | 2023-05-12 | 2024-05-12 | Solar Panels | TESLA | SR72T2 |  | 0.072 | 27 | 33 | 17 |  | Fixed | Roof
NJADRE1553139957 | Administratively Determined Incentive Program | PRINCETON TWP | 8540 | 12 | 16.06 | Residential | Behind the Meter | No | Net Metered Residential | Tesla Energy Operations Inc | None | PSE&G | Accepted | 2023-04-17 | 2023-05-12 | 2024-05-12 | Solar Panels | TESLA | SR72T2 |  | 0.072 | 50 | 213 | 17 |  | Fixed | Roof
NJADRE1553139957 | Administratively Determined Incentive Program | PRINCETON TWP | 8540 | 12 | 16.06 | Residential | Behind the Meter | No | Net Metered Residential | Tesla Energy Operations Inc | None | PSE&G | Accepted | 2023-04-17 | 2023-05-12 | 2024-05-12 | Solar Panels | TESLA | SR72T2 |  | 0.072 | 8 | 212 | 22 |  | Fixed | Roof
NJADRE1553139957 | Administratively Determined Incentive Program | PRINCETON TWP | 8540 | 12 | 16.06 | Residential | Behind the Meter | No | Net Metered Residential | Tesla Energy Operations Inc | None | PSE&G | Accepted | 2023-04-17 | 2023-05-12 | 2024-05-12 | Solar Panels | TESLA | SR72T2 |  | 0.072 | 34 | 302 | 15 |  | Fixed | Roof
NJADRE1553139957 | Administratively Determined Incentive Program | PRINCETON TWP | 8540 | 12 | 16.06 | Residential | Behind the Meter | No | Net Metered Residential | Tesla Energy Operations Inc | None | PSE&G | Accepted | 2023-04-17 | 2023-05-12 | 2024-05-12 | Solar Panels | TESLA | SR72T2 |  | 0.072 | 54 | 122 | 22 |  | Fixed | Roof
NJADRE1553139957 | Administratively Determined Incentive Program | PRINCETON TWP | 8540 | 12 | 16.06 | Residential | Behind the Meter | No | Net Metered Residential | Tesla Energy Operations Inc | None | PSE&G | Accepted | 2023-04-17 | 2023-05-12 | 2024-05-12 | Inverters | Tesla | Powerwall+ #1850000-00-C | 7600 |  | 1 |  |  | 0.98 |  | Indoor
NJADRE1553139957 | Administratively Determined Incentive Program | PRINCETON TWP | 8540 | 12 | 16.06 | Residential | Behind the Meter | No | Net Metered Residential | Tesla Energy Operations Inc | None | PSE&G | Accepted | 2023-04-17 | 2023-05-12 | 2024-05-12 | Electric Storage Battery | Tesla | AC Powerwall 2.0 |  |  | 4 |  |  |  | Lithium Ion |  | INSIDE
NJADRE1553139983 | Administratively Determined Incentive Program | Parlin | 8859 | 11 | 9.86 | Residential | Behind the Meter | Yes | Net Metered Residential | Pro Custom Solar dba Momentum Solar | None | JCP&L | Accepted | 2023-04-17 | 2023-05-12 | 2024-05-12 | Inverters | enphase | IQ8PLUS-72-2-US | 290 |  | 27 |  |  | 0.97 |  | Outdoor
NJADRE1553139983 | Administratively Determined Incentive Program | Parlin | 8859 | 11 | 9.86 | Residential | Behind the Meter | Yes | Net Metered Residential | Pro Custom Solar dba Momentum Solar | None | JCP&L | Accepted | 2023-04-17 | 2023-05-12 | 2024-05-12 | Solar Panels | hanwha | q.peak duo blk-g10+365 |  | 0.365 | 10 | 186 | 23 |  | Fixed | Roof
NJADRE1553139983 | Administratively Determined Incentive Program | Parlin | 8859 | 11 | 9.86 | Residential | Behind the Meter | Yes | Net Metered Residential | Pro Custom Solar dba Momentum Solar | None | JCP&L | Accepted | 2023-04-17 | 2023-05-12 | 2024-05-12 | Solar Panels | hanwha | q.peak duo blk-g10+365 |  | 0.365 | 4 | 186 | 16 |  | Fixed | Roof
NJADRE1553139983 | Administratively Determined Incentive Program | Parlin | 8859 | 11 | 9.86 | Residential | Behind the Meter | Yes | Net Metered Residential | Pro Custom Solar dba Momentum Solar | None | JCP&L | Accepted | 2023-04-17 | 2023-05-12 | 2024-05-12 | Solar Panels | hanwha | q.peak duo blk-g10+365 |  | 0.365 | 13 | 96 | 32 |  | Fixed | Roof
NJADRE1553140094 | Administratively Determined Incentive Program | Whippany | 7981 | 3 | 35.52 | Commercial | Behind the Meter | Yes | Small Net-Metered Non-Residential located on Rooftop, Carport, Canopy and Floating Solar | Antonio L. Dimichino LLC | None | JCP&L | Accepted | 2023-05-10 | 2023-06-15 | 2024-06-15 | Solar Panels | Hanwha Q Cells | Q.PEAK DUO XL-G10.2 |  | 0.48 | 74 | 217 | 10 |  | Fixed | Roof
NJADRE1553140094 | Administratively Determined Incentive Program | Whippany | 7981 | 3 | 35.52 | Commercial | Behind the Meter | Yes | Small Net-Metered Non-Residential located on Rooftop, Carport, Canopy and Floating Solar | Antonio L. Dimichino LLC | None | JCP&L | Accepted | 2023-05-10 | 2023-06-15 | 2024-06-15 | Inverters | SolarEdge | SE14.4KUS | 14400 |  | 2 |  |  | 0.97 |  | Outdoor
NJADRE1553140094 | Administratively Determined Incentive Program | Whippany | 7981 | 3 | 35.52 | Commercial | Behind the Meter | Yes | Small Net-Metered Non-Residential located on Rooftop, Carport, Canopy and Floating Solar | Antonio L. Dimichino LLC | None | JCP&L | Accepted | 2023-05-10 | 2023-06-15 | 2024-06-15 | Meters | SolarEdge | SolarEdge RGMTR |  |  | 1 |  |  |  | Yes
NJADRE1553140146 | Administratively Determined Incentive Program | Willingboro | 8046 | 13 | 13.28 | Residential | Behind the Meter | Yes | Net Metered Residential | Posigen NJ LLC | None | PSE&G | Accepted | 2023-04-17 | 2023-05-12 | 2024-05-12 | Solar Panels | Canadian Solar | CS3N-415MS |  | 0.415 | 32 | 198 | 18 |  | Fixed | Roof
NJADRE1553140146 | Administratively Determined Incentive Program | Willingboro | 8046 | 13 | 13.28 | Residential | Behind the Meter | Yes | Net Metered Residential | Posigen NJ LLC | None | PSE&G | Accepted | 2023-04-17 | 2023-05-12 | 2024-05-12 | Inverters | SolarEdge | SE11400H-US | 11400 |  | 1 |  |  | 0.99 |  | Outside | within ten feet of meter
NJADRE1553140152 | Administratively Determined Incentive Program | Jersey City | 7305 | 8 | 5.33 | Residential | Behind the Meter | No | Net Metered Residential | Vision Solar LLC | None | PSE&G | Accepted | 2023-04-17 | 2023-05-12 | 2024-05-12 | Inverters | Enphase | IQ7-60-2-US | 4 |  | 15 |  |  | 0.97 |  | Outdoor | behind each panel
NJADRE1553140152 | Administratively Determined Incentive Program | Jersey City | 7305 | 8 | 5.33 | Residential | Behind the Meter | No | Net Metered Residential | Vision Solar LLC | None | PSE&G | Accepted | 2023-04-17 | 2023-05-12 | 2024-05-12 | Solar Panels | LONGI | LR4-60HPB 355M |  | 0.355 | 15 | 53 | 40 |  | Fixed | Roof
NJADRE1553140168 | Administratively Determined Incentive Program | West Deptford | 8066 | 15 | 3.7 | Residential | Behind the Meter | No | Net Metered Residential | Advanced Renewable Solutions LLC | None | PSE&G | Accepted | 2023-04-17 | 2023-05-12 | 2024-05-12 | Inverters | Enphase | IQ8PLUS-72-US | 290 |  | 10 |  |  | 0.97 |  | Outdoor
NJADRE1553140168 | Administratively Determined Incentive Program | West Deptford | 8066 | 15 | 3.7 | Residential | Behind the Meter | No | Net Metered Residential | Advanced Renewable Solutions LLC | None | PSE&G | Accepted | 2023-04-17 | 2023-05-12 | 2024-05-12 | Solar Panels | Certainteed | ct370hc11-06 |  | 0.37 | 10 | 165 | 40 |  | Fixed | Roof
NJADRE1553140225 | Administratively Determined Incentive Program | NUTLEY | 7110 | 9 | 7.4 | Residential | Behind the Meter | Yes | Net Metered Residential | Vision Solar LLC | None | PSE&G | Accepted | 2023-04-17 | 2023-05-12 | 2024-05-12 | Inverters | SolarEdge | SE6000H-USRGM | 6000 |  | 1 |  |  | 0.97 |  | Outdoor | SIDE OF HOUSE
NJADRE1553140225 | Administratively Determined Incentive Program | NUTLEY | 7110 | 9 | 7.4 | Residential | Behind the Meter | Yes | Net Metered Residential | Vision Solar LLC | None | PSE&G | Accepted | 2023-04-17 | 2023-05-12 | 2024-05-12 | Solar Panels | ZNSHINE SOLAR | ZXM6-NH120-370/M |  | 0.37 | 18 | 206 | 40 |  | Fixed | Roof
NJADRE1553140225 | Administratively Determined Incentive Program | NUTLEY | 7110 | 9 | 7.4 | Residential | Behind the Meter | Yes | Net Metered Residential | Vision Solar LLC | None | PSE&G | Accepted | 2023-04-17 | 2023-05-12 | 2024-05-12 | Solar Panels | ZNSHINE SOLAR | ZXM6-NH120-370/M |  | 0.37 | 2 | 26 | 20 |  | Fixed | Roof
NJADRE1553140287 | Administratively Determined Incentive Program | Jersey City | 7305 | 8 | 2.84 | Residential | Behind the Meter | No | Net Metered Residential | Vision Solar LLC | None | PSE&G | Accepted | 2023-04-17 | 2023-05-12 | 2024-05-12 | Inverters | Enphase | IQ7-60-2-US | 240 |  | 8 |  |  | 0.97 |  | Outdoor | behind each panel
NJADRE1553140287 | Administratively Determined Incentive Program | Jersey City | 7305 | 8 | 2.84 | Residential | Behind the Meter | No | Net Metered Residential | Vision Solar LLC | None | PSE&G | Accepted | 2023-04-17 | 2023-05-12 | 2024-05-12 | Solar Panels | LONGI | LR4-60HPB 355M |  | 0.355 | 8 | 233 | 40 |  | Fixed | Roof
NJADRE1553140364 | Administratively Determined Incentive Program | Trenton | 8610 | 12 | 5.92 | Residential | Behind the Meter | Yes | Net Metered Residential | Vision Solar LLC | None | PSE&G | Accepted | 2023-04-17 | 2023-05-12 | 2024-05-12 | Inverters | SolarEdge | SE6000H-USRGM | 6000 |  | 1 |  |  | 0.97 |  | Outdoor | SIDE OF HOUSE
NJADRE1553140364 | Administratively Determined Incentive Program | Trenton | 8610 | 12 | 5.92 | Residential | Behind the Meter | Yes | Net Metered Residential | Vision Solar LLC | None | PSE&G | Accepted | 2023-04-17 | 2023-05-12 | 2024-05-12 | Solar Panels | ZNSHINE SOLAR | ZXM6-NH120-370/M |  | 0.37 | 10 | 209 | 3 |  | Fixed | Roof
NJADRE1553140364 | Administratively Determined Incentive Program | Trenton | 8610 | 12 | 5.92 | Residential | Behind the Meter | Yes | Net Metered Residential | Vision Solar LLC | None | PSE&G | Accepted | 2023-04-17 | 2023-05-12 | 2024-05-12 | Solar Panels | ZNSHINE SOLAR | ZXM6-NH120-370/M |  | 0.37 | 6 | 209 | 16 |  | Fixed | Roof
NJADRE1553140436 | Administratively Determined Incentive Program | Wallington | 7057 | 7 | 17.55 | Residential | Behind the Meter | Yes | Net Metered Residential | Sunrun Installation Services, Inc. | None | PSE&G | Accepted | 2023-04-17 | 2023-05-15 | 2024-05-15 | Inverters | SOLAREDGE TECHNOLOGIES | SE6000H-USSN | 6000 |  | 2 |  |  | 0.99 |  | Outdoor
NJADRE1553140436 | Administratively Determined Incentive Program | Wallington | 7057 | 7 | 17.55 | Residential | Behind the Meter | Yes | Net Metered Residential | Sunrun Installation Services, Inc. | None | PSE&G | Accepted | 2023-04-17 | 2023-05-15 | 2024-05-15 | Solar Panels | TRINA SOLAR | TSM-390DE09C.07 |  | 0.39 | 20 | 164 | 21 |  | Fixed | Roof
NJADRE1553140436 | Administratively Determined Incentive Program | Wallington | 7057 | 7 | 17.55 | Residential | Behind the Meter | Yes | Net Metered Residential | Sunrun Installation Services, Inc. | None | PSE&G | Accepted | 2023-04-17 | 2023-05-15 | 2024-05-15 | Solar Panels | TRINA SOLAR | TSM-390DE09C.07 |  | 0.39 | 22 | 255 | 20 |  | Fixed | Roof
NJADRE1553140436 | Administratively Determined Incentive Program | Wallington | 7057 | 7 | 17.55 | Residential | Behind the Meter | Yes | Net Metered Residential | Sunrun Installation Services, Inc. | None | PSE&G | Accepted | 2023-04-17 | 2023-05-15 | 2024-05-15 | Solar Panels | TRINA SOLAR | TSM-390DE09C.07 |  | 0.39 | 3 | 255 | 20 |  | Fixed | Roof
NJADRE1553140479 | Administratively Determined Incentive Program | Newark | 7103 | 9 | 6.21 | Residential | Behind the Meter | Yes | Net Metered Residential | Pro Custom Solar dba Momentum Solar | None | PSE&G | Accepted | 2023-04-17 | 2023-05-12 | 2024-05-12 | Inverters | enphase | IQ8PLUS-72-2-US | 290 |  | 17 |  |  | 0.97 |  | Outdoor
NJADRE1553140479 | Administratively Determined Incentive Program | Newark | 7103 | 9 | 6.21 | Residential | Behind the Meter | Yes | Net Metered Residential | Pro Custom Solar dba Momentum Solar | None | PSE&G | Accepted | 2023-04-17 | 2023-05-12 | 2024-05-12 | Solar Panels | hanwha | q.peak duo blk-g10+365 |  | 0.365 | 17 | 107 | 33 |  | Fixed | Roof
NJADRE1553140495 | Administratively Determined Incentive Program | Gibbstown | 8027 | 15 | 4.29 | Residential | Behind the Meter | Yes | Net Metered Residential | Sunrun Installation Services, Inc. | None | AC Electric | Accepted | 2023-04-17 | 2023-05-12 | 2024-05-12 | Inverters | SolarEdge Technologies | SE3800H-USMN | 3800 |  | 1 |  |  | 0.96 |  | Outdoor | Next To Meter
NJADRE1553140495 | Administratively Determined Incentive Program | Gibbstown | 8027 | 15 | 4.29 | Residential | Behind the Meter | Yes | Net Metered Residential | Sunrun Installation Services, Inc. | None | AC Electric | Accepted | 2023-04-17 | 2023-05-12 | 2024-05-12 | Solar Panels | Trina Solar | TSM-390DE09C.07 |  | 0.39 | 5 | 260 | 23 |  | Fixed | Roof
NJADRE1553140495 | Administratively Determined Incentive Program | Gibbstown | 8027 | 15 | 4.29 | Residential | Behind the Meter | Yes | Net Metered Residential | Sunrun Installation Services, Inc. | None | AC Electric | Accepted | 2023-04-17 | 2023-05-12 | 2024-05-12 | Solar Panels | Trina Solar | TSM-390DE09C.07 |  | 0.39 | 6 | 80 | 23 |  | Fixed | Roof
NJADRE1553140551 | Administratively Determined Incentive Program | Hillsborough | 8844 | 5 | 14.04 | Residential | Behind the Meter | No | Net Metered Residential | Sunrun Installation Services, Inc. | None | JCP&L | Accepted | 2023-04-17 | 2023-05-12 | 2024-05-12 | Electric Storage Battery | LG Chem | RESU 10H Prime |  |  | 1 |  |  |  | Lithium Ion |  | outside
NJADRE1553140551 | Administratively Determined Incentive Program | Hillsborough | 8844 | 5 | 14.04 | Residential | Behind the Meter | No | Net Metered Residential | Sunrun Installation Services, Inc. | None | JCP&L | Accepted | 2023-04-17 | 2023-05-12 | 2024-05-12 | Inverters | SolarEdge Technologies | SE10000H-USSN | 10000 |  | 1 |  |  | 0.96 |  | Outdoor | Next To Meter
NJADRE1553140551 | Administratively Determined Incentive Program | Hillsborough | 8844 | 5 | 14.04 | Residential | Behind the Meter | No | Net Metered Residential | Sunrun Installation Services, Inc. | None | JCP&L | Accepted | 2023-04-17 | 2023-05-12 | 2024-05-12 | Solar Panels | Trina Solar | TSM-390DE09C.07 |  | 0.39 | 36 | 180 | 30 |  | Fixed | Roof
NJADRE1553145569 | Administratively Determined Incentive Program | Mount Ephraim | 8059 | 14 | 10.67 | Residential | Behind the Meter | Yes | Net Metered Residential | SunnyMac LLC | None | PSE&G | Accepted | 2023-04-17 | 2023-05-12 | 2024-05-12 | Solar Panels | JA SOLAR | JAM54S31-395/MR |  | 0.395 | 10 | 206 | 28 |  | Fixed | Roof
NJADRE1553145569 | Administratively Determined Incentive Program | Mount Ephraim | 8059 | 14 | 10.67 | Residential | Behind the Meter | Yes | Net Metered Residential | SunnyMac LLC | None | PSE&G | Accepted | 2023-04-17 | 2023-05-12 | 2024-05-12 | Solar Panels | JA SOLAR | JAM54S31-395/MR |  | 0.395 | 17 | 26 | 28 |  | Fixed | Roof
NJADRE1553145569 | Administratively Determined Incentive Program | Mount Ephraim | 8059 | 14 | 10.67 | Residential | Behind the Meter | Yes | Net Metered Residential | SunnyMac LLC | None | PSE&G | Accepted | 2023-04-17 | 2023-05-12 | 2024-05-12 | Inverters | Solaredge | SE7600H-US | 7600 |  | 1 |  |  | 0.99 |  | Outdoor | NEXT TO METER
NJADRE1553146585 | Administratively Determined Incentive Program | Saddle Brook | 7663 | 7 | 10.4 | Residential | Behind the Meter | No | Net Metered Residential | Bright Planet Solar | None | PSE&G | Accepted | 2023-04-17 | 2023-05-12 | 2024-05-12 | Inverters | SolarEdge | SE7600H-USRGM | 7600 |  | 1 |  |  | 0.98 |  | Outdoor
NJADRE1553146585 | Administratively Determined Incentive Program | Saddle Brook | 7663 | 7 | 10.4 | Residential | Behind the Meter | No | Net Metered Residential | Bright Planet Solar | None | PSE&G | Accepted | 2023-04-17 | 2023-05-12 | 2024-05-12 | Solar Panels | Hanwha Q-Cells | Q.PEAK DUO BLK ML-G10.a+400 |  | 0.4 | 10 | 161 | 27 |  | Fixed | Roof
NJADRE1553146585 | Administratively Determined Incentive Program | Saddle Brook | 7663 | 7 | 10.4 | Residential | Behind the Meter | No | Net Metered Residential | Bright Planet Solar | None | PSE&G | Accepted | 2023-04-17 | 2023-05-12 | 2024-05-12 | Solar Panels | Hanwha Q-Cells | Q.PEAK DUO BLK ML-G10.a+400 |  | 0.4 | 8 | 341 | 23 |  | Fixed | Roof
NJADRE1553146585 | Administratively Determined Incentive Program | Saddle Brook | 7663 | 7 | 10.4 | Residential | Behind the Meter | No | Net Metered Residential | Bright Planet Solar | None | PSE&G | Accepted | 2023-04-17 | 2023-05-12 | 2024-05-12 | Solar Panels | Hanwha Q-Cells | Q.PEAK DUO BLK ML-G10.a+400 |  | 0.4 | 8 | 342 | 14 |  | Fixed | Roof
NJADRE1553146663 | Administratively Determined Incentive Program | Rumson | 7760 | 17 | 10.44 | Residential | Behind the Meter | No | Net Metered Residential | Seabright Solar | None | JCP&L | Accepted | 2023-04-17 | 2023-05-15 | 2024-05-15 | Solar Panels | Sunpower | SPR-M-435 |  | 0.435 | 14 | 180 | 0 |  | Fixed | Roof
NJADRE1553146663 | Administratively Determined Incentive Program | Rumson | 7760 | 17 | 10.44 | Residential | Behind the Meter | No | Net Metered Residential | Seabright Solar | None | JCP&L | Accepted | 2023-04-17 | 2023-05-15 | 2024-05-15 | Solar Panels | Sunpower | SPR-M-435 |  | 0.435 | 10 | 180 | 0 |  | Fixed | Roof
NJADRE1553146663 | Administratively Determined Incentive Program | Rumson | 7760 | 17 | 10.44 | Residential | Behind the Meter | No | Net Metered Residential | Seabright Solar | None | JCP&L | Accepted | 2023-04-17 | 2023-05-15 | 2024-05-15 | Inverters | Enphase | SPWR-A4 (IQ 7HS) | 384 |  | 24 |  |  | 0.99 |  | Outside | Roof
NJADRE1553146663 | Administratively Determined Incentive Program | Rumson | 7760 | 17 | 10.44 | Residential | Behind the Meter | No | Net Metered Residential | Seabright Solar | None | JCP&L | Accepted | 2023-04-17 | 2023-05-15 | 2024-05-15 | Meters | Sunpower | PVS 6 |  |  | 1 |  |  |  | Yes | Indoor
NJADRE1553146669 | Administratively Determined Incentive Program | Robbinsville | 8691 | 12 | 12.8 | Residential | Behind the Meter | No | Net Metered Residential | Tesla Energy Operations Inc | None | JCP&L | Accepted | 2023-04-17 | 2023-05-12 | 2024-05-12 | Inverters | Tesla | Powerwall+ [240V] #1850000-00-C | 7680 |  | 1 |  |  | 0.98 |  | Outdoor
NJADRE1553146669 | Administratively Determined Incentive Program | Robbinsville | 8691 | 12 | 12.8 | Residential | Behind the Meter | No | Net Metered Residential | Tesla Energy Operations Inc | None | JCP&L | Accepted | 2023-04-17 | 2023-05-12 | 2024-05-12 | Solar Panels | Tesla | Q.PEAK |  | 0.4 | 9 | 247 | 37 |  | Fixed | Roof
NJADRE1553146669 | Administratively Determined Incentive Program | Robbinsville | 8691 | 12 | 12.8 | Residential | Behind the Meter | No | Net Metered Residential | Tesla Energy Operations Inc | None | JCP&L | Accepted | 2023-04-17 | 2023-05-12 | 2024-05-12 | Solar Panels | Tesla | Q.PEAK |  | 0.4 | 23 | 67 | 37 |  | Fixed | Roof
NJADRE1553146689 | Administratively Determined Incentive Program | WEST ORANGE | 7052 | 9 | 4.98 | Residential | Behind the Meter | Yes | Net Metered Residential | Posigen NJ LLC | None | PSE&G | Accepted | 2023-04-17 | 2023-05-12 | 2024-05-12 | Inverters | SOLAREDGE | SE3800H-US | 3800 |  | 1 |  |  | 0.99 |  | Outside | WITHIN TEN FEET OF METER
NJADRE1553146689 | Administratively Determined Incentive Program | WEST ORANGE | 7052 | 9 | 4.98 | Residential | Behind the Meter | Yes | Net Metered Residential | Posigen NJ LLC | None | PSE&G | Accepted | 2023-04-17 | 2023-05-12 | 2024-05-12 | Solar Panels | CANDIAN SOLAR | CS3N-415MS |  | 0.415 | 12 | 202 | 34 |  | Fixed | Roof
NJADRE1553146713 | Administratively Determined Incentive Program | Elizabeth City | 7206 | 10 | 5.6 | Residential | Behind the Meter | No | Net Metered Residential | Bright Planet Solar | None | PSE&G | Accepted | 2023-04-17 | 2023-05-12 | 2024-05-12 | Inverters | SolarEdge | SE3800H-USRGM | 3800 |  | 1 |  |  | 0.98 |  | Outdoor
NJADRE1553146713 | Administratively Determined Incentive Program | Elizabeth City | 7206 | 10 | 5.6 | Residential | Behind the Meter | No | Net Metered Residential | Bright Planet Solar | None | PSE&G | Accepted | 2023-04-17 | 2023-05-12 | 2024-05-12 | Solar Panels | Hanwha Q-Cells | Q.PEAK DUO BLK ML-G10.a+400 |  | 0.4 | 14 | 144 | 37 |  | Fixed | Roof
NJADRE1553146724 | Administratively Determined Incentive Program | Waretown | 8758 | 18 | 7.8 | Residential | Behind the Meter | Yes | Net Metered Residential | Sunrun Installation Services, Inc. | None | JCP&L | Accepted | 2023-04-17 | 2023-05-12 | 2024-05-12 | Inverters | SolarEdge Technologies | SE6000H-USSN | 6000 |  | 1 |  |  | 0.96 |  | Outdoor | Next To Meter
NJADRE1553146724 | Administratively Determined Incentive Program | Waretown | 8758 | 18 | 7.8 | Residential | Behind the Meter | Yes | Net Metered Residential | Sunrun Installation Services, Inc. | None | JCP&L | Accepted | 2023-04-17 | 2023-05-12 | 2024-05-12 | Solar Panels | Trina Solar | TSM-390DE09C.07 |  | 0.39 | 10 | 300 | 21 |  | Fixed | Roof
NJADRE1553146724 | Administratively Determined Incentive Program | Waretown | 8758 | 18 | 7.8 | Residential | Behind the Meter | Yes | Net Metered Residential | Sunrun Installation Services, Inc. | None | JCP&L | Accepted | 2023-04-17 | 2023-05-12 | 2024-05-12 | Solar Panels | Trina Solar | TSM-390DE09C.07 |  | 0.39 | 4 | 121 | 12 |  | Fixed | Roof
NJADRE1553146724 | Administratively Determined Incentive Program | Waretown | 8758 | 18 | 7.8 | Residential | Behind the Meter | Yes | Net Metered Residential | Sunrun Installation Services, Inc. | None | JCP&L | Accepted | 2023-04-17 | 2023-05-12 | 2024-05-12 | Solar Panels | Trina Solar | TSM-390DE09C.07 |  | 0.39 | 6 | 120 | 21 |  | Fixed | Roof
NJADRE1553146724 | Administratively Determined Incentive Program | Waretown | 8758 | 18 | 7.8 | Residential | Behind the Meter | Yes | Net Metered Residential | Sunrun Installation Services, Inc. | None | JCP&L | Accepted | 2023-04-17 | 2023-05-12 | 2024-05-12 | Electric Storage Battery | LG Chem | RESU 10H Prime |  |  | 1 |  |  |  | Lithium Ion |  | outside
NJADRE1553146729 | Administratively Determined Incentive Program | Wayne Twp | 7470 | 6 | 14.4 | Residential | Behind the Meter | No | Net Metered Residential | Tesla Energy Operations Inc | None | PSE&G | Accepted | 2023-04-17 | 2023-05-12 | 2024-05-12 | Inverters | Tesla | 7.6 kW Tesla Inc 1538000-00-F | 7680 |  | 1 |  |  | 0.98 |  | Indoor
NJADRE1553146729 | Administratively Determined Incentive Program | Wayne Twp | 7470 | 6 | 14.4 | Residential | Behind the Meter | No | Net Metered Residential | Tesla Energy Operations Inc | None | PSE&G | Accepted | 2023-04-17 | 2023-05-12 | 2024-05-12 | Inverters | Tesla | 3.8 kW Tesla Inc 1534000-00-F | 3840 |  | 1 |  |  | 0.975 |  | Indoor
NJADRE1553146729 | Administratively Determined Incentive Program | Wayne Twp | 7470 | 6 | 14.4 | Residential | Behind the Meter | No | Net Metered Residential | Tesla Energy Operations Inc | None | PSE&G | Accepted | 2023-04-17 | 2023-05-12 | 2024-05-12 | Solar Panels | Tesla | Q.PEAK |  | 0.4 | 22 | 142 | 40 |  | Fixed | Roof
NJADRE1553146729 | Administratively Determined Incentive Program | Wayne Twp | 7470 | 6 | 14.4 | Residential | Behind the Meter | No | Net Metered Residential | Tesla Energy Operations Inc | None | PSE&G | Accepted | 2023-04-17 | 2023-05-12 | 2024-05-12 | Solar Panels | Tesla | Q.PEAK |  | 0.4 | 12 | 142 | 40 |  | Fixed | Roof
NJADRE1553146729 | Administratively Determined Incentive Program | Wayne Twp | 7470 | 6 | 14.4 | Residential | Behind the Meter | No | Net Metered Residential | Tesla Energy Operations Inc | None | PSE&G | Accepted | 2023-04-17 | 2023-05-12 | 2024-05-12 | Solar Panels | Tesla | Q.PEAK |  | 0.4 | 2 | 322 | 40 |  | Fixed | Roof
NJADRE1553146732 | Administratively Determined Incentive Program | Egg Harbor City | 8215 | 19 | 6.94 | Residential | Behind the Meter | Yes | Net Metered Residential | Pro Custom Solar dba Momentum Solar | None | PSE&G | Accepted | 2023-04-17 | 2023-05-12 | 2024-05-12 | Inverters | enphase | IQ8PLUS-72-2-US | 290 |  | 19 |  |  | 0.97 |  | Outdoor
NJADRE1553146732 | Administratively Determined Incentive Program | Egg Harbor City | 8215 | 19 | 6.94 | Residential | Behind the Meter | Yes | Net Metered Residential | Pro Custom Solar dba Momentum Solar | None | PSE&G | Accepted | 2023-04-17 | 2023-05-12 | 2024-05-12 | Solar Panels | hanwha | q.peak duo blk-g10+365 |  | 0.365 | 19 | 222 | 18 |  | Fixed | Roof
NJADRE1553146744 | Administratively Determined Incentive Program | North Bergen | 7047 | 8 | 9.86 | Residential | Behind the Meter | Yes | Net Metered Residential | Pro Custom Solar dba Momentum Solar | None | PSE&G | Accepted | 2023-04-17 | 2023-05-12 | 2024-05-12 | Inverters | enphase | IQ8PLUS-72-2-US | 290 |  | 27 |  |  | 0.97 |  | Outdoor
NJADRE1553146744 | Administratively Determined Incentive Program | North Bergen | 7047 | 8 | 9.86 | Residential | Behind the Meter | Yes | Net Metered Residential | Pro Custom Solar dba Momentum Solar | None | PSE&G | Accepted | 2023-04-17 | 2023-05-12 | 2024-05-12 | Solar Panels | hanwha | q.peak duo blk-g10+365 |  | 0.365 | 12 | 296 | 40 |  | Fixed | Roof
NJADRE1553146744 | Administratively Determined Incentive Program | North Bergen | 7047 | 8 | 9.86 | Residential | Behind the Meter | Yes | Net Metered Residential | Pro Custom Solar dba Momentum Solar | None | PSE&G | Accepted | 2023-04-17 | 2023-05-12 | 2024-05-12 | Solar Panels | hanwha | q.peak duo blk-g10+365 |  | 0.365 | 11 | 117 | 37 |  | Fixed | Roof
NJADRE1553146744 | Administratively Determined Incentive Program | North Bergen | 7047 | 8 | 9.86 | Residential | Behind the Meter | Yes | Net Metered Residential | Pro Custom Solar dba Momentum Solar | None | PSE&G | Accepted | 2023-04-17 | 2023-05-12 | 2024-05-12 | Solar Panels | hanwha | q.peak duo blk-g10+365 |  | 0.365 | 4 | 206 | 39 |  | Fixed | Roof
NJADRE1553146745 | Administratively Determined Incentive Program | Jersey City | 7305 | 8 | 7.6 | Residential | Behind the Meter | No | Net Metered Residential | Bright Planet Solar | None | PSE&G | Accepted | 2023-04-17 | 2023-05-12 | 2024-05-12 | Inverters | SolarEdge | SE6000H-USRGM | 6000 |  | 1 |  |  | 0.98 |  | Outdoor
NJADRE1553146745 | Administratively Determined Incentive Program | Jersey City | 7305 | 8 | 7.6 | Residential | Behind the Meter | No | Net Metered Residential | Bright Planet Solar | None | PSE&G | Accepted | 2023-04-17 | 2023-05-12 | 2024-05-12 | Solar Panels | Hanwha Q-Cells | Q.PEAK DUO BLK ML-G10.a+400 |  | 0.4 | 2 | 212 | 23 |  | Fixed | Roof
NJADRE1553146745 | Administratively Determined Incentive Program | Jersey City | 7305 | 8 | 7.6 | Residential | Behind the Meter | No | Net Metered Residential | Bright Planet Solar | None | PSE&G | Accepted | 2023-04-17 | 2023-05-12 | 2024-05-12 | Solar Panels | Hanwha Q-Cells | Q.PEAK DUO BLK ML-G10.a+400 |  | 0.4 | 17 | 125 | 23 |  | Fixed | Roof
NJADRE1553147464 | Administratively Determined Incentive Program | Rio Grande | 8242 | 21 | 6.8 | Residential | Behind the Meter | No | Net Metered Residential | Bright Planet Solar | None | AC Electric | Accepted | 2023-04-17 | 2023-05-12 | 2024-05-12 | Inverters | SolarEdge | SE5000H-USRGM | 5000 |  | 1 |  |  | 0.98 |  | Outdoor
NJADRE1553147464 | Administratively Determined Incentive Program | Rio Grande | 8242 | 21 | 6.8 | Residential | Behind the Meter | No | Net Metered Residential | Bright Planet Solar | None | AC Electric | Accepted | 2023-04-17 | 2023-05-12 | 2024-05-12 | Solar Panels | Hanwha Q-Cells | Q.PEAK DUO BLK ML-G10.a+400 |  | 0.4 | 17 | 122 | 18 |  | Fixed | Roof
NJADRE1553147481 | Administratively Determined Incentive Program | Plainfield | 7060 | 10 | 8.58 | Residential | Behind the Meter | Yes | Net Metered Residential | Sunrun Installation Services, Inc. | None | PSE&G | Accepted | 2023-04-17 | 2023-05-12 | 2024-05-12 | Inverters | SolarEdge Technologies | SE6000H-USSN | 6000 |  | 1 |  |  | 0.96 |  | Outdoor | Next To Meter
NJADRE1553147481 | Administratively Determined Incentive Program | Plainfield | 7060 | 10 | 8.58 | Residential | Behind the Meter | Yes | Net Metered Residential | Sunrun Installation Services, Inc. | None | PSE&G | Accepted | 2023-04-17 | 2023-05-12 | 2024-05-12 | Solar Panels | Trina Solar | TSM-390DE09C.07 |  | 0.39 | 10 | 260 | 24 |  | Fixed | Roof
NJADRE1553147481 | Administratively Determined Incentive Program | Plainfield | 7060 | 10 | 8.58 | Residential | Behind the Meter | Yes | Net Metered Residential | Sunrun Installation Services, Inc. | None | PSE&G | Accepted | 2023-04-17 | 2023-05-12 | 2024-05-12 | Solar Panels | Trina Solar | TSM-390DE09C.07 |  | 0.39 | 12 | 80 | 24 |  | Fixed | Roof
NJADRE1553147481 | Administratively Determined Incentive Program | Plainfield | 7060 | 10 | 8.58 | Residential | Behind the Meter | Yes | Net Metered Residential | Sunrun Installation Services, Inc. | None | PSE&G | Accepted | 2023-04-17 | 2023-05-12 | 2024-05-12 | Electric Storage Battery | Tesla | Powerwall 2 AC |  |  | 1 |  |  |  | Lithium Ion |  | outside
NJADRE1553149265 | Administratively Determined Incentive Program | Gloucester Township | 8012 | 14 | 7.41 | Residential | Behind the Meter | Yes | Net Metered Residential | Sunrun Installation Services, Inc. | None | AC Electric | Accepted | 2023-04-18 | 2023-05-16 | 2024-05-16 | Inverters | SOLAREDGE TECHNOLOGIES | SE6000H-USSN | 6000 |  | 1 |  |  | 0.99 |  | Outside
NJADRE1553149265 | Administratively Determined Incentive Program | Gloucester Township | 8012 | 14 | 7.41 | Residential | Behind the Meter | Yes | Net Metered Residential | Sunrun Installation Services, Inc. | None | AC Electric | Accepted | 2023-04-18 | 2023-05-16 | 2024-05-16 | Solar Panels | TRINA SOLAR | TSM-390DE09C.07 |  | 0.39 | 19 | 201 | 31 |  | Fixed | Roof
NJADRE1553149323 | Administratively Determined Incentive Program | Waretown | 8758 | 18 | 5.85 | Residential | Behind the Meter | Yes | Net Metered Residential | Sunrun Installation Services, Inc. | None | JCP&L | Accepted | 2023-04-18 | 2023-05-12 | 2024-05-12 | Inverters | SolarEdge Technologies | SE7600H-USSN | 7600 |  | 1 |  |  | 0.96 |  | Outdoor | Next To Meter
NJADRE1553149323 | Administratively Determined Incentive Program | Waretown | 8758 | 18 | 5.85 | Residential | Behind the Meter | Yes | Net Metered Residential | Sunrun Installation Services, Inc. | None | JCP&L | Accepted | 2023-04-18 | 2023-05-12 | 2024-05-12 | Solar Panels | Trina Solar | TSM-390DE09C.07 |  | 0.39 | 2 | 87 | 18 |  | Fixed | Roof
NJADRE1553149323 | Administratively Determined Incentive Program | Waretown | 8758 | 18 | 5.85 | Residential | Behind the Meter | Yes | Net Metered Residential | Sunrun Installation Services, Inc. | None | JCP&L | Accepted | 2023-04-18 | 2023-05-12 | 2024-05-12 | Solar Panels | Trina Solar | TSM-390DE09C.07 |  | 0.39 | 13 | 268 | 11 |  | Fixed | Roof
NJADRE1553149325 | Administratively Determined Incentive Program | Newark | 7106 | 9 | 5.04 | Residential | Behind the Meter | No | Net Metered Residential | Vision Solar LLC | None | PSE&G | Accepted | 2023-04-18 | 2023-05-12 | 2024-05-12 | Inverters | SolarEdge | SE3800H-USRGM | 3800 |  | 1 |  |  | 0.97 |  | Outdoor | SIDE OF HOUSE
NJADRE1553149325 | Administratively Determined Incentive Program | Newark | 7106 | 9 | 5.04 | Residential | Behind the Meter | No | Net Metered Residential | Vision Solar LLC | None | PSE&G | Accepted | 2023-04-18 | 2023-05-12 | 2024-05-12 | Solar Panels | ZNSHINE SOLAR | ZXM6-NH120-360/M |  | 0.36 | 6 | 202 | 26 |  | Fixed | Roof
NJADRE1553149325 | Administratively Determined Incentive Program | Newark | 7106 | 9 | 5.04 | Residential | Behind the Meter | No | Net Metered Residential | Vision Solar LLC | None | PSE&G | Accepted | 2023-04-18 | 2023-05-12 | 2024-05-12 | Solar Panels | ZNSHINE SOLAR | ZXM6-NH120-360/M |  | 0.36 | 8 | 22 | 26 |  | Fixed | Roof
NJADRE1553149372 | Administratively Determined Incentive Program | Gloucester Township | 8081 | 14 | 15.6 | Residential | Behind the Meter | No | Net Metered Residential | Skyline Solar Solar | None | AC Electric | Accepted | 2023-04-18 | 2023-05-12 | 2024-05-12 | Solar Panels | Hyperion Solar | HY-DH108P8 |  | 0.4 | 15 | 142 | 23 |  | Fixed | Roof
NJADRE1553149372 | Administratively Determined Incentive Program | Gloucester Township | 8081 | 14 | 15.6 | Residential | Behind the Meter | No | Net Metered Residential | Skyline Solar Solar | None | AC Electric | Accepted | 2023-04-18 | 2023-05-12 | 2024-05-12 | Solar Panels | Hyperion Solar | HY-DH108P8 |  | 0.4 | 14 | 322 | 22 |  | Fixed | Roof
NJADRE1553149372 | Administratively Determined Incentive Program | Gloucester Township | 8081 | 14 | 15.6 | Residential | Behind the Meter | No | Net Metered Residential | Skyline Solar Solar | None | AC Electric | Accepted | 2023-04-18 | 2023-05-12 | 2024-05-12 | Solar Panels | Hyperion Solar | HY-DH108P8 |  | 0.4 | 5 | 232 | 23 |  | Fixed | Roof
NJADRE1553149372 | Administratively Determined Incentive Program | Gloucester Township | 8081 | 14 | 15.6 | Residential | Behind the Meter | No | Net Metered Residential | Skyline Solar Solar | None | AC Electric | Accepted | 2023-04-18 | 2023-05-12 | 2024-05-12 | Solar Panels | Hyperion Solar | HY-DH108P8 |  | 0.4 | 5 | 52 | 21 |  | Fixed | Roof
NJADRE1553149372 | Administratively Determined Incentive Program | Gloucester Township | 8081 | 14 | 15.6 | Residential | Behind the Meter | No | Net Metered Residential | Skyline Solar Solar | None | AC Electric | Accepted | 2023-04-18 | 2023-05-12 | 2024-05-12 | Inverters | Solaredge | SE11400H-US | 11400 |  | 1 |  |  | 0.99 |  | Outdoor
NJADRE1553149378 | Administratively Determined Incentive Program | Irvington | 7111 | 9 | 6.63 | Residential | Behind the Meter | No | Net Metered Residential | Voltaic Solaire LLC | None | PSE&G | Accepted | 2023-04-18 | 2023-05-12 | 2024-05-12 | Inverters | Solaredge | SE6000H-US | 6000 |  | 1 |  |  | 0.98 |  | Outside | Roof Under Panels
NJADRE1553149378 | Administratively Determined Incentive Program | Irvington | 7111 | 9 | 6.63 | Residential | Behind the Meter | No | Net Metered Residential | Voltaic Solaire LLC | None | PSE&G | Accepted | 2023-04-18 | 2023-05-12 | 2024-05-12 | Solar Panels | TRINA SOLAR | TSM-390 |  | 0.39 | 17 | 217 | 25 |  | Fixed | Roof
NJADRE1553149384 | Administratively Determined Incentive Program | Roxbury Township | 7876 | 3 | 19.44 | Residential | Behind the Meter | No | Net Metered Residential | Trinity Solar | None | JCP&L | Accepted | 2023-04-18 | 2023-05-12 | 2024-05-12 | Inverters | Solar Edge | SE7600H-US000BEi4 | 7600 |  | 2 |  |  | 0.97 |  | Outdoor
NJADRE1553149384 | Administratively Determined Incentive Program | Roxbury Township | 7876 | 3 | 19.44 | Residential | Behind the Meter | No | Net Metered Residential | Trinity Solar | None | JCP&L | Accepted | 2023-04-18 | 2023-05-12 | 2024-05-12 | Electric Storage Battery | Tesla | Powerwall 2 |  |  | 2 |  |  |  | Lithium Ion |  | Inside
NJADRE1553149384 | Administratively Determined Incentive Program | Roxbury Township | 7876 | 3 | 19.44 | Residential | Behind the Meter | No | Net Metered Residential | Trinity Solar | None | JCP&L | Accepted | 2023-04-18 | 2023-05-12 | 2024-05-12 | Solar Panels | HANWHA 405 (Q.PEAK DUO BLK ML-G10+ 405) | HANWHA 405 (Q.PEAK DUO BLK ML-G10+ 405) |  | 0.405 | 23 | 43 | 27 |  | Fixed | Roof
NJADRE1553149384 | Administratively Determined Incentive Program | Roxbury Township | 7876 | 3 | 19.44 | Residential | Behind the Meter | No | Net Metered Residential | Trinity Solar | None | JCP&L | Accepted | 2023-04-18 | 2023-05-12 | 2024-05-12 | Solar Panels | HANWHA 405 (Q.PEAK DUO BLK ML-G10+ 405) | HANWHA 405 (Q.PEAK DUO BLK ML-G10+ 405) |  | 0.405 | 17 | 223 | 27 |  | Fixed | Roof
NJADRE1553149384 | Administratively Determined Incentive Program | Roxbury Township | 7876 | 3 | 19.44 | Residential | Behind the Meter | No | Net Metered Residential | Trinity Solar | None | JCP&L | Accepted | 2023-04-18 | 2023-05-12 | 2024-05-12 | Solar Panels | HANWHA 405 (Q.PEAK DUO BLK ML-G10+ 405) | HANWHA 405 (Q.PEAK DUO BLK ML-G10+ 405) |  | 0.405 | 4 | 223 | 27 |  | Fixed | Roof
NJADRE1553149384 | Administratively Determined Incentive Program | Roxbury Township | 7876 | 3 | 19.44 | Residential | Behind the Meter | No | Net Metered Residential | Trinity Solar | None | JCP&L | Accepted | 2023-04-18 | 2023-05-12 | 2024-05-12 | Solar Panels | HANWHA 405 (Q.PEAK DUO BLK ML-G10+ 405) | HANWHA 405 (Q.PEAK DUO BLK ML-G10+ 405) |  | 0.405 | 4 | 43 | 27 |  | Fixed | Roof
NJADRE1553149394 | Administratively Determined Incentive Program | MONTGOMERY TWP | 8502 | 5 | 11.2 | Residential | Behind the Meter | No | Net Metered Residential | Tesla Energy Operations Inc | None | PSE&G | Accepted | 2023-04-18 | 2023-05-12 | 2024-05-12 | Solar Panels | Tesla | T400H |  | 0.4 | 17 | 263 | 34 |  | Fixed | Roof
NJADRE1553149394 | Administratively Determined Incentive Program | MONTGOMERY TWP | 8502 | 5 | 11.2 | Residential | Behind the Meter | No | Net Metered Residential | Tesla Energy Operations Inc | None | PSE&G | Accepted | 2023-04-18 | 2023-05-12 | 2024-05-12 | Solar Panels | Tesla | T400H |  | 0.4 | 8 | 173 | 40 |  | Fixed | Roof
NJADRE1553149394 | Administratively Determined Incentive Program | MONTGOMERY TWP | 8502 | 5 | 11.2 | Residential | Behind the Meter | No | Net Metered Residential | Tesla Energy Operations Inc | None | PSE&G | Accepted | 2023-04-18 | 2023-05-12 | 2024-05-12 | Solar Panels | Tesla | T400H |  | 0.4 | 3 | 173 | 40 |  | Fixed | Roof
NJADRE1553149394 | Administratively Determined Incentive Program | MONTGOMERY TWP | 8502 | 5 | 11.2 | Residential | Behind the Meter | No | Net Metered Residential | Tesla Energy Operations Inc | None | PSE&G | Accepted | 2023-04-18 | 2023-05-12 | 2024-05-12 | Inverters | Tesla | 7.6 kW Tesla Inc 1538000-00-F | 7600 |  | 2 |  |  | 0.98 |  | Outdoor
NJADRE1553149399 | Administratively Determined Incentive Program | Burlington | 8016 | 13 | 8.2 | Residential | Behind the Meter | Yes | Net Metered Residential | Posigen NJ LLC | None | PSE&G | Accepted | 2023-04-18 | 2023-05-12 | 2024-05-12 | Solar Panels | Canadian Solar | CS3N-410MS |  | 0.41 | 20 | 71 | 40 |  | Fixed | Roof
NJADRE1553149399 | Administratively Determined Incentive Program | Burlington | 8016 | 13 | 8.2 | Residential | Behind the Meter | Yes | Net Metered Residential | Posigen NJ LLC | None | PSE&G | Accepted | 2023-04-18 | 2023-05-12 | 2024-05-12 | Inverters | SolarEdge | SE7600H-US | 7600 |  | 1 |  |  | 0.99 |  | Outside | within ten feet of meter
NJADRE1553149417 | Administratively Determined Incentive Program | Glen Ridge | 7028 | 9 | 5.2 | Residential | Behind the Meter | No | Net Metered Residential | Trinity Solar | None | PSE&G | Accepted | 2023-04-18 | 2023-05-12 | 2024-05-12 | Inverters | Solar Edge | SE5000H-US | 5000 |  | 1 |  |  | 0.97 |  | Outdoor
NJADRE1553149417 | Administratively Determined Incentive Program | Glen Ridge | 7028 | 9 | 5.2 | Residential | Behind the Meter | No | Net Metered Residential | Trinity Solar | None | PSE&G | Accepted | 2023-04-18 | 2023-05-12 | 2024-05-12 | Solar Panels | HANWHA 400 (Q.PEAK DUO BLK ML-G10+ 400 | HANWHA 400 (Q.PEAK DUO BLK ML-G10+ 400 |  | 0.4 | 13 | 207 | 43 |  | Fixed | Roof
NJADRE1553149424 | Administratively Determined Incentive Program | Teaneck | 7666 | 7 | 7.8 | Residential | Behind the Meter | Yes | Net Metered Residential | Sunrun Installation Services, Inc. | None | PSE&G | Accepted | 2023-04-18 | 2023-05-12 | 2024-05-12 | Inverters | SOLAREDGE TECHNOLOGIES | SE6000H-USSN | 6000 |  | 1 |  |  | 0.99 |  | Outside
NJADRE1553149424 | Administratively Determined Incentive Program | Teaneck | 7666 | 7 | 7.8 | Residential | Behind the Meter | Yes | Net Metered Residential | Sunrun Installation Services, Inc. | None | PSE&G | Accepted | 2023-04-18 | 2023-05-12 | 2024-05-12 | Solar Panels | TRINA SOLAR | TSM-390DE09C.07 |  | 0.39 | 9 | 297 | 29 |  | Fixed | Roof
NJADRE1553149424 | Administratively Determined Incentive Program | Teaneck | 7666 | 7 | 7.8 | Residential | Behind the Meter | Yes | Net Metered Residential | Sunrun Installation Services, Inc. | None | PSE&G | Accepted | 2023-04-18 | 2023-05-12 | 2024-05-12 | Solar Panels | TRINA SOLAR | TSM-390DE09C.07 |  | 0.39 | 11 | 117 | 27 |  | Fixed | Roof
NJADRE1553149450 | Administratively Determined Incentive Program | Voorhees Township | 8043 | 14 | 9.2 | Residential | Behind the Meter | Yes | Net Metered Residential | Skyline Solar Solar | None | AC Electric | Accepted | 2023-04-18 | 2023-05-15 | 2024-05-15 | Solar Panels | Hyperion Solar | HY-DH108P8 |  | 0.4 | 21 | 96 | 26 |  | Fixed | Roof
NJADRE1553149450 | Administratively Determined Incentive Program | Voorhees Township | 8043 | 14 | 9.2 | Residential | Behind the Meter | Yes | Net Metered Residential | Skyline Solar Solar | None | AC Electric | Accepted | 2023-04-18 | 2023-05-15 | 2024-05-15 | Solar Panels | Hyperion Solar | HY-DH108P8 |  | 0.4 | 2 | 276 | 27 |  | Fixed | Roof
NJADRE1553149450 | Administratively Determined Incentive Program | Voorhees Township | 8043 | 14 | 9.2 | Residential | Behind the Meter | Yes | Net Metered Residential | Skyline Solar Solar | None | AC Electric | Accepted | 2023-04-18 | 2023-05-15 | 2024-05-15 | Inverters | Solaredge | SE7600H-US | 7600 |  | 1 |  |  | 0.99 |  | Outdoor
NJADRE1553149456 | Administratively Determined Incentive Program | Hopatcong | 7849 | 3 | 6.64 | Residential | Behind the Meter | Yes | Net Metered Residential | Posigen NJ LLC | None | JCP&L | Accepted | 2023-04-18 | 2023-05-12 | 2024-05-12 | Solar Panels | Canadian Solar | CS3N-415MS |  | 0.415 | 16 | 275 | 23 |  | Fixed | Roof
NJADRE1553149456 | Administratively Determined Incentive Program | Hopatcong | 7849 | 3 | 6.64 | Residential | Behind the Meter | Yes | Net Metered Residential | Posigen NJ LLC | None | JCP&L | Accepted | 2023-04-18 | 2023-05-12 | 2024-05-12 | Inverters | SolarEdge | SE6000H-US | 6000 |  | 1 |  |  | 0.99 |  | Outside | within ten feet of meter
NJADRE1553149559 | Administratively Determined Incentive Program | Somerville | 8876 | 5 | 6.3 | Residential | Behind the Meter | No | Net Metered Residential | Power Home Remodeling Group | None | PSE&G | Accepted | 2023-04-18 | 2023-05-15 | 2024-05-15 | Inverters | SolarEdge | SE5000H-US | 5000 |  | 1 |  |  | 0.99 |  | Outdoor
NJADRE1553149559 | Administratively Determined Incentive Program | Somerville | 8876 | 5 | 6.3 | Residential | Behind the Meter | No | Net Metered Residential | Power Home Remodeling Group | None | PSE&G | Accepted | 2023-04-18 | 2023-05-15 | 2024-05-15 | Meters | SolarEdge | Revenue Grade Data Ansi C12.20 |  |  | 1 |  |  |  | Yes | Outdoor
NJADRE1553149559 | Administratively Determined Incentive Program | Somerville | 8876 | 5 | 6.3 | Residential | Behind the Meter | No | Net Metered Residential | Power Home Remodeling Group | None | PSE&G | Accepted | 2023-04-18 | 2023-05-15 | 2024-05-15 | Solar Panels | Longi | LR4-60HPB-350M |  | 0.35 | 2 | 188 | 33 |  | Fixed | Roof
NJADRE1553149559 | Administratively Determined Incentive Program | Somerville | 8876 | 5 | 6.3 | Residential | Behind the Meter | No | Net Metered Residential | Power Home Remodeling Group | None | PSE&G | Accepted | 2023-04-18 | 2023-05-15 | 2024-05-15 | Solar Panels | Longi | LR4-60HPB-350M |  | 0.35 | 2 | 188 | 17 |  | Fixed | Roof
NJADRE1553149559 | Administratively Determined Incentive Program | Somerville | 8876 | 5 | 6.3 | Residential | Behind the Meter | No | Net Metered Residential | Power Home Remodeling Group | None | PSE&G | Accepted | 2023-04-18 | 2023-05-15 | 2024-05-15 | Solar Panels | Longi | LR4-60HPB-350M |  | 0.35 | 2 | 8 | 17 |  | Fixed | Roof
NJADRE1553149559 | Administratively Determined Incentive Program | Somerville | 8876 | 5 | 6.3 | Residential | Behind the Meter | No | Net Metered Residential | Power Home Remodeling Group | None | PSE&G | Accepted | 2023-04-18 | 2023-05-15 | 2024-05-15 | Solar Panels | Longi | LR4-60HPB-350M |  | 0.35 | 12 | 278 | 21 |  | Fixed | Roof
NJADRE1553149567 | Administratively Determined Incentive Program | EDISON TWP | 8820 | 11 | 13.77 | Residential | Behind the Meter | No | Net Metered Residential | Powur, PBC | None | PSE&G | Accepted | 2023-04-18 | 2023-05-15 | 2024-05-15 | Solar Panels | Rec Solar | REC405AAPURE |  | 0.405 | 25 | 200 | 34 |  | Fixed | Roof
NJADRE1553149567 | Administratively Determined Incentive Program | EDISON TWP | 8820 | 11 | 13.77 | Residential | Behind the Meter | No | Net Metered Residential | Powur, PBC | None | PSE&G | Accepted | 2023-04-18 | 2023-05-15 | 2024-05-15 | Solar Panels | Rec Solar | REC405AAPURE |  | 0.405 | 9 | 20 | 34 |  | Fixed | Roof
NJADRE1553149567 | Administratively Determined Incentive Program | EDISON TWP | 8820 | 11 | 13.77 | Residential | Behind the Meter | No | Net Metered Residential | Powur, PBC | None | PSE&G | Accepted | 2023-04-18 | 2023-05-15 | 2024-05-15 | Inverters | Enphase | IQ8PLUS-72-2-US | 290 |  | 34 |  |  | 0.99 |  | Outside
NJADRE1553149573 | Administratively Determined Incentive Program | Minotola | 8341 | 19 | 12.6 | Residential | Behind the Meter | Yes | Net Metered Residential | EMT Renewables | None | AC Electric | Accepted | 2023-04-18 | 2023-05-15 | 2024-05-15 | Inverters | ENPHASE | IQ7x | 290 |  | 30 |  |  | 0.98 |  | Other | UNDER EACH PANEL
NJADRE1553149573 | Administratively Determined Incentive Program | Minotola | 8341 | 19 | 12.6 | Residential | Behind the Meter | Yes | Net Metered Residential | EMT Renewables | None | AC Electric | Accepted | 2023-04-18 | 2023-05-15 | 2024-05-15 | Solar Panels | REC ALPHA | REC 420 |  | 0.42 | 9 | 183 | 19 |  | Fixed | Roof
NJADRE1553149573 | Administratively Determined Incentive Program | Minotola | 8341 | 19 | 12.6 | Residential | Behind the Meter | Yes | Net Metered Residential | EMT Renewables | None | AC Electric | Accepted | 2023-04-18 | 2023-05-15 | 2024-05-15 | Solar Panels | REC ALPHA | REC 420 |  | 0.42 | 21 | 93 | 18 |  | Fixed | Roof
NJADRE1553149581 | Administratively Determined Incentive Program | HAWTHORNE BORO | 7506 | 6 | 6.8 | Residential | Behind the Meter | Yes | Net Metered Residential | Tesla Energy Operations Inc | None | PSE&G | Accepted | 2023-04-18 | 2023-05-15 | 2024-05-15 | Inverters | Tesla Inc | 7.6 kW Tesla Inc 1538000-45-A (240V) | 7600 |  | 1 |  |  | 0.98 |  | Outdoor
NJADRE1553149581 | Administratively Determined Incentive Program | HAWTHORNE BORO | 7506 | 6 | 6.8 | Residential | Behind the Meter | Yes | Net Metered Residential | Tesla Energy Operations Inc | None | PSE&G | Accepted | 2023-04-18 | 2023-05-15 | 2024-05-15 | Meters | Tesla Inc | 7.6 kW Tesla Inc 1538000-45-A (240V) |  |  | 1 |  |  |  | Yes | Outdoor
NJADRE1553149581 | Administratively Determined Incentive Program | HAWTHORNE BORO | 7506 | 6 | 6.8 | Residential | Behind the Meter | Yes | Net Metered Residential | Tesla Energy Operations Inc | None | PSE&G | Accepted | 2023-04-18 | 2023-05-15 | 2024-05-15 | Solar Panels | Hanwha | Q.PEAK DUO BLK ML-G10.a+/TS 400 |  | 0.4 | 4 | 351 | 31 |  | Fixed | Roof
NJADRE1553149581 | Administratively Determined Incentive Program | HAWTHORNE BORO | 7506 | 6 | 6.8 | Residential | Behind the Meter | Yes | Net Metered Residential | Tesla Energy Operations Inc | None | PSE&G | Accepted | 2023-04-18 | 2023-05-15 | 2024-05-15 | Solar Panels | Hanwha | Q.PEAK DUO BLK ML-G10.a+/TS 400 |  | 0.4 | 13 | 172 | 31 |  | Fixed | Roof
NJADRE1553150092 | Administratively Determined Incentive Program | Union Twp | 7083 | 10 | 9 | Commercial | Behind the Meter | No | Small Net-Metered Non-Residential located on Rooftop, Carport, Canopy and Floating Solar | GenRenew LLC | None | PSE&G | Accepted | 2023-04-27 | 2023-05-23 | 2024-05-23 | Inverters | Enphase | IQ7Plus-72-2-US | 290 |  | 20 |  |  | 0.975 |  | Outdoor | under panels
NJADRE1553150092 | Administratively Determined Incentive Program | Union Twp | 7083 | 10 | 9 | Commercial | Behind the Meter | No | Small Net-Metered Non-Residential located on Rooftop, Carport, Canopy and Floating Solar | GenRenew LLC | None | PSE&G | Accepted | 2023-04-27 | 2023-05-23 | 2024-05-23 | Meters | Enphase | X-IQ-AM1-240-4 |  |  | 1 |  |  |  | Yes | Indoor
NJADRE1553150092 | Administratively Determined Incentive Program | Union Twp | 7083 | 10 | 9 | Commercial | Behind the Meter | No | Small Net-Metered Non-Residential located on Rooftop, Carport, Canopy and Floating Solar | GenRenew LLC | None | PSE&G | Accepted | 2023-04-27 | 2023-05-23 | 2024-05-23 | Solar Panels | Canadian Solar | CS3W-450MB-AG |  | 0.45 | 20 | 129 | 26 |  | Fixed | Roof
NJADRE1553150379 | Administratively Determined Incentive Program | Bergenfield | 7621 | 7 | 5.92 | Residential | Behind the Meter | No | Net Metered Residential | Vision Solar LLC | None | PSE&G | Accepted | 2023-04-18 | 2023-05-16 | 2024-05-16 | Inverters | SolarEdge | SE6000H-USRGM | 6000 |  | 1 |  |  | 0.97 |  | Outdoor | SIDE OF HOUSE
NJADRE1553150379 | Administratively Determined Incentive Program | Bergenfield | 7621 | 7 | 5.92 | Residential | Behind the Meter | No | Net Metered Residential | Vision Solar LLC | None | PSE&G | Accepted | 2023-04-18 | 2023-05-16 | 2024-05-16 | Solar Panels | ZNSHINE SOLAR | ZXM6-NH120-370/M |  | 0.37 | 10 | 271 | 21 |  | Fixed | Roof
NJADRE1553150379 | Administratively Determined Incentive Program | Bergenfield | 7621 | 7 | 5.92 | Residential | Behind the Meter | No | Net Metered Residential | Vision Solar LLC | None | PSE&G | Accepted | 2023-04-18 | 2023-05-16 | 2024-05-16 | Solar Panels | ZNSHINE SOLAR | ZXM6-NH120-370/M |  | 0.37 | 6 | 91 | 20 |  | Fixed | Roof
NJADRE1553151692 | Administratively Determined Incentive Program | Hillsborough Township | 8844 | 5 | 15.6 | Residential | Behind the Meter | No | Net Metered Residential | Tesla Energy Operations Inc | None | PSE&G | Accepted | 2023-04-18 | 2023-05-15 | 2024-05-15 | Inverters | Tesla | 7.6 kW Tesla Inc 1538000-00-F | 7680 |  | 2 |  |  | 0.98 |  | Outdoor
NJADRE1553151692 | Administratively Determined Incentive Program | Hillsborough Township | 8844 | 5 | 15.6 | Residential | Behind the Meter | No | Net Metered Residential | Tesla Energy Operations Inc | None | PSE&G | Accepted | 2023-04-18 | 2023-05-15 | 2024-05-15 | Solar Panels | Tesla | Q.PEAK |  | 0.4 | 4 | 193 | 40 |  | Fixed | Roof
NJADRE1553151692 | Administratively Determined Incentive Program | Hillsborough Township | 8844 | 5 | 15.6 | Residential | Behind the Meter | No | Net Metered Residential | Tesla Energy Operations Inc | None | PSE&G | Accepted | 2023-04-18 | 2023-05-15 | 2024-05-15 | Solar Panels | Tesla | Q.PEAK |  | 0.4 | 4 | 13 | 40 |  | Fixed | Roof
NJADRE1553151692 | Administratively Determined Incentive Program | Hillsborough Township | 8844 | 5 | 15.6 | Residential | Behind the Meter | No | Net Metered Residential | Tesla Energy Operations Inc | None | PSE&G | Accepted | 2023-04-18 | 2023-05-15 | 2024-05-15 | Solar Panels | Tesla | Q.PEAK |  | 0.4 | 20 | 283 | 30 |  | Fixed | Roof
NJADRE1553151692 | Administratively Determined Incentive Program | Hillsborough Township | 8844 | 5 | 15.6 | Residential | Behind the Meter | No | Net Metered Residential | Tesla Energy Operations Inc | None | PSE&G | Accepted | 2023-04-18 | 2023-05-15 | 2024-05-15 | Solar Panels | Tesla | Q.PEAK |  | 0.4 | 5 | 283 | 37 |  | Fixed | Roof
NJADRE1553151692 | Administratively Determined Incentive Program | Hillsborough Township | 8844 | 5 | 15.6 | Residential | Behind the Meter | No | Net Metered Residential | Tesla Energy Operations Inc | None | PSE&G | Accepted | 2023-04-18 | 2023-05-15 | 2024-05-15 | Solar Panels | Tesla | Q.PEAK |  | 0.4 | 6 | 193 | 45 |  | Fixed | Roof
NJADRE1553154029 | Administratively Determined Incentive Program | Jackson | 8527 | 18 | 15.33 | Residential | Behind the Meter | No | Net Metered Residential | Pro Custom Solar dba Momentum Solar | None | JCP&L | Accepted | 2023-04-18 | 2023-05-15 | 2024-05-15 | Inverters | ENPHASE | IQ8PLUS-72-2-US | 290 |  | 42 |  |  | 0.97 |  | Outdoor
NJADRE1553154029 | Administratively Determined Incentive Program | Jackson | 8527 | 18 | 15.33 | Residential | Behind the Meter | No | Net Metered Residential | Pro Custom Solar dba Momentum Solar | None | JCP&L | Accepted | 2023-04-18 | 2023-05-15 | 2024-05-15 | Solar Panels | HANWHA | Q.PEAK DUO BLK-G10+365 |  | 0.365 | 42 | 180 | 20 |  | Fixed | Ground
NJADRE1553155964 | Administratively Determined Incentive Program | Branchville | 7826 | 1 | 10.36 | Residential | Behind the Meter | No | Net Metered Residential | Vision Solar LLC | None | Sussex Rural | Accepted | 2023-04-18 | 2023-05-15 | 2024-05-15 | Inverters | SolarEdge Solar | SE7600H-USRGM | 7600 |  | 1 |  |  | 0.97 |  | Outdoor | SIDE OF HOUSE
NJADRE1553155964 | Administratively Determined Incentive Program | Branchville | 7826 | 1 | 10.36 | Residential | Behind the Meter | No | Net Metered Residential | Vision Solar LLC | None | Sussex Rural | Accepted | 2023-04-18 | 2023-05-15 | 2024-05-15 | Solar Panels | ZNSHINE SOLAR | ZXM6-NH120-370/M |  | 0.37 | 7 | 183 | 24 |  | Fixed | Roof
NJADRE1553155964 | Administratively Determined Incentive Program | Branchville | 7826 | 1 | 10.36 | Residential | Behind the Meter | No | Net Metered Residential | Vision Solar LLC | None | Sussex Rural | Accepted | 2023-04-18 | 2023-05-15 | 2024-05-15 | Solar Panels | ZNSHINE SOLAR | ZXM6-NH120-370/M |  | 0.37 | 4 | 93 | 24 |  | Fixed | Roof
NJADRE1553155964 | Administratively Determined Incentive Program | Branchville | 7826 | 1 | 10.36 | Residential | Behind the Meter | No | Net Metered Residential | Vision Solar LLC | None | Sussex Rural | Accepted | 2023-04-18 | 2023-05-15 | 2024-05-15 | Solar Panels | ZNSHINE SOLAR | ZXM6-NH120-370/M |  | 0.37 | 7 | 3 | 24 |  | Fixed | Roof
NJADRE1553155964 | Administratively Determined Incentive Program | Branchville | 7826 | 1 | 10.36 | Residential | Behind the Meter | No | Net Metered Residential | Vision Solar LLC | None | Sussex Rural | Accepted | 2023-04-18 | 2023-05-15 | 2024-05-15 | Solar Panels | ZNSHINE SOLAR | ZXM6-NH120-370/M |  | 0.37 | 10 | 273 | 24 |  | Fixed | Roof
NJADRE1553158820 | Administratively Determined Incentive Program | Hillside | 7205 | 10 | 3.9 | Residential | Behind the Meter | Yes | Net Metered Residential | Sunrun Installation Services, Inc. | None | PSE&G | Accepted | 2023-04-18 | 2023-05-15 | 2024-05-15 | Inverters | SOLAREDGE TECHNOLOGIES | SE3800H-USMN | 3800 |  | 1 |  |  | 0.99 |  | Outdoor | Next to the meter
NJADRE1553158820 | Administratively Determined Incentive Program | Hillside | 7205 | 10 | 3.9 | Residential | Behind the Meter | Yes | Net Metered Residential | Sunrun Installation Services, Inc. | None | PSE&G | Accepted | 2023-04-18 | 2023-05-15 | 2024-05-15 | Solar Panels | Trina Solar | TSM-390DE09C.07 |  | 0.39 | 4 | 271 | 40 |  | Fixed | Roof
NJADRE1553158820 | Administratively Determined Incentive Program | Hillside | 7205 | 10 | 3.9 | Residential | Behind the Meter | Yes | Net Metered Residential | Sunrun Installation Services, Inc. | None | PSE&G | Accepted | 2023-04-18 | 2023-05-15 | 2024-05-15 | Solar Panels | Trina Solar | TSM-390DE09C.07 |  | 0.39 | 6 | 91 | 40 |  | Fixed | Roof
NJADRE1553159641 | Administratively Determined Incentive Program | Montgomery | 8558 | 5 | 9.6 | Residential | Behind the Meter | No | Net Metered Residential | Bright Planet Solar | None | PSE&G | Accepted | 2023-04-18 | 2023-05-15 | 2024-05-15 | Inverters | SolarEdge | SE7600H-USRGM | 7600 |  | 1 |  |  | 0.98 |  | Outdoor
NJADRE1553159641 | Administratively Determined Incentive Program | Montgomery | 8558 | 5 | 9.6 | Residential | Behind the Meter | No | Net Metered Residential | Bright Planet Solar | None | PSE&G | Accepted | 2023-04-18 | 2023-05-15 | 2024-05-15 | Solar Panels | Hanwha Q-Cells | Q.PEAK DUO BLK ML-G10.a+400 |  | 0.4 | 24 | 180 | 25 |  | Fixed | Ground
NJADRE1553160620 | Administratively Determined Incentive Program | WARREN | 7059 | 5 | 12 | Residential | Behind the Meter | No | Net Metered Residential | Tesla Energy Operations Inc | None | JCP&L | Accepted | 2023-04-18 | 2023-05-15 | 2024-05-15 | Inverters | Tesla | Powerwall+ [240V] #1850000-00-C | 7680 |  | 1 |  |  | 0.98 |  | Outdoor
NJADRE1553160620 | Administratively Determined Incentive Program | WARREN | 7059 | 5 | 12 | Residential | Behind the Meter | No | Net Metered Residential | Tesla Energy Operations Inc | None | JCP&L | Accepted | 2023-04-18 | 2023-05-15 | 2024-05-15 | Inverters | Tesla | 3.8 kW Tesla Inc 1538000-99-E | 3840 |  | 1 |  |  | 0.975 |  | Outdoor
NJADRE1553160620 | Administratively Determined Incentive Program | WARREN | 7059 | 5 | 12 | Residential | Behind the Meter | No | Net Metered Residential | Tesla Energy Operations Inc | None | JCP&L | Accepted | 2023-04-18 | 2023-05-15 | 2024-05-15 | Solar Panels | Tesla | Q.PEAK |  | 0.4 | 22 | 206 | 30 |  | Fixed | Roof
NJADRE1553160620 | Administratively Determined Incentive Program | WARREN | 7059 | 5 | 12 | Residential | Behind the Meter | No | Net Metered Residential | Tesla Energy Operations Inc | None | JCP&L | Accepted | 2023-04-18 | 2023-05-15 | 2024-05-15 | Solar Panels | Tesla | Q.PEAK |  | 0.4 | 8 | 206 | 37 |  | Fixed | Roof
NJADRE1553160790 | Administratively Determined Incentive Program | Wharton | 7885 | 3 | 3.51 | Residential | Behind the Meter | Yes | Net Metered Residential | Sunrun Installation Services, Inc. | None | JCP&L | Accepted | 2023-04-18 | 2023-05-15 | 2024-05-15 | Inverters | SolarEdge Technologies | SE3800H-USMN | 3800 |  | 1 |  |  | 0.96 |  | Outdoor | Next To Meter
NJADRE1553160790 | Administratively Determined Incentive Program | Wharton | 7885 | 3 | 3.51 | Residential | Behind the Meter | Yes | Net Metered Residential | Sunrun Installation Services, Inc. | None | JCP&L | Accepted | 2023-04-18 | 2023-05-15 | 2024-05-15 | Solar Panels | Trina Solar | TSM-390DE09C.07 |  | 0.39 | 9 | 189 | 24 |  | Fixed | Roof
NJADRE1553161392 | Administratively Determined Incentive Program | Franklin | 8873 | 5 | 5.07 | Residential | Behind the Meter | Yes | Net Metered Residential | Sunrun Installation Services, Inc. | None | PSE&G | Accepted | 2023-04-18 | 2023-05-15 | 2024-05-15 | Inverters | SolarEdge Technologies | SE3800H-USMN | 3800 |  | 1 |  |  | 0.96 |  | Outdoor | Next To Meter
NJADRE1553161392 | Administratively Determined Incentive Program | Franklin | 8873 | 5 | 5.07 | Residential | Behind the Meter | Yes | Net Metered Residential | Sunrun Installation Services, Inc. | None | PSE&G | Accepted | 2023-04-18 | 2023-05-15 | 2024-05-15 | Solar Panels | Trina Solar | TSM-390DE09C.07 |  | 0.39 | 13 | 137 | 18 |  | Fixed | Roof
NJADRE1553167315 | Administratively Determined Incentive Program | Union | 7088 | 10 | 6.12 | Residential | Behind the Meter | No | Net Metered Residential | Vision Solar LLC | None | PSE&G | Accepted | 2023-04-18 | 2023-05-15 | 2024-05-15 | Inverters | SOLAREDGE | SE6000H-USRGM | 6 |  | 1 |  |  | 0.97 |  | Outdoor | under panel (side of hosue)
NJADRE1553167315 | Administratively Determined Incentive Program | Union | 7088 | 10 | 6.12 | Residential | Behind the Meter | No | Net Metered Residential | Vision Solar LLC | None | PSE&G | Accepted | 2023-04-18 | 2023-05-15 | 2024-05-15 | Solar Panels | ZNshine | ZXM6-NH120-360/M |  | 0.36 | 14 | 129 | 24 |  | Fixed | Roof
NJADRE1553167315 | Administratively Determined Incentive Program | Union | 7088 | 10 | 6.12 | Residential | Behind the Meter | No | Net Metered Residential | Vision Solar LLC | None | PSE&G | Accepted | 2023-04-18 | 2023-05-15 | 2024-05-15 | Solar Panels | ZNshine | ZXM6-NH120-360/M |  | 0.36 | 3 | 309 | 23 |  | Fixed | Roof
NJADRE1553168137 | Administratively Determined Incentive Program | Toms River | 8753 | 18 | 13.26 | Residential | Behind the Meter | Yes | Net Metered Residential | Sunrun Installation Services, Inc. | None | JCP&L | Accepted | 2023-04-18 | 2023-05-15 | 2024-05-15 | Inverters | SolarEdge Technologies | SE10000H-USSN | 10000 |  | 1 |  |  | 0.96 |  | Outdoor | Next To Meter
NJADRE1553168137 | Administratively Determined Incentive Program | Toms River | 8753 | 18 | 13.26 | Residential | Behind the Meter | Yes | Net Metered Residential | Sunrun Installation Services, Inc. | None | JCP&L | Accepted | 2023-04-18 | 2023-05-15 | 2024-05-15 | Solar Panels | Trina Solar | TSM-390DE09C.07 |  | 0.39 | 19 | 22 | 23 |  | Fixed | Roof
NJADRE1553168137 | Administratively Determined Incentive Program | Toms River | 8753 | 18 | 13.26 | Residential | Behind the Meter | Yes | Net Metered Residential | Sunrun Installation Services, Inc. | None | JCP&L | Accepted | 2023-04-18 | 2023-05-15 | 2024-05-15 | Solar Panels | Trina Solar | TSM-390DE09C.07 |  | 0.39 | 15 | 203 | 23 |  | Fixed | Roof
NJADRE1553168241 | Administratively Determined Incentive Program | Hamilton Twp Mer | 8610 | 12 | 5.53 | Residential | Behind the Meter | Yes | Net Metered Residential | SunnyMac LLC | None | PSE&G | Accepted | 2023-04-18 | 2023-05-17 | 2024-05-17 | Solar Panels | JA SOLAR | JAM54S31-395MR |  | 0.395 | 9 | 131 | 11 |  | Fixed | Roof
NJADRE1553168241 | Administratively Determined Incentive Program | Hamilton Twp Mer | 8610 | 12 | 5.53 | Residential | Behind the Meter | Yes | Net Metered Residential | SunnyMac LLC | None | PSE&G | Accepted | 2023-04-18 | 2023-05-17 | 2024-05-17 | Solar Panels | JA SOLAR | JAM54S31-395MR |  | 0.395 | 5 | 311 | 41 |  | Fixed | Roof
NJADRE1553168241 | Administratively Determined Incentive Program | Hamilton Twp Mer | 8610 | 12 | 5.53 | Residential | Behind the Meter | Yes | Net Metered Residential | SunnyMac LLC | None | PSE&G | Accepted | 2023-04-18 | 2023-05-17 | 2024-05-17 | Inverters | Solaredge | SE3800H-US | 3800 |  | 1 |  |  | 0.99 |  | Outdoor | NEXT TO METER
NJADRE1553168326 | Administratively Determined Incentive Program | HARRINGTON PARK | 7640 | 7 | 10.8 | Residential | Behind the Meter | Yes | Net Metered Residential | Freedom Forever New Jersey LLC | None | Orange Rockland Electric | Accepted | 2023-04-18 | 2023-05-15 | 2024-05-15 | Inverters | Solar Edge | SE7600H-USRGM | 7600 |  | 1 |  |  | 0.99 |  | Outdoor
NJADRE1553168326 | Administratively Determined Incentive Program | HARRINGTON PARK | 7640 | 7 | 10.8 | Residential | Behind the Meter | Yes | Net Metered Residential | Freedom Forever New Jersey LLC | None | Orange Rockland Electric | Accepted | 2023-04-18 | 2023-05-15 | 2024-05-15 | Solar Panels | Freedom Forever | FF-MP-BBB-400 |  | 0.4 | 9 | 122 | 22 |  | Fixed | Roof
NJADRE1553168326 | Administratively Determined Incentive Program | HARRINGTON PARK | 7640 | 7 | 10.8 | Residential | Behind the Meter | Yes | Net Metered Residential | Freedom Forever New Jersey LLC | None | Orange Rockland Electric | Accepted | 2023-04-18 | 2023-05-15 | 2024-05-15 | Solar Panels | Freedom Forever | FF-MP-BBB-400 |  | 0.4 | 18 | 122 | 22 |  | Fixed | Roof
NJADRE1553168946 | Administratively Determined Incentive Program | WEST ORANGE TWP | 7052 | 9 | 15.2 | Residential | Behind the Meter | Yes | Net Metered Residential | Freedom Forever New Jersey LLC | None | PSE&G | Accepted | 2023-04-18 | 2023-05-15 | 2024-05-15 | Inverters | Solar Edge | SE11400H-USRGM | 11400 |  | 1 |  |  | 0.99 |  | Outdoor
NJADRE1553168946 | Administratively Determined Incentive Program | WEST ORANGE TWP | 7052 | 9 | 15.2 | Residential | Behind the Meter | Yes | Net Metered Residential | Freedom Forever New Jersey LLC | None | PSE&G | Accepted | 2023-04-18 | 2023-05-15 | 2024-05-15 | Solar Panels | Freedom Forever | FF-MP-BBB-400 |  | 0.4 | 8 | 188 | 23 |  | Fixed | Roof
NJADRE1553168946 | Administratively Determined Incentive Program | WEST ORANGE TWP | 7052 | 9 | 15.2 | Residential | Behind the Meter | Yes | Net Metered Residential | Freedom Forever New Jersey LLC | None | PSE&G | Accepted | 2023-04-18 | 2023-05-15 | 2024-05-15 | Solar Panels | Freedom Forever | FF-MP-BBB-400 |  | 0.4 | 6 | 98 | 23 |  | Fixed | Roof
NJADRE1553168946 | Administratively Determined Incentive Program | WEST ORANGE TWP | 7052 | 9 | 15.2 | Residential | Behind the Meter | Yes | Net Metered Residential | Freedom Forever New Jersey LLC | None | PSE&G | Accepted | 2023-04-18 | 2023-05-15 | 2024-05-15 | Solar Panels | Freedom Forever | FF-MP-BBB-400 |  | 0.4 | 5 | 278 | 23 |  | Fixed | Roof
NJADRE1553168946 | Administratively Determined Incentive Program | WEST ORANGE TWP | 7052 | 9 | 15.2 | Residential | Behind the Meter | Yes | Net Metered Residential | Freedom Forever New Jersey LLC | None | PSE&G | Accepted | 2023-04-18 | 2023-05-15 | 2024-05-15 | Solar Panels | Freedom Forever | FF-MP-BBB-400 |  | 0.4 | 8 | 8 | 23 |  | Fixed | Roof
NJADRE1553168946 | Administratively Determined Incentive Program | WEST ORANGE TWP | 7052 | 9 | 15.2 | Residential | Behind the Meter | Yes | Net Metered Residential | Freedom Forever New Jersey LLC | None | PSE&G | Accepted | 2023-04-18 | 2023-05-15 | 2024-05-15 | Solar Panels | Freedom Forever | FF-MP-BBB-400 |  | 0.4 | 5 | 188 | 23 |  | Fixed | Roof
NJADRE1553168946 | Administratively Determined Incentive Program | WEST ORANGE TWP | 7052 | 9 | 15.2 | Residential | Behind the Meter | Yes | Net Metered Residential | Freedom Forever New Jersey LLC | None | PSE&G | Accepted | 2023-04-18 | 2023-05-15 | 2024-05-15 | Solar Panels | Freedom Forever | FF-MP-BBB-400 |  | 0.4 | 6 | 8 | 23 |  | Fixed | Roof
NJADRE1553169253 | Administratively Determined Incentive Program | Hightstown | 8520 | 12 | 5.4 | Residential | Behind the Meter | Yes | Net Metered Residential | Bright Planet Solar | None | JCP&L | Accepted | 2023-04-18 | 2023-05-15 | 2024-05-15 | Inverters | SolarEdge | SE3800H-USRGM | 3800 |  | 1 |  |  | 0.98 |  | Outdoor
NJADRE1553169253 | Administratively Determined Incentive Program | Hightstown | 8520 | 12 | 5.4 | Residential | Behind the Meter | Yes | Net Metered Residential | Bright Planet Solar | None | JCP&L | Accepted | 2023-04-18 | 2023-05-15 | 2024-05-15 | Solar Panels | Canadian Solar | CS3W-450MS |  | 0.45 | 7 | 187 | 23 |  | Fixed | Roof
NJADRE1553169253 | Administratively Determined Incentive Program | Hightstown | 8520 | 12 | 5.4 | Residential | Behind the Meter | Yes | Net Metered Residential | Bright Planet Solar | None | JCP&L | Accepted | 2023-04-18 | 2023-05-15 | 2024-05-15 | Solar Panels | Canadian Solar | CS3W-450MS |  | 0.45 | 5 | 98 | 34 |  | Fixed | Roof
NJADRE1553169822 | Administratively Determined Incentive Program | Rutherford Boro | 7070 | 7 | 9.6 | Residential | Behind the Meter | Yes | Net Metered Residential | Tesla Energy Operations Inc | None | PSE&G | Accepted | 2023-04-18 | 2023-05-15 | 2024-05-15 | Inverters | Tesla | 1850000-00-C | 7680 |  | 1 |  |  | 0.98 |  | Indoor
NJADRE1553169822 | Administratively Determined Incentive Program | Rutherford Boro | 7070 | 7 | 9.6 | Residential | Behind the Meter | Yes | Net Metered Residential | Tesla Energy Operations Inc | None | PSE&G | Accepted | 2023-04-18 | 2023-05-15 | 2024-05-15 | Electric Storage Battery | Tesla | AC Powerwall 2.0 |  |  | 1 |  |  |  | Lithium Ion |  | Inside
NJADRE1553169822 | Administratively Determined Incentive Program | Rutherford Boro | 7070 | 7 | 9.6 | Residential | Behind the Meter | Yes | Net Metered Residential | Tesla Energy Operations Inc | None | PSE&G | Accepted | 2023-04-18 | 2023-05-15 | 2024-05-15 | Solar Panels | Tesla | T400H |  | 0.4 | 10 | 294 | 34 |  | Fixed | Roof
NJADRE1553169822 | Administratively Determined Incentive Program | Rutherford Boro | 7070 | 7 | 9.6 | Residential | Behind the Meter | Yes | Net Metered Residential | Tesla Energy Operations Inc | None | PSE&G | Accepted | 2023-04-18 | 2023-05-15 | 2024-05-15 | Solar Panels | Tesla | T400H |  | 0.4 | 14 | 114 | 34 |  | Fixed | Roof
NJADRE1553169828 | Administratively Determined Incentive Program | Irvington Twp | 7111 | 9 | 6.63 | Residential | Behind the Meter | Yes | Net Metered Residential | Sunrun Installation Services, Inc. | None | PSE&G | Accepted | 2023-04-18 | 2023-05-15 | 2024-05-15 | Inverters | SolarEdge Technologies | SE6000H-USSN | 6000 |  | 1 |  |  | 0.99 |  | Outdoor | Next to the meter
NJADRE1553169828 | Administratively Determined Incentive Program | Irvington Twp | 7111 | 9 | 6.63 | Residential | Behind the Meter | Yes | Net Metered Residential | Sunrun Installation Services, Inc. | None | PSE&G | Accepted | 2023-04-18 | 2023-05-15 | 2024-05-15 | Solar Panels | Trina Solar | TSM-390DE09C.07 |  | 0.39 | 17 | 195 | 37 |  | Fixed | Roof
NJADRE1553172721 | Administratively Determined Incentive Program | Roselle boro, | 7203 | 10 | 3.6 | Residential | Behind the Meter | No | Net Metered Residential | Suntuity Solar LLC | None | PSE&G | Accepted | 2023-04-19 | 2023-05-15 | 2024-05-15 | Inverters | ENPHASE | IQ8PLUS-72-2-US | 290 |  | 9 |  |  | 0.97 |  | Outdoor | Behind the PV modules
NJADRE1553172721 | Administratively Determined Incentive Program | Roselle boro, | 7203 | 10 | 3.6 | Residential | Behind the Meter | No | Net Metered Residential | Suntuity Solar LLC | None | PSE&G | Accepted | 2023-04-19 | 2023-05-15 | 2024-05-15 | Solar Panels | HYPERION | HY-DH108P8 400B |  | 0.4 | 6 | 172 | 20 |  | Fixed | Roof
NJADRE1553172721 | Administratively Determined Incentive Program | Roselle boro, | 7203 | 10 | 3.6 | Residential | Behind the Meter | No | Net Metered Residential | Suntuity Solar LLC | None | PSE&G | Accepted | 2023-04-19 | 2023-05-15 | 2024-05-15 | Solar Panels | HYPERION | HY-DH108P8 400B |  | 0.4 | 3 | 352 | 5 |  | Fixed | Roof
NJADRE1553172772 | Administratively Determined Incentive Program | Bordentown | 8505 | 13 | 2.96 | Residential | Behind the Meter | No | Net Metered Residential | Vision Solar LLC | None | PSE&G | Accepted | 2023-04-19 | 2023-05-16 | 2024-05-16 | Inverters | Solaredge | SE3800H-USRM | 3800 |  | 1 |  |  | 0.97 |  | Outdoor | SIDE OF HOUSE
NJADRE1553172772 | Administratively Determined Incentive Program | Bordentown | 8505 | 13 | 2.96 | Residential | Behind the Meter | No | Net Metered Residential | Vision Solar LLC | None | PSE&G | Accepted | 2023-04-19 | 2023-05-16 | 2024-05-16 | Solar Panels | ZNSHINE SOLAR | ZXM6-NH120-370/M |  | 0.37 | 6 | 329 | 11 |  | Fixed | Roof
NJADRE1553172772 | Administratively Determined Incentive Program | Bordentown | 8505 | 13 | 2.96 | Residential | Behind the Meter | No | Net Metered Residential | Vision Solar LLC | None | PSE&G | Accepted | 2023-04-19 | 2023-05-16 | 2024-05-16 | Solar Panels | ZNSHINE SOLAR | ZXM6-NH120-370/M |  | 0.37 | 2 | 149 | 11 |  | Fixed | Roof
NJADRE1553172789 | Administratively Determined Incentive Program | Phillipsburg | 8865 | 2 | 3.33 | Residential | Behind the Meter | No | Net Metered Residential | Vision Solar LLC | None | JCP&L | Accepted | 2023-04-19 | 2023-05-16 | 2024-05-16 | Inverters | Solaredge | SE3800H-USRGM | 4 |  | 1 |  |  | 0.97 |  | Outdoor | under panel (side of house)
NJADRE1553172789 | Administratively Determined Incentive Program | Phillipsburg | 8865 | 2 | 3.33 | Residential | Behind the Meter | No | Net Metered Residential | Vision Solar LLC | None | JCP&L | Accepted | 2023-04-19 | 2023-05-16 | 2024-05-16 | Solar Panels | Znshine | ZXM6-NH120-370/M |  | 0.37 | 6 | 204 | 34 |  | Fixed | Roof
NJADRE1553172789 | Administratively Determined Incentive Program | Phillipsburg | 8865 | 2 | 3.33 | Residential | Behind the Meter | No | Net Metered Residential | Vision Solar LLC | None | JCP&L | Accepted | 2023-04-19 | 2023-05-16 | 2024-05-16 | Solar Panels | Znshine | ZXM6-NH120-370/M |  | 0.37 | 3 | 24 | 34 |  | Fixed | Roof
NJADRE1553172797 | Administratively Determined Incentive Program | Absecon | 8201 | 19 | 8.69 | Residential | Behind the Meter | Yes | Net Metered Residential | SunnyMac LLC | None | AC Electric | Accepted | 2023-04-19 | 2023-05-23 | 2024-05-23 | Solar Panels | JASOLAR | JAM54S31-395/MR |  | 0.395 | 16 | 213 | 31 |  | Fixed | Roof
NJADRE1553172797 | Administratively Determined Incentive Program | Absecon | 8201 | 19 | 8.69 | Residential | Behind the Meter | Yes | Net Metered Residential | SunnyMac LLC | None | AC Electric | Accepted | 2023-04-19 | 2023-05-23 | 2024-05-23 | Solar Panels | JASOLAR | JAM54S31-395/MR |  | 0.395 | 2 | 213 | 16 |  | Fixed | Roof
NJADRE1553172797 | Administratively Determined Incentive Program | Absecon | 8201 | 19 | 8.69 | Residential | Behind the Meter | Yes | Net Metered Residential | SunnyMac LLC | None | AC Electric | Accepted | 2023-04-19 | 2023-05-23 | 2024-05-23 | Solar Panels | JASOLAR | JAM54S31-395/MR |  | 0.395 | 4 | 303 | 26 |  | Fixed | Roof
NJADRE1553172797 | Administratively Determined Incentive Program | Absecon | 8201 | 19 | 8.69 | Residential | Behind the Meter | Yes | Net Metered Residential | SunnyMac LLC | None | AC Electric | Accepted | 2023-04-19 | 2023-05-23 | 2024-05-23 | Inverters | Solaredge | SE10000H-US | 10000 |  | 1 |  |  | 0.99 |  | Outdoor | NEXT TO METER
NJADRE1553172809 | Administratively Determined Incentive Program | Nutley | 7110 | 9 | 5.92 | Residential | Behind the Meter | No | Net Metered Residential | Vision Solar LLC | None | PSE&G | Accepted | 2023-04-19 | 2023-05-16 | 2024-05-16 | Inverters | SolarEdge | SE6000H-USRGM | 6000 |  | 1 |  |  | 0.97 |  | Outdoor | SIDE OF HOUSE
NJADRE1553172809 | Administratively Determined Incentive Program | Nutley | 7110 | 9 | 5.92 | Residential | Behind the Meter | No | Net Metered Residential | Vision Solar LLC | None | PSE&G | Accepted | 2023-04-19 | 2023-05-16 | 2024-05-16 | Solar Panels | ZNSHINE SOLAR | ZXM6-NH120-370/M |  | 0.37 | 13 | 211 | 12 |  | Fixed | Roof
NJADRE1553172809 | Administratively Determined Incentive Program | Nutley | 7110 | 9 | 5.92 | Residential | Behind the Meter | No | Net Metered Residential | Vision Solar LLC | None | PSE&G | Accepted | 2023-04-19 | 2023-05-16 | 2024-05-16 | Solar Panels | ZNSHINE SOLAR | ZXM6-NH120-370/M |  | 0.37 | 3 | 31 | 48 |  | Fixed | Roof
NJADRE1553172818 | Administratively Determined Incentive Program | Gibbstown | 8027 | 15 | 6.72 | Residential | Behind the Meter | Yes | Net Metered Residential | SunnyMac LLC | None | AC Electric | Accepted | 2023-04-19 | 2023-05-16 | 2024-05-16 | Solar Panels | JASOLAR | JAM54S31-395/MR |  | 0.395 | 10 | 352 | 21 |  | Fixed | Roof
NJADRE1553172818 | Administratively Determined Incentive Program | Gibbstown | 8027 | 15 | 6.72 | Residential | Behind the Meter | Yes | Net Metered Residential | SunnyMac LLC | None | AC Electric | Accepted | 2023-04-19 | 2023-05-16 | 2024-05-16 | Solar Panels | JASOLAR | JAM54S31-395/MR |  | 0.395 | 7 | 172 | 21 |  | Fixed | Roof
NJADRE1553172818 | Administratively Determined Incentive Program | Gibbstown | 8027 | 15 | 6.72 | Residential | Behind the Meter | Yes | Net Metered Residential | SunnyMac LLC | None | AC Electric | Accepted | 2023-04-19 | 2023-05-16 | 2024-05-16 | Inverters | Solaredge | SE5000H-US | 5000 |  | 1 |  |  | 0.99 |  | Outdoor | NEXT TO METER
NJADRE1553172853 | Administratively Determined Incentive Program | Long Branch | 7740 | 17 | 4.81 | Residential | Behind the Meter | No | Net Metered Residential | Vision Solar LLC | None | JCP&L | Accepted | 2023-04-19 | 2023-05-16 | 2024-05-16 | Inverters | SolarEdge | SE3800H-USRGM | 3800 |  | 1 |  |  | 0.97 |  | Outdoor | SIDE OF HOUSE
NJADRE1553172853 | Administratively Determined Incentive Program | Long Branch | 7740 | 17 | 4.81 | Residential | Behind the Meter | No | Net Metered Residential | Vision Solar LLC | None | JCP&L | Accepted | 2023-04-19 | 2023-05-16 | 2024-05-16 | Solar Panels | ZNSHINE SOLAR | ZXM6-NH120-370/M |  | 0.37 | 13 | 146 | 30 |  | Fixed | Roof
NJADRE1553172871 | Administratively Determined Incentive Program | PISCATAWAY TWP | 8854 | 11 | 8 | Residential | Behind the Meter | No | Net Metered Residential | Tesla Energy Operations Inc | None | PSE&G | Accepted | 2023-04-19 | 2023-05-16 | 2024-05-16 | Solar Panels | Hanwha | Q.PEAK DUO BLK ML-G10.a+/TS 400: PV Module |  | 0.4 | 18 | 233 | 30 |  | Fixed | Roof
NJADRE1553172871 | Administratively Determined Incentive Program | PISCATAWAY TWP | 8854 | 11 | 8 | Residential | Behind the Meter | No | Net Metered Residential | Tesla Energy Operations Inc | None | PSE&G | Accepted | 2023-04-19 | 2023-05-16 | 2024-05-16 | Solar Panels | Hanwha | Q.PEAK DUO BLK ML-G10.a+/TS 400: PV Module |  | 0.4 | 2 | 143 | 40 |  | Fixed | Roof
NJADRE1553172871 | Administratively Determined Incentive Program | PISCATAWAY TWP | 8854 | 11 | 8 | Residential | Behind the Meter | No | Net Metered Residential | Tesla Energy Operations Inc | None | PSE&G | Accepted | 2023-04-19 | 2023-05-16 | 2024-05-16 | Inverters | Tesla | Powerwall+ [240V] #1850000-00-C | 7600 |  | 1 |  |  | 0.98 |  | Indoor
NJADRE1553172871 | Administratively Determined Incentive Program | PISCATAWAY TWP | 8854 | 11 | 8 | Residential | Behind the Meter | No | Net Metered Residential | Tesla Energy Operations Inc | None | PSE&G | Accepted | 2023-04-19 | 2023-05-16 | 2024-05-16 | Electric Storage Battery | Tesla | AC Powerwall 2.0 |  |  | 1 |  |  |  | Lithium Ion |  | INSIDE
NJADRE1553172913 | Administratively Determined Incentive Program | Hamilton | 8330 | 19 | 13.14 | Residential | Behind the Meter | Yes | Net Metered Residential | Pro Custom Solar dba Momentum Solar | None | AC Electric | Accepted | 2023-04-19 | 2023-05-16 | 2024-05-16 | Solar Panels | HANWHA | Â Q. PEAK DUO BLK-G10+365 |  | 0.365 | 36 | 180 | 25 |  | Fixed | Roof
NJADRE1553172913 | Administratively Determined Incentive Program | Hamilton | 8330 | 19 | 13.14 | Residential | Behind the Meter | Yes | Net Metered Residential | Pro Custom Solar dba Momentum Solar | None | AC Electric | Accepted | 2023-04-19 | 2023-05-16 | 2024-05-16 | Inverters | ENPHASE | IQ8PLUS-72-2-US | 290 |  | 36 |  |  | 0.97 |  | Outdoor
NJADRE1553172958 | Administratively Determined Incentive Program | EAST BRUNSWICK | 8816 | 11 | 13.87 | Residential | Behind the Meter | Yes | Net Metered Residential | Pro Custom Solar dba Momentum Solar | None | PSE&G | Accepted | 2023-04-19 | 2023-05-16 | 2024-05-16 | Inverters | enphase | IQ8PLUS-72-2-US | 290 |  | 38 |  |  | 0.97 |  | Outside
NJADRE1553172958 | Administratively Determined Incentive Program | EAST BRUNSWICK | 8816 | 11 | 13.87 | Residential | Behind the Meter | Yes | Net Metered Residential | Pro Custom Solar dba Momentum Solar | None | PSE&G | Accepted | 2023-04-19 | 2023-05-16 | 2024-05-16 | Solar Panels | hanwha | q.peak duo blk-g10+365 |  | 0.365 | 12 | 124 | 19 |  | Fixed | Roof
NJADRE1553172958 | Administratively Determined Incentive Program | EAST BRUNSWICK | 8816 | 11 | 13.87 | Residential | Behind the Meter | Yes | Net Metered Residential | Pro Custom Solar dba Momentum Solar | None | PSE&G | Accepted | 2023-04-19 | 2023-05-16 | 2024-05-16 | Solar Panels | hanwha | q.peak duo blk-g10+365 |  | 0.365 | 6 | 124 | 17 |  | Fixed | Roof
NJADRE1553172958 | Administratively Determined Incentive Program | EAST BRUNSWICK | 8816 | 11 | 13.87 | Residential | Behind the Meter | Yes | Net Metered Residential | Pro Custom Solar dba Momentum Solar | None | PSE&G | Accepted | 2023-04-19 | 2023-05-16 | 2024-05-16 | Solar Panels | hanwha | q.peak duo blk-g10+365 |  | 0.365 | 14 | 304 | 19 |  | Fixed | Roof
NJADRE1553172958 | Administratively Determined Incentive Program | EAST BRUNSWICK | 8816 | 11 | 13.87 | Residential | Behind the Meter | Yes | Net Metered Residential | Pro Custom Solar dba Momentum Solar | None | PSE&G | Accepted | 2023-04-19 | 2023-05-16 | 2024-05-16 | Solar Panels | hanwha | q.peak duo blk-g10+365 |  | 0.365 | 6 | 304 | 20 |  | Fixed | Roof
NJADRE1553172963 | Administratively Determined Incentive Program | Cherry Hill | 8002 | 14 | 5.55 | Residential | Behind the Meter | No | Net Metered Residential | Vision Solar LLC | None | PSE&G | Accepted | 2023-04-19 | 2023-05-17 | 2024-05-17 | Inverters | SolarEdge | SE3800H-USRGM | 3800 |  | 1 |  |  | 0.97 |  | Outdoor | SIDE OF HOUSE
NJADRE1553172963 | Administratively Determined Incentive Program | Cherry Hill | 8002 | 14 | 5.55 | Residential | Behind the Meter | No | Net Metered Residential | Vision Solar LLC | None | PSE&G | Accepted | 2023-04-19 | 2023-05-17 | 2024-05-17 | Solar Panels | ZNSHINE SOLAR | ZXM6-NH120-370/M |  | 0.37 | 10 | 82 | 31 |  | Fixed | Roof
NJADRE1553172963 | Administratively Determined Incentive Program | Cherry Hill | 8002 | 14 | 5.55 | Residential | Behind the Meter | No | Net Metered Residential | Vision Solar LLC | None | PSE&G | Accepted | 2023-04-19 | 2023-05-17 | 2024-05-17 | Solar Panels | ZNSHINE SOLAR | ZXM6-NH120-370/M |  | 0.37 | 5 | 262 | 31 |  | Fixed | Roof
NJADRE1553172989 | Administratively Determined Incentive Program | Monmouth Beach | 7750 | 17 | 14.8 | Residential | Behind the Meter | Yes | Net Metered Residential | Tesla Energy Operations Inc | None | JCP&L | Accepted | 2023-04-19 | 2023-05-16 | 2024-05-16 | Electric Storage Battery | Tesla | AC Powerwall 2.0 |  |  | 2 |  |  |  | Lithium Ion |  | Inside
NJADRE1553172989 | Administratively Determined Incentive Program | Monmouth Beach | 7750 | 17 | 14.8 | Residential | Behind the Meter | Yes | Net Metered Residential | Tesla Energy Operations Inc | None | JCP&L | Accepted | 2023-04-19 | 2023-05-16 | 2024-05-16 | Inverters | Tesla | 1850000-00-C | 7680 |  | 2 |  |  | 0.98 |  | Indoor
NJADRE1553172989 | Administratively Determined Incentive Program | Monmouth Beach | 7750 | 17 | 14.8 | Residential | Behind the Meter | Yes | Net Metered Residential | Tesla Energy Operations Inc | None | JCP&L | Accepted | 2023-04-19 | 2023-05-16 | 2024-05-16 | Solar Panels | Tesla | T400H |  | 0.4 | 11 | 86 | 34 |  | Fixed | Roof
NJADRE1553172989 | Administratively Determined Incentive Program | Monmouth Beach | 7750 | 17 | 14.8 | Residential | Behind the Meter | Yes | Net Metered Residential | Tesla Energy Operations Inc | None | JCP&L | Accepted | 2023-04-19 | 2023-05-16 | 2024-05-16 | Solar Panels | Tesla | T400H |  | 0.4 | 26 | 266 | 34 |  | Fixed | Roof
NJADRE1553173006 | Administratively Determined Incentive Program | Robbinsville | 8691 | 12 | 12.25 | Residential | Behind the Meter | Yes | Net Metered Residential | SunnyMac LLC | None | JCP&L | Accepted | 2023-04-19 | 2023-05-23 | 2024-05-23 | Solar Panels | JASOLAR | JAM54S31-395/MR |  | 0.395 | 13 | 169 | 34 |  | Fixed | Roof
NJADRE1553173006 | Administratively Determined Incentive Program | Robbinsville | 8691 | 12 | 12.25 | Residential | Behind the Meter | Yes | Net Metered Residential | SunnyMac LLC | None | JCP&L | Accepted | 2023-04-19 | 2023-05-23 | 2024-05-23 | Solar Panels | JASOLAR | JAM54S31-395/MR |  | 0.395 | 14 | 349 | 34 |  | Fixed | Roof
NJADRE1553173006 | Administratively Determined Incentive Program | Robbinsville | 8691 | 12 | 12.25 | Residential | Behind the Meter | Yes | Net Metered Residential | SunnyMac LLC | None | JCP&L | Accepted | 2023-04-19 | 2023-05-23 | 2024-05-23 | Solar Panels | JASOLAR | JAM54S31-395/MR |  | 0.395 | 4 | 259 | 40 |  | Fixed | Roof
NJADRE1553173006 | Administratively Determined Incentive Program | Robbinsville | 8691 | 12 | 12.25 | Residential | Behind the Meter | Yes | Net Metered Residential | SunnyMac LLC | None | JCP&L | Accepted | 2023-04-19 | 2023-05-23 | 2024-05-23 | Inverters | Solaredge | SE10000H-US | 10000 |  | 1 |  |  | 0.99 |  | Outdoor | NEXT TO METER
NJADRE1553173024 | Administratively Determined Incentive Program | Piscataway | 8854 | 11 | 7.3 | Residential | Behind the Meter | Yes | Net Metered Residential | Pro Custom Solar dba Momentum Solar | None | PSE&G | Accepted | 2023-04-19 | 2023-05-16 | 2024-05-16 | Inverters | ENPHASE | IQ8PLUS-72-2-US | 290 |  | 20 |  |  | 0.97 |  | Outdoor
NJADRE1553173024 | Administratively Determined Incentive Program | Piscataway | 8854 | 11 | 7.3 | Residential | Behind the Meter | Yes | Net Metered Residential | Pro Custom Solar dba Momentum Solar | None | PSE&G | Accepted | 2023-04-19 | 2023-05-16 | 2024-05-16 | Solar Panels | HANWHA | q.peak duo blk-g10+365 |  | 0.365 | 10 | 263 | 38 |  | Fixed | Roof
NJADRE1553173024 | Administratively Determined Incentive Program | Piscataway | 8854 | 11 | 7.3 | Residential | Behind the Meter | Yes | Net Metered Residential | Pro Custom Solar dba Momentum Solar | None | PSE&G | Accepted | 2023-04-19 | 2023-05-16 | 2024-05-16 | Solar Panels | HANWHA | q.peak duo blk-g10+365 |  | 0.365 | 10 | 83 | 38 |  | Fixed | Roof
NJADRE1553173052 | Administratively Determined Incentive Program | PISCATAWAY TWP | 8854 | 11 | 4.8 | Residential | Behind the Meter | No | Net Metered Residential | Tesla Energy Operations Inc | None | PSE&G | Accepted | 2023-04-19 | 2023-05-16 | 2024-05-16 | Solar Panels | Tesla | T400H |  | 0.4 | 4 | 179 | 18 |  | Fixed | Roof
NJADRE1553173052 | Administratively Determined Incentive Program | PISCATAWAY TWP | 8854 | 11 | 4.8 | Residential | Behind the Meter | No | Net Metered Residential | Tesla Energy Operations Inc | None | PSE&G | Accepted | 2023-04-19 | 2023-05-16 | 2024-05-16 | Solar Panels | Tesla | T400H |  | 0.4 | 8 | 359 | 18 |  | Fixed | Roof
NJADRE1553173052 | Administratively Determined Incentive Program | PISCATAWAY TWP | 8854 | 11 | 4.8 | Residential | Behind the Meter | No | Net Metered Residential | Tesla Energy Operations Inc | None | PSE&G | Accepted | 2023-04-19 | 2023-05-16 | 2024-05-16 | Inverters | Tesla | 3.8 kW Tesla Inc 1534000-00-C (240V) | 3800 |  | 1 |  |  | 0.975 |  | Outside
NJADRE1553175639 | Administratively Determined Incentive Program | Kearny | 7032 | 8 | 4.8 | Residential | Behind the Meter | No | Net Metered Residential | Powur, PBC | None | PSE&G | Accepted | 2023-04-19 | 2023-05-16 | 2024-05-16 | Solar Panels | Hanwha | Q.PEAK DUO BLK ML-G10+ 400 |  | 0.4 | 12 | 45 | 24 |  | Fixed | Roof
NJADRE1553175639 | Administratively Determined Incentive Program | Kearny | 7032 | 8 | 4.8 | Residential | Behind the Meter | No | Net Metered Residential | Powur, PBC | None | PSE&G | Accepted | 2023-04-19 | 2023-05-16 | 2024-05-16 | Inverters | Enphase | IQ7PLUS-72-2-US | 240 |  | 12 |  |  | 0.99 |  | Outside
NJADRE1553175639 | Administratively Determined Incentive Program | Kearny | 7032 | 8 | 4.8 | Residential | Behind the Meter | No | Net Metered Residential | Powur, PBC | None | PSE&G | Accepted | 2023-04-19 | 2023-05-16 | 2024-05-16 | Meters | Enphase Integrated Production Meter Single-Phase (L-L) | 800-00655-r09 |  |  | 1 |  |  |  | Yes | Outdoor
NJADRE1553177921 | Administratively Determined Incentive Program | West Orange TWP | 7052 | 9 | 4.8 | Residential | Behind the Meter | Yes | Net Metered Residential | Freedom Forever New Jersey LLC | None | PSE&G | Accepted | 2023-04-19 | 2023-05-16 | 2024-05-16 | Inverters | Solar Edge | SE3800H-USRGM | 3800 |  | 1 |  |  | 0.99 |  | Outdoor
NJADRE1553177921 | Administratively Determined Incentive Program | West Orange TWP | 7052 | 9 | 4.8 | Residential | Behind the Meter | Yes | Net Metered Residential | Freedom Forever New Jersey LLC | None | PSE&G | Accepted | 2023-04-19 | 2023-05-16 | 2024-05-16 | Solar Panels | Freedom Forever | FF-MP-BBB-400 |  | 0.4 | 12 | 264 | 10 |  | Fixed | Roof
NJADRE1553178713 | Administratively Determined Incentive Program | Pitman | 8071 | 15 | 11.06 | Residential | Behind the Meter | Yes | Net Metered Residential | Sunrun Installation Services, Inc. | None | AC Electric | Accepted | 2023-04-19 | 2023-05-16 | 2024-05-16 | Inverters | SolarEdge Technologies | SE7600H-USSN | 7600 |  | 1 |  |  | 0.96 |  | Outdoor | Next To Meter
NJADRE1553178713 | Administratively Determined Incentive Program | Pitman | 8071 | 15 | 11.06 | Residential | Behind the Meter | Yes | Net Metered Residential | Sunrun Installation Services, Inc. | None | AC Electric | Accepted | 2023-04-19 | 2023-05-16 | 2024-05-16 | Solar Panels | Trina Solar | TSM-395DE09C.07 |  | 0.395 | 3 | 247 | 26 |  | Fixed | Roof
NJADRE1553178713 | Administratively Determined Incentive Program | Pitman | 8071 | 15 | 11.06 | Residential | Behind the Meter | Yes | Net Metered Residential | Sunrun Installation Services, Inc. | None | AC Electric | Accepted | 2023-04-19 | 2023-05-16 | 2024-05-16 | Solar Panels | Trina Solar | TSM-395DE09C.07 |  | 0.395 | 3 | 67 | 26 |  | Fixed | Roof
NJADRE1553178713 | Administratively Determined Incentive Program | Pitman | 8071 | 15 | 11.06 | Residential | Behind the Meter | Yes | Net Metered Residential | Sunrun Installation Services, Inc. | None | AC Electric | Accepted | 2023-04-19 | 2023-05-16 | 2024-05-16 | Solar Panels | Trina Solar | TSM-395DE09C.07 |  | 0.395 | 5 | 337 | 18 |  | Fixed | Roof
NJADRE1553178713 | Administratively Determined Incentive Program | Pitman | 8071 | 15 | 11.06 | Residential | Behind the Meter | Yes | Net Metered Residential | Sunrun Installation Services, Inc. | None | AC Electric | Accepted | 2023-04-19 | 2023-05-16 | 2024-05-16 | Solar Panels | Trina Solar | TSM-395DE09C.07 |  | 0.395 | 6 | 337 | 12 |  | Fixed | Roof
NJADRE1553178713 | Administratively Determined Incentive Program | Pitman | 8071 | 15 | 11.06 | Residential | Behind the Meter | Yes | Net Metered Residential | Sunrun Installation Services, Inc. | None | AC Electric | Accepted | 2023-04-19 | 2023-05-16 | 2024-05-16 | Solar Panels | Trina Solar | TSM-395DE09C.07 |  | 0.395 | 11 | 158 | 26 |  | Fixed | Roof
NJADRE1553178713 | Administratively Determined Incentive Program | Pitman | 8071 | 15 | 11.06 | Residential | Behind the Meter | Yes | Net Metered Residential | Sunrun Installation Services, Inc. | None | AC Electric | Accepted | 2023-04-19 | 2023-05-16 | 2024-05-16 | Meters | SolarEdge Technologies | SE7600H-USSN |  |  | 1 |  |  |  | Yes | Outdoor
NJADRE1553178729 | Administratively Determined Incentive Program | Randolph | 7869 | 3 | 14.82 | Residential | Behind the Meter | Yes | Net Metered Residential | Sunrun Installation Services, Inc. | None | JCP&L | Accepted | 2023-04-19 | 2023-05-16 | 2024-05-16 | Inverters | SolarEdge Technologies | SE10000H-USSN | 10000 |  | 1 |  |  | 0.96 |  | Outdoor | Next To Meter
NJADRE1553178729 | Administratively Determined Incentive Program | Randolph | 7869 | 3 | 14.82 | Residential | Behind the Meter | Yes | Net Metered Residential | Sunrun Installation Services, Inc. | None | JCP&L | Accepted | 2023-04-19 | 2023-05-16 | 2024-05-16 | Solar Panels | Trina Solar | TSM-390DE09C.07 |  | 0.39 | 3 | 43 | 18 |  | Fixed | Roof
NJADRE1553178729 | Administratively Determined Incentive Program | Randolph | 7869 | 3 | 14.82 | Residential | Behind the Meter | Yes | Net Metered Residential | Sunrun Installation Services, Inc. | None | JCP&L | Accepted | 2023-04-19 | 2023-05-16 | 2024-05-16 | Solar Panels | Trina Solar | TSM-390DE09C.07 |  | 0.39 | 15 | 223 | 21 |  | Fixed | Roof
NJADRE1553178729 | Administratively Determined Incentive Program | Randolph | 7869 | 3 | 14.82 | Residential | Behind the Meter | Yes | Net Metered Residential | Sunrun Installation Services, Inc. | None | JCP&L | Accepted | 2023-04-19 | 2023-05-16 | 2024-05-16 | Solar Panels | Trina Solar | TSM-390DE09C.07 |  | 0.39 | 20 | 133 | 19 |  | Fixed | Roof
NJADRE1553180845 | Administratively Determined Incentive Program | TABERNACLE | 8088 | 13 | 17.78 | Residential | Behind the Meter | Yes | Net Metered Residential | Freedom Forever New Jersey LLC | None | AC Electric | Accepted | 2023-04-19 | 2023-05-16 | 2024-05-16 | Inverters | Solar Edge | SE10000H-USRGM [SI1 | 10000 |  | 2 |  |  | 0.99 |  | Outdoor
NJADRE1553180845 | Administratively Determined Incentive Program | TABERNACLE | 8088 | 13 | 17.78 | Residential | Behind the Meter | Yes | Net Metered Residential | Freedom Forever New Jersey LLC | None | AC Electric | Accepted | 2023-04-19 | 2023-05-16 | 2024-05-16 | Solar Panels | Hanwha | Q.PEAK DUO L-G5.2 395W |  | 0.395 | 7 | 215 | 18 |  | Fixed | Roof
NJADRE1553180845 | Administratively Determined Incentive Program | TABERNACLE | 8088 | 13 | 17.78 | Residential | Behind the Meter | Yes | Net Metered Residential | Freedom Forever New Jersey LLC | None | AC Electric | Accepted | 2023-04-19 | 2023-05-16 | 2024-05-16 | Solar Panels | Hanwha | Q.PEAK DUO L-G5.2 395W |  | 0.395 | 14 | 215 | 18 |  | Fixed | Roof
NJADRE1553180845 | Administratively Determined Incentive Program | TABERNACLE | 8088 | 13 | 17.78 | Residential | Behind the Meter | Yes | Net Metered Residential | Freedom Forever New Jersey LLC | None | AC Electric | Accepted | 2023-04-19 | 2023-05-16 | 2024-05-16 | Solar Panels | Hanwha | Q.PEAK DUO L-G5.2 395W |  | 0.395 | 4 | 35 | 18 |  | Fixed | Roof
NJADRE1553180845 | Administratively Determined Incentive Program | TABERNACLE | 8088 | 13 | 17.78 | Residential | Behind the Meter | Yes | Net Metered Residential | Freedom Forever New Jersey LLC | None | AC Electric | Accepted | 2023-04-19 | 2023-05-16 | 2024-05-16 | Solar Panels | Hanwha | Q.PEAK DUO L-G5.2 395W |  | 0.395 | 20 | 35 | 18 |  | Fixed | Roof
NJADRE1553182654 | Administratively Determined Incentive Program | Irvington | 7111 | 9 | 5.85 | Residential | Behind the Meter | No | Net Metered Residential | Voltaic Solaire LLC | None | PSE&G | Accepted | 2023-04-19 | 2023-05-16 | 2024-05-16 | Solar Panels | TRINA SOLAR | TSM-390 DEC09C.07 |  | 0.39 | 10 | 123 | 30 |  | Fixed | Roof
NJADRE1553182654 | Administratively Determined Incentive Program | Irvington | 7111 | 9 | 5.85 | Residential | Behind the Meter | No | Net Metered Residential | Voltaic Solaire LLC | None | PSE&G | Accepted | 2023-04-19 | 2023-05-16 | 2024-05-16 | Solar Panels | TRINA SOLAR | TSM-390 DEC09C.07 |  | 0.39 | 5 | 303 | 30 |  | Fixed | Roof
NJADRE1553182654 | Administratively Determined Incentive Program | Irvington | 7111 | 9 | 5.85 | Residential | Behind the Meter | No | Net Metered Residential | Voltaic Solaire LLC | None | PSE&G | Accepted | 2023-04-19 | 2023-05-16 | 2024-05-16 | Inverters | SOLAR EDGE | SE5000H-US | 5000 |  | 1 |  |  | 0.98 |  | Outdoor | roof under panels
NJADRE1553182737 | Administratively Determined Incentive Program | Union | 7083 | 10 | 3.29 | Residential | Behind the Meter | Yes | Net Metered Residential | Pro Custom Solar dba Momentum Solar | None | PSE&G | Accepted | 2023-04-19 | 2023-05-16 | 2024-05-16 | Inverters | ENPHASE | IQ8PLUS-72-2-US | 290 |  | 9 |  |  | 0.97 |  | Outdoor
NJADRE1553182737 | Administratively Determined Incentive Program | Union | 7083 | 10 | 3.29 | Residential | Behind the Meter | Yes | Net Metered Residential | Pro Custom Solar dba Momentum Solar | None | PSE&G | Accepted | 2023-04-19 | 2023-05-16 | 2024-05-16 | Solar Panels | HANWHA | q.peak duo blk-g10+365 |  | 0.365 | 9 | 127 | 32 |  | Fixed | Roof
NJADRE1553182765 | Administratively Determined Incentive Program | flanders | 7836 | 3 | 8.05 | Residential | Behind the Meter | No | Net Metered Residential | Powur, PBC | None | JCP&L | Accepted | 2023-04-19 | 2023-05-16 | 2024-05-16 | Solar Panels | Hanwha | Q.PEAK DUO-G6 350 |  | 0.35 | 14 | 153 | 31 |  | Fixed | Roof
NJADRE1553182765 | Administratively Determined Incentive Program | flanders | 7836 | 3 | 8.05 | Residential | Behind the Meter | No | Net Metered Residential | Powur, PBC | None | JCP&L | Accepted | 2023-04-19 | 2023-05-16 | 2024-05-16 | Solar Panels | Hanwha | Q.PEAK DUO-G6 350 |  | 0.35 | 2 | 153 | 9 |  | Fixed | Roof
NJADRE1553182765 | Administratively Determined Incentive Program | flanders | 7836 | 3 | 8.05 | Residential | Behind the Meter | No | Net Metered Residential | Powur, PBC | None | JCP&L | Accepted | 2023-04-19 | 2023-05-16 | 2024-05-16 | Solar Panels | Hanwha | Q.PEAK DUO-G6 350 |  | 0.35 | 4 | 153 | 10 |  | Fixed | Roof
NJADRE1553182765 | Administratively Determined Incentive Program | flanders | 7836 | 3 | 8.05 | Residential | Behind the Meter | No | Net Metered Residential | Powur, PBC | None | JCP&L | Accepted | 2023-04-19 | 2023-05-16 | 2024-05-16 | Solar Panels | Hanwha | Q.PEAK DUO-G6 350 |  | 0.35 | 3 | 153 | 17 |  | Fixed | Roof
NJADRE1553182765 | Administratively Determined Incentive Program | flanders | 7836 | 3 | 8.05 | Residential | Behind the Meter | No | Net Metered Residential | Powur, PBC | None | JCP&L | Accepted | 2023-04-19 | 2023-05-16 | 2024-05-16 | Inverters | Enphase | IQ7 PLUS-72-2-US | 290 |  | 23 |  |  | 0.99 |  | Outside
NJADRE1553182783 | Administratively Determined Incentive Program | Columbia | 7832 | 2 | 3.29 | Residential | Behind the Meter | Yes | Net Metered Residential | Pro Custom Solar dba Momentum Solar | None | JCP&L | Accepted | 2023-04-19 | 2023-05-17 | 2024-05-17 | Solar Panels | HANWHA | Â Q. PEAK DUO BLK-G10+365 |  | 0.365 | 9 | 138 | 19 |  | Fixed | Roof
NJADRE1553182783 | Administratively Determined Incentive Program | Columbia | 7832 | 2 | 3.29 | Residential | Behind the Meter | Yes | Net Metered Residential | Pro Custom Solar dba Momentum Solar | None | JCP&L | Accepted | 2023-04-19 | 2023-05-17 | 2024-05-17 | Inverters | ENPHASE | IQ8PLUS-72-2-US | 290 |  | 9 |  |  | 0.97 |  | Outdoor
NJADRE1553182800 | Administratively Determined Incentive Program | Jersey City | 7306 | 8 | 4.8 | Residential | Behind the Meter | Yes | Net Metered Residential | Freedom Forever New Jersey LLC | None | PSE&G | Accepted | 2023-04-19 | 2023-05-16 | 2024-05-16 | Inverters | Solar Edge | SE3800H-USRGM | 3800 |  | 1 |  |  | 0.99 |  | Outdoor
NJADRE1553182800 | Administratively Determined Incentive Program | Jersey City | 7306 | 8 | 4.8 | Residential | Behind the Meter | Yes | Net Metered Residential | Freedom Forever New Jersey LLC | None | PSE&G | Accepted | 2023-04-19 | 2023-05-16 | 2024-05-16 | Solar Panels | Freedom Forever | FF-MP-BBB-400 |  | 0.4 | 9 | 111 | 10 |  | Fixed | Roof
NJADRE1553182800 | Administratively Determined Incentive Program | Jersey City | 7306 | 8 | 4.8 | Residential | Behind the Meter | Yes | Net Metered Residential | Freedom Forever New Jersey LLC | None | PSE&G | Accepted | 2023-04-19 | 2023-05-16 | 2024-05-16 | Solar Panels | Freedom Forever | FF-MP-BBB-400 |  | 0.4 | 3 | 290 | 10 |  | Fixed | Roof
NJADRE1553182818 | Administratively Determined Incentive Program | Wyckoff | 7481 | 7 | 25.42 | Residential | Behind the Meter | No | Net Metered Residential | Tesla Energy Operations Inc | None | Orange Rockland Electric | Accepted | 2023-04-19 | 2023-05-17 | 2024-05-17 | Electric Storage Battery | Tesla | AC Powerwall 2.0 |  |  | 3 |  |  |  | Lithium Ion |  | Inside
NJADRE1553182818 | Administratively Determined Incentive Program | Wyckoff | 7481 | 7 | 25.42 | Residential | Behind the Meter | No | Net Metered Residential | Tesla Energy Operations Inc | None | Orange Rockland Electric | Accepted | 2023-04-19 | 2023-05-17 | 2024-05-17 | Inverters | Tesla | 1538000-00-F | 7680 |  | 3 |  |  | 0.98 |  | Indoor
NJADRE1553182818 | Administratively Determined Incentive Program | Wyckoff | 7481 | 7 | 25.42 | Residential | Behind the Meter | No | Net Metered Residential | Tesla Energy Operations Inc | None | Orange Rockland Electric | Accepted | 2023-04-19 | 2023-05-17 | 2024-05-17 | Solar Panels | Tesla | SR72T2 |  | 0.072 | 97 | 11 | 30 |  | Fixed | Roof
NJADRE1553182818 | Administratively Determined Incentive Program | Wyckoff | 7481 | 7 | 25.42 | Residential | Behind the Meter | No | Net Metered Residential | Tesla Energy Operations Inc | None | Orange Rockland Electric | Accepted | 2023-04-19 | 2023-05-17 | 2024-05-17 | Solar Panels | Tesla | SR72T2 |  | 0.072 | 7 | 191 | 30 |  | Fixed | Roof
NJADRE1553182818 | Administratively Determined Incentive Program | Wyckoff | 7481 | 7 | 25.42 | Residential | Behind the Meter | No | Net Metered Residential | Tesla Energy Operations Inc | None | Orange Rockland Electric | Accepted | 2023-04-19 | 2023-05-17 | 2024-05-17 | Solar Panels | Tesla | SR72T2 |  | 0.072 | 50 | 11 | 30 |  | Fixed | Roof
NJADRE1553182818 | Administratively Determined Incentive Program | Wyckoff | 7481 | 7 | 25.42 | Residential | Behind the Meter | No | Net Metered Residential | Tesla Energy Operations Inc | None | Orange Rockland Electric | Accepted | 2023-04-19 | 2023-05-17 | 2024-05-17 | Solar Panels | Tesla | SR72T2 |  | 0.072 | 22 | 191 | 20 |  | Fixed | Roof
NJADRE1553182818 | Administratively Determined Incentive Program | Wyckoff | 7481 | 7 | 25.42 | Residential | Behind the Meter | No | Net Metered Residential | Tesla Energy Operations Inc | None | Orange Rockland Electric | Accepted | 2023-04-19 | 2023-05-17 | 2024-05-17 | Solar Panels | Tesla | SR72T2 |  | 0.072 | 74 | 191 | 20 |  | Fixed | Roof
NJADRE1553182818 | Administratively Determined Incentive Program | Wyckoff | 7481 | 7 | 25.42 | Residential | Behind the Meter | No | Net Metered Residential | Tesla Energy Operations Inc | None | Orange Rockland Electric | Accepted | 2023-04-19 | 2023-05-17 | 2024-05-17 | Solar Panels | Tesla | SR72T2 |  | 0.072 | 64 | 101 | 24 |  | Fixed | Roof
NJADRE1553182818 | Administratively Determined Incentive Program | Wyckoff | 7481 | 7 | 25.42 | Residential | Behind the Meter | No | Net Metered Residential | Tesla Energy Operations Inc | None | Orange Rockland Electric | Accepted | 2023-04-19 | 2023-05-17 | 2024-05-17 | Solar Panels | Tesla | SR72T2 |  | 0.072 | 32 | 281 | 24 |  | Fixed | Roof
NJADRE1553182818 | Administratively Determined Incentive Program | Wyckoff | 7481 | 7 | 25.42 | Residential | Behind the Meter | No | Net Metered Residential | Tesla Energy Operations Inc | None | Orange Rockland Electric | Accepted | 2023-04-19 | 2023-05-17 | 2024-05-17 | Solar Panels | Tesla | SR72T2 |  | 0.072 | 7 | 191 | 16 |  | Fixed | Roof
NJADRE1553182822 | Administratively Determined Incentive Program | Trenton | 8611 | 12 | 5.46 | Residential | Behind the Meter | Yes | Net Metered Residential | Sunrun Installation Services, Inc. | None | PSE&G | Accepted | 2023-04-19 | 2023-05-16 | 2024-05-16 | Inverters | SolarEdge Technologies | SE3800H-USMN | 3800 |  | 1 |  |  | 0.96 |  | Outdoor | Next To Meter
NJADRE1553182822 | Administratively Determined Incentive Program | Trenton | 8611 | 12 | 5.46 | Residential | Behind the Meter | Yes | Net Metered Residential | Sunrun Installation Services, Inc. | None | PSE&G | Accepted | 2023-04-19 | 2023-05-16 | 2024-05-16 | Solar Panels | Trina Solar | TSM-390DE09C.07 |  | 0.39 | 8 | 261 | 27 |  | Fixed | Roof
NJADRE1553182822 | Administratively Determined Incentive Program | Trenton | 8611 | 12 | 5.46 | Residential | Behind the Meter | Yes | Net Metered Residential | Sunrun Installation Services, Inc. | None | PSE&G | Accepted | 2023-04-19 | 2023-05-16 | 2024-05-16 | Solar Panels | Trina Solar | TSM-390DE09C.07 |  | 0.39 | 6 | 81 | 27 |  | Fixed | Roof
NJADRE1553183948 | Administratively Determined Incentive Program | LINDEN CITY | 7036 | 10 | 8.58 | Residential | Behind the Meter | Yes | Net Metered Residential | Sunrun Installation Services, Inc. | None | PSE&G | Accepted | 2023-04-19 | 2023-05-16 | 2024-05-16 | Inverters | SolarEdge Technologies | SE6000H-USSN | 6000 |  | 1 |  |  | 0.99 |  | Outdoor | Next To Meter
NJADRE1553183948 | Administratively Determined Incentive Program | LINDEN CITY | 7036 | 10 | 8.58 | Residential | Behind the Meter | Yes | Net Metered Residential | Sunrun Installation Services, Inc. | None | PSE&G | Accepted | 2023-04-19 | 2023-05-16 | 2024-05-16 | Solar Panels | Trina Solar | TSM-390DE09C.07 |  | 0.39 | 12 | 309 | 17 |  | Fixed | Roof
NJADRE1553183948 | Administratively Determined Incentive Program | LINDEN CITY | 7036 | 10 | 8.58 | Residential | Behind the Meter | Yes | Net Metered Residential | Sunrun Installation Services, Inc. | None | PSE&G | Accepted | 2023-04-19 | 2023-05-16 | 2024-05-16 | Solar Panels | Trina Solar | TSM-390DE09C.07 |  | 0.39 | 10 | 129 | 18 |  | Fixed | Roof
NJADRE1553184067 | Administratively Determined Incentive Program | Rahway | 7065 | 10 | 7.03 | Residential | Behind the Meter | Yes | Net Metered Residential | Fusion Solar Energy LLC | PSEG | PSE&G | Accepted | 2023-04-19 | 2023-05-16 | 2024-05-16 | Solar Panels | VSUN | 370 |  | 0.37 | 3 | 315 | 30 |  | Fixed | Roof
NJADRE1553184067 | Administratively Determined Incentive Program | Rahway | 7065 | 10 | 7.03 | Residential | Behind the Meter | Yes | Net Metered Residential | Fusion Solar Energy LLC | PSEG | PSE&G | Accepted | 2023-04-19 | 2023-05-16 | 2024-05-16 | Solar Panels | VSUN | 370 |  | 0.37 | 3 | 135 | 30 |  | Fixed | Roof
NJADRE1553184067 | Administratively Determined Incentive Program | Rahway | 7065 | 10 | 7.03 | Residential | Behind the Meter | Yes | Net Metered Residential | Fusion Solar Energy LLC | PSEG | PSE&G | Accepted | 2023-04-19 | 2023-05-16 | 2024-05-16 | Solar Panels | VSUN | 370 |  | 0.37 | 5 | 315 | 35 |  | Fixed | Roof
NJADRE1553184067 | Administratively Determined Incentive Program | Rahway | 7065 | 10 | 7.03 | Residential | Behind the Meter | Yes | Net Metered Residential | Fusion Solar Energy LLC | PSEG | PSE&G | Accepted | 2023-04-19 | 2023-05-16 | 2024-05-16 | Solar Panels | VSUN | 370 |  | 0.37 | 8 | 135 | 35 |  | Fixed | Roof
NJADRE1553184067 | Administratively Determined Incentive Program | Rahway | 7065 | 10 | 7.03 | Residential | Behind the Meter | Yes | Net Metered Residential | Fusion Solar Energy LLC | PSEG | PSE&G | Accepted | 2023-04-19 | 2023-05-16 | 2024-05-16 | Inverters | HOYMILES | HM-1500NT | 355 |  | 19 |  |  | 0.94 |  | Outdoor
NJADRE1553185876 | Administratively Determined Incentive Program | Cresskill | 7626 | 7 | 10.36 | Residential | Behind the Meter | No | Net Metered Residential | Vision Solar LLC | None | Orange Rockland Electric | Accepted | 2023-04-20 | 2023-05-16 | 2024-05-16 | Inverters | SolarEdge | SE7600H-USRGM | 7600 |  | 1 |  |  | 0.97 |  | Outdoor | SIDE OF HOUSE
NJADRE1553185876 | Administratively Determined Incentive Program | Cresskill | 7626 | 7 | 10.36 | Residential | Behind the Meter | No | Net Metered Residential | Vision Solar LLC | None | Orange Rockland Electric | Accepted | 2023-04-20 | 2023-05-16 | 2024-05-16 | Solar Panels | ZNSHINE SOLAR | ZXM6-NH120-370/M |  | 0.37 | 28 | 219 | 11 |  | Fixed | Roof
NJADRE1553185893 | Administratively Determined Incentive Program | Bedminster | 7921 | 5 | 40.74 | Residential | Behind the Meter | No | Net Metered Residential | Paradise Solar and Electrical LLC | None | JCP&L | Accepted | 2023-04-20 | 2023-05-17 | 2024-05-17 | Inverters | Enphase | IQ8A | 349 |  | 84 |  |  | 0.976 |  | Outdoor | under modules
NJADRE1553185893 | Administratively Determined Incentive Program | Bedminster | 7921 | 5 | 40.74 | Residential | Behind the Meter | No | Net Metered Residential | Paradise Solar and Electrical LLC | None | JCP&L | Accepted | 2023-04-20 | 2023-05-17 | 2024-05-17 | Solar Panels | Hanwha | Q.Peak DUO XL-G10.3/BFG |  | 0.485 | 84 | 180 | 18 |  | Fixed | Ground
NJADRE1553185896 | Administratively Determined Incentive Program | Frenchtown | 8825 | 4 | 15.54 | Residential | Behind the Meter | No | Net Metered Residential | Vision Solar LLC | None | JCP&L | Accepted | 2023-04-20 | 2023-05-16 | 2024-05-16 | Inverters | Solaredge | SE11400H-USRGM | 11400 |  | 1 |  |  | 0.97 |  | Outdoor | under panel (side of house)
NJADRE1553185896 | Administratively Determined Incentive Program | Frenchtown | 8825 | 4 | 15.54 | Residential | Behind the Meter | No | Net Metered Residential | Vision Solar LLC | None | JCP&L | Accepted | 2023-04-20 | 2023-05-16 | 2024-05-16 | Solar Panels | Znshine | ZXM6-NH120-370/M |  | 0.37 | 18 | 158 | 5 |  | Fixed | Roof
NJADRE1553185896 | Administratively Determined Incentive Program | Frenchtown | 8825 | 4 | 15.54 | Residential | Behind the Meter | No | Net Metered Residential | Vision Solar LLC | None | JCP&L | Accepted | 2023-04-20 | 2023-05-16 | 2024-05-16 | Solar Panels | Znshine | ZXM6-NH120-370/M |  | 0.37 | 24 | 338 | 40 |  | Fixed | Roof
NJADRE1553185908 | Administratively Determined Incentive Program | Whippany | 7981 | 3 | 7.68 | Commercial | Behind the Meter | No | Small Net-Metered Non-Residential located on Rooftop, Carport, Canopy and Floating Solar | Antonio L. Dimichino, LLC | None | JCP&L | Accepted | 2023-04-20 | 2023-05-17 | 2024-05-17 | Solar Panels | Hanwha Q Cells | Q.PEAK DUO XL-G10.2 |  | 0.48 | 16 | 217 | 10 |  | Fixed | Roof
NJADRE1553185908 | Administratively Determined Incentive Program | Whippany | 7981 | 3 | 7.68 | Commercial | Behind the Meter | No | Small Net-Metered Non-Residential located on Rooftop, Carport, Canopy and Floating Solar | Antonio L. Dimichino, LLC | None | JCP&L | Accepted | 2023-04-20 | 2023-05-17 | 2024-05-17 | Inverters | SolarEdge | SE10K-US | 10000 |  | 1 |  |  | 0.965 |  | Outdoor
NJADRE1553185908 | Administratively Determined Incentive Program | Whippany | 7981 | 3 | 7.68 | Commercial | Behind the Meter | No | Small Net-Metered Non-Residential located on Rooftop, Carport, Canopy and Floating Solar | Antonio L. Dimichino, LLC | None | JCP&L | Accepted | 2023-04-20 | 2023-05-17 | 2024-05-17 | Meters | SolarEdge | SE-RGMTR |  |  | 1 |  |  |  | Yes
NJADRE1553185918 | Administratively Determined Incentive Program | Old Bridge | 8857 | 11 | 8.4 | Residential | Behind the Meter | Yes | Net Metered Residential | Pro Custom Solar dba Momentum Solar | None | JCP&L | Accepted | 2023-04-20 | 2023-05-16 | 2024-05-16 | Solar Panels | HANWHA | Â Q. PEAK DUO BLK-G10+365 |  | 0.365 | 7 | 79 | 33 |  | Fixed | Roof
NJADRE1553185918 | Administratively Determined Incentive Program | Old Bridge | 8857 | 11 | 8.4 | Residential | Behind the Meter | Yes | Net Metered Residential | Pro Custom Solar dba Momentum Solar | None | JCP&L | Accepted | 2023-04-20 | 2023-05-16 | 2024-05-16 | Solar Panels | HANWHA | Â Q. PEAK DUO BLK-G10+365 |  | 0.365 | 5 | 169 | 31 |  | Fixed | Roof
NJADRE1553185918 | Administratively Determined Incentive Program | Old Bridge | 8857 | 11 | 8.4 | Residential | Behind the Meter | Yes | Net Metered Residential | Pro Custom Solar dba Momentum Solar | None | JCP&L | Accepted | 2023-04-20 | 2023-05-16 | 2024-05-16 | Solar Panels | HANWHA | Â Q. PEAK DUO BLK-G10+365 |  | 0.365 | 11 | 349 | 25 |  | Fixed | Roof
NJADRE1553185918 | Administratively Determined Incentive Program | Old Bridge | 8857 | 11 | 8.4 | Residential | Behind the Meter | Yes | Net Metered Residential | Pro Custom Solar dba Momentum Solar | None | JCP&L | Accepted | 2023-04-20 | 2023-05-16 | 2024-05-16 | Inverters | ENPHASE | IQ8PLUS-72-2-US | 290 |  | 23 |  |  | 0.97 |  | Outdoor
NJADRE1553185936 | Administratively Determined Incentive Program | Whippany | 7981 | 3 | 6.72 | Commercial | Behind the Meter | No | Small Net-Metered Non-Residential located on Rooftop, Carport, Canopy and Floating Solar | ALD Solar | None | JCP&L | Accepted | 2023-04-20 | 2023-05-17 | 2024-05-17 | Solar Panels | Hanwha Q Cells | Q.PEAK DUO XL-G10.2 |  | 0.48 | 14 | 217 | 10 |  | Fixed | Roof
NJADRE1553185936 | Administratively Determined Incentive Program | Whippany | 7981 | 3 | 6.72 | Commercial | Behind the Meter | No | Small Net-Metered Non-Residential located on Rooftop, Carport, Canopy and Floating Solar | ALD Solar | None | JCP&L | Accepted | 2023-04-20 | 2023-05-17 | 2024-05-17 | Inverters | SolarEdge | SE10K-US | 10000 |  | 1 |  |  | 0.965 |  | Outdoor
NJADRE1553185936 | Administratively Determined Incentive Program | Whippany | 7981 | 3 | 6.72 | Commercial | Behind the Meter | No | Small Net-Metered Non-Residential located on Rooftop, Carport, Canopy and Floating Solar | ALD Solar | None | JCP&L | Accepted | 2023-04-20 | 2023-05-17 | 2024-05-17 | Meters | SolarEdge | SE-RGMTR |  |  | 1 |  |  |  | Yes
NJADRE1553185958 | Administratively Determined Incentive Program | Clementon | 8021 | 14 | 12.09 | Residential | Behind the Meter | Yes | Net Metered Residential | Sunrun Installation Services, Inc. | None | AC Electric | Accepted | 2023-04-20 | 2023-05-16 | 2024-05-16 | Inverters | SolarEdge Technologies | SE10000H-USSN | 10000 |  | 1 |  |  | 0.96 |  | Outdoor | Next To Meter
NJADRE1553185958 | Administratively Determined Incentive Program | Clementon | 8021 | 14 | 12.09 | Residential | Behind the Meter | Yes | Net Metered Residential | Sunrun Installation Services, Inc. | None | AC Electric | Accepted | 2023-04-20 | 2023-05-16 | 2024-05-16 | Solar Panels | Trina Solar | TSM-390DE09C.07 |  | 0.39 | 19 | 194 | 20 |  | Fixed | Roof
NJADRE1553185958 | Administratively Determined Incentive Program | Clementon | 8021 | 14 | 12.09 | Residential | Behind the Meter | Yes | Net Metered Residential | Sunrun Installation Services, Inc. | None | AC Electric | Accepted | 2023-04-20 | 2023-05-16 | 2024-05-16 | Solar Panels | Trina Solar | TSM-390DE09C.07 |  | 0.39 | 12 | 14 | 22 |  | Fixed | Roof
NJADRE1553185959 | Administratively Determined Incentive Program | Whippany | 7981 | 3 | 6.72 | Commercial | Behind the Meter | No | Small Net-Metered Non-Residential located on Rooftop, Carport, Canopy and Floating Solar | Antonio L. Dimichino, LLC | None | JCP&L | Accepted | 2023-04-20 | 2023-05-17 | 2024-05-17 | Solar Panels | Hanwha Q Cells | Q.PEAK DUO XL-G10.2 |  | 0.48 | 14 | 217 | 10 |  | Fixed | Roof
NJADRE1553185959 | Administratively Determined Incentive Program | Whippany | 7981 | 3 | 6.72 | Commercial | Behind the Meter | No | Small Net-Metered Non-Residential located on Rooftop, Carport, Canopy and Floating Solar | Antonio L. Dimichino, LLC | None | JCP&L | Accepted | 2023-04-20 | 2023-05-17 | 2024-05-17 | Inverters | SolarEdge | SE10K-US | 10000 |  | 1 |  |  | 0.965 |  | Outdoor
NJADRE1553185959 | Administratively Determined Incentive Program | Whippany | 7981 | 3 | 6.72 | Commercial | Behind the Meter | No | Small Net-Metered Non-Residential located on Rooftop, Carport, Canopy and Floating Solar | Antonio L. Dimichino, LLC | None | JCP&L | Accepted | 2023-04-20 | 2023-05-17 | 2024-05-17 | Meters | SolarEdge | SE-RGMTR |  |  | 1 |  |  |  | No
NJADRE1553185967 | Administratively Determined Incentive Program | Irvington | 7111 | 9 | 4.44 | Residential | Behind the Meter | No | Net Metered Residential | Vision Solar LLC | None | PSE&G | Accepted | 2023-04-20 | 2023-05-19 | 2024-05-19 | Inverters | SolarEdge | SE3800H-USRGM | 3800 |  | 1 |  |  | 0.97 |  | Outdoor | SIDE OF HOUSE
NJADRE1553185967 | Administratively Determined Incentive Program | Irvington | 7111 | 9 | 4.44 | Residential | Behind the Meter | No | Net Metered Residential | Vision Solar LLC | None | PSE&G | Accepted | 2023-04-20 | 2023-05-19 | 2024-05-19 | Solar Panels | ZNSHINE SOLAR | ZXM6-NH120-370/M |  | 0.37 | 2 | 53 | 37 |  | Fixed | Roof
NJADRE1553185967 | Administratively Determined Incentive Program | Irvington | 7111 | 9 | 4.44 | Residential | Behind the Meter | No | Net Metered Residential | Vision Solar LLC | None | PSE&G | Accepted | 2023-04-20 | 2023-05-19 | 2024-05-19 | Solar Panels | ZNSHINE SOLAR | ZXM6-NH120-370/M |  | 0.37 | 6 | 323 | 37 |  | Fixed | Roof
NJADRE1553185967 | Administratively Determined Incentive Program | Irvington | 7111 | 9 | 4.44 | Residential | Behind the Meter | No | Net Metered Residential | Vision Solar LLC | None | PSE&G | Accepted | 2023-04-20 | 2023-05-19 | 2024-05-19 | Solar Panels | ZNSHINE SOLAR | ZXM6-NH120-370/M |  | 0.37 | 4 | 233 | 37 |  | Fixed | Roof
NJADRE1553186054 | Administratively Determined Incentive Program | Piscataway | 8854 | 11 | 11.31 | Residential | Behind the Meter | No | Net Metered Residential | Sunrun Installation Services, Inc. | None | PSE&G | Accepted | 2023-04-20 | 2023-05-16 | 2024-05-16 | Inverters | SolarEdge Technologies | SE10000H-USSN | 10000 |  | 1 |  |  | 0.96 |  | Outdoor | Next To Meter
NJADRE1553186054 | Administratively Determined Incentive Program | Piscataway | 8854 | 11 | 11.31 | Residential | Behind the Meter | No | Net Metered Residential | Sunrun Installation Services, Inc. | None | PSE&G | Accepted | 2023-04-20 | 2023-05-16 | 2024-05-16 | Solar Panels | Trina Solar | TSM-390DE09C.07 |  | 0.39 | 15 | 283 | 24 |  | Fixed | Roof
NJADRE1553186054 | Administratively Determined Incentive Program | Piscataway | 8854 | 11 | 11.31 | Residential | Behind the Meter | No | Net Metered Residential | Sunrun Installation Services, Inc. | None | PSE&G | Accepted | 2023-04-20 | 2023-05-16 | 2024-05-16 | Solar Panels | Trina Solar | TSM-390DE09C.07 |  | 0.39 | 14 | 103 | 22 |  | Fixed | Roof
NJADRE1553186101 | Administratively Determined Incentive Program | EGG HARBOR | 8215 | 19 | 8.58 | Residential | Behind the Meter | Yes | Net Metered Residential | Sunrun Installation Services, Inc. | None | AC Electric | Accepted | 2023-04-20 | 2023-05-16 | 2024-05-16 | Inverters | SOLAREDGE TECHNOLOGIES | SE6000H-USSN | 6000 |  | 1 |  |  | 0.99 |  | Outdoor | Next to the meter
NJADRE1553186101 | Administratively Determined Incentive Program | EGG HARBOR | 8215 | 19 | 8.58 | Residential | Behind the Meter | Yes | Net Metered Residential | Sunrun Installation Services, Inc. | None | AC Electric | Accepted | 2023-04-20 | 2023-05-16 | 2024-05-16 | Solar Panels | Trina Solar | TSM-390DE09C.07 |  | 0.39 | 16 | 132 | 44 |  | Fixed | Roof
NJADRE1553186101 | Administratively Determined Incentive Program | EGG HARBOR | 8215 | 19 | 8.58 | Residential | Behind the Meter | Yes | Net Metered Residential | Sunrun Installation Services, Inc. | None | AC Electric | Accepted | 2023-04-20 | 2023-05-16 | 2024-05-16 | Solar Panels | Trina Solar | TSM-390DE09C.07 |  | 0.39 | 6 | 313 | 44 |  | Fixed | Roof
NJADRE1553186257 | Administratively Determined Incentive Program | Bayonne | 7002 | 8 | 4.2 | Residential | Behind the Meter | No | Net Metered Residential | Power Home Remodeling Group | None | PSE&G | Accepted | 2023-04-20 | 2023-05-17 | 2024-05-17 | Inverters | SolarEdge | SE3800H-US | 3800 |  | 1 |  |  | 0.99 |  | Outdoor
NJADRE1553186257 | Administratively Determined Incentive Program | Bayonne | 7002 | 8 | 4.2 | Residential | Behind the Meter | No | Net Metered Residential | Power Home Remodeling Group | None | PSE&G | Accepted | 2023-04-20 | 2023-05-17 | 2024-05-17 | Meters | SolarEdge | Revenue Grade Data Ansi C12.20 |  |  | 1 |  |  |  | Yes | Outdoor
NJADRE1553186257 | Administratively Determined Incentive Program | Bayonne | 7002 | 8 | 4.2 | Residential | Behind the Meter | No | Net Metered Residential | Power Home Remodeling Group | None | PSE&G | Accepted | 2023-04-20 | 2023-05-17 | 2024-05-17 | Solar Panels | Longi | LR4-60HPB-350M |  | 0.35 | 12 | 122 | 22 |  | Fixed | Roof
NJADRE1553186940 | Administratively Determined Incentive Program | Little Egg Harbor Township | 8087 | 18 | 4.44 | Residential | Behind the Meter | No | Net Metered Residential | Vision Solar LLC | None | AC Electric | Accepted | 2023-04-20 | 2023-05-17 | 2024-05-17 | Inverters | SolarEdge | SE3800H-USRGM | 3800 |  | 1 |  |  | 0.97 |  | Outdoor | SIDE OF HOUSE
NJADRE1553186940 | Administratively Determined Incentive Program | Little Egg Harbor Township | 8087 | 18 | 4.44 | Residential | Behind the Meter | No | Net Metered Residential | Vision Solar LLC | None | AC Electric | Accepted | 2023-04-20 | 2023-05-17 | 2024-05-17 | Solar Panels | ZNSHINE SOLAR | ZXM6-NH120-370/M |  | 0.37 | 4 | 241 | 27 |  | Fixed | Roof
NJADRE1553186940 | Administratively Determined Incentive Program | Little Egg Harbor Township | 8087 | 18 | 4.44 | Residential | Behind the Meter | No | Net Metered Residential | Vision Solar LLC | None | AC Electric | Accepted | 2023-04-20 | 2023-05-17 | 2024-05-17 | Solar Panels | ZNSHINE SOLAR | ZXM6-NH120-370/M |  | 0.37 | 4 | 241 | 27 |  | Fixed | Roof
NJADRE1553186940 | Administratively Determined Incentive Program | Little Egg Harbor Township | 8087 | 18 | 4.44 | Residential | Behind the Meter | No | Net Metered Residential | Vision Solar LLC | None | AC Electric | Accepted | 2023-04-20 | 2023-05-17 | 2024-05-17 | Solar Panels | ZNSHINE SOLAR | ZXM6-NH120-370/M |  | 0.37 | 2 | 241 | 27 |  | Fixed | Roof
NJADRE1553186940 | Administratively Determined Incentive Program | Little Egg Harbor Township | 8087 | 18 | 4.44 | Residential | Behind the Meter | No | Net Metered Residential | Vision Solar LLC | None | AC Electric | Accepted | 2023-04-20 | 2023-05-17 | 2024-05-17 | Solar Panels | ZNSHINE SOLAR | ZXM6-NH120-370/M |  | 0.37 | 2 | 61 | 27 |  | Fixed | Roof
NJADRE1553186961 | Administratively Determined Incentive Program | West Orange | 7052 | 9 | 14.99 | Residential | Behind the Meter | Yes | Net Metered Residential | Trinity Solar | None | PSE&G | Accepted | 2023-04-20 | 2023-05-17 | 2024-05-17 | Inverters | Solar Edge | SE11400H-US000BEi4 | 11400 |  | 1 |  |  | 0.97 |  | Outdoor
NJADRE1553186961 | Administratively Determined Incentive Program | West Orange | 7052 | 9 | 14.99 | Residential | Behind the Meter | Yes | Net Metered Residential | Trinity Solar | None | PSE&G | Accepted | 2023-04-20 | 2023-05-17 | 2024-05-17 | Solar Panels | HANWHA | Q.PEAK DUO BLK ML-G10+ 405 |  | 0.405 | 21 | 33 | 18 |  | Fixed | Roof
NJADRE1553186961 | Administratively Determined Incentive Program | West Orange | 7052 | 9 | 14.99 | Residential | Behind the Meter | Yes | Net Metered Residential | Trinity Solar | None | PSE&G | Accepted | 2023-04-20 | 2023-05-17 | 2024-05-17 | Solar Panels | HANWHA | Q.PEAK DUO BLK ML-G10+ 405 |  | 0.405 | 16 | 213 | 18 |  | Fixed | Roof
NJADRE1553186989 | Administratively Determined Incentive Program | Newark | 7106 | 9 | 4.46 | Residential | Behind the Meter | Yes | Net Metered Residential | Trinity Solar | None | PSE&G | Accepted | 2023-04-20 | 2023-05-17 | 2024-05-17 | Inverters | Solar Edge | SE3800H-US | 4 |  | 1 |  |  | 0.97 |  | Outdoor
NJADRE1553186989 | Administratively Determined Incentive Program | Newark | 7106 | 9 | 4.46 | Residential | Behind the Meter | Yes | Net Metered Residential | Trinity Solar | None | PSE&G | Accepted | 2023-04-20 | 2023-05-17 | 2024-05-17 | Solar Panels | HANWHA 405 (Q.PEAK DUO BLK ML-G10+ 405) | HANWHA 405 (Q.PEAK DUO BLK ML-G10+ 405) |  | 0.405 | 11 | 115 | 37 |  | Fixed | Roof
NJADRE1553187030 | Administratively Determined Incentive Program | Newark | 7112 | 9 | 9.1 | Residential | Behind the Meter | Yes | Net Metered Residential | Bright Planet Solar | None | PSE&G | Accepted | 2023-04-20 | 2023-05-17 | 2024-05-17 | Inverters | SolarEdge | SE7600H-USRGM | 7600 |  | 1 |  |  | 0.98 |  | Outdoor
NJADRE1553187030 | Administratively Determined Incentive Program | Newark | 7112 | 9 | 9.1 | Residential | Behind the Meter | Yes | Net Metered Residential | Bright Planet Solar | None | PSE&G | Accepted | 2023-04-20 | 2023-05-17 | 2024-05-17 | Solar Panels | Longi | LR4-60HPB-350M |  | 0.35 | 14 | 294 | 30 |  | Fixed | Roof
NJADRE1553187030 | Administratively Determined Incentive Program | Newark | 7112 | 9 | 9.1 | Residential | Behind the Meter | Yes | Net Metered Residential | Bright Planet Solar | None | PSE&G | Accepted | 2023-04-20 | 2023-05-17 | 2024-05-17 | Solar Panels | Longi | LR4-60HPB-350M |  | 0.35 | 5 | 114 | 30 |  | Fixed | Roof
NJADRE1553187030 | Administratively Determined Incentive Program | Newark | 7112 | 9 | 9.1 | Residential | Behind the Meter | Yes | Net Metered Residential | Bright Planet Solar | None | PSE&G | Accepted | 2023-04-20 | 2023-05-17 | 2024-05-17 | Solar Panels | Longi | LR4-60HPB-350M |  | 0.35 | 7 | 114 | 30 |  | Fixed | Roof
NJADRE1553187054 | Administratively Determined Incentive Program | West Windsor | 8540 | 12 | 230.51 | Commercial | Behind the Meter | No | Small Net-Metered Non-Residential located on Rooftop, Carport, Canopy and Floating Solar | Accord Power Inc | None | PSE&G | Accepted | 2023-04-20 | 2023-05-17 | 2024-05-17 | Inverters | SolarEdge | SE43.2 KUS | 43200 |  | 4 |  |  | 0.97 |  | Outdoor
NJADRE1553187054 | Administratively Determined Incentive Program | West Windsor | 8540 | 12 | 230.51 | Commercial | Behind the Meter | No | Small Net-Metered Non-Residential located on Rooftop, Carport, Canopy and Floating Solar | Accord Power Inc | None | PSE&G | Accepted | 2023-04-20 | 2023-05-17 | 2024-05-17 | Solar Panels | LONGI | LR4-72-HBD-445M |  | 0.445 | 250 | 225 | 10 |  | Fixed | Roof
NJADRE1553187054 | Administratively Determined Incentive Program | West Windsor | 8540 | 12 | 230.51 | Commercial | Behind the Meter | No | Small Net-Metered Non-Residential located on Rooftop, Carport, Canopy and Floating Solar | Accord Power Inc | None | PSE&G | Accepted | 2023-04-20 | 2023-05-17 | 2024-05-17 | Solar Panels | LONGI | LR4-72-HBD-445M |  | 0.445 | 240 | 225 | 10 |  | Fixed | Roof
NJADRE1553187054 | Administratively Determined Incentive Program | West Windsor | 8540 | 12 | 230.51 | Commercial | Behind the Meter | No | Small Net-Metered Non-Residential located on Rooftop, Carport, Canopy and Floating Solar | Accord Power Inc | None | PSE&G | Accepted | 2023-04-20 | 2023-05-17 | 2024-05-17 | Solar Panels | LONGI | LR4-72-HBD-445M |  | 0.445 | 28 | 225 | 10 |  | Fixed | Roof
NJADRE1553187121 | Administratively Determined Incentive Program | Somerville Boro | 8876 | 5 | 5.2 | Residential | Behind the Meter | Yes | Net Metered Residential | Freedom Forever New Jersey LLC | None | PSE&G | Accepted | 2023-04-20 | 2023-05-17 | 2024-05-17 | Inverters | Solar Edge | SE3800H-USRGM | 3800 |  | 1 |  |  | 0.99 |  | Outdoor
NJADRE1553187121 | Administratively Determined Incentive Program | Somerville Boro | 8876 | 5 | 5.2 | Residential | Behind the Meter | Yes | Net Metered Residential | Freedom Forever New Jersey LLC | None | PSE&G | Accepted | 2023-04-20 | 2023-05-17 | 2024-05-17 | Solar Panels | Freedom Forever | FF-MP-BBB-400 |  | 0.4 | 13 | 102 | 29 |  | Fixed | Roof
NJADRE1553188641 | Administratively Determined Incentive Program | Englishtown | 7726 | 17 | 18.25 | Residential | Behind the Meter | Yes | Net Metered Residential | Pro Custom Solar dba Momentum Solar | None | JCP&L | Accepted | 2023-04-20 | 2023-05-18 | 2024-05-18 | Inverters | enphase | IQ8PLUS-72-2-US | 290 |  | 50 |  |  | 0.97 |  | Outdoor
NJADRE1553188641 | Administratively Determined Incentive Program | Englishtown | 7726 | 17 | 18.25 | Residential | Behind the Meter | Yes | Net Metered Residential | Pro Custom Solar dba Momentum Solar | None | JCP&L | Accepted | 2023-04-20 | 2023-05-18 | 2024-05-18 | Solar Panels | hanwha | q.peak duo blk-g10+365 |  | 0.365 | 18 | 109 | 29 |  | Fixed | Roof
NJADRE1553188641 | Administratively Determined Incentive Program | Englishtown | 7726 | 17 | 18.25 | Residential | Behind the Meter | Yes | Net Metered Residential | Pro Custom Solar dba Momentum Solar | None | JCP&L | Accepted | 2023-04-20 | 2023-05-18 | 2024-05-18 | Solar Panels | hanwha | q.peak duo blk-g10+365 |  | 0.365 | 16 | 289 | 29 |  | Fixed | Roof
NJADRE1553188641 | Administratively Determined Incentive Program | Englishtown | 7726 | 17 | 18.25 | Residential | Behind the Meter | Yes | Net Metered Residential | Pro Custom Solar dba Momentum Solar | None | JCP&L | Accepted | 2023-04-20 | 2023-05-18 | 2024-05-18 | Solar Panels | hanwha | q.peak duo blk-g10+365 |  | 0.365 | 16 | 289 | 14 |  | Fixed | Roof
NJADRE1553188649 | Administratively Determined Incentive Program | Clifton City | 7013 | 6 | 7.2 | Residential | Behind the Meter | Yes | Net Metered Residential | Freedom Forever New Jersey LLC | None | PSE&G | Accepted | 2023-04-20 | 2023-05-17 | 2024-05-17 | Inverters | Solar Edge | SE5000H-USRGM | 5000 |  | 1 |  |  | 0.99 |  | Outdoor
NJADRE1553188649 | Administratively Determined Incentive Program | Clifton City | 7013 | 6 | 7.2 | Residential | Behind the Meter | Yes | Net Metered Residential | Freedom Forever New Jersey LLC | None | PSE&G | Accepted | 2023-04-20 | 2023-05-17 | 2024-05-17 | Solar Panels | Freedom Forever | FF-MP-BBB-400 |  | 0.4 | 15 | 274 | 22 |  | Fixed | Roof
NJADRE1553188649 | Administratively Determined Incentive Program | Clifton City | 7013 | 6 | 7.2 | Residential | Behind the Meter | Yes | Net Metered Residential | Freedom Forever New Jersey LLC | None | PSE&G | Accepted | 2023-04-20 | 2023-05-17 | 2024-05-17 | Solar Panels | Freedom Forever | FF-MP-BBB-400 |  | 0.4 | 3 | 184 | 22 |  | Fixed | Roof
NJADRE1553188855 | Administratively Determined Incentive Program | Emerson | 7630 | 7 | 8.58 | Residential | Behind the Meter | No | Net Metered Residential | Sunrun Installation Services, Inc. | None | PSE&G | Accepted | 2023-04-20 | 2023-05-17 | 2024-05-17 | Inverters | Delta Electronics | E6-TL-US | 5760 |  | 1 |  |  | 0.96 |  | Outdoor | Next To Meter
NJADRE1553188855 | Administratively Determined Incentive Program | Emerson | 7630 | 7 | 8.58 | Residential | Behind the Meter | No | Net Metered Residential | Sunrun Installation Services, Inc. | None | PSE&G | Accepted | 2023-04-20 | 2023-05-17 | 2024-05-17 | Solar Panels | Trina Solar | TSM-390DE09C.07 |  | 0.39 | 5 | 14 | 23 |  | Fixed | Roof
NJADRE1553188855 | Administratively Determined Incentive Program | Emerson | 7630 | 7 | 8.58 | Residential | Behind the Meter | No | Net Metered Residential | Sunrun Installation Services, Inc. | None | PSE&G | Accepted | 2023-04-20 | 2023-05-17 | 2024-05-17 | Solar Panels | Trina Solar | TSM-390DE09C.07 |  | 0.39 | 17 | 194 | 23 |  | Fixed | Roof
NJADRE1553188855 | Administratively Determined Incentive Program | Emerson | 7630 | 7 | 8.58 | Residential | Behind the Meter | No | Net Metered Residential | Sunrun Installation Services, Inc. | None | PSE&G | Accepted | 2023-04-20 | 2023-05-17 | 2024-05-17 | Electric Storage Battery | Tesla | Powerwall 2 AC |  |  | 2 |  |  |  | Lithium Ion |  | outside
NJADRE1553189017 | Administratively Determined Incentive Program | Edison | 8820 | 11 | 8 | Residential | Behind the Meter | No | Net Metered Residential | Bright Planet Solar | None | PSE&G | Accepted | 2023-04-20 | 2023-05-17 | 2024-05-17 | Inverters | SolarEdge | SE6000H-USRGM | 6000 |  | 1 |  |  | 0.98 |  | Outdoor
NJADRE1553189017 | Administratively Determined Incentive Program | Edison | 8820 | 11 | 8 | Residential | Behind the Meter | No | Net Metered Residential | Bright Planet Solar | None | PSE&G | Accepted | 2023-04-20 | 2023-05-17 | 2024-05-17 | Solar Panels | Hanwha Q-Cells | Q.PEAK DUO BLK ML-G10.a+400 |  | 0.4 | 8 | 47 | 23 |  | Fixed | Roof
NJADRE1553189017 | Administratively Determined Incentive Program | Edison | 8820 | 11 | 8 | Residential | Behind the Meter | No | Net Metered Residential | Bright Planet Solar | None | PSE&G | Accepted | 2023-04-20 | 2023-05-17 | 2024-05-17 | Solar Panels | Hanwha Q-Cells | Q.PEAK DUO BLK ML-G10.a+400 |  | 0.4 | 6 | 47 | 23 |  | Fixed | Roof
NJADRE1553189017 | Administratively Determined Incentive Program | Edison | 8820 | 11 | 8 | Residential | Behind the Meter | No | Net Metered Residential | Bright Planet Solar | None | PSE&G | Accepted | 2023-04-20 | 2023-05-17 | 2024-05-17 | Solar Panels | Hanwha Q-Cells | Q.PEAK DUO BLK ML-G10.a+400 |  | 0.4 | 6 | 227 | 23 |  | Fixed | Roof
NJADRE1553189501 | Administratively Determined Incentive Program | Brigantine | 8203 | 19 | 6.24 | Residential | Behind the Meter | Yes | Net Metered Residential | Sunrun Installation Services, Inc. | None | AC Electric | Accepted | 2023-04-20 | 2023-05-17 | 2024-05-17 | Inverters | SolarEdge Technologies | SE6000H-USSN | 6000 |  | 1 |  |  | 0.99 |  | Outdoor | Next to meter
NJADRE1553189501 | Administratively Determined Incentive Program | Brigantine | 8203 | 19 | 6.24 | Residential | Behind the Meter | Yes | Net Metered Residential | Sunrun Installation Services, Inc. | None | AC Electric | Accepted | 2023-04-20 | 2023-05-17 | 2024-05-17 | Solar Panels | Trina Solar | TSM-390DE09C.07 |  | 0.39 | 13 | 226 | 29 |  | Fixed | Roof
NJADRE1553189501 | Administratively Determined Incentive Program | Brigantine | 8203 | 19 | 6.24 | Residential | Behind the Meter | Yes | Net Metered Residential | Sunrun Installation Services, Inc. | None | AC Electric | Accepted | 2023-04-20 | 2023-05-17 | 2024-05-17 | Solar Panels | Trina Solar | TSM-390DE09C.07 |  | 0.39 | 3 | 46 | 26 |  | Fixed | Roof
NJADRE1553190667 | Administratively Determined Incentive Program | Edison Twp, | 8820 | 11 | 12.8 | Residential | Behind the Meter | Yes | Net Metered Residential | Suntuity Solar LLC | None | PSE&G | Accepted | 2023-04-21 | 2023-05-17 | 2024-05-17 | Inverters | ENPHASE | IQ8PLUS-72-2-US | 290 |  | 32 |  |  | 0.97 |  | Outdoor | Behind the PV modules
NJADRE1553190667 | Administratively Determined Incentive Program | Edison Twp, | 8820 | 11 | 12.8 | Residential | Behind the Meter | Yes | Net Metered Residential | Suntuity Solar LLC | None | PSE&G | Accepted | 2023-04-21 | 2023-05-17 | 2024-05-17 | Solar Panels | HANWHA | Q.PEAK DUO BLK ML-G10+ 400 |  | 0.4 | 23 | 89 | 26 |  | Fixed | Roof
NJADRE1553190667 | Administratively Determined Incentive Program | Edison Twp, | 8820 | 11 | 12.8 | Residential | Behind the Meter | Yes | Net Metered Residential | Suntuity Solar LLC | None | PSE&G | Accepted | 2023-04-21 | 2023-05-17 | 2024-05-17 | Solar Panels | HANWHA | Q.PEAK DUO BLK ML-G10+ 400 |  | 0.4 | 9 | 179 | 37 |  | Fixed | Roof
NJADRE1553190700 | Administratively Determined Incentive Program | Sussex | 7461 | 1 | 6.29 | Residential | Behind the Meter | No | Net Metered Residential | Vision Solar LLC | None | JCP&L | Accepted | 2023-04-21 | 2023-05-17 | 2024-05-17 | Inverters | Solaredge | SE6000H-USRGM | 6 |  | 1 |  |  | 0.97 |  | Outdoor | under panel (side of house)
NJADRE1553190700 | Administratively Determined Incentive Program | Sussex | 7461 | 1 | 6.29 | Residential | Behind the Meter | No | Net Metered Residential | Vision Solar LLC | None | JCP&L | Accepted | 2023-04-21 | 2023-05-17 | 2024-05-17 | Solar Panels | Znshine | ZXM-NH120-370/M |  | 0.37 | 17 | 191 | 38 |  | Fixed | Roof
NJADRE1553190705 | Administratively Determined Incentive Program | Vineland | 8361 | 20 | 6.32 | Residential | Behind the Meter | Yes | Net Metered Residential | SunnyMac LLC | None | Vineland Muni Electric | Accepted | 2023-04-21 | 2023-05-23 | 2024-05-23 | Solar Panels | JASOLAR | JAM54S31-395/MR |  | 0.395 | 16 | 2 | 8 |  | Fixed | Roof
NJADRE1553190705 | Administratively Determined Incentive Program | Vineland | 8361 | 20 | 6.32 | Residential | Behind the Meter | Yes | Net Metered Residential | SunnyMac LLC | None | Vineland Muni Electric | Accepted | 2023-04-21 | 2023-05-23 | 2024-05-23 | Inverters | Solaredge | SE5000H-US | 50000 |  | 1 |  |  | 0.99 |  | Outdoor | NEXT TO METER
NJADRE1553190729 | Administratively Determined Incentive Program | NEWARK | 7104 | 9 | 6.21 | Residential | Behind the Meter | Yes | Net Metered Residential | Pro Custom Solar dba Momentum Solar | None | PSE&G | Accepted | 2023-04-21 | 2023-05-17 | 2024-05-17 | Inverters | enphase | IQ8PLUS-72-2-US | 290 |  | 17 |  |  | 0.97 |  | Outdoor
NJADRE1553190729 | Administratively Determined Incentive Program | NEWARK | 7104 | 9 | 6.21 | Residential | Behind the Meter | Yes | Net Metered Residential | Pro Custom Solar dba Momentum Solar | None | PSE&G | Accepted | 2023-04-21 | 2023-05-17 | 2024-05-17 | Solar Panels | hanwha | q.peak duo blk-g10+365 |  | 0.365 | 17 | 111 | 7 |  | Fixed | Roof
NJADRE1553190730 | Administratively Determined Incentive Program | Rahway City | 7065 | 10 | 3.51 | Residential | Behind the Meter | Yes | Net Metered Residential | Sunrun Installation Services, Inc. | None | PSE&G | Accepted | 2023-04-21 | 2023-05-18 | 2024-05-18 | Solar Panels | Trina Solar | TSM-390DE09C.07 |  | 0.39 | 9 | 166 | 39 |  | Fixed | Roof
NJADRE1553190730 | Administratively Determined Incentive Program | Rahway City | 7065 | 10 | 3.51 | Residential | Behind the Meter | Yes | Net Metered Residential | Sunrun Installation Services, Inc. | None | PSE&G | Accepted | 2023-04-21 | 2023-05-18 | 2024-05-18 | Inverters | SolarEdge Technologies | SE3800H-USMN | 3800 |  | 1 |  |  | 0.99 |  | Outdoor | Next to the meter
NJADRE1553190743 | Administratively Determined Incentive Program | Newark | 7107 | 9 | 8.14 | Residential | Behind the Meter | No | Net Metered Residential | Vision Solar LLC | None | PSE&G | Accepted | 2023-04-21 | 2023-05-18 | 2024-05-18 | Inverters | Solaredge | SE6000H-USRGM | 6 |  | 1 |  |  | 0.97 |  | Outdoor | under panel (side of house)
NJADRE1553190743 | Administratively Determined Incentive Program | Newark | 7107 | 9 | 8.14 | Residential | Behind the Meter | No | Net Metered Residential | Vision Solar LLC | None | PSE&G | Accepted | 2023-04-21 | 2023-05-18 | 2024-05-18 | Solar Panels | Znshine | ZXM6-NH120-370/M |  | 0.37 | 10 | 111 | 41 |  | Fixed | Roof
NJADRE1553190743 | Administratively Determined Incentive Program | Newark | 7107 | 9 | 8.14 | Residential | Behind the Meter | No | Net Metered Residential | Vision Solar LLC | None | PSE&G | Accepted | 2023-04-21 | 2023-05-18 | 2024-05-18 | Solar Panels | Znshine | ZXM6-NH120-370/M |  | 0.37 | 12 | 291 | 41 |  | Fixed | Roof
NJADRE1553190747 | Administratively Determined Incentive Program | HILLSIDE | 7205 | 10 | 5.84 | Residential | Behind the Meter | Yes | Net Metered Residential | Pro Custom Solar dba Momentum Solar | None | PSE&G | Accepted | 2023-04-21 | 2023-05-17 | 2024-05-17 | Solar Panels | HANWHA | Â Q. PEAK DUO BLK-G10+365 |  | 0.365 | 6 | 78 | 42 |  | Fixed | Roof
NJADRE1553190747 | Administratively Determined Incentive Program | HILLSIDE | 7205 | 10 | 5.84 | Residential | Behind the Meter | Yes | Net Metered Residential | Pro Custom Solar dba Momentum Solar | None | PSE&G | Accepted | 2023-04-21 | 2023-05-17 | 2024-05-17 | Solar Panels | HANWHA | Â Q. PEAK DUO BLK-G10+365 |  | 0.365 | 10 | 258 | 43 |  | Fixed | Roof
NJADRE1553190747 | Administratively Determined Incentive Program | HILLSIDE | 7205 | 10 | 5.84 | Residential | Behind the Meter | Yes | Net Metered Residential | Pro Custom Solar dba Momentum Solar | None | PSE&G | Accepted | 2023-04-21 | 2023-05-17 | 2024-05-17 | Inverters | ENPHASE | IQ8PLUS-72-2-US | 290 |  | 16 |  |  | 0.97 |  | Outdoor
NJADRE1553190754 | Administratively Determined Incentive Program | NEWARK | 7106 | 9 | 6.57 | Residential | Behind the Meter | Yes | Net Metered Residential | Pro Custom Solar dba Momentum Solar | None | PSE&G | Accepted | 2023-04-21 | 2023-05-17 | 2024-05-17 | Inverters | enphase | IQ8PLUS-72-2-US | 290 |  | 18 |  |  | 0.97 |  | Outdoor
NJADRE1553190754 | Administratively Determined Incentive Program | NEWARK | 7106 | 9 | 6.57 | Residential | Behind the Meter | Yes | Net Metered Residential | Pro Custom Solar dba Momentum Solar | None | PSE&G | Accepted | 2023-04-21 | 2023-05-17 | 2024-05-17 | Solar Panels | hanwha | q.peak duo blk-g10+365 |  | 0.365 | 6 | 227 | 17 |  | Fixed | Roof
NJADRE1553190754 | Administratively Determined Incentive Program | NEWARK | 7106 | 9 | 6.57 | Residential | Behind the Meter | Yes | Net Metered Residential | Pro Custom Solar dba Momentum Solar | None | PSE&G | Accepted | 2023-04-21 | 2023-05-17 | 2024-05-17 | Solar Panels | hanwha | q.peak duo blk-g10+365 |  | 0.365 | 6 | 47 | 17 |  | Fixed | Roof
NJADRE1553190754 | Administratively Determined Incentive Program | NEWARK | 7106 | 9 | 6.57 | Residential | Behind the Meter | Yes | Net Metered Residential | Pro Custom Solar dba Momentum Solar | None | PSE&G | Accepted | 2023-04-21 | 2023-05-17 | 2024-05-17 | Solar Panels | hanwha | q.peak duo blk-g10+365 |  | 0.365 | 6 | 228 | 31 |  | Fixed | Roof
NJADRE1553190757 | Administratively Determined Incentive Program | Clayton | 8312 | 15 | 3.9 | Residential | Behind the Meter | Yes | Net Metered Residential | Sunrun Installation Services, Inc. | None | AC Electric | Accepted | 2023-04-21 | 2023-05-18 | 2024-05-18 | Solar Panels | Trina Solar | TSM-390DE09C.07 |  | 0.39 | 10 | 261 | 43 |  | Fixed | Roof
NJADRE1553190757 | Administratively Determined Incentive Program | Clayton | 8312 | 15 | 3.9 | Residential | Behind the Meter | Yes | Net Metered Residential | Sunrun Installation Services, Inc. | None | AC Electric | Accepted | 2023-04-21 | 2023-05-18 | 2024-05-18 | Inverters | SolarEdge Technologies | SE3800H-USMN | 3800 |  | 1 |  |  | 0.99 |  | Outdoor | Next to the meter
NJADRE1553190796 | Administratively Determined Incentive Program | Teaneck | 7666 | 7 | 4.81 | Residential | Behind the Meter | No | Net Metered Residential | Vision Solar LLC | None | PSE&G | Accepted | 2023-04-21 | 2023-05-18 | 2024-05-18 | Inverters | Solaredge | SE3800H-USRGM | 4 |  | 1 |  |  | 0.97 |  | Outdoor | under panel (side of house)
NJADRE1553190796 | Administratively Determined Incentive Program | Teaneck | 7666 | 7 | 4.81 | Residential | Behind the Meter | No | Net Metered Residential | Vision Solar LLC | None | PSE&G | Accepted | 2023-04-21 | 2023-05-18 | 2024-05-18 | Solar Panels | Znshine | ZXM6-NH120-370/M |  | 0.37 | 8 | 184 | 31 |  | Fixed | Roof
NJADRE1553190796 | Administratively Determined Incentive Program | Teaneck | 7666 | 7 | 4.81 | Residential | Behind the Meter | No | Net Metered Residential | Vision Solar LLC | None | PSE&G | Accepted | 2023-04-21 | 2023-05-18 | 2024-05-18 | Solar Panels | Znshine | ZXM6-NH120-370/M |  | 0.37 | 3 | 274 | 30 |  | Fixed | Roof
NJADRE1553190796 | Administratively Determined Incentive Program | Teaneck | 7666 | 7 | 4.81 | Residential | Behind the Meter | No | Net Metered Residential | Vision Solar LLC | None | PSE&G | Accepted | 2023-04-21 | 2023-05-18 | 2024-05-18 | Solar Panels | Znshine | ZXM6-NH120-370/M |  | 0.37 | 2 | 94 | 30 |  | Fixed | Roof
NJADRE1553190800 | Administratively Determined Incentive Program | Toms River | 8753 | 18 | 12.15 | Residential | Behind the Meter | Yes | Net Metered Residential | Trinity Solar | None | JCP&L | Accepted | 2023-04-21 | 2023-05-19 | 2024-05-19 | Inverters | Solar Edge | SE10000H-US | 10000 |  | 1 |  |  | 0.97 |  | Outdoor
NJADRE1553190800 | Administratively Determined Incentive Program | Toms River | 8753 | 18 | 12.15 | Residential | Behind the Meter | Yes | Net Metered Residential | Trinity Solar | None | JCP&L | Accepted | 2023-04-21 | 2023-05-19 | 2024-05-19 | Solar Panels | HANWHA 405 (Q.PEAK DUO BLK ML-G10+ 405) | HANWHA 405 (Q.PEAK DUO BLK ML-G10+ 405) |  | 0.405 | 8 | 166 | 18 |  | Fixed | Roof
NJADRE1553190800 | Administratively Determined Incentive Program | Toms River | 8753 | 18 | 12.15 | Residential | Behind the Meter | Yes | Net Metered Residential | Trinity Solar | None | JCP&L | Accepted | 2023-04-21 | 2023-05-19 | 2024-05-19 | Solar Panels | HANWHA 405 (Q.PEAK DUO BLK ML-G10+ 405) | HANWHA 405 (Q.PEAK DUO BLK ML-G10+ 405) |  | 0.405 | 11 | 256 | 10 |  | Fixed | Roof
NJADRE1553190800 | Administratively Determined Incentive Program | Toms River | 8753 | 18 | 12.15 | Residential | Behind the Meter | Yes | Net Metered Residential | Trinity Solar | None | JCP&L | Accepted | 2023-04-21 | 2023-05-19 | 2024-05-19 | Solar Panels | HANWHA 405 (Q.PEAK DUO BLK ML-G10+ 405) | HANWHA 405 (Q.PEAK DUO BLK ML-G10+ 405) |  | 0.405 | 11 | 76 | 10 |  | Fixed | Roof
NJADRE1553190833 | Administratively Determined Incentive Program | Maplewood Twp | 7040 | 9 | 4.68 | Residential | Behind the Meter | Yes | Net Metered Residential | Sunrun Installation Services, Inc. | None | PSE&G | Accepted | 2023-04-21 | 2023-05-18 | 2024-05-18 | Inverters | SolarEdge Technologies | SE3800H-USMN | 3800 |  | 1 |  |  | 0.99 |  | Outdoor | Next to the meter
NJADRE1553190833 | Administratively Determined Incentive Program | Maplewood Twp | 7040 | 9 | 4.68 | Residential | Behind the Meter | Yes | Net Metered Residential | Sunrun Installation Services, Inc. | None | PSE&G | Accepted | 2023-04-21 | 2023-05-18 | 2024-05-18 | Solar Panels | Trina Solar | TSM-390DE09C.07 |  | 0.39 | 12 | 228 | 20 |  | Fixed | Roof
NJADRE1553190835 | Administratively Determined Incentive Program | Weehawken | 7086 | 8 | 9.2 | Residential | Behind the Meter | No | Net Metered Residential | Venture Solar | None | PSE&G | Accepted | 2023-04-21 | 2023-05-23 | 2024-05-23 | Inverters | Enphase | IQ8PLUS-72-2-US | 290 |  | 23 |  |  | 0.976 |  | Outdoor | Roof
NJADRE1553190835 | Administratively Determined Incentive Program | Weehawken | 7086 | 8 | 9.2 | Residential | Behind the Meter | No | Net Metered Residential | Venture Solar | None | PSE&G | Accepted | 2023-04-21 | 2023-05-23 | 2024-05-23 | Solar Panels | Hanwha | Q.PEAK DUO BLK ML-G10+ 400 |  | 0.4 | 11 | 120 | 45 |  | Fixed | Roof
NJADRE1553190835 | Administratively Determined Incentive Program | Weehawken | 7086 | 8 | 9.2 | Residential | Behind the Meter | No | Net Metered Residential | Venture Solar | None | PSE&G | Accepted | 2023-04-21 | 2023-05-23 | 2024-05-23 | Solar Panels | Hanwha | Q.PEAK DUO BLK ML-G10+ 400 |  | 0.4 | 12 | 300 | 45 |  | Fixed | Roof
NJADRE1553190857 | Administratively Determined Incentive Program | LAKEWOOD | 8701 | 18 | 30.6 | Commercial | Behind the Meter | No | Small Net-Metered Non-Residential located on Rooftop, Carport, Canopy and Floating Solar | Powerlutions | None | JCP&L | Accepted | 2023-04-21 | 2023-05-18 | 2024-05-18 | Solar Panels | PHONO | PS450M4H-24/TH |  | 0.45 | 68 | 187 | 5 |  | Fixed | Roof
NJADRE1553190857 | Administratively Determined Incentive Program | LAKEWOOD | 8701 | 18 | 30.6 | Commercial | Behind the Meter | No | Small Net-Metered Non-Residential located on Rooftop, Carport, Canopy and Floating Solar | Powerlutions | None | JCP&L | Accepted | 2023-04-21 | 2023-05-18 | 2024-05-18 | Inverters | SOLAREDGE | SE17.3KUS | 17 |  | 1 |  |  | 0.98 |  | Outdoor
NJADRE1553190857 | Administratively Determined Incentive Program | LAKEWOOD | 8701 | 18 | 30.6 | Commercial | Behind the Meter | No | Small Net-Metered Non-Residential located on Rooftop, Carport, Canopy and Floating Solar | Powerlutions | None | JCP&L | Accepted | 2023-04-21 | 2023-05-18 | 2024-05-18 | Inverters | SOLAREDGE | SE9KUS | 9 |  | 1 |  |  | 0.98 |  | Outdoor
NJADRE1553190874 | Administratively Determined Incentive Program | Vineland | 8361 | 20 | 4.4 | Residential | Behind the Meter | No | Net Metered Residential | Bright Planet Solar | None | Vineland Muni Electric | Accepted | 2023-04-21 | 2023-05-18 | 2024-05-18 | Inverters | SolarEdge | SE3000H-USRGM | 3000 |  | 1 |  |  | 0.98 |  | Outdoor
NJADRE1553190874 | Administratively Determined Incentive Program | Vineland | 8361 | 20 | 4.4 | Residential | Behind the Meter | No | Net Metered Residential | Bright Planet Solar | None | Vineland Muni Electric | Accepted | 2023-04-21 | 2023-05-18 | 2024-05-18 | Solar Panels | Hanwha Q-Cells | Q.PEAK DUO BLK ML-G10.a+400 |  | 0.4 | 11 | 153 | 23 |  | Fixed | Roof
NJADRE1553190898 | Administratively Determined Incentive Program | Kenilworth Boro | 7033 | 10 | 4.4 | Residential | Behind the Meter | Yes | Net Metered Residential | Freedom Forever New Jersey LLC | None | PSE&G | Accepted | 2023-04-21 | 2023-05-18 | 2024-05-18 | Inverters | Solar Edge | SE3800H-USRGM | 3800 |  | 1 |  |  | 0.99 |  | Outdoor
NJADRE1553190898 | Administratively Determined Incentive Program | Kenilworth Boro | 7033 | 10 | 4.4 | Residential | Behind the Meter | Yes | Net Metered Residential | Freedom Forever New Jersey LLC | None | PSE&G | Accepted | 2023-04-21 | 2023-05-18 | 2024-05-18 | Solar Panels | Freedom Forever | FF-MP-BBB-400 |  | 0.4 | 9 | 172 | 23 |  | Fixed | Roof
NJADRE1553190898 | Administratively Determined Incentive Program | Kenilworth Boro | 7033 | 10 | 4.4 | Residential | Behind the Meter | Yes | Net Metered Residential | Freedom Forever New Jersey LLC | None | PSE&G | Accepted | 2023-04-21 | 2023-05-18 | 2024-05-18 | Solar Panels | Freedom Forever | FF-MP-BBB-400 |  | 0.4 | 2 | 262 | 23 |  | Fixed | Roof
NJADRE1553190905 | Administratively Determined Incentive Program | Vineland | 8360 | 20 | 6.32 | Residential | Behind the Meter | Yes | Net Metered Residential | SunnyMac LLC | None | Vineland Muni Electric | Accepted | 2023-04-21 | 2023-05-23 | 2024-05-23 | Solar Panels | JA SOLAR | JAM54S31-395/MR |  | 0.395 | 11 | 183 | 35 |  | Fixed | Roof
NJADRE1553190905 | Administratively Determined Incentive Program | Vineland | 8360 | 20 | 6.32 | Residential | Behind the Meter | Yes | Net Metered Residential | SunnyMac LLC | None | Vineland Muni Electric | Accepted | 2023-04-21 | 2023-05-23 | 2024-05-23 | Solar Panels | JA SOLAR | JAM54S31-395/MR |  | 0.395 | 3 | 183 | 8 |  | Fixed | Roof
NJADRE1553190905 | Administratively Determined Incentive Program | Vineland | 8360 | 20 | 6.32 | Residential | Behind the Meter | Yes | Net Metered Residential | SunnyMac LLC | None | Vineland Muni Electric | Accepted | 2023-04-21 | 2023-05-23 | 2024-05-23 | Solar Panels | JA SOLAR | JAM54S31-395/MR |  | 0.395 | 2 | 276 | 35 |  | Fixed | Roof
NJADRE1553190905 | Administratively Determined Incentive Program | Vineland | 8360 | 20 | 6.32 | Residential | Behind the Meter | Yes | Net Metered Residential | SunnyMac LLC | None | Vineland Muni Electric | Accepted | 2023-04-21 | 2023-05-23 | 2024-05-23 | Inverters | Solaredge | SE5000H-US | 5000 |  | 1 |  |  | 0.99 |  | Outdoor | NEXT TO METER
NJADRE1553190924 | Administratively Determined Incentive Program | Franklin | 7416 | 1 | 9.13 | Residential | Behind the Meter | Yes | Net Metered Residential | Pro Custom Solar dba Momentum Solar | None | JCP&L | Accepted | 2023-04-21 | 2023-05-18 | 2024-05-18 | Inverters | enphase | IQ8PLUS-72-2-US | 290 |  | 25 |  |  | 0.97 |  | Outdoor
NJADRE1553190924 | Administratively Determined Incentive Program | Franklin | 7416 | 1 | 9.13 | Residential | Behind the Meter | Yes | Net Metered Residential | Pro Custom Solar dba Momentum Solar | None | JCP&L | Accepted | 2023-04-21 | 2023-05-18 | 2024-05-18 | Solar Panels | hanwha | q.peak duo blk-g10+365 |  | 0.365 | 10 | 114 | 32 |  | Fixed | Roof
NJADRE1553190924 | Administratively Determined Incentive Program | Franklin | 7416 | 1 | 9.13 | Residential | Behind the Meter | Yes | Net Metered Residential | Pro Custom Solar dba Momentum Solar | None | JCP&L | Accepted | 2023-04-21 | 2023-05-18 | 2024-05-18 | Solar Panels | hanwha | q.peak duo blk-g10+365 |  | 0.365 | 6 | 114 | 11 |  | Fixed | Roof
NJADRE1553190924 | Administratively Determined Incentive Program | Franklin | 7416 | 1 | 9.13 | Residential | Behind the Meter | Yes | Net Metered Residential | Pro Custom Solar dba Momentum Solar | None | JCP&L | Accepted | 2023-04-21 | 2023-05-18 | 2024-05-18 | Solar Panels | hanwha | q.peak duo blk-g10+365 |  | 0.365 | 9 | 294 | 33 |  | Fixed | Roof
NJADRE1553190925 | Administratively Determined Incentive Program | Clifton | 7012 | 6 | 4.44 | Residential | Behind the Meter | No | Net Metered Residential | Vision Solar LLC | None | PSE&G | Accepted | 2023-04-21 | 2023-05-19 | 2024-05-19 | Inverters | SolarEdge | SE6000H-USRGM | 6000 |  | 1 |  |  | 0.97 |  | Outdoor | SIDE OF HOUSE
NJADRE1553190925 | Administratively Determined Incentive Program | Clifton | 7012 | 6 | 4.44 | Residential | Behind the Meter | No | Net Metered Residential | Vision Solar LLC | None | PSE&G | Accepted | 2023-04-21 | 2023-05-19 | 2024-05-19 | Solar Panels | ZNSHINE SOLAR | ZXM6-NH120-370/M |  | 0.37 | 8 | 125 | 35 |  | Fixed | Roof
NJADRE1553190925 | Administratively Determined Incentive Program | Clifton | 7012 | 6 | 4.44 | Residential | Behind the Meter | No | Net Metered Residential | Vision Solar LLC | None | PSE&G | Accepted | 2023-04-21 | 2023-05-19 | 2024-05-19 | Solar Panels | ZNSHINE SOLAR | ZXM6-NH120-370/M |  | 0.37 | 4 | 126 | 30 |  | Fixed | Roof
NJADRE1553190926 | Administratively Determined Incentive Program | Pennsauken | 8110 | 14 | 4 | Residential | Behind the Meter | Yes | Net Metered Residential | Trinity Solar Inc. | None | PSE&G | Accepted | 2023-04-21 | 2023-05-18 | 2024-05-18 | Inverters | Solar Edge | SE3000H-US000BNI4 | 3000 |  | 1 |  |  | 0.97 |  | Outdoor
NJADRE1553190926 | Administratively Determined Incentive Program | Pennsauken | 8110 | 14 | 4 | Residential | Behind the Meter | Yes | Net Metered Residential | Trinity Solar Inc. | None | PSE&G | Accepted | 2023-04-21 | 2023-05-18 | 2024-05-18 | Solar Panels | HANWHA | Q.PEAK DUO BLK ML-G10 |  | 0.4 | 3 | 237 | 30 |  | Fixed | Roof
NJADRE1553190926 | Administratively Determined Incentive Program | Pennsauken | 8110 | 14 | 4 | Residential | Behind the Meter | Yes | Net Metered Residential | Trinity Solar Inc. | None | PSE&G | Accepted | 2023-04-21 | 2023-05-18 | 2024-05-18 | Solar Panels | HANAWHA | Q.PEAK DUO BLK ML-G10 |  | 0.4 | 4 | 147 | 37 |  | Fixed | Roof
NJADRE1553190926 | Administratively Determined Incentive Program | Pennsauken | 8110 | 14 | 4 | Residential | Behind the Meter | Yes | Net Metered Residential | Trinity Solar Inc. | None | PSE&G | Accepted | 2023-04-21 | 2023-05-18 | 2024-05-18 | Solar Panels | HANWHA | Q.PEAK DUO BLK ML-G10 |  | 0.4 | 3 | 327 | 37 |  | Fixed | Roof
NJADRE1553199627 | Administratively Determined Incentive Program | Jersey City | 7305 | 8 | 8.3 | Residential | Behind the Meter | Yes | Net Metered Residential | Skyline Solar LLC | None | PSE&G | Accepted | 2023-04-21 | 2023-05-18 | 2024-05-18 | Solar Panels | JA SOLAR | JAM54S31-395/MR |  | 0.395 | 21 | 47 | 2 |  | Fixed | Roof
NJADRE1553199627 | Administratively Determined Incentive Program | Jersey City | 7305 | 8 | 8.3 | Residential | Behind the Meter | Yes | Net Metered Residential | Skyline Solar LLC | None | PSE&G | Accepted | 2023-04-21 | 2023-05-18 | 2024-05-18 | Inverters | SOLAREDGE | SE6000H-US | 6000 |  | 1 |  |  | 0.992 |  | Outdoor
NJADRE1553199666 | Administratively Determined Incentive Program | Pleasantville | 8232 | 19 | 4.4 | Residential | Behind the Meter | Yes | Net Metered Residential | Freedom Forever New Jersey LLC | None | AC Electric | Accepted | 2023-04-21 | 2023-05-22 | 2024-05-22 | Inverters | Solar Edge | SE3800H-USRGM | 3800 |  | 1 |  |  | 0.99 |  | Outdoor
NJADRE1553199666 | Administratively Determined Incentive Program | Pleasantville | 8232 | 19 | 4.4 | Residential | Behind the Meter | Yes | Net Metered Residential | Freedom Forever New Jersey LLC | None | AC Electric | Accepted | 2023-04-21 | 2023-05-22 | 2024-05-22 | Solar Panels | Freedom Forever | FF-MP-BBB-400 |  | 0.4 | 11 | 123 | 33 |  | Fixed | Roof
NJADRE1553202928 | Administratively Determined Incentive Program | Runnemede | 8078 | 14 | 3.24 | Residential | Behind the Meter | Yes | Net Metered Residential | Skyline Solar LLC | None | PSE&G | Accepted | 2023-04-21 | 2023-05-18 | 2024-05-18 | Solar Panels | Q CELLS | Q.PEAK DUO BLK ML-G10+ |  | 0.405 | 8 | 217 | 18 |  | Fixed | Roof
NJADRE1553202928 | Administratively Determined Incentive Program | Runnemede | 8078 | 14 | 3.24 | Residential | Behind the Meter | Yes | Net Metered Residential | Skyline Solar LLC | None | PSE&G | Accepted | 2023-04-21 | 2023-05-18 | 2024-05-18 | Inverters | ENPHASE | IQ8PLUS -72-2-US | 290 |  | 1 |  |  | 0.976 |  | Outdoor
NJADRE1553206012 | Administratively Determined Incentive Program | HAMMONTON | 8037 | 19 | 6.4 | Residential | Behind the Meter | Yes | Net Metered Residential | Freedom Forever New Jersey LLC | None | AC Electric | Accepted | 2023-04-21 | 2023-05-18 | 2024-05-18 | Inverters | Solar Edge | SE5000H-USRGM | 5000 |  | 1 |  |  | 0.99 |  | Outdoor
NJADRE1553206012 | Administratively Determined Incentive Program | HAMMONTON | 8037 | 19 | 6.4 | Residential | Behind the Meter | Yes | Net Metered Residential | Freedom Forever New Jersey LLC | None | AC Electric | Accepted | 2023-04-21 | 2023-05-18 | 2024-05-18 | Solar Panels | Freedom Forever | FF-MP-BBB-400 |  | 0.4 | 16 | 219 | 43 |  | Fixed | Roof
NJADRE1553207543 | Administratively Determined Incentive Program | Cream Ridge | 8514 | 17 | 14.4 | Residential | Behind the Meter | Yes | Net Metered Residential | Pro Custom Solar dba Momentum Solar | None | JCP&L | Accepted | 2023-04-21 | 2023-05-18 | 2024-05-18 | Solar Panels | HANWHA | Â Q. PEAK DUO BLK-G10+400 |  | 0.4 | 36 | 149 | 23 |  | Fixed | Roof
NJADRE1553207543 | Administratively Determined Incentive Program | Cream Ridge | 8514 | 17 | 14.4 | Residential | Behind the Meter | Yes | Net Metered Residential | Pro Custom Solar dba Momentum Solar | None | JCP&L | Accepted | 2023-04-21 | 2023-05-18 | 2024-05-18 | Inverters | ENPHASE | IQ8PLUS-72-2-US | 290 |  | 36 |  |  | 0.97 |  | Outdoor
NJADRE1553207588 | Administratively Determined Incentive Program | New Brunswick | 8901 | 11 | 6.63 | Residential | Behind the Meter | Yes | Net Metered Residential | Sunrun Installation Services, Inc. | None | PSE&G | Accepted | 2023-04-21 | 2023-05-18 | 2024-05-18 | Inverters | SolarEdge Technologies | SE6000H-USSN | 6000 |  | 1 |  |  | 0.96 |  | Outdoor | Next To Meter
NJADRE1553207588 | Administratively Determined Incentive Program | New Brunswick | 8901 | 11 | 6.63 | Residential | Behind the Meter | Yes | Net Metered Residential | Sunrun Installation Services, Inc. | None | PSE&G | Accepted | 2023-04-21 | 2023-05-18 | 2024-05-18 | Solar Panels | Trina Solar | TSM-390DE09C.07 |  | 0.39 | 17 | 180 | 42 |  | Fixed | Roof
NJADRE1553207597 | Administratively Determined Incentive Program | CARTERET BORO | 7008 | 11 | 5.6 | Residential | Behind the Meter | Yes | Net Metered Residential | Freedom Forever New Jersey LLC | None | PSE&G | Accepted | 2023-04-21 | 2023-05-18 | 2024-05-18 | Inverters | Solar Edge | SE3800H-USRGM | 3800 |  | 1 |  |  | 0.99 |  | Outdoor
NJADRE1553207597 | Administratively Determined Incentive Program | CARTERET BORO | 7008 | 11 | 5.6 | Residential | Behind the Meter | Yes | Net Metered Residential | Freedom Forever New Jersey LLC | None | PSE&G | Accepted | 2023-04-21 | 2023-05-18 | 2024-05-18 | Solar Panels | Freedom Forever | FF-MP-BBB-400 |  | 0.4 | 8 | 349 | 24 |  | Fixed | Roof
NJADRE1553207597 | Administratively Determined Incentive Program | CARTERET BORO | 7008 | 11 | 5.6 | Residential | Behind the Meter | Yes | Net Metered Residential | Freedom Forever New Jersey LLC | None | PSE&G | Accepted | 2023-04-21 | 2023-05-18 | 2024-05-18 | Solar Panels | Freedom Forever | FF-MP-BBB-400 |  | 0.4 | 6 | 169 | 24 |  | Fixed | Roof
NJADRE1553207608 | Administratively Determined Incentive Program | Edison Twp | 8837 | 11 | 5.46 | Residential | Behind the Meter | Yes | Net Metered Residential | Sunrun Installation Services, Inc. | None | PSE&G | Accepted | 2023-04-21 | 2023-05-18 | 2024-05-18 | Inverters | SolarEdge Technologies | SE3800H-USMN | 3800 |  | 1 |  |  | 0.99 |  | Outdoor | Next to the meter
NJADRE1553207608 | Administratively Determined Incentive Program | Edison Twp | 8837 | 11 | 5.46 | Residential | Behind the Meter | Yes | Net Metered Residential | Sunrun Installation Services, Inc. | None | PSE&G | Accepted | 2023-04-21 | 2023-05-18 | 2024-05-18 | Solar Panels | Trina Solar | TSM-390DE09C.07 |  | 0.39 | 8 | 267 | 13 |  | Fixed | Roof
NJADRE1553207608 | Administratively Determined Incentive Program | Edison Twp | 8837 | 11 | 5.46 | Residential | Behind the Meter | Yes | Net Metered Residential | Sunrun Installation Services, Inc. | None | PSE&G | Accepted | 2023-04-21 | 2023-05-18 | 2024-05-18 | Solar Panels | Trina Solar | TSM-390DE09C.07 |  | 0.39 | 3 | 267 | 10 |  | Fixed | Roof
NJADRE1553207608 | Administratively Determined Incentive Program | Edison Twp | 8837 | 11 | 5.46 | Residential | Behind the Meter | Yes | Net Metered Residential | Sunrun Installation Services, Inc. | None | PSE&G | Accepted | 2023-04-21 | 2023-05-18 | 2024-05-18 | Solar Panels | Trina Solar | TSM-390DE09C.07 |  | 0.39 | 3 | 267 | 41 |  | Fixed | Roof
NJADRE1553207612 | Administratively Determined Incentive Program | Franklin | 8873 | 5 | 5.46 | Residential | Behind the Meter | Yes | Net Metered Residential | Sunrun Installation Services, Inc. | None | PSE&G | Accepted | 2023-04-21 | 2023-05-19 | 2024-05-19 | Inverters | SolarEdge Technologies | SE3800H-USMN | 3800 |  | 1 |  |  | 0.96 |  | Outdoor | Next To Meter
NJADRE1553207612 | Administratively Determined Incentive Program | Franklin | 8873 | 5 | 5.46 | Residential | Behind the Meter | Yes | Net Metered Residential | Sunrun Installation Services, Inc. | None | PSE&G | Accepted | 2023-04-21 | 2023-05-19 | 2024-05-19 | Solar Panels | Trina Solar | TSM-390DE09C.07 |  | 0.39 | 8 | 294 | 18 |  | Fixed | Roof
NJADRE1553207612 | Administratively Determined Incentive Program | Franklin | 8873 | 5 | 5.46 | Residential | Behind the Meter | Yes | Net Metered Residential | Sunrun Installation Services, Inc. | None | PSE&G | Accepted | 2023-04-21 | 2023-05-19 | 2024-05-19 | Solar Panels | Trina Solar | TSM-390DE09C.07 |  | 0.39 | 6 | 115 | 15 |  | Fixed | Roof
NJADRE1553207612 | Administratively Determined Incentive Program | Franklin | 8873 | 5 | 5.46 | Residential | Behind the Meter | Yes | Net Metered Residential | Sunrun Installation Services, Inc. | None | PSE&G | Accepted | 2023-04-21 | 2023-05-19 | 2024-05-19 | Electric Storage Battery | LG Chem | RESU 10H Prime |  |  | 1 |  |  |  | Lithium Ion |  | outside
NJADRE1553207623 | Administratively Determined Incentive Program | West Orange | 7052 | 9 | 11.36 | Residential | Behind the Meter | Yes | Net Metered Residential | Sunrun Installation Services, Inc. | None | PSE&G | Accepted | 2023-04-21 | 2023-05-25 | 2024-05-25 | Inverters | SolarEdge Technologies | SE7600H-USS3 | 7600 |  | 1 |  |  | 0.96 |  | Outdoor | Next To Meter
NJADRE1553207623 | Administratively Determined Incentive Program | West Orange | 7052 | 9 | 11.36 | Residential | Behind the Meter | Yes | Net Metered Residential | Sunrun Installation Services, Inc. | None | PSE&G | Accepted | 2023-04-21 | 2023-05-25 | 2024-05-25 | Solar Panels | LONGi Green Energy Technology Co Ltd | LR4-60HPB-355M |  | 0.355 | 20 | 107 | 23 |  | Fixed | Roof
NJADRE1553207623 | Administratively Determined Incentive Program | West Orange | 7052 | 9 | 11.36 | Residential | Behind the Meter | Yes | Net Metered Residential | Sunrun Installation Services, Inc. | None | PSE&G | Accepted | 2023-04-21 | 2023-05-25 | 2024-05-25 | Solar Panels | LONGi Green Energy Technology Co Ltd | LR4-60HPB-355M |  | 0.355 | 12 | 287 | 23 |  | Fixed | Roof
NJADRE1553207623 | Administratively Determined Incentive Program | West Orange | 7052 | 9 | 11.36 | Residential | Behind the Meter | Yes | Net Metered Residential | Sunrun Installation Services, Inc. | None | PSE&G | Accepted | 2023-04-21 | 2023-05-25 | 2024-05-25 | Electric Storage Battery | Tesla | Powerwall 2 AC |  |  | 1 |  |  |  | Lithium Ion |  | outside
NJADRE1553207957 | Administratively Determined Incentive Program | EDISON TWP | 8817 | 11 | 7.41 | Residential | Behind the Meter | Yes | Net Metered Residential | Sunrun Installation Services, Inc. | None | PSE&G | Accepted | 2023-04-21 | 2023-05-18 | 2024-05-18 | Inverters | SolarEdge Technologies | SE6000H-USSN | 6000 |  | 1 |  |  | 0.99 |  | Outdoor | Next To Meter
NJADRE1553207957 | Administratively Determined Incentive Program | EDISON TWP | 8817 | 11 | 7.41 | Residential | Behind the Meter | Yes | Net Metered Residential | Sunrun Installation Services, Inc. | None | PSE&G | Accepted | 2023-04-21 | 2023-05-18 | 2024-05-18 | Solar Panels | Trina Solar | TSM-390DE09C.07 |  | 0.39 | 19 | 125 | 19 |  | Fixed | Roof
NJADRE1553207977 | Administratively Determined Incentive Program | Rahway | 7065 | 10 | 6.63 | Residential | Behind the Meter | Yes | Net Metered Residential | Sunrun Installation Services, Inc. | None | PSE&G | Accepted | 2023-04-21 | 2023-05-18 | 2024-05-18 | Inverters | SolarEdge Technologies | SE6000H-USSN | 6000 |  | 1 |  |  | 0.96 |  | Outdoor | Next To Meter
NJADRE1553207977 | Administratively Determined Incentive Program | Rahway | 7065 | 10 | 6.63 | Residential | Behind the Meter | Yes | Net Metered Residential | Sunrun Installation Services, Inc. | None | PSE&G | Accepted | 2023-04-21 | 2023-05-18 | 2024-05-18 | Solar Panels | Trina Solar | TSM-390DE09C.07 |  | 0.39 | 4 | 102 | 24 |  | Fixed | Roof
NJADRE1553207977 | Administratively Determined Incentive Program | Rahway | 7065 | 10 | 6.63 | Residential | Behind the Meter | Yes | Net Metered Residential | Sunrun Installation Services, Inc. | None | PSE&G | Accepted | 2023-04-21 | 2023-05-18 | 2024-05-18 | Solar Panels | Trina Solar | TSM-390DE09C.07 |  | 0.39 | 13 | 282 | 25 |  | Fixed | Roof
NJADRE1553209408 | Administratively Determined Incentive Program | PRINCETON TWP SOM | 8540 | 12 | 11.31 | Residential | Behind the Meter | Yes | Net Metered Residential | Sunrun Installation Services, Inc. | None | PSE&G | Accepted | 2023-04-22 | 2023-05-18 | 2024-05-18 | Inverters | SolarEdge Technologies | SE7600H-USSN | 7600 |  | 1 |  |  | 0.99 |  | Outdoor | Next To Meter
NJADRE1553209408 | Administratively Determined Incentive Program | PRINCETON TWP SOM | 8540 | 12 | 11.31 | Residential | Behind the Meter | Yes | Net Metered Residential | Sunrun Installation Services, Inc. | None | PSE&G | Accepted | 2023-04-22 | 2023-05-18 | 2024-05-18 | Solar Panels | Trina Solar | TSM-390DE09C.07 |  | 0.39 | 13 | 28 | 23 |  | Fixed | Roof
NJADRE1553209408 | Administratively Determined Incentive Program | PRINCETON TWP SOM | 8540 | 12 | 11.31 | Residential | Behind the Meter | Yes | Net Metered Residential | Sunrun Installation Services, Inc. | None | PSE&G | Accepted | 2023-04-22 | 2023-05-18 | 2024-05-18 | Solar Panels | Trina Solar | TSM-390DE09C.07 |  | 0.39 | 14 | 208 | 22 |  | Fixed | Roof
NJADRE1553209408 | Administratively Determined Incentive Program | PRINCETON TWP SOM | 8540 | 12 | 11.31 | Residential | Behind the Meter | Yes | Net Metered Residential | Sunrun Installation Services, Inc. | None | PSE&G | Accepted | 2023-04-22 | 2023-05-18 | 2024-05-18 | Solar Panels | Trina Solar | TSM-390DE09C.07 |  | 0.39 | 2 | 116 | 22 |  | Fixed | Roof | 116
NJADRE1553209416 | Administratively Determined Incentive Program | Parlin | 8859 | 11 | 5.46 | Residential | Behind the Meter | Yes | Net Metered Residential | Sunrun Installation Services, Inc. | None | JCP&L | Accepted | 2023-04-22 | 2023-05-18 | 2024-05-18 | Inverters | SolarEdge Technologies | SE3800H-USMN | 3800 |  | 1 |  |  | 0.96 |  | Outdoor | Next To Meter
NJADRE1553209416 | Administratively Determined Incentive Program | Parlin | 8859 | 11 | 5.46 | Residential | Behind the Meter | Yes | Net Metered Residential | Sunrun Installation Services, Inc. | None | JCP&L | Accepted | 2023-04-22 | 2023-05-18 | 2024-05-18 | Solar Panels | Trina Solar | TSM-390DE09C.07 |  | 0.39 | 14 | 351 | 19 |  | Fixed | Roof
NJADRE1553209420 | Administratively Determined Incentive Program | LITTLE FERRY BORO | 7643 | 7 | 7.8 | Residential | Behind the Meter | Yes | Net Metered Residential | Sunrun Installation Services, Inc. | None | PSE&G | Accepted | 2023-04-22 | 2023-05-18 | 2024-05-18 | Inverters | SolarEdge Technologies | SE6000H-USSN | 6000 |  | 1 |  |  | 0.99 |  | Outdoor | Next To Meter
NJADRE1553209420 | Administratively Determined Incentive Program | LITTLE FERRY BORO | 7643 | 7 | 7.8 | Residential | Behind the Meter | Yes | Net Metered Residential | Sunrun Installation Services, Inc. | None | PSE&G | Accepted | 2023-04-22 | 2023-05-18 | 2024-05-18 | Solar Panels | Trina Solar | TSM-390DE09C.07 |  | 0.39 | 3 | 87 | 26 |  | Fixed | Roof
NJADRE1553209420 | Administratively Determined Incentive Program | LITTLE FERRY BORO | 7643 | 7 | 7.8 | Residential | Behind the Meter | Yes | Net Metered Residential | Sunrun Installation Services, Inc. | None | PSE&G | Accepted | 2023-04-22 | 2023-05-18 | 2024-05-18 | Solar Panels | Trina Solar | TSM-390DE09C.07 |  | 0.39 | 8 | 267 | 13 |  | Fixed | Roof
NJADRE1553209420 | Administratively Determined Incentive Program | LITTLE FERRY BORO | 7643 | 7 | 7.8 | Residential | Behind the Meter | Yes | Net Metered Residential | Sunrun Installation Services, Inc. | None | PSE&G | Accepted | 2023-04-22 | 2023-05-18 | 2024-05-18 | Solar Panels | Trina Solar | TSM-390DE09C.07 |  | 0.39 | 9 | 267 | 26 |  | Fixed | Roof
NJADRE1553209422 | Administratively Determined Incentive Program | Eastampton | 8060 | 13 | 7.02 | Residential | Behind the Meter | Yes | Net Metered Residential | Sunrun Installation Services, Inc. | None | PSE&G | Accepted | 2023-04-22 | 2023-05-18 | 2024-05-18 | Inverters | SolarEdge Technologies | SE6000H-USSN | 6000 |  | 1 |  |  | 0.96 |  | Outdoor | Next To Meter
NJADRE1553209422 | Administratively Determined Incentive Program | Eastampton | 8060 | 13 | 7.02 | Residential | Behind the Meter | Yes | Net Metered Residential | Sunrun Installation Services, Inc. | None | PSE&G | Accepted | 2023-04-22 | 2023-05-18 | 2024-05-18 | Solar Panels | Trina Solar | TSM-390DE09C.07 |  | 0.39 | 9 | 282 | 18 |  | Fixed | Roof
NJADRE1553209422 | Administratively Determined Incentive Program | Eastampton | 8060 | 13 | 7.02 | Residential | Behind the Meter | Yes | Net Metered Residential | Sunrun Installation Services, Inc. | None | PSE&G | Accepted | 2023-04-22 | 2023-05-18 | 2024-05-18 | Solar Panels | Trina Solar | TSM-390DE09C.07 |  | 0.39 | 9 | 102 | 18 |  | Fixed | Roof
NJADRE1553209437 | Administratively Determined Incentive Program | Garfield | 7026 | 7 | 7.02 | Residential | Behind the Meter | Yes | Net Metered Residential | Sunrun Installation Services, Inc. | None | PSE&G | Accepted | 2023-04-22 | 2023-05-18 | 2024-05-18 | Inverters | SolarEdge Technologies | SE6000H-USSN | 6000 |  | 1 |  |  | 0.96 |  | Outdoor | Next To Meter
NJADRE1553209437 | Administratively Determined Incentive Program | Garfield | 7026 | 7 | 7.02 | Residential | Behind the Meter | Yes | Net Metered Residential | Sunrun Installation Services, Inc. | None | PSE&G | Accepted | 2023-04-22 | 2023-05-18 | 2024-05-18 | Solar Panels | Trina Solar | TSM-390DE09C.07 |  | 0.39 | 18 | 162 | 22 |  | Fixed | Roof
NJADRE1553209446 | Administratively Determined Incentive Program | Willingboro | 8046 | 13 | 7.8 | Residential | Behind the Meter | Yes | Net Metered Residential | Sunrun Installation Services, Inc. | None | PSE&G | Accepted | 2023-04-22 | 2023-05-18 | 2024-05-18 | Inverters | SolarEdge Technologies | SE6000H-USSN | 6000 |  | 1 |  |  | 0.96 |  | Outdoor | Next To Meter
NJADRE1553209446 | Administratively Determined Incentive Program | Willingboro | 8046 | 13 | 7.8 | Residential | Behind the Meter | Yes | Net Metered Residential | Sunrun Installation Services, Inc. | None | PSE&G | Accepted | 2023-04-22 | 2023-05-18 | 2024-05-18 | Solar Panels | Trina Solar | TSM-390DE09C.07 |  | 0.39 | 8 | 224 | 42 |  | Fixed | Roof
NJADRE1553209446 | Administratively Determined Incentive Program | Willingboro | 8046 | 13 | 7.8 | Residential | Behind the Meter | Yes | Net Metered Residential | Sunrun Installation Services, Inc. | None | PSE&G | Accepted | 2023-04-22 | 2023-05-18 | 2024-05-18 | Solar Panels | Trina Solar | TSM-390DE09C.07 |  | 0.39 | 12 | 224 | 22 |  | Fixed | Roof
NJADRE1553209566 | Administratively Determined Incentive Program | Union | 7083 | 10 | 7.8 | Residential | Behind the Meter | Yes | Net Metered Residential | Sunrun Installation Services, Inc. | None | PSE&G | Accepted | 2023-04-22 | 2023-05-19 | 2024-05-19 | Inverters | SolarEdge Technologies | SE6000H-USSN | 6000 |  | 1 |  |  | 0.96 |  | Outdoor | Next To Meter
NJADRE1553209566 | Administratively Determined Incentive Program | Union | 7083 | 10 | 7.8 | Residential | Behind the Meter | Yes | Net Metered Residential | Sunrun Installation Services, Inc. | None | PSE&G | Accepted | 2023-04-22 | 2023-05-19 | 2024-05-19 | Solar Panels | Trina Solar | TSM-390DE09C.07 |  | 0.39 | 15 | 40 | 21 |  | Fixed | Roof
NJADRE1553209566 | Administratively Determined Incentive Program | Union | 7083 | 10 | 7.8 | Residential | Behind the Meter | Yes | Net Metered Residential | Sunrun Installation Services, Inc. | None | PSE&G | Accepted | 2023-04-22 | 2023-05-19 | 2024-05-19 | Solar Panels | Trina Solar | TSM-390DE09C.07 |  | 0.39 | 5 | 219 | 21 |  | Fixed | Roof
NJADRE1553209573 | Administratively Determined Incentive Program | Ridgefield Park Village | 7660 | 7 | 4.68 | Residential | Behind the Meter | Yes | Net Metered Residential | Sunrun Installation Services, Inc. | None | PSE&G | Accepted | 2023-04-22 | 2023-05-18 | 2024-05-18 | Inverters | SolarEdge Technologies | SE3800H-USMN | 3800 |  | 1 |  |  | 0.96 |  | Outdoor | Next To Meter
NJADRE1553209573 | Administratively Determined Incentive Program | Ridgefield Park Village | 7660 | 7 | 4.68 | Residential | Behind the Meter | Yes | Net Metered Residential | Sunrun Installation Services, Inc. | None | PSE&G | Accepted | 2023-04-22 | 2023-05-18 | 2024-05-18 | Solar Panels | Trina Solar | TSM-390DE09C.07 |  | 0.39 | 5 | 285 | 34 |  | Fixed | Roof
NJADRE1553209573 | Administratively Determined Incentive Program | Ridgefield Park Village | 7660 | 7 | 4.68 | Residential | Behind the Meter | Yes | Net Metered Residential | Sunrun Installation Services, Inc. | None | PSE&G | Accepted | 2023-04-22 | 2023-05-18 | 2024-05-18 | Solar Panels | Trina Solar | TSM-390DE09C.07 |  | 0.39 | 7 | 105 | 32 |  | Fixed | Roof
NJADRE1553209574 | Administratively Determined Incentive Program | Irvington | 7111 | 9 | 6.63 | Residential | Behind the Meter | Yes | Net Metered Residential | Sunrun Installation Services, Inc. | None | PSE&G | Accepted | 2023-04-22 | 2023-05-18 | 2024-05-18 | Inverters | SolarEdge Technologies | SE6000H-USSN | 6000 |  | 1 |  |  | 0.96 |  | Outdoor | Next To Meter
NJADRE1553209574 | Administratively Determined Incentive Program | Irvington | 7111 | 9 | 6.63 | Residential | Behind the Meter | Yes | Net Metered Residential | Sunrun Installation Services, Inc. | None | PSE&G | Accepted | 2023-04-22 | 2023-05-18 | 2024-05-18 | Solar Panels | Trina Solar | TSM-390DE09C.07 |  | 0.39 | 3 | 131 | 36 |  | Fixed | Roof
NJADRE1553209574 | Administratively Determined Incentive Program | Irvington | 7111 | 9 | 6.63 | Residential | Behind the Meter | Yes | Net Metered Residential | Sunrun Installation Services, Inc. | None | PSE&G | Accepted | 2023-04-22 | 2023-05-18 | 2024-05-18 | Solar Panels | Trina Solar | TSM-390DE09C.07 |  | 0.39 | 14 | 131 | 3 |  | Fixed | Roof
NJADRE1553209576 | Administratively Determined Incentive Program | Bargaintown | 8234 | 19 | 5.07 | Residential | Behind the Meter | Yes | Net Metered Residential | Sunrun Installation Services, Inc. | None | AC Electric | Accepted | 2023-04-22 | 2023-05-18 | 2024-05-18 | Inverters | SolarEdge Technologies | SE3800H-USMN | 3800 |  | 1 |  |  | 0.96 |  | Outdoor | Next To Meter
NJADRE1553209576 | Administratively Determined Incentive Program | Bargaintown | 8234 | 19 | 5.07 | Residential | Behind the Meter | Yes | Net Metered Residential | Sunrun Installation Services, Inc. | None | AC Electric | Accepted | 2023-04-22 | 2023-05-18 | 2024-05-18 | Solar Panels | Trina Solar | TSM-390DE09C.07 |  | 0.39 | 13 | 159 | 33 |  | Fixed | Roof
NJADRE1553209701 | Administratively Determined Incentive Program | Whippany | 7981 | 3 | 14.4 | Commercial | Behind the Meter | No | Small Net-Metered Non-Residential located on Rooftop, Carport, Canopy and Floating Solar | Antonio L. Dimichino, LLC | None | JCP&L | Accepted | 2023-04-23 | 2023-05-19 | 2024-05-19 | Solar Panels | Hanwha Q Cells | Q.PEAK DUO XL-G10.2 |  | 0.48 | 30 | 217 | 10 |  | Fixed | Roof
NJADRE1553209701 | Administratively Determined Incentive Program | Whippany | 7981 | 3 | 14.4 | Commercial | Behind the Meter | No | Small Net-Metered Non-Residential located on Rooftop, Carport, Canopy and Floating Solar | Antonio L. Dimichino, LLC | None | JCP&L | Accepted | 2023-04-23 | 2023-05-19 | 2024-05-19 | Inverters | SolarEdge | SE10K-US | 10000 |  | 1 |  |  | 0.975 |  | Outdoor
NJADRE1553209701 | Administratively Determined Incentive Program | Whippany | 7981 | 3 | 14.4 | Commercial | Behind the Meter | No | Small Net-Metered Non-Residential located on Rooftop, Carport, Canopy and Floating Solar | Antonio L. Dimichino, LLC | None | JCP&L | Accepted | 2023-04-23 | 2023-05-19 | 2024-05-19 | Meters | SolarEdge | SE-RGMTR |  |  | 1 |  |  |  | Yes
NJADRE1553209702 | Administratively Determined Incentive Program | Whippany | 7981 | 3 | 14.4 | Commercial | Behind the Meter | No | Small Net-Metered Non-Residential located on Rooftop, Carport, Canopy and Floating Solar | Antonio L. Dimichino, LLC | None | JCP&L | Accepted | 2023-04-23 | 2023-05-19 | 2024-05-19 | Inverters | SolarEdge | SE10K-US | 10000 |  | 1 |  |  | 0.975 |  | Outdoor
NJADRE1553209702 | Administratively Determined Incentive Program | Whippany | 7981 | 3 | 14.4 | Commercial | Behind the Meter | No | Small Net-Metered Non-Residential located on Rooftop, Carport, Canopy and Floating Solar | Antonio L. Dimichino, LLC | None | JCP&L | Accepted | 2023-04-23 | 2023-05-19 | 2024-05-19 | Solar Panels | Hanwha Q Cells | Q.PEAK DUO XL-G10.2 |  | 0.48 | 30 | 217 | 10 |  | Fixed | Roof
NJADRE1553209702 | Administratively Determined Incentive Program | Whippany | 7981 | 3 | 14.4 | Commercial | Behind the Meter | No | Small Net-Metered Non-Residential located on Rooftop, Carport, Canopy and Floating Solar | Antonio L. Dimichino, LLC | None | JCP&L | Accepted | 2023-04-23 | 2023-05-19 | 2024-05-19 | Meters | SolarEdge | SE-RGMTR |  |  | 1 |  |  |  | Yes
NJADRE1553209710 | Administratively Determined Incentive Program | Egg Harbor | 8234 | 19 | 6.63 | Residential | Behind the Meter | Yes | Net Metered Residential | Sunrun Installation Services, Inc. | None | AC Electric | Accepted | 2023-04-23 | 2023-05-19 | 2024-05-19 | Inverters | SolarEdge Technologies | SE6000H-USSN | 6000 |  | 1 |  |  | 0.99 |  | Outdoor | Next To Meter
NJADRE1553209710 | Administratively Determined Incentive Program | Egg Harbor | 8234 | 19 | 6.63 | Residential | Behind the Meter | Yes | Net Metered Residential | Sunrun Installation Services, Inc. | None | AC Electric | Accepted | 2023-04-23 | 2023-05-19 | 2024-05-19 | Solar Panels | Trina Solar | TSM-390DE09C.07 |  | 0.39 | 8 | 108 | 43 |  | Fixed | Roof
NJADRE1553209710 | Administratively Determined Incentive Program | Egg Harbor | 8234 | 19 | 6.63 | Residential | Behind the Meter | Yes | Net Metered Residential | Sunrun Installation Services, Inc. | None | AC Electric | Accepted | 2023-04-23 | 2023-05-19 | 2024-05-19 | Solar Panels | Trina Solar | TSM-390DE09C.07 |  | 0.39 | 2 | 288 | 43 |  | Fixed | Roof
NJADRE1553209710 | Administratively Determined Incentive Program | Egg Harbor | 8234 | 19 | 6.63 | Residential | Behind the Meter | Yes | Net Metered Residential | Sunrun Installation Services, Inc. | None | AC Electric | Accepted | 2023-04-23 | 2023-05-19 | 2024-05-19 | Solar Panels | Trina Solar | TSM-390DE09C.07 |  | 0.39 | 7 | 17 | 20 |  | Fixed | Roof
NJADRE1553210085 | Administratively Determined Incentive Program | Carteret | 7008 | 11 | 3.51 | Residential | Behind the Meter | Yes | Net Metered Residential | Sunrun Installation Services, Inc. | None | PSE&G | Accepted | 2023-04-23 | 2023-05-19 | 2024-05-19 | Inverters | SolarEdge Technologies | SE3800H-USMN | 3800 |  | 1 |  |  | 0.96 |  | Outdoor | Next To Meter
NJADRE1553210085 | Administratively Determined Incentive Program | Carteret | 7008 | 11 | 3.51 | Residential | Behind the Meter | Yes | Net Metered Residential | Sunrun Installation Services, Inc. | None | PSE&G | Accepted | 2023-04-23 | 2023-05-19 | 2024-05-19 | Solar Panels | Trina Solar | TSM-390DE09C.07 |  | 0.39 | 9 | 26 | 24 |  | Fixed | Roof
NJADRE1553211605 | Administratively Determined Incentive Program | Woodbridge Township | 7064 | 11 | 12 | Residential | Behind the Meter | Yes | Net Metered Residential | Suntuity Solar LLC | None | PSE&G | Accepted | 2023-04-24 | 2023-05-19 | 2024-05-19 | Inverters | ENPHASE | IQ8PLUS-72-2-US | 290 |  | 30 |  |  | 0.97 |  | Outdoor | Behind the PV modules
NJADRE1553211605 | Administratively Determined Incentive Program | Woodbridge Township | 7064 | 11 | 12 | Residential | Behind the Meter | Yes | Net Metered Residential | Suntuity Solar LLC | None | PSE&G | Accepted | 2023-04-24 | 2023-05-19 | 2024-05-19 | Solar Panels | (30)HANWHA | Q.PEAK DUO BLK ML-G10+ 400 |  | 0.4 | 8 | 91 | 18 |  | Fixed | Roof
NJADRE1553211605 | Administratively Determined Incentive Program | Woodbridge Township | 7064 | 11 | 12 | Residential | Behind the Meter | Yes | Net Metered Residential | Suntuity Solar LLC | None | PSE&G | Accepted | 2023-04-24 | 2023-05-19 | 2024-05-19 | Solar Panels | (30)HANWHA | Q.PEAK DUO BLK ML-G10+ 400 |  | 0.4 | 8 | 271 | 18 |  | Fixed | Roof
NJADRE1553211605 | Administratively Determined Incentive Program | Woodbridge Township | 7064 | 11 | 12 | Residential | Behind the Meter | Yes | Net Metered Residential | Suntuity Solar LLC | None | PSE&G | Accepted | 2023-04-24 | 2023-05-19 | 2024-05-19 | Solar Panels | (30)HANWHA | Q.PEAK DUO BLK ML-G10+ 400 |  | 0.4 | 12 | 181 | 18 |  | Fixed | Roof
NJADRE1553211605 | Administratively Determined Incentive Program | Woodbridge Township | 7064 | 11 | 12 | Residential | Behind the Meter | Yes | Net Metered Residential | Suntuity Solar LLC | None | PSE&G | Accepted | 2023-04-24 | 2023-05-19 | 2024-05-19 | Solar Panels | (30)HANWHA | Q.PEAK DUO BLK ML-G10+ 400 |  | 0.4 | 2 | 1 | 18 |  | Fixed | Roof
NJADRE1553211668 | Administratively Determined Incentive Program | Garfield | 7026 | 7 | 9.13 | Residential | Behind the Meter | No | Net Metered Residential | Pro Custom Solar dba Momentum Solar | None | PSE&G | Accepted | 2023-04-24 | 2023-05-19 | 2024-05-19 | Inverters | enphase | IQ8PLUS-72-2-US | 290 |  | 25 |  |  | 0.97 |  | Outdoor
NJADRE1553211668 | Administratively Determined Incentive Program | Garfield | 7026 | 7 | 9.13 | Residential | Behind the Meter | No | Net Metered Residential | Pro Custom Solar dba Momentum Solar | None | PSE&G | Accepted | 2023-04-24 | 2023-05-19 | 2024-05-19 | Solar Panels | hanwha | q.peak duo blk-g10+365 |  | 0.365 | 12 | 73 | 38 |  | Fixed | Roof
NJADRE1553211668 | Administratively Determined Incentive Program | Garfield | 7026 | 7 | 9.13 | Residential | Behind the Meter | No | Net Metered Residential | Pro Custom Solar dba Momentum Solar | None | PSE&G | Accepted | 2023-04-24 | 2023-05-19 | 2024-05-19 | Solar Panels | hanwha | q.peak duo blk-g10+365 |  | 0.365 | 13 | 253 | 36 |  | Fixed | Roof
NJADRE1553211673 | Administratively Determined Incentive Program | ROSELLE BORO | 7203 | 10 | 6.63 | Residential | Behind the Meter | Yes | Net Metered Residential | Sunrun Installation Services, Inc. | None | PSE&G | Accepted | 2023-04-24 | 2023-05-19 | 2024-05-19 | Inverters | SolarEdge Technologies | SE6000H-USSN | 6000 |  | 1 |  |  | 0.99 |  | Outdoor | Next to the meter
NJADRE1553211673 | Administratively Determined Incentive Program | ROSELLE BORO | 7203 | 10 | 6.63 | Residential | Behind the Meter | Yes | Net Metered Residential | Sunrun Installation Services, Inc. | None | PSE&G | Accepted | 2023-04-24 | 2023-05-19 | 2024-05-19 | Solar Panels | Trina Solar | TSM-390DE09C.07 |  | 0.39 | 6 | 350 | 38 |  | Fixed | Roof
NJADRE1553211673 | Administratively Determined Incentive Program | ROSELLE BORO | 7203 | 10 | 6.63 | Residential | Behind the Meter | Yes | Net Metered Residential | Sunrun Installation Services, Inc. | None | PSE&G | Accepted | 2023-04-24 | 2023-05-19 | 2024-05-19 | Solar Panels | Trina Solar | TSM-390DE09C.07 |  | 0.39 | 11 | 170 | 38 |  | Fixed | Roof
NJADRE1553211728 | Administratively Determined Incentive Program | West Milford | 7480 | 6 | 7.3 | Residential | Behind the Meter | Yes | Net Metered Residential | Pro Custom Solar dba Momentum Solar | None | Orange Rockland Electric | Accepted | 2023-04-24 | 2023-05-19 | 2024-05-19 | Inverters | ENPHASE | IQ8PLUS-72-2-US | 300 |  | 20 |  |  | 0.97 |  | Outdoor
NJADRE1553211728 | Administratively Determined Incentive Program | West Milford | 7480 | 6 | 7.3 | Residential | Behind the Meter | Yes | Net Metered Residential | Pro Custom Solar dba Momentum Solar | None | Orange Rockland Electric | Accepted | 2023-04-24 | 2023-05-19 | 2024-05-19 | Solar Panels | HANWHA | q.peak duo blk-g10+365 |  | 0.365 | 12 | 79 | 37 |  | Fixed | Roof
NJADRE1553211728 | Administratively Determined Incentive Program | West Milford | 7480 | 6 | 7.3 | Residential | Behind the Meter | Yes | Net Metered Residential | Pro Custom Solar dba Momentum Solar | None | Orange Rockland Electric | Accepted | 2023-04-24 | 2023-05-19 | 2024-05-19 | Solar Panels | HANWHA | q.peak duo blk-g10+365 |  | 0.365 | 4 | 169 | 37 |  | Fixed | Roof
NJADRE1553211728 | Administratively Determined Incentive Program | West Milford | 7480 | 6 | 7.3 | Residential | Behind the Meter | Yes | Net Metered Residential | Pro Custom Solar dba Momentum Solar | None | Orange Rockland Electric | Accepted | 2023-04-24 | 2023-05-19 | 2024-05-19 | Solar Panels | HANWHA | q.peak duo blk-g10+365 |  | 0.365 | 4 | 80 | 35 |  | Fixed | Roof
NJADRE1553211755 | Administratively Determined Incentive Program | Pleasantville | 8232 | 19 | 3.16 | Residential | Behind the Meter | Yes | Net Metered Residential | SunnyMac LLC | None | AC Electric | Accepted | 2023-04-24 | 2023-05-19 | 2024-05-19 | Solar Panels | JASOLAR | JAM54S31-395/MR |  | 0.395 | 6 | 204 | 46 |  | Fixed | Roof
NJADRE1553211755 | Administratively Determined Incentive Program | Pleasantville | 8232 | 19 | 3.16 | Residential | Behind the Meter | Yes | Net Metered Residential | SunnyMac LLC | None | AC Electric | Accepted | 2023-04-24 | 2023-05-19 | 2024-05-19 | Solar Panels | JASOLAR | JAM54S31-395/MR |  | 0.395 | 2 | 114 | 45 |  | Fixed | Roof
NJADRE1553211755 | Administratively Determined Incentive Program | Pleasantville | 8232 | 19 | 3.16 | Residential | Behind the Meter | Yes | Net Metered Residential | SunnyMac LLC | None | AC Electric | Accepted | 2023-04-24 | 2023-05-19 | 2024-05-19 | Inverters | Solaredge | SE3000H-US | 3000 |  | 1 |  |  | 0.99 |  | Outdoor | NEXT TO METER
NJADRE1553211776 | Administratively Determined Incentive Program | NEWARK | 7106 | 9 | 10.59 | Residential | Behind the Meter | Yes | Net Metered Residential | Pro Custom Solar dba Momentum Solar | None | PSE&G | Accepted | 2023-04-24 | 2023-05-22 | 2024-05-22 | Inverters | ENPHASE | IQ8PLUS-72-2-US | 290 |  | 29 |  |  | 0.97 |  | Outdoor
NJADRE1553211776 | Administratively Determined Incentive Program | NEWARK | 7106 | 9 | 10.59 | Residential | Behind the Meter | Yes | Net Metered Residential | Pro Custom Solar dba Momentum Solar | None | PSE&G | Accepted | 2023-04-24 | 2023-05-22 | 2024-05-22 | Solar Panels | HANWHA | q.peak duo blk-g10+365 |  | 0.365 | 22 | 200 | 7 |  | Fixed | Roof
NJADRE1553211776 | Administratively Determined Incentive Program | NEWARK | 7106 | 9 | 10.59 | Residential | Behind the Meter | Yes | Net Metered Residential | Pro Custom Solar dba Momentum Solar | None | PSE&G | Accepted | 2023-04-24 | 2023-05-22 | 2024-05-22 | Solar Panels | HANWHA | q.peak duo blk-g10+365 |  | 0.365 | 7 | 20 | 32 |  | Fixed | Roof
NJADRE1553211779 | Administratively Determined Incentive Program | Bound Brook | 8805 | 5 | 5.11 | Residential | Behind the Meter | Yes | Net Metered Residential | Pro Custom Solar dba Momentum Solar | None | PSE&G | Accepted | 2023-04-24 | 2023-05-22 | 2024-05-22 | Solar Panels | HANWHA | Â Q. PEAK DUO BLK-G10+365 |  | 0.365 | 14 | 105 | 34 |  | Fixed | Roof
NJADRE1553211779 | Administratively Determined Incentive Program | Bound Brook | 8805 | 5 | 5.11 | Residential | Behind the Meter | Yes | Net Metered Residential | Pro Custom Solar dba Momentum Solar | None | PSE&G | Accepted | 2023-04-24 | 2023-05-22 | 2024-05-22 | Inverters | ENPHASE | IQ8PLUS-72-2-US | 290 |  | 14 |  |  | 0.97 |  | Outdoor
NJADRE1553211817 | Administratively Determined Incentive Program | Harrington park | 7640 | 7 | 11.47 | Residential | Behind the Meter | No | Net Metered Residential | Vision Solar LLC | None | Orange Rockland Electric | Accepted | 2023-04-24 | 2023-05-19 | 2024-05-19 | Inverters | Solaredge | SE7600H-USRGM | 8 |  | 1 |  |  | 0.97 |  | Outdoor | under panel (side of house)
NJADRE1553211817 | Administratively Determined Incentive Program | Harrington park | 7640 | 7 | 11.47 | Residential | Behind the Meter | No | Net Metered Residential | Vision Solar LLC | None | Orange Rockland Electric | Accepted | 2023-04-24 | 2023-05-19 | 2024-05-19 | Solar Panels | Znshine | ZXM6-NH120-370/M |  | 0.37 | 15 | 168 | 39 |  | Fixed | Roof
NJADRE1553211817 | Administratively Determined Incentive Program | Harrington park | 7640 | 7 | 11.47 | Residential | Behind the Meter | No | Net Metered Residential | Vision Solar LLC | None | Orange Rockland Electric | Accepted | 2023-04-24 | 2023-05-19 | 2024-05-19 | Solar Panels | Znshine | ZXM6-NH120-370/M |  | 0.37 | 16 | 168 | 40 |  | Fixed | Roof
NJADRE1553211825 | Administratively Determined Incentive Program | Willingboro | 8046 | 13 | 9.49 | Residential | Behind the Meter | Yes | Net Metered Residential | Pro Custom Solar dba Momentum Solar | None | PSE&G | Accepted | 2023-04-24 | 2023-05-19 | 2024-05-19 | Solar Panels | HANWHA | Â Q. PEAK DUO BLK-G10+365 |  | 0.365 | 12 | 154 | 11 |  | Fixed | Roof
NJADRE1553211825 | Administratively Determined Incentive Program | Willingboro | 8046 | 13 | 9.49 | Residential | Behind the Meter | Yes | Net Metered Residential | Pro Custom Solar dba Momentum Solar | None | PSE&G | Accepted | 2023-04-24 | 2023-05-19 | 2024-05-19 | Solar Panels | HANWHA | Â Q. PEAK DUO BLK-G10+365 |  | 0.365 | 11 | 64 | 19 |  | Fixed | Roof
NJADRE1553211825 | Administratively Determined Incentive Program | Willingboro | 8046 | 13 | 9.49 | Residential | Behind the Meter | Yes | Net Metered Residential | Pro Custom Solar dba Momentum Solar | None | PSE&G | Accepted | 2023-04-24 | 2023-05-19 | 2024-05-19 | Solar Panels | HANWHA | Â Q. PEAK DUO BLK-G10+365 |  | 0.365 | 3 | 244 | 19 |  | Fixed | Roof
NJADRE1553211825 | Administratively Determined Incentive Program | Willingboro | 8046 | 13 | 9.49 | Residential | Behind the Meter | Yes | Net Metered Residential | Pro Custom Solar dba Momentum Solar | None | PSE&G | Accepted | 2023-04-24 | 2023-05-19 | 2024-05-19 | Inverters | ENPHASE | IQ8PLUS-72-2-US | 290 |  | 26 |  |  | 0.97 |  | Outdoor
NJADRE1553211859 | Administratively Determined Incentive Program | Pilesgrove | 8098 | 16 | 21.6 | Residential | Behind the Meter | Yes | Net Metered Residential | RCL Enterprises Inc. | None | AC Electric | Accepted | 2023-04-24 | 2023-05-19 | 2024-05-19 | Inverters | Enphase | IQ8plus | 290 |  | 60 |  |  | 0.98 |  | Outdoor
NJADRE1553211859 | Administratively Determined Incentive Program | Pilesgrove | 8098 | 16 | 21.6 | Residential | Behind the Meter | Yes | Net Metered Residential | RCL Enterprises Inc. | None | AC Electric | Accepted | 2023-04-24 | 2023-05-19 | 2024-05-19 | Solar Panels | Trina | TSM-DE06X.05 |  | 0.36 | 60 | 180 | 20 |  | Fixed | Ground
NJADRE1553211888 | Administratively Determined Incentive Program | FRANKLINVILLE | 8322 | 15 | 10.4 | Residential | Behind the Meter | Yes | Net Metered Residential | Suntuity Solar LLC | None | AC Electric | Accepted | 2023-04-24 | 2023-05-24 | 2024-05-24 | Inverters | ENPHASE | IQ8PLUS-72-2-US | 290 |  | 26 |  |  | 0.97 |  | Outdoor | Behind the PV modules
NJADRE1553211888 | Administratively Determined Incentive Program | FRANKLINVILLE | 8322 | 15 | 10.4 | Residential | Behind the Meter | Yes | Net Metered Residential | Suntuity Solar LLC | None | AC Electric | Accepted | 2023-04-24 | 2023-05-24 | 2024-05-24 | Solar Panels | HANWHA | Q.PEAK DUO BLK ML-G10+ 400 |  | 0.4 | 10 | 178 | 30 |  | Fixed | Roof
NJADRE1553211888 | Administratively Determined Incentive Program | FRANKLINVILLE | 8322 | 15 | 10.4 | Residential | Behind the Meter | Yes | Net Metered Residential | Suntuity Solar LLC | None | AC Electric | Accepted | 2023-04-24 | 2023-05-24 | 2024-05-24 | Solar Panels | HANWHA | Q.PEAK DUO BLK ML-G10+ 400 |  | 0.4 | 12 | 178 | 27 |  | Fixed | Roof
NJADRE1553211888 | Administratively Determined Incentive Program | FRANKLINVILLE | 8322 | 15 | 10.4 | Residential | Behind the Meter | Yes | Net Metered Residential | Suntuity Solar LLC | None | AC Electric | Accepted | 2023-04-24 | 2023-05-24 | 2024-05-24 | Solar Panels | HANWHA | Q.PEAK DUO BLK ML-G10+ 400 |  | 0.4 | 4 | 268 | 32 |  | Fixed | Roof
NJADRE1553212097 | Administratively Determined Incentive Program | Bridgeton | 8302 | 20 | 7.8 | Residential | Behind the Meter | Yes | Net Metered Residential | Sunrun Installation Services, Inc. | None | AC Electric | Accepted | 2023-04-24 | 2023-05-19 | 2024-05-19 | Inverters | SolarEdge Technologies | SE6000H-USSN | 6000 |  | 1 |  |  | 0.96 |  | Outdoor | Next To Meter
NJADRE1553212097 | Administratively Determined Incentive Program | Bridgeton | 8302 | 20 | 7.8 | Residential | Behind the Meter | Yes | Net Metered Residential | Sunrun Installation Services, Inc. | None | AC Electric | Accepted | 2023-04-24 | 2023-05-19 | 2024-05-19 | Solar Panels | Trina Solar | TSM-390DE09C.07 |  | 0.39 | 4 | 71 | 19 |  | Fixed | Roof
NJADRE1553212097 | Administratively Determined Incentive Program | Bridgeton | 8302 | 20 | 7.8 | Residential | Behind the Meter | Yes | Net Metered Residential | Sunrun Installation Services, Inc. | None | AC Electric | Accepted | 2023-04-24 | 2023-05-19 | 2024-05-19 | Solar Panels | Trina Solar | TSM-390DE09C.07 |  | 0.39 | 4 | 160 | 33 |  | Fixed | Roof
NJADRE1553212097 | Administratively Determined Incentive Program | Bridgeton | 8302 | 20 | 7.8 | Residential | Behind the Meter | Yes | Net Metered Residential | Sunrun Installation Services, Inc. | None | AC Electric | Accepted | 2023-04-24 | 2023-05-19 | 2024-05-19 | Solar Panels | Trina Solar | TSM-390DE09C.07 |  | 0.39 | 7 | 341 | 32 |  | Fixed | Roof
NJADRE1553212097 | Administratively Determined Incentive Program | Bridgeton | 8302 | 20 | 7.8 | Residential | Behind the Meter | Yes | Net Metered Residential | Sunrun Installation Services, Inc. | None | AC Electric | Accepted | 2023-04-24 | 2023-05-19 | 2024-05-19 | Solar Panels | Trina Solar | TSM-390DE09C.07 |  | 0.39 | 5 | 250 | 19 |  | Fixed | Roof
NJADRE1553212176 | Administratively Determined Incentive Program | Neptune | 7753 | 17 | 2.8 | Residential | Behind the Meter | Yes | Net Metered Residential | Freedom Forever New Jersey LLC | None | JCP&L | Accepted | 2023-04-24 | 2023-05-19 | 2024-05-19 | Inverters | Enphase | IQ8PLUS-72-2-US | 290 |  | 7 |  |  | 0.99 |  | Outdoor
NJADRE1553212176 | Administratively Determined Incentive Program | Neptune | 7753 | 17 | 2.8 | Residential | Behind the Meter | Yes | Net Metered Residential | Freedom Forever New Jersey LLC | None | JCP&L | Accepted | 2023-04-24 | 2023-05-19 | 2024-05-19 | Solar Panels | Freedom Forever | FF-MP-BBB-400 |  | 0.4 | 7 | 222 | 20 |  | Fixed | Roof
NJADRE1553212276 | Administratively Determined Incentive Program | Hamilton | 8610 | 12 | 5.6 | Residential | Behind the Meter | No | Net Metered Residential | Bright Planet Solar | None | PSE&G | Accepted | 2023-04-24 | 2023-05-19 | 2024-05-19 | Inverters | SolarEdge | SE3800H-USRGM | 3800 |  | 1 |  |  | 0.98 |  | Outdoor
NJADRE1553212276 | Administratively Determined Incentive Program | Hamilton | 8610 | 12 | 5.6 | Residential | Behind the Meter | No | Net Metered Residential | Bright Planet Solar | None | PSE&G | Accepted | 2023-04-24 | 2023-05-19 | 2024-05-19 | Solar Panels | Hanwha Q-Cells | Q.PEAK DUO BLK ML-G10.a+400 |  | 0.4 | 10 | 200 | 27 |  | Fixed | Roof
NJADRE1553212276 | Administratively Determined Incentive Program | Hamilton | 8610 | 12 | 5.6 | Residential | Behind the Meter | No | Net Metered Residential | Bright Planet Solar | None | PSE&G | Accepted | 2023-04-24 | 2023-05-19 | 2024-05-19 | Solar Panels | Hanwha Q-Cells | Q.PEAK DUO BLK ML-G10.a+400 |  | 0.4 | 4 | 199 | 18 |  | Fixed | Roof
NJADRE1553212821 | Administratively Determined Incentive Program | Stockton | 8559 | 4 | 6.48 | Residential | Behind the Meter | No | Net Metered Residential | EMT Renewables | None | JCP&L | Accepted | 2023-04-24 | 2023-05-19 | 2024-05-19 | Inverters | ENPHASE | IQ8+ | 290 |  | 16 |  |  | 0.98 |  | Other | UNDER EACH PANEL
NJADRE1553212821 | Administratively Determined Incentive Program | Stockton | 8559 | 4 | 6.48 | Residential | Behind the Meter | No | Net Metered Residential | EMT Renewables | None | JCP&L | Accepted | 2023-04-24 | 2023-05-19 | 2024-05-19 | Solar Panels | REC ALPHA | REC 405 |  | 0.405 | 7 | 156 | 32 |  | Fixed | Roof
NJADRE1553212821 | Administratively Determined Incentive Program | Stockton | 8559 | 4 | 6.48 | Residential | Behind the Meter | No | Net Metered Residential | EMT Renewables | None | JCP&L | Accepted | 2023-04-24 | 2023-05-19 | 2024-05-19 | Solar Panels | REC ALPHA | REC 405 |  | 0.405 | 9 | 156 | 32 |  | Fixed | Roof
NJADRE1553212951 | Administratively Determined Incentive Program | Lakewood | 8701 | 18 | 4 | Residential | Behind the Meter | Yes | Net Metered Residential | Freedom Forever New Jersey LLC | None | JCP&L | Accepted | 2023-04-24 | 2023-05-19 | 2024-05-19 | Inverters | Solar Edge | SE3800H-USRGM | 3800 |  | 1 |  |  | 0.99 |  | Outdoor
NJADRE1553212951 | Administratively Determined Incentive Program | Lakewood | 8701 | 18 | 4 | Residential | Behind the Meter | Yes | Net Metered Residential | Freedom Forever New Jersey LLC | None | JCP&L | Accepted | 2023-04-24 | 2023-05-19 | 2024-05-19 | Solar Panels | Freedom Forever | FF-MP-BBB-400 |  | 0.4 | 10 | 99 | 30 |  | Fixed | Roof
NJADRE1553213415 | Administratively Determined Incentive Program | North Plainfield Boro | 7062 | 10 | 6.63 | Residential | Behind the Meter | Yes | Net Metered Residential | Sunrun Installation Services, Inc. | None | PSE&G | Accepted | 2023-04-24 | 2023-05-19 | 2024-05-19 | Solar Panels | Trina Solar | TSM-390DE09C.07 |  | 0.39 | 17 | 129 | 28 |  | Fixed | Roof
NJADRE1553213415 | Administratively Determined Incentive Program | North Plainfield Boro | 7062 | 10 | 6.63 | Residential | Behind the Meter | Yes | Net Metered Residential | Sunrun Installation Services, Inc. | None | PSE&G | Accepted | 2023-04-24 | 2023-05-19 | 2024-05-19 | Inverters | SolarEdge Technologies | SE6000H-USSN | 6000 |  | 1 |  |  | 0.99 |  | Outdoor | Next to the meter
NJADRE1553213425 | Administratively Determined Incentive Program | Hamilton | 8330 | 19 | 24.48 | Residential | Behind the Meter | Yes | Net Metered Residential | SunnyMac LLC | None | AC Electric | Accepted | 2023-04-25 | 2023-05-22 | 2024-05-22 | Solar Panels | REC | 360TWINPEAK 4 BLACK |  | 0.36 | 20 | 68 | 18 |  | Fixed | Roof
NJADRE1553213425 | Administratively Determined Incentive Program | Hamilton | 8330 | 19 | 24.48 | Residential | Behind the Meter | Yes | Net Metered Residential | SunnyMac LLC | None | AC Electric | Accepted | 2023-04-25 | 2023-05-22 | 2024-05-22 | Solar Panels | REC | 360TWINPEAK 4 BLACK |  | 0.36 | 25 | 249 | 18 |  | Fixed | Roof
NJADRE1553213425 | Administratively Determined Incentive Program | Hamilton | 8330 | 19 | 24.48 | Residential | Behind the Meter | Yes | Net Metered Residential | SunnyMac LLC | None | AC Electric | Accepted | 2023-04-25 | 2023-05-22 | 2024-05-22 | Solar Panels | REC | 360TWINPEAK 4 BLACK |  | 0.36 | 6 | 158 | 18 |  | Fixed | Roof
NJADRE1553213425 | Administratively Determined Incentive Program | Hamilton | 8330 | 19 | 24.48 | Residential | Behind the Meter | Yes | Net Metered Residential | SunnyMac LLC | None | AC Electric | Accepted | 2023-04-25 | 2023-05-22 | 2024-05-22 | Solar Panels | REC | 360TWINPEAK 4 BLACK |  | 0.36 | 12 | 338 | 18 |  | Fixed | Roof
NJADRE1553213425 | Administratively Determined Incentive Program | Hamilton | 8330 | 19 | 24.48 | Residential | Behind the Meter | Yes | Net Metered Residential | SunnyMac LLC | None | AC Electric | Accepted | 2023-04-25 | 2023-05-22 | 2024-05-22 | Solar Panels | REC | 360TWINPEAK 4 BLACK |  | 0.36 | 3 | 68 | 18 |  | Fixed | Roof
NJADRE1553213425 | Administratively Determined Incentive Program | Hamilton | 8330 | 19 | 24.48 | Residential | Behind the Meter | Yes | Net Metered Residential | SunnyMac LLC | None | AC Electric | Accepted | 2023-04-25 | 2023-05-22 | 2024-05-22 | Solar Panels | REC | 360TWINPEAK 4 BLACK |  | 0.36 | 2 | 158 | 18 |  | Fixed | Roof
NJADRE1553213425 | Administratively Determined Incentive Program | Hamilton | 8330 | 19 | 24.48 | Residential | Behind the Meter | Yes | Net Metered Residential | SunnyMac LLC | None | AC Electric | Accepted | 2023-04-25 | 2023-05-22 | 2024-05-22 | Inverters | Solaredge | SE10000H-US | 10000 |  | 1 |  |  | 0.99 |  | Outdoor | next to meter
NJADRE1553213425 | Administratively Determined Incentive Program | Hamilton | 8330 | 19 | 24.48 | Residential | Behind the Meter | Yes | Net Metered Residential | SunnyMac LLC | None | AC Electric | Accepted | 2023-04-25 | 2023-05-22 | 2024-05-22 | Inverters | Solaredge | SE11400H-US | 11400 |  | 1 |  |  | 0.99 |  | Outdoor | next to meter
NJADRE1553213489 | Administratively Determined Incentive Program | Bridgewater Township | 8807 | 5 | 6.32 | Residential | Behind the Meter | No | Net Metered Residential | Skyline Solar LLC | None | PSE&G | Accepted | 2023-04-24 | 2023-05-19 | 2024-05-19 | Solar Panels | JA SOLAR | JAM54S31-395/MR |  | 0.395 | 16 | 173 | 27 |  | Fixed | Roof
NJADRE1553213489 | Administratively Determined Incentive Program | Bridgewater Township | 8807 | 5 | 6.32 | Residential | Behind the Meter | No | Net Metered Residential | Skyline Solar LLC | None | PSE&G | Accepted | 2023-04-24 | 2023-05-19 | 2024-05-19 | Inverters | ENPHASE | IQ8PLUS-72-2-US | 290 |  | 1 |  |  | 0.976 |  | Outdoor
NJADRE1553213533 | Administratively Determined Incentive Program | East Rutherford Boro | 7073 | 7 | 4 | Residential | Behind the Meter | Yes | Net Metered Residential | Freedom Forever New Jersey LLC | None | PSE&G | Accepted | 2023-04-24 | 2023-05-19 | 2024-05-19 | Inverters | Solar Edge | SE3800H-USRGM | 3800 |  | 1 |  |  | 0.99 |  | Outdoor
NJADRE1553213533 | Administratively Determined Incentive Program | East Rutherford Boro | 7073 | 7 | 4 | Residential | Behind the Meter | Yes | Net Metered Residential | Freedom Forever New Jersey LLC | None | PSE&G | Accepted | 2023-04-24 | 2023-05-19 | 2024-05-19 | Solar Panels | Freedom Forever | FF-MP-BBB-400 |  | 0.4 | 10 | 125 | 23 |  | Fixed | Roof
NJADRE1553213567 | Administratively Determined Incentive Program | Bridgeton | 8302 | 20 | 5.93 | Residential | Behind the Meter | Yes | Net Metered Residential | Freedom Forever New Jersey LLC | None | AC Electric | Accepted | 2023-04-24 | 2023-05-19 | 2024-05-19 | Inverters | Solar Edge | SE5000H-USRGM | 5000 |  | 1 |  |  | 0.99 |  | Outdoor
NJADRE1553213567 | Administratively Determined Incentive Program | Bridgeton | 8302 | 20 | 5.93 | Residential | Behind the Meter | Yes | Net Metered Residential | Freedom Forever New Jersey LLC | None | AC Electric | Accepted | 2023-04-24 | 2023-05-19 | 2024-05-19 | Solar Panels | Hanwha | Q.PEAK DUO L-G5.2 395 |  | 0.395 | 8 | 193 | 35 |  | Fixed | Roof
NJADRE1553213567 | Administratively Determined Incentive Program | Bridgeton | 8302 | 20 | 5.93 | Residential | Behind the Meter | Yes | Net Metered Residential | Freedom Forever New Jersey LLC | None | AC Electric | Accepted | 2023-04-24 | 2023-05-19 | 2024-05-19 | Solar Panels | Hanwha | Q.PEAK DUO L-G5.2 395 |  | 0.395 | 7 | 13 | 5 |  | Fixed | Roof
NJADRE1553213600 | Administratively Determined Incentive Program | Springfield | 7081 | 10 | 13.2 | Residential | Behind the Meter | Yes | Net Metered Residential | Tesla Energy Operations Inc | None | JCP&L | Accepted | 2023-04-24 | 2023-05-19 | 2024-05-19 | Electric Storage Battery | Tesla | AC Powerwall 2.0 |  |  | 1 |  |  |  | Lithium Ion |  | Inside
NJADRE1553213600 | Administratively Determined Incentive Program | Springfield | 7081 | 10 | 13.2 | Residential | Behind the Meter | Yes | Net Metered Residential | Tesla Energy Operations Inc | None | JCP&L | Accepted | 2023-04-24 | 2023-05-19 | 2024-05-19 | Inverters | Tesa | 1850000-00-C | 7680 |  | 1 |  |  | 0.98 |  | Indoor
NJADRE1553213600 | Administratively Determined Incentive Program | Springfield | 7081 | 10 | 13.2 | Residential | Behind the Meter | Yes | Net Metered Residential | Tesla Energy Operations Inc | None | JCP&L | Accepted | 2023-04-24 | 2023-05-19 | 2024-05-19 | Inverters | Tesla | 1534000-00-F | 3840 |  | 1 |  |  | 0.975 |  | Indoor
NJADRE1553213600 | Administratively Determined Incentive Program | Springfield | 7081 | 10 | 13.2 | Residential | Behind the Meter | Yes | Net Metered Residential | Tesla Energy Operations Inc | None | JCP&L | Accepted | 2023-04-24 | 2023-05-19 | 2024-05-19 | Solar Panels | Hanwha | Q.PEAK DUO BLK ML-G10.a+/TS 400 |  | 0.4 | 9 | 16 | 32 |  | Fixed | Roof
NJADRE1553213600 | Administratively Determined Incentive Program | Springfield | 7081 | 10 | 13.2 | Residential | Behind the Meter | Yes | Net Metered Residential | Tesla Energy Operations Inc | None | JCP&L | Accepted | 2023-04-24 | 2023-05-19 | 2024-05-19 | Solar Panels | Hanwha | Q.PEAK DUO BLK ML-G10.a+/TS 400 |  | 0.4 | 3 | 196 | 32 |  | Fixed | Roof
NJADRE1553213600 | Administratively Determined Incentive Program | Springfield | 7081 | 10 | 13.2 | Residential | Behind the Meter | Yes | Net Metered Residential | Tesla Energy Operations Inc | None | JCP&L | Accepted | 2023-04-24 | 2023-05-19 | 2024-05-19 | Solar Panels | Hanwha | Q.PEAK DUO BLK ML-G10.a+/TS 400 |  | 0.4 | 4 | 286 | 32 |  | Fixed | Roof
NJADRE1553213600 | Administratively Determined Incentive Program | Springfield | 7081 | 10 | 13.2 | Residential | Behind the Meter | Yes | Net Metered Residential | Tesla Energy Operations Inc | None | JCP&L | Accepted | 2023-04-24 | 2023-05-19 | 2024-05-19 | Solar Panels | Hanwha | Q.PEAK DUO BLK ML-G10.a+/TS 400 |  | 0.4 | 6 | 196 | 32 |  | Fixed | Roof
NJADRE1553213600 | Administratively Determined Incentive Program | Springfield | 7081 | 10 | 13.2 | Residential | Behind the Meter | Yes | Net Metered Residential | Tesla Energy Operations Inc | None | JCP&L | Accepted | 2023-04-24 | 2023-05-19 | 2024-05-19 | Solar Panels | Hanwha | Q.PEAK DUO BLK ML-G10.a+/TS 400 |  | 0.4 | 3 | 106 | 32 |  | Fixed | Roof
NJADRE1553213600 | Administratively Determined Incentive Program | Springfield | 7081 | 10 | 13.2 | Residential | Behind the Meter | Yes | Net Metered Residential | Tesla Energy Operations Inc | None | JCP&L | Accepted | 2023-04-24 | 2023-05-19 | 2024-05-19 | Solar Panels | Hanwha | Q.PEAK DUO BLK ML-G10.a+/TS 400 |  | 0.4 | 8 | 286 | 32 |  | Fixed | Roof
NJADRE1553215229 | Administratively Determined Incentive Program | Stratford, New Jersey | 8084 | 14 | 8 | Residential | Behind the Meter | Yes | Net Metered Residential | Suntuity Solar LLC | None | AC Electric | Accepted | 2023-04-25 | 2023-05-22 | 2024-05-22 | Inverters | (20)ENPHASE | IQ8PLUS-72-2-US | 290 |  | 20 |  |  | 0.97 |  | Outdoor | Behind the PV modules
NJADRE1553215229 | Administratively Determined Incentive Program | Stratford, New Jersey | 8084 | 14 | 8 | Residential | Behind the Meter | Yes | Net Metered Residential | Suntuity Solar LLC | None | AC Electric | Accepted | 2023-04-25 | 2023-05-22 | 2024-05-22 | Solar Panels | (20)HANWHA | Q.PEAK DUO BLK ML-G10+ 400 |  | 0.4 | 10 | 135 | 34 |  | Fixed | Roof
NJADRE1553215229 | Administratively Determined Incentive Program | Stratford, New Jersey | 8084 | 14 | 8 | Residential | Behind the Meter | Yes | Net Metered Residential | Suntuity Solar LLC | None | AC Electric | Accepted | 2023-04-25 | 2023-05-22 | 2024-05-22 | Solar Panels | (20)HANWHA | Q.PEAK DUO BLK ML-G10+ 400 |  | 0.4 | 3 | 225 | 40 |  | Fixed | Roof
NJADRE1553215229 | Administratively Determined Incentive Program | Stratford, New Jersey | 8084 | 14 | 8 | Residential | Behind the Meter | Yes | Net Metered Residential | Suntuity Solar LLC | None | AC Electric | Accepted | 2023-04-25 | 2023-05-22 | 2024-05-22 | Solar Panels | (20)HANWHA | Q.PEAK DUO BLK ML-G10+ 400 |  | 0.4 | 3 | 45 | 40 |  | Fixed | Roof
NJADRE1553215229 | Administratively Determined Incentive Program | Stratford, New Jersey | 8084 | 14 | 8 | Residential | Behind the Meter | Yes | Net Metered Residential | Suntuity Solar LLC | None | AC Electric | Accepted | 2023-04-25 | 2023-05-22 | 2024-05-22 | Solar Panels | (20)HANWHA | Q.PEAK DUO BLK ML-G10+ 400 |  | 0.4 | 4 | 315 | 34 |  | Fixed | Roof
NJADRE1553215262 | Administratively Determined Incentive Program | Perth Amboy | 8861 | 11 | 7.02 | Residential | Behind the Meter | Yes | Net Metered Residential | Sunrun Installation Services, Inc. | None | PSE&G | Accepted | 2023-04-25 | 2023-05-22 | 2024-05-22 | Inverters | SolarEdge Technologies | SE6000H-USS3 | 6000 |  | 1 |  |  | 0.96 |  | Outdoor | Next To Meter
NJADRE1553215262 | Administratively Determined Incentive Program | Perth Amboy | 8861 | 11 | 7.02 | Residential | Behind the Meter | Yes | Net Metered Residential | Sunrun Installation Services, Inc. | None | PSE&G | Accepted | 2023-04-25 | 2023-05-22 | 2024-05-22 | Solar Panels | Trina Solar | TSM-390DE09C.07 |  | 0.39 | 9 | 347 | 26 |  | Fixed | Roof
NJADRE1553215262 | Administratively Determined Incentive Program | Perth Amboy | 8861 | 11 | 7.02 | Residential | Behind the Meter | Yes | Net Metered Residential | Sunrun Installation Services, Inc. | None | PSE&G | Accepted | 2023-04-25 | 2023-05-22 | 2024-05-22 | Solar Panels | Trina Solar | TSM-390DE09C.07 |  | 0.39 | 9 | 167 | 26 |  | Fixed | Roof
NJADRE1553215359 | Administratively Determined Incentive Program | Flemington, | 8822 | 4 | 8.8 | Residential | Behind the Meter | No | Net Metered Residential | Suntuity Solar LLC | None | JCP&L | Accepted | 2023-04-25 | 2023-05-22 | 2024-05-22 | Inverters | ENPHASE | IQ8PLUS-72-2-US | 290 |  | 22 |  |  | 0.97 |  | Outdoor | Behind the PV modules
NJADRE1553215359 | Administratively Determined Incentive Program | Flemington, | 8822 | 4 | 8.8 | Residential | Behind the Meter | No | Net Metered Residential | Suntuity Solar LLC | None | JCP&L | Accepted | 2023-04-25 | 2023-05-22 | 2024-05-22 | Solar Panels | HYPERION | HY-DH108P8 400B |  | 0.4 | 10 | 104 | 27 |  | Fixed | Roof
NJADRE1553215359 | Administratively Determined Incentive Program | Flemington, | 8822 | 4 | 8.8 | Residential | Behind the Meter | No | Net Metered Residential | Suntuity Solar LLC | None | JCP&L | Accepted | 2023-04-25 | 2023-05-22 | 2024-05-22 | Solar Panels | HYPERION | HY-DH108P8 400B |  | 0.4 | 12 | 104 | 27 |  | Fixed | Roof
NJADRE1553215407 | Administratively Determined Incentive Program | Linden | 7036 | 10 | 6.57 | Residential | Behind the Meter | Yes | Net Metered Residential | Pro Custom Solar dba Momentum Solar | None | PSE&G | Accepted | 2023-04-25 | 2023-05-22 | 2024-05-22 | Inverters | enphase | IQ8PLUS-72-2-US | 290 |  | 18 |  |  | 0.97 |  | Outdoor
NJADRE1553215407 | Administratively Determined Incentive Program | Linden | 7036 | 10 | 6.57 | Residential | Behind the Meter | Yes | Net Metered Residential | Pro Custom Solar dba Momentum Solar | None | PSE&G | Accepted | 2023-04-25 | 2023-05-22 | 2024-05-22 | Solar Panels | hanwha | q.peak duo blk-g10+365 |  | 0.365 | 18 | 218 | 8 |  | Fixed | Roof
NJADRE1553215427 | Administratively Determined Incentive Program | Berkeley Township | 8721 | 18 | 11.06 | Residential | Behind the Meter | Yes | Net Metered Residential | SunnyMac LLC | None | JCP&L | Accepted | 2023-04-25 | 2023-05-22 | 2024-05-22 | Inverters | Solaredge | SE10000H-US | 10000 |  | 1 |  |  | 0.99 |  | Outdoor | next to meter
NJADRE1553215427 | Administratively Determined Incentive Program | Berkeley Township | 8721 | 18 | 11.06 | Residential | Behind the Meter | Yes | Net Metered Residential | SunnyMac LLC | None | JCP&L | Accepted | 2023-04-25 | 2023-05-22 | 2024-05-22 | Solar Panels | JA SOLAR | JAM54S31-395MR |  | 0.395 | 16 | 123 | 19 |  | Fixed | Roof
NJADRE1553215427 | Administratively Determined Incentive Program | Berkeley Township | 8721 | 18 | 11.06 | Residential | Behind the Meter | Yes | Net Metered Residential | SunnyMac LLC | None | JCP&L | Accepted | 2023-04-25 | 2023-05-22 | 2024-05-22 | Solar Panels | JA SOLAR | JAM54S31-395MR |  | 0.395 | 7 | 303 | 19 |  | Fixed | Roof
NJADRE1553215427 | Administratively Determined Incentive Program | Berkeley Township | 8721 | 18 | 11.06 | Residential | Behind the Meter | Yes | Net Metered Residential | SunnyMac LLC | None | JCP&L | Accepted | 2023-04-25 | 2023-05-22 | 2024-05-22 | Solar Panels | JA SOLAR | JAM54S31-395MR |  | 0.395 | 5 | 303 | 19 |  | Fixed | Roof
NJADRE1553215485 | Administratively Determined Incentive Program | Mahwah | 7430 | 7 | 14.33 | Residential | Behind the Meter | Yes | Net Metered Residential | Tesla Energy Operations Inc | None | Orange Rockland Electric | Accepted | 2023-04-25 | 2023-05-22 | 2024-05-22 | Inverters | Tesla | 1850000-00-C | 7680 |  | 2 |  |  | 0.98 |  | Outdoor
NJADRE1553215485 | Administratively Determined Incentive Program | Mahwah | 7430 | 7 | 14.33 | Residential | Behind the Meter | Yes | Net Metered Residential | Tesla Energy Operations Inc | None | Orange Rockland Electric | Accepted | 2023-04-25 | 2023-05-22 | 2024-05-22 | Solar Panels | Tesla | SR72T2 |  | 0.072 | 49 | 264 | 19 |  | Fixed | Roof
NJADRE1553215485 | Administratively Determined Incentive Program | Mahwah | 7430 | 7 | 14.33 | Residential | Behind the Meter | Yes | Net Metered Residential | Tesla Energy Operations Inc | None | Orange Rockland Electric | Accepted | 2023-04-25 | 2023-05-22 | 2024-05-22 | Solar Panels | Tesla | SR72T2 |  | 0.072 | 55 | 264 | 19 |  | Fixed | Roof
NJADRE1553215485 | Administratively Determined Incentive Program | Mahwah | 7430 | 7 | 14.33 | Residential | Behind the Meter | Yes | Net Metered Residential | Tesla Energy Operations Inc | None | Orange Rockland Electric | Accepted | 2023-04-25 | 2023-05-22 | 2024-05-22 | Solar Panels | Tesla | SR72T2 |  | 0.072 | 55 | 84 | 19 |  | Fixed | Roof
NJADRE1553215485 | Administratively Determined Incentive Program | Mahwah | 7430 | 7 | 14.33 | Residential | Behind the Meter | Yes | Net Metered Residential | Tesla Energy Operations Inc | None | Orange Rockland Electric | Accepted | 2023-04-25 | 2023-05-22 | 2024-05-22 | Solar Panels | Tesla | SR72T2 |  | 0.072 | 40 | 84 | 19 |  | Fixed | Roof
NJADRE1553215485 | Administratively Determined Incentive Program | Mahwah | 7430 | 7 | 14.33 | Residential | Behind the Meter | Yes | Net Metered Residential | Tesla Energy Operations Inc | None | Orange Rockland Electric | Accepted | 2023-04-25 | 2023-05-22 | 2024-05-22 | Electric Storage Battery | Tesla | AC Powerwall 2.0 |  |  | 2 |  |  |  | Lithium Ion |  | Outside
NJADRE1553215585 | Administratively Determined Incentive Program | Fair Lawn | 7410 | 7 | 10.22 | Residential | Behind the Meter | Yes | Net Metered Residential | Pro Custom Solar dba Momentum Solar | None | PSE&G | Accepted | 2023-04-25 | 2023-05-22 | 2024-05-22 | Inverters | enphase | IQ8PLUS-72-2-US | 290 |  | 28 |  |  | 0.97 |  | Outdoor
NJADRE1553215585 | Administratively Determined Incentive Program | Fair Lawn | 7410 | 7 | 10.22 | Residential | Behind the Meter | Yes | Net Metered Residential | Pro Custom Solar dba Momentum Solar | None | PSE&G | Accepted | 2023-04-25 | 2023-05-22 | 2024-05-22 | Solar Panels | hanwha | q.peak duo blk-g10+365 |  | 0.365 | 11 | 160 | 23 |  | Fixed | Roof
NJADRE1553215585 | Administratively Determined Incentive Program | Fair Lawn | 7410 | 7 | 10.22 | Residential | Behind the Meter | Yes | Net Metered Residential | Pro Custom Solar dba Momentum Solar | None | PSE&G | Accepted | 2023-04-25 | 2023-05-22 | 2024-05-22 | Solar Panels | hanwha | q.peak duo blk-g10+365 |  | 0.365 | 13 | 340 | 23 |  | Fixed | Roof
NJADRE1553215585 | Administratively Determined Incentive Program | Fair Lawn | 7410 | 7 | 10.22 | Residential | Behind the Meter | Yes | Net Metered Residential | Pro Custom Solar dba Momentum Solar | None | PSE&G | Accepted | 2023-04-25 | 2023-05-22 | 2024-05-22 | Solar Panels | hanwha | q.peak duo blk-g10+365 |  | 0.365 | 4 | 157 | 18 |  | Fixed | Roof
NJADRE1553215618 | Administratively Determined Incentive Program | Sussex | 7461 | 1 | 5.55 | Residential | Behind the Meter | No | Net Metered Residential | Vision Solar LLC | None | JCP&L | Accepted | 2023-04-25 | 2023-05-22 | 2024-05-22 | Inverters | Solaredge | SE3800H-USRGM | 4 |  | 1 |  |  | 0.97 |  | Outdoor | under panel (side of house)
NJADRE1553215618 | Administratively Determined Incentive Program | Sussex | 7461 | 1 | 5.55 | Residential | Behind the Meter | No | Net Metered Residential | Vision Solar LLC | None | JCP&L | Accepted | 2023-04-25 | 2023-05-22 | 2024-05-22 | Solar Panels | Znshine | ZXM6-NH120-370/M |  | 0.37 | 15 | 297 | 23 |  | Fixed | Roof
NJADRE1553216031 | Administratively Determined Incentive Program | Teaneck, | 7666 | 7 | 10.66 | Residential | Behind the Meter | Yes | Net Metered Residential | Posigen NJ LLC | None | PSE&G | Accepted | 2023-04-25 | 2023-05-22 | 2024-05-22 | Solar Panels | CANADIAN SOLAR | CS3N-410MS |  | 0.41 | 26 | 283 | 30 |  | Fixed | Roof
NJADRE1553216031 | Administratively Determined Incentive Program | Teaneck, | 7666 | 7 | 10.66 | Residential | Behind the Meter | Yes | Net Metered Residential | Posigen NJ LLC | None | PSE&G | Accepted | 2023-04-25 | 2023-05-22 | 2024-05-22 | Inverters | SOLAREDGE | SE10000H-US | 10000 |  | 1 |  |  | 0.99 |  | Outside | WIHTIN TEN FEET OF METER
NJADRE1553216077 | Administratively Determined Incentive Program | West Deptford | 8086 | 15 | 7.3 | Residential | Behind the Meter | Yes | Net Metered Residential | Pro Custom Solar dba Momentum Solar | None | PSE&G | Accepted | 2023-04-25 | 2023-05-22 | 2024-05-22 | Inverters | enphase | IQ8PLUS-72-2-US | 290 |  | 20 |  |  | 0.97 |  | Outdoor
NJADRE1553216077 | Administratively Determined Incentive Program | West Deptford | 8086 | 15 | 7.3 | Residential | Behind the Meter | Yes | Net Metered Residential | Pro Custom Solar dba Momentum Solar | None | PSE&G | Accepted | 2023-04-25 | 2023-05-22 | 2024-05-22 | Solar Panels | hanwha | q.peak duo blk-g10+365 |  | 0.365 | 12 | 187 | 29 |  | Fixed | Roof
NJADRE1553216077 | Administratively Determined Incentive Program | West Deptford | 8086 | 15 | 7.3 | Residential | Behind the Meter | Yes | Net Metered Residential | Pro Custom Solar dba Momentum Solar | None | PSE&G | Accepted | 2023-04-25 | 2023-05-22 | 2024-05-22 | Solar Panels | hanwha | q.peak duo blk-g10+365 |  | 0.365 | 8 | 7 | 29 |  | Fixed | Roof
NJADRE1553216098 | Administratively Determined Incentive Program | Brick Township | 8724 | 18 | 5.6 | Residential | Behind the Meter | Yes | Net Metered Residential | Pro Custom Solar dba Momentum Solar | None | JCP&L | Accepted | 2023-04-25 | 2023-05-22 | 2024-05-22 | Inverters | enphase | IQ8PLUS-72-2-US | 290 |  | 14 |  |  | 0.97 |  | Outdoor
NJADRE1553216098 | Administratively Determined Incentive Program | Brick Township | 8724 | 18 | 5.6 | Residential | Behind the Meter | Yes | Net Metered Residential | Pro Custom Solar dba Momentum Solar | None | JCP&L | Accepted | 2023-04-25 | 2023-05-22 | 2024-05-22 | Solar Panels | hanwha | q.peak duo blk-g10+400 |  | 0.4 | 7 | 188 | 17 |  | Fixed | Roof
NJADRE1553216098 | Administratively Determined Incentive Program | Brick Township | 8724 | 18 | 5.6 | Residential | Behind the Meter | Yes | Net Metered Residential | Pro Custom Solar dba Momentum Solar | None | JCP&L | Accepted | 2023-04-25 | 2023-05-22 | 2024-05-22 | Solar Panels | hanwha | q.peak duo blk-g10+400 |  | 0.4 | 7 | 188 | 19 |  | Fixed | Roof
NJADRE1553216141 | Administratively Determined Incentive Program | Linden | 7036 | 10 | 10.95 | Residential | Behind the Meter | Yes | Net Metered Residential | Skyline Solar LLC | None | PSE&G | Accepted | 2023-04-25 | 2023-05-22 | 2024-05-22 | Solar Panels | Q CELLS | Q.PEAK DUO BLK-G10+ |  | 0.365 | 17 | 216 | 19 |  | Fixed | Roof
NJADRE1553216141 | Administratively Determined Incentive Program | Linden | 7036 | 10 | 10.95 | Residential | Behind the Meter | Yes | Net Metered Residential | Skyline Solar LLC | None | PSE&G | Accepted | 2023-04-25 | 2023-05-22 | 2024-05-22 | Solar Panels | Q CELLS | Q.PEAK DUO BLK-G10+ |  | 0.365 | 13 | 36 | 22 |  | Fixed | Roof
NJADRE1553216141 | Administratively Determined Incentive Program | Linden | 7036 | 10 | 10.95 | Residential | Behind the Meter | Yes | Net Metered Residential | Skyline Solar LLC | None | PSE&G | Accepted | 2023-04-25 | 2023-05-22 | 2024-05-22 | Inverters | SOLAREDGE | SE7600H-US | 7600 |  | 1 |  |  | 0.992 |  | Outdoor
NJADRE1553216198 | Administratively Determined Incentive Program | Irvington | 7111 | 9 | 8.2 | Residential | Behind the Meter | Yes | Net Metered Residential | Posigen NJ LLC | None | PSE&G | Accepted | 2023-04-25 | 2023-05-22 | 2024-05-22 | Inverters | SOLAREDGE | SE7600H-US | 7600 |  | 1 |  |  | 0.99 |  | Outside | WITHIN TEN FEET OF METER
NJADRE1553216198 | Administratively Determined Incentive Program | Irvington | 7111 | 9 | 8.2 | Residential | Behind the Meter | Yes | Net Metered Residential | Posigen NJ LLC | None | PSE&G | Accepted | 2023-04-25 | 2023-05-22 | 2024-05-22 | Solar Panels | CANADIAN SOLAR | CS3N-410MS |  | 0.41 | 20 | 201 | 27 |  | Fixed | Roof
NJADRE1553216314 | Administratively Determined Incentive Program | Union | 7083 | 10 | 7.4 | Residential | Behind the Meter | No | Net Metered Residential | Vision Solar LLC | None | PSE&G | Accepted | 2023-04-25 | 2023-05-22 | 2024-05-22 | Inverters | SolarEdge | SE7600H-USRGM | 7600 |  | 1 |  |  | 0.97 |  | Outdoor | SIDE OF HOUSE
NJADRE1553216314 | Administratively Determined Incentive Program | Union | 7083 | 10 | 7.4 | Residential | Behind the Meter | No | Net Metered Residential | Vision Solar LLC | None | PSE&G | Accepted | 2023-04-25 | 2023-05-22 | 2024-05-22 | Solar Panels | ZNSHINE SOLAR | ZXM6-NH120-370/M |  | 0.37 | 6 | 169 | 24 |  | Fixed | Roof
NJADRE1553216314 | Administratively Determined Incentive Program | Union | 7083 | 10 | 7.4 | Residential | Behind the Meter | No | Net Metered Residential | Vision Solar LLC | None | PSE&G | Accepted | 2023-04-25 | 2023-05-22 | 2024-05-22 | Solar Panels | ZNSHINE SOLAR | ZXM6-NH120-370/M |  | 0.37 | 14 | 79 | 24 |  | Fixed | Roof
NJADRE1553216666 | Administratively Determined Incentive Program | Irvington | 7111 | 9 | 4.1 | Residential | Behind the Meter | Yes | Net Metered Residential | Posigen NJ LLC | None | PSE&G | Accepted | 2023-04-25 | 2023-05-22 | 2024-05-22 | Inverters | SOLAREDGE | SE3800H-US | 3800 |  | 1 |  |  | 0.99 |  | Outside | WITHIN TEN FEET OF METER
NJADRE1553216666 | Administratively Determined Incentive Program | Irvington | 7111 | 9 | 4.1 | Residential | Behind the Meter | Yes | Net Metered Residential | Posigen NJ LLC | None | PSE&G | Accepted | 2023-04-25 | 2023-05-22 | 2024-05-22 | Solar Panels | CANADIAN SOLAR | CS3N-410MS |  | 0.41 | 10 | 197 | 0 |  | Fixed | Roof
NJADRE1553217132 | Administratively Determined Incentive Program | Kearny | 7032 | 8 | 8.91 | Residential | Behind the Meter | Yes | Net Metered Residential | Trinity Solar Inc. | None | PSE&G | Accepted | 2023-04-25 | 2023-05-23 | 2024-05-23 | Inverters | Solar Edge | SE7600H-US | 8 |  | 1 |  |  | 0.97 |  | Outdoor
NJADRE1553217132 | Administratively Determined Incentive Program | Kearny | 7032 | 8 | 8.91 | Residential | Behind the Meter | Yes | Net Metered Residential | Trinity Solar Inc. | None | PSE&G | Accepted | 2023-04-25 | 2023-05-23 | 2024-05-23 | Solar Panels | HANWHA 405 (Q.PEAK DUO BLK ML-G10+ 405) | HANWHA 405 (Q.PEAK DUO BLK ML-G10+ 405) |  | 0.405 | 10 | 124 | 34 |  | Fixed | Roof
NJADRE1553217132 | Administratively Determined Incentive Program | Kearny | 7032 | 8 | 8.91 | Residential | Behind the Meter | Yes | Net Metered Residential | Trinity Solar Inc. | None | PSE&G | Accepted | 2023-04-25 | 2023-05-23 | 2024-05-23 | Solar Panels | HANWHA 405 (Q.PEAK DUO BLK ML-G10+ 405) | HANWHA 405 (Q.PEAK DUO BLK ML-G10+ 405) |  | 0.405 | 9 | 304 | 34 |  | Fixed | Roof
NJADRE1553217132 | Administratively Determined Incentive Program | Kearny | 7032 | 8 | 8.91 | Residential | Behind the Meter | Yes | Net Metered Residential | Trinity Solar Inc. | None | PSE&G | Accepted | 2023-04-25 | 2023-05-23 | 2024-05-23 | Solar Panels | HANWHA 405 (Q.PEAK DUO BLK ML-G10+ 405) | HANWHA 405 (Q.PEAK DUO BLK ML-G10+ 405) |  | 0.405 | 3 | 124 | 18 |  | Fixed | Roof
NJADRE1553217153 | Administratively Determined Incentive Program | Pleasantville | 8232 | 19 | 3.9 | Residential | Behind the Meter | Yes | Net Metered Residential | Sunrun Installation Services, Inc. | None | AC Electric | Accepted | 2023-04-25 | 2023-05-22 | 2024-05-22 | Inverters | SolarEdge Technologies | SE3800H-USMN | 3800 |  | 1 |  |  | 0.96 |  | Outdoor | Next To Meter
NJADRE1553217153 | Administratively Determined Incentive Program | Pleasantville | 8232 | 19 | 3.9 | Residential | Behind the Meter | Yes | Net Metered Residential | Sunrun Installation Services, Inc. | None | AC Electric | Accepted | 2023-04-25 | 2023-05-22 | 2024-05-22 | Solar Panels | Trina Solar | TSM-390DE09C.07 |  | 0.39 | 10 | 220 | 32 |  | Fixed | Roof
NJADRE1553217160 | Administratively Determined Incentive Program | Pomona | 8240 | 19 | 7.8 | Residential | Behind the Meter | Yes | Net Metered Residential | Sunrun Installation Services, Inc. | None | AC Electric | Accepted | 2023-04-25 | 2023-05-22 | 2024-05-22 | Solar Panels | Trina Solar | TSM-390DE09C.07 |  | 0.39 | 5 | 329 | 23 |  | Fixed | Roof
NJADRE1553217160 | Administratively Determined Incentive Program | Pomona | 8240 | 19 | 7.8 | Residential | Behind the Meter | Yes | Net Metered Residential | Sunrun Installation Services, Inc. | None | AC Electric | Accepted | 2023-04-25 | 2023-05-22 | 2024-05-22 | Solar Panels | Trina Solar | TSM-390DE09C.07 |  | 0.39 | 15 | 149 | 23 |  | Fixed | Roof
NJADRE1553217160 | Administratively Determined Incentive Program | Pomona | 8240 | 19 | 7.8 | Residential | Behind the Meter | Yes | Net Metered Residential | Sunrun Installation Services, Inc. | None | AC Electric | Accepted | 2023-04-25 | 2023-05-22 | 2024-05-22 | Inverters | SolarEdge Technologies | SE6000H-USSN | 6000 |  | 1 |  |  | 0.99 |  | Outdoor | Next to the meter
NJADRE1553217166 | Administratively Determined Incentive Program | WEST ORANGE TWP | 7052 | 9 | 9.2 | Residential | Behind the Meter | Yes | Net Metered Residential | Freedom Forever New Jersey LLC | None | PSE&G | Accepted | 2023-04-25 | 2023-05-22 | 2024-05-22 | Inverters | Solar Edge | SE7600H-USRGM | 7600 |  | 1 |  |  | 0.99 |  | Outdoor
NJADRE1553217166 | Administratively Determined Incentive Program | WEST ORANGE TWP | 7052 | 9 | 9.2 | Residential | Behind the Meter | Yes | Net Metered Residential | Freedom Forever New Jersey LLC | None | PSE&G | Accepted | 2023-04-25 | 2023-05-22 | 2024-05-22 | Solar Panels | Freedom Forever | FF-MP-BBB-400 |  | 0.4 | 4 | 164 | 27 |  | Fixed | Roof
NJADRE1553217166 | Administratively Determined Incentive Program | WEST ORANGE TWP | 7052 | 9 | 9.2 | Residential | Behind the Meter | Yes | Net Metered Residential | Freedom Forever New Jersey LLC | None | PSE&G | Accepted | 2023-04-25 | 2023-05-22 | 2024-05-22 | Solar Panels | Freedom Forever | FF-MP-BBB-400 |  | 0.4 | 19 | 254 | 27 |  | Fixed | Roof
NJADRE1553217190 | Administratively Determined Incentive Program | Franklin Twp Som | 8873 | 5 | 12.09 | Residential | Behind the Meter | Yes | Net Metered Residential | Sunrun Installation Services, Inc. | None | PSE&G | Accepted | 2023-04-25 | 2023-05-22 | 2024-05-22 | Solar Panels | Trina Solar | TSM-390DE09C.07 |  | 0.39 | 17 | 217 | 27 |  | Fixed | Roof
NJADRE1553217190 | Administratively Determined Incentive Program | Franklin Twp Som | 8873 | 5 | 12.09 | Residential | Behind the Meter | Yes | Net Metered Residential | Sunrun Installation Services, Inc. | None | PSE&G | Accepted | 2023-04-25 | 2023-05-22 | 2024-05-22 | Solar Panels | Trina Solar | TSM-390DE09C.07 |  | 0.39 | 12 | 37 | 27 |  | Fixed | Roof
NJADRE1553217190 | Administratively Determined Incentive Program | Franklin Twp Som | 8873 | 5 | 12.09 | Residential | Behind the Meter | Yes | Net Metered Residential | Sunrun Installation Services, Inc. | None | PSE&G | Accepted | 2023-04-25 | 2023-05-22 | 2024-05-22 | Solar Panels | Trina Solar | TSM-390DE09C.07 |  | 0.39 | 2 | 37 | 22 |  | Fixed | Roof
NJADRE1553217190 | Administratively Determined Incentive Program | Franklin Twp Som | 8873 | 5 | 12.09 | Residential | Behind the Meter | Yes | Net Metered Residential | Sunrun Installation Services, Inc. | None | PSE&G | Accepted | 2023-04-25 | 2023-05-22 | 2024-05-22 | Inverters | SolarEdge Technologies | SE10000H-USSN | 10000 |  | 1 |  |  | 0.99 |  | Outdoor | Next to the meter
NJADRE1553217213 | Administratively Determined Incentive Program | Woodbridge Township | 8830 | 11 | 5.6 | Residential | Behind the Meter | Yes | Net Metered Residential | Freedom Forever New Jersey LLC | None | PSE&G | Accepted | 2023-04-25 | 2023-05-22 | 2024-05-22 | Inverters | Solar Edged | SE3800H-USRGM | 3800 |  | 1 |  |  | 0.99 |  | Outdoor
NJADRE1553217213 | Administratively Determined Incentive Program | Woodbridge Township | 8830 | 11 | 5.6 | Residential | Behind the Meter | Yes | Net Metered Residential | Freedom Forever New Jersey LLC | None | PSE&G | Accepted | 2023-04-25 | 2023-05-22 | 2024-05-22 | Solar Panels | Freedom Forever | FF-MP-BBB-400 |  | 0.4 | 14 | 209 | 37 |  | Fixed | Roof
NJADRE1553217231 | Administratively Determined Incentive Program | WEST ORANGE TWP | 7052 | 9 | 7.6 | Residential | Behind the Meter | Yes | Net Metered Residential | Freedom Forever New Jersey LLC | None | PSE&G | Accepted | 2023-04-25 | 2023-05-22 | 2024-05-22 | Inverters | Solar Edge | SE6000H-USRGM | 6000 |  | 1 |  |  | 0.99 |  | Outdoor
NJADRE1553217231 | Administratively Determined Incentive Program | WEST ORANGE TWP | 7052 | 9 | 7.6 | Residential | Behind the Meter | Yes | Net Metered Residential | Freedom Forever New Jersey LLC | None | PSE&G | Accepted | 2023-04-25 | 2023-05-22 | 2024-05-22 | Solar Panels | Freedom Forever | FF-MP-BBB-400 |  | 0.4 | 3 | 243 | 23 |  | Fixed | Roof
NJADRE1553217231 | Administratively Determined Incentive Program | WEST ORANGE TWP | 7052 | 9 | 7.6 | Residential | Behind the Meter | Yes | Net Metered Residential | Freedom Forever New Jersey LLC | None | PSE&G | Accepted | 2023-04-25 | 2023-05-22 | 2024-05-22 | Solar Panels | Freedom Forever | FF-MP-BBB-400 |  | 0.4 | 5 | 153 | 23 |  | Fixed | Roof
NJADRE1553217231 | Administratively Determined Incentive Program | WEST ORANGE TWP | 7052 | 9 | 7.6 | Residential | Behind the Meter | Yes | Net Metered Residential | Freedom Forever New Jersey LLC | None | PSE&G | Accepted | 2023-04-25 | 2023-05-22 | 2024-05-22 | Solar Panels | Freedom Forever | FF-MP-BBB-400 |  | 0.4 | 6 | 243 | 23 |  | Fixed | Roof
NJADRE1553217231 | Administratively Determined Incentive Program | WEST ORANGE TWP | 7052 | 9 | 7.6 | Residential | Behind the Meter | Yes | Net Metered Residential | Freedom Forever New Jersey LLC | None | PSE&G | Accepted | 2023-04-25 | 2023-05-22 | 2024-05-22 | Solar Panels | Freedom Forever | FF-MP-BBB-400 |  | 0.4 | 5 | 153 | 23 |  | Fixed | Roof
NJADRE1553217259 | Administratively Determined Incentive Program | Somerville Boro | 8876 | 5 | 6 | Residential | Behind the Meter | Yes | Net Metered Residential | Freedom Forever New Jersey LLC | None | PSE&G | Accepted | 2023-04-25 | 2023-05-22 | 2024-05-22 | Inverters | Solar Edge | SE5000H-USRGM | 5000 |  | 1 |  |  | 0.99 |  | Outdoor
NJADRE1553217259 | Administratively Determined Incentive Program | Somerville Boro | 8876 | 5 | 6 | Residential | Behind the Meter | Yes | Net Metered Residential | Freedom Forever New Jersey LLC | None | PSE&G | Accepted | 2023-04-25 | 2023-05-22 | 2024-05-22 | Solar Panels | Freedom Forever | FF-MP-BBB-400 |  | 0.4 | 6 | 185 | 30 |  | Fixed | Roof
NJADRE1553217259 | Administratively Determined Incentive Program | Somerville Boro | 8876 | 5 | 6 | Residential | Behind the Meter | Yes | Net Metered Residential | Freedom Forever New Jersey LLC | None | PSE&G | Accepted | 2023-04-25 | 2023-05-22 | 2024-05-22 | Solar Panels | Freedom Forever | FF-MP-BBB-400 |  | 0.4 | 9 | 185 | 38 |  | Fixed | Roof
NJADRE1553217265 | Administratively Determined Incentive Program | Paramus | 7652 | 7 | 6.57 | Residential | Behind the Meter | Yes | Net Metered Residential | Pro Custom Solar dba Momentum Solar | None | PSE&G | Accepted | 2023-04-25 | 2023-05-22 | 2024-05-22 | Inverters | enphase | IQ8PLUS-72-2-US | 290 |  | 18 |  |  | 0.97 |  | Outdoor
NJADRE1553217265 | Administratively Determined Incentive Program | Paramus | 7652 | 7 | 6.57 | Residential | Behind the Meter | Yes | Net Metered Residential | Pro Custom Solar dba Momentum Solar | None | PSE&G | Accepted | 2023-04-25 | 2023-05-22 | 2024-05-22 | Solar Panels | hanwha | q.peak duo blk-g10+365 |  | 0.365 | 4 | 201 | 27 |  | Fixed | Roof
NJADRE1553217265 | Administratively Determined Incentive Program | Paramus | 7652 | 7 | 6.57 | Residential | Behind the Meter | Yes | Net Metered Residential | Pro Custom Solar dba Momentum Solar | None | PSE&G | Accepted | 2023-04-25 | 2023-05-22 | 2024-05-22 | Solar Panels | hanwha | q.peak duo blk-g10+365 |  | 0.365 | 4 | 291 | 27 |  | Fixed | Roof
NJADRE1553217265 | Administratively Determined Incentive Program | Paramus | 7652 | 7 | 6.57 | Residential | Behind the Meter | Yes | Net Metered Residential | Pro Custom Solar dba Momentum Solar | None | PSE&G | Accepted | 2023-04-25 | 2023-05-22 | 2024-05-22 | Solar Panels | hanwha | q.peak duo blk-g10+365 |  | 0.365 | 2 | 111 | 27 |  | Fixed | Roof
NJADRE1553217265 | Administratively Determined Incentive Program | Paramus | 7652 | 7 | 6.57 | Residential | Behind the Meter | Yes | Net Metered Residential | Pro Custom Solar dba Momentum Solar | None | PSE&G | Accepted | 2023-04-25 | 2023-05-22 | 2024-05-22 | Solar Panels | hanwha | q.peak duo blk-g10+365 |  | 0.365 | 8 | 289 | 37 |  | Fixed | Roof
NJADRE1553217695 | Administratively Determined Incentive Program | Wallington Boro | 7057 | 7 | 7.2 | Residential | Behind the Meter | Yes | Net Metered Residential | Freedom Forever New Jersey LLC | None | PSE&G | Accepted | 2023-04-25 | 2023-05-22 | 2024-05-22 | Inverters | Solar Edge | SE5000H-USRGM | 5000 |  | 1 |  |  | 0.99 |  | Outdoor
NJADRE1553217695 | Administratively Determined Incentive Program | Wallington Boro | 7057 | 7 | 7.2 | Residential | Behind the Meter | Yes | Net Metered Residential | Freedom Forever New Jersey LLC | None | PSE&G | Accepted | 2023-04-25 | 2023-05-22 | 2024-05-22 | Solar Panels | Freedom Forever | FF-MP-BBB-400 |  | 0.4 | 18 | 141 | 42 |  | Fixed | Roof
NJADRE1553217760 | Administratively Determined Incentive Program | Elizabeth City | 7206 | 10 | 4.8 | Residential | Behind the Meter | Yes | Net Metered Residential | Freedom Forever New Jersey LLC | None | PSE&G | Accepted | 2023-04-25 | 2023-05-22 | 2024-05-22 | Inverters | Solar Edge | SE3800H-USRGM | 3800 |  | 1 |  |  | 0.99 |  | Outdoor
NJADRE1553217760 | Administratively Determined Incentive Program | Elizabeth City | 7206 | 10 | 4.8 | Residential | Behind the Meter | Yes | Net Metered Residential | Freedom Forever New Jersey LLC | None | PSE&G | Accepted | 2023-04-25 | 2023-05-22 | 2024-05-22 | Solar Panels | Freedom Forever | FF-MP-BBB-400 |  | 0.4 | 9 | 144 | 27 |  | Fixed | Roof
NJADRE1553217760 | Administratively Determined Incentive Program | Elizabeth City | 7206 | 10 | 4.8 | Residential | Behind the Meter | Yes | Net Metered Residential | Freedom Forever New Jersey LLC | None | PSE&G | Accepted | 2023-04-25 | 2023-05-22 | 2024-05-22 | Solar Panels | Freedom Forever | FF-MP-BBB-400 |  | 0.4 | 3 | 324 | 27 |  | Fixed | Roof
NJADRE1553217768 | Administratively Determined Incentive Program | Flanders | 7836 | 3 | 12 | Residential | Behind the Meter | Yes | Net Metered Residential | Freedom Forever New Jersey LLC | None | JCP&L | Accepted | 2023-04-25 | 2023-05-22 | 2024-05-22 | Meters | Solar Edge | SE10000H-USRGM |  |  | 1 |  |  |  | Yes | Outdoor
NJADRE1553217768 | Administratively Determined Incentive Program | Flanders | 7836 | 3 | 12 | Residential | Behind the Meter | Yes | Net Metered Residential | Freedom Forever New Jersey LLC | None | JCP&L | Accepted | 2023-04-25 | 2023-05-22 | 2024-05-22 | Solar Panels | Freedom Forever | FF-MP-BBB-400 |  | 0.4 | 17 | 165 | 16 |  | Fixed | Roof
NJADRE1553217768 | Administratively Determined Incentive Program | Flanders | 7836 | 3 | 12 | Residential | Behind the Meter | Yes | Net Metered Residential | Freedom Forever New Jersey LLC | None | JCP&L | Accepted | 2023-04-25 | 2023-05-22 | 2024-05-22 | Solar Panels | Freedom Forever | FF-MP-BBB-400 |  | 0.4 | 13 | 345 | 16 |  | Fixed | Roof
NJADRE1553217774 | Administratively Determined Incentive Program | West Orange | 7052 | 9 | 7.6 | Residential | Behind the Meter | Yes | Net Metered Residential | Freedom Forever New Jersey LLC | None | PSE&G | Accepted | 2023-04-25 | 2023-05-22 | 2024-05-22 | Inverters | Solar Edge | SE6000H-USRGM | 6000 |  | 1 |  |  | 0.99 |  | Outdoor
NJADRE1553217774 | Administratively Determined Incentive Program | West Orange | 7052 | 9 | 7.6 | Residential | Behind the Meter | Yes | Net Metered Residential | Freedom Forever New Jersey LLC | None | PSE&G | Accepted | 2023-04-25 | 2023-05-22 | 2024-05-22 | Solar Panels | Freedom Forever | FF-MP-BBB-400 |  | 0.4 | 13 | 124 | 37 |  | Fixed | Roof
NJADRE1553217774 | Administratively Determined Incentive Program | West Orange | 7052 | 9 | 7.6 | Residential | Behind the Meter | Yes | Net Metered Residential | Freedom Forever New Jersey LLC | None | PSE&G | Accepted | 2023-04-25 | 2023-05-22 | 2024-05-22 | Solar Panels | Freedom Forever | FF-MP-BBB-400 |  | 0.4 | 3 | 304 | 37 |  | Fixed | Roof
NJADRE1553217774 | Administratively Determined Incentive Program | West Orange | 7052 | 9 | 7.6 | Residential | Behind the Meter | Yes | Net Metered Residential | Freedom Forever New Jersey LLC | None | PSE&G | Accepted | 2023-04-25 | 2023-05-22 | 2024-05-22 | Solar Panels | Freedom Forever | FF-MP-BBB-400 |  | 0.4 | 3 | 216 | 10 |  | Fixed | Roof
NJADRE1553225428 | Administratively Determined Incentive Program | Cherry Hill | 8003 | 14 | 19.2 | Residential | Behind the Meter | No | Net Metered Residential | Suntuity Solar LLC | None | PSE&G | Accepted | 2023-04-26 | 2023-05-22 | 2024-05-22 | Inverters | ENPHASE | IQ8PLUS-72-2-US | 290 |  | 48 |  |  | 0.97 |  | Outdoor | Behind the PV modules
NJADRE1553225428 | Administratively Determined Incentive Program | Cherry Hill | 8003 | 14 | 19.2 | Residential | Behind the Meter | No | Net Metered Residential | Suntuity Solar LLC | None | PSE&G | Accepted | 2023-04-26 | 2023-05-22 | 2024-05-22 | Solar Panels | HYPERION | HY-DH108P8 400B |  | 0.4 | 15 | 83 | 28 |  | Fixed | Roof
NJADRE1553225428 | Administratively Determined Incentive Program | Cherry Hill | 8003 | 14 | 19.2 | Residential | Behind the Meter | No | Net Metered Residential | Suntuity Solar LLC | None | PSE&G | Accepted | 2023-04-26 | 2023-05-22 | 2024-05-22 | Solar Panels | HYPERION | HY-DH108P8 400B |  | 0.4 | 3 | 263 | 28 |  | Fixed | Roof
NJADRE1553225428 | Administratively Determined Incentive Program | Cherry Hill | 8003 | 14 | 19.2 | Residential | Behind the Meter | No | Net Metered Residential | Suntuity Solar LLC | None | PSE&G | Accepted | 2023-04-26 | 2023-05-22 | 2024-05-22 | Solar Panels | HYPERION | HY-DH108P8 400B |  | 0.4 | 15 | 262 | 18 |  | Fixed | Roof
NJADRE1553225428 | Administratively Determined Incentive Program | Cherry Hill | 8003 | 14 | 19.2 | Residential | Behind the Meter | No | Net Metered Residential | Suntuity Solar LLC | None | PSE&G | Accepted | 2023-04-26 | 2023-05-22 | 2024-05-22 | Solar Panels | HYPERION | HY-DH108P8 400B |  | 0.4 | 15 | 173 | 31 |  | Fixed | Roof
NJADRE1553225442 | Administratively Determined Incentive Program | National Park Boro | 8063 | 15 | 8.4 | Residential | Behind the Meter | Yes | Net Metered Residential | Suntuity Solar LLC | None | PSE&G | Accepted | 2023-04-26 | 2023-05-22 | 2024-05-22 | Inverters | ENPHASE | IQ8PLUS-72-2-US | 290 |  | 21 |  |  | 0.97 |  | Outdoor | Behind the PV modules
NJADRE1553225442 | Administratively Determined Incentive Program | National Park Boro | 8063 | 15 | 8.4 | Residential | Behind the Meter | Yes | Net Metered Residential | Suntuity Solar LLC | None | PSE&G | Accepted | 2023-04-26 | 2023-05-22 | 2024-05-22 | Solar Panels | HANWHA | Q.PEAK DUO BLK ML-G10+ 400 |  | 0.4 | 15 | 113 | 23 |  | Fixed | Roof
NJADRE1553225442 | Administratively Determined Incentive Program | National Park Boro | 8063 | 15 | 8.4 | Residential | Behind the Meter | Yes | Net Metered Residential | Suntuity Solar LLC | None | PSE&G | Accepted | 2023-04-26 | 2023-05-22 | 2024-05-22 | Solar Panels | HANWHA | Q.PEAK DUO BLK ML-G10+ 400 |  | 0.4 | 6 | 293 | 23 |  | Fixed | Roof
NJADRE1553225497 | Administratively Determined Incentive Program | PARSIPPANY | 7054 | 3 | 5.33 | Residential | Behind the Meter | No | Net Metered Residential | Vision Solar LLC | None | JCP&L | Accepted | 2023-04-26 | 2023-06-01 | 2024-06-01 | Inverters | Enphase | IQ7-60-2-US | 4 |  | 15 |  |  | 0.97 |  | Outdoor | under each panel
NJADRE1553225497 | Administratively Determined Incentive Program | PARSIPPANY | 7054 | 3 | 5.33 | Residential | Behind the Meter | No | Net Metered Residential | Vision Solar LLC | None | JCP&L | Accepted | 2023-04-26 | 2023-06-01 | 2024-06-01 | Solar Panels | LONGI | LR4-60HPH-355M |  | 0.355 | 15 | 92 | 24 |  | Fixed | Roof
NJADRE1553225556 | Administratively Determined Incentive Program | Parsippany | 7054 | 3 | 9.25 | Residential | Behind the Meter | No | Net Metered Residential | Ampericon | None | JCP&L | Accepted | 2023-04-26 | 2023-05-25 | 2024-05-25 | Inverters | EnPhase | IQ8+ | 290 |  | 25 |  |  | 0.965 |  | Other | Roof
NJADRE1553225556 | Administratively Determined Incentive Program | Parsippany | 7054 | 3 | 9.25 | Residential | Behind the Meter | No | Net Metered Residential | Ampericon | None | JCP&L | Accepted | 2023-04-26 | 2023-05-25 | 2024-05-25 | Solar Panels | Silfab | SIL-370-HC Prime |  | 0.37 | 25 | 90 | 20 |  | Fixed | Roof
NJADRE1553225556 | Administratively Determined Incentive Program | Parsippany | 7054 | 3 | 9.25 | Residential | Behind the Meter | No | Net Metered Residential | Ampericon | None | JCP&L | Accepted | 2023-04-26 | 2023-05-25 | 2024-05-25 | Meters | EnPhase | EnVoy IQ Metered |  |  | 1 |  |  |  | Yes | Outdoor
NJADRE1553225583 | Administratively Determined Incentive Program | Buena Vista Township | 8340 | 19 | 11.85 | Residential | Behind the Meter | Yes | Net Metered Residential | SunnyMac LLC | None | AC Electric | Accepted | 2023-04-26 | 2023-05-23 | 2024-05-23 | Solar Panels | JA SOLAR | JAM54S31-395MR |  | 0.395 | 30 | 180 | 26 |  | Fixed | Roof
NJADRE1553225583 | Administratively Determined Incentive Program | Buena Vista Township | 8340 | 19 | 11.85 | Residential | Behind the Meter | Yes | Net Metered Residential | SunnyMac LLC | None | AC Electric | Accepted | 2023-04-26 | 2023-05-23 | 2024-05-23 | Inverters | Solaredge | SE10000H-US | 10000 |  | 1 |  |  | 0.99 |  | Outdoor | NEXT TO METER
NJADRE1553225585 | Administratively Determined Incentive Program | Woodbury, New Jersey | 8096 | 15 | 6.8 | Residential | Behind the Meter | Yes | Net Metered Residential | Suntuity Solar LLC | None | PSE&G | Accepted | 2023-04-26 | 2023-05-22 | 2024-05-22 | Inverters | (17)ENPHASE | IQ8PLUS-72-2-US | 290 |  | 17 |  |  | 0.97 |  | Outdoor | Behind the PV modules
NJADRE1553225585 | Administratively Determined Incentive Program | Woodbury, New Jersey | 8096 | 15 | 6.8 | Residential | Behind the Meter | Yes | Net Metered Residential | Suntuity Solar LLC | None | PSE&G | Accepted | 2023-04-26 | 2023-05-22 | 2024-05-22 | Solar Panels | (17)HANWHA | Q.PEAK DUO BLK ML-G10+ 400 |  | 0.4 | 12 | 200 | 46 |  | Fixed | Roof
NJADRE1553225585 | Administratively Determined Incentive Program | Woodbury, New Jersey | 8096 | 15 | 6.8 | Residential | Behind the Meter | Yes | Net Metered Residential | Suntuity Solar LLC | None | PSE&G | Accepted | 2023-04-26 | 2023-05-22 | 2024-05-22 | Solar Panels | (17)HANWHA | Q.PEAK DUO BLK ML-G10+ 400 |  | 0.4 | 5 | 20 | 46 |  | Fixed | Roof
NJADRE1553225586 | Administratively Determined Incentive Program | Absecon | 8201 | 19 | 2.03 | Residential | Behind the Meter | Yes | Net Metered Residential | Trinity Solar Inc. | None | AC Electric | Accepted | 2023-04-26 | 2023-05-22 | 2024-05-22 | Inverters | ENPHASE IQ8PLUS MICROINVERTERS | ENPHASE IQ8PLUS MICROINVERTERS (IQ8PLUS-72-2-US ) | 290 |  | 5 |  |  | 0.96 |  | Outside
NJADRE1553225586 | Administratively Determined Incentive Program | Absecon | 8201 | 19 | 2.03 | Residential | Behind the Meter | Yes | Net Metered Residential | Trinity Solar Inc. | None | AC Electric | Accepted | 2023-04-26 | 2023-05-22 | 2024-05-22 | Solar Panels | HANWHA 405 | HANWHA 405 (Q.PEAK DUO BLK ML-G10+ 405) |  | 0.405 | 5 | 203 | 30 |  | Fixed | Roof
NJADRE1553225595 | Administratively Determined Incentive Program | Franklin Twp | 8873 | 5 | 9.2 | Residential | Behind the Meter | No | Net Metered Residential | Tesla Energy Operations Inc | None | PSE&G | Accepted | 2023-04-26 | 2023-05-22 | 2024-05-22 | Inverters | Tesla | 1850000-00-C | 7680 |  | 1 |  |  | 0.98 |  | Outdoor
NJADRE1553225595 | Administratively Determined Incentive Program | Franklin Twp | 8873 | 5 | 9.2 | Residential | Behind the Meter | No | Net Metered Residential | Tesla Energy Operations Inc | None | PSE&G | Accepted | 2023-04-26 | 2023-05-22 | 2024-05-22 | Solar Panels | Hanwha | Q.PEAK DUO BLK ML-G10+/TS 400 |  | 0.4 | 21 | 197 | 30 |  | Fixed | Roof
NJADRE1553225595 | Administratively Determined Incentive Program | Franklin Twp | 8873 | 5 | 9.2 | Residential | Behind the Meter | No | Net Metered Residential | Tesla Energy Operations Inc | None | PSE&G | Accepted | 2023-04-26 | 2023-05-22 | 2024-05-22 | Solar Panels | Hanwha | Q.PEAK DUO BLK ML-G10+/TS 400 |  | 0.4 | 2 | 197 | 30 |  | Fixed | Roof
NJADRE1553225595 | Administratively Determined Incentive Program | Franklin Twp | 8873 | 5 | 9.2 | Residential | Behind the Meter | No | Net Metered Residential | Tesla Energy Operations Inc | None | PSE&G | Accepted | 2023-04-26 | 2023-05-22 | 2024-05-22 | Electric Storage Battery | Tesla | AC Powerwall 2.0 |  |  | 1 |  |  |  | Lithium Ion |  | Outside
NJADRE1553225654 | Administratively Determined Incentive Program | Bridgewater TWP | 8807 | 5 | 6.4 | Residential | Behind the Meter | Yes | Net Metered Residential | Tesla Energy Operations Inc | None | PSE&G | Accepted | 2023-04-26 | 2023-05-22 | 2024-05-22 | Inverters | Tesla | 1850000-00-C | 7680 |  | 1 |  |  | 0.98 |  | Outdoor
NJADRE1553225654 | Administratively Determined Incentive Program | Bridgewater TWP | 8807 | 5 | 6.4 | Residential | Behind the Meter | Yes | Net Metered Residential | Tesla Energy Operations Inc | None | PSE&G | Accepted | 2023-04-26 | 2023-05-22 | 2024-05-22 | Solar Panels | Hanwha | Q.PEAK DUO BLK ML-G10+/TS 400 |  | 0.4 | 4 | 15 | 36 |  | Fixed | Roof
NJADRE1553225654 | Administratively Determined Incentive Program | Bridgewater TWP | 8807 | 5 | 6.4 | Residential | Behind the Meter | Yes | Net Metered Residential | Tesla Energy Operations Inc | None | PSE&G | Accepted | 2023-04-26 | 2023-05-22 | 2024-05-22 | Solar Panels | Hanwha | Q.PEAK DUO BLK ML-G10+/TS 400 |  | 0.4 | 10 | 195 | 36 |  | Fixed | Roof
NJADRE1553225654 | Administratively Determined Incentive Program | Bridgewater TWP | 8807 | 5 | 6.4 | Residential | Behind the Meter | Yes | Net Metered Residential | Tesla Energy Operations Inc | None | PSE&G | Accepted | 2023-04-26 | 2023-05-22 | 2024-05-22 | Solar Panels | Hanwha | Q.PEAK DUO BLK ML-G10+/TS 400 |  | 0.4 | 2 | 105 | 36 |  | Fixed | Roof
NJADRE1553225654 | Administratively Determined Incentive Program | Bridgewater TWP | 8807 | 5 | 6.4 | Residential | Behind the Meter | Yes | Net Metered Residential | Tesla Energy Operations Inc | None | PSE&G | Accepted | 2023-04-26 | 2023-05-22 | 2024-05-22 | Electric Storage Battery | Tesla | AC Powerwall 2.0 |  |  | 1 |  |  |  | Lithium Ion |  | Outside
NJADRE1553225685 | Administratively Determined Incentive Program | Dumont | 7628 | 7 | 8.82 | Residential | Behind the Meter | No | Net Metered Residential | Infinity Solar Systems | None | PSE&G | Accepted | 2023-04-26 | 2023-05-22 | 2024-05-22 | Inverters | Enphase | IQ7X-96-2-US | 315 |  | 21 |  |  | 0.97 |  | Outdoor
NJADRE1553225685 | Administratively Determined Incentive Program | Dumont | 7628 | 7 | 8.82 | Residential | Behind the Meter | No | Net Metered Residential | Infinity Solar Systems | None | PSE&G | Accepted | 2023-04-26 | 2023-05-22 | 2024-05-22 | Solar Panels | REC Solar | REC420AA Pure-R |  | 0.42 | 4 | 267 | 21 |  | Fixed | Roof
NJADRE1553225685 | Administratively Determined Incentive Program | Dumont | 7628 | 7 | 8.82 | Residential | Behind the Meter | No | Net Metered Residential | Infinity Solar Systems | None | PSE&G | Accepted | 2023-04-26 | 2023-05-22 | 2024-05-22 | Solar Panels | REC Solar | REC420AA Pure-R |  | 0.42 | 4 | 87 | 21 |  | Fixed | Roof
NJADRE1553225685 | Administratively Determined Incentive Program | Dumont | 7628 | 7 | 8.82 | Residential | Behind the Meter | No | Net Metered Residential | Infinity Solar Systems | None | PSE&G | Accepted | 2023-04-26 | 2023-05-22 | 2024-05-22 | Solar Panels | REC Solar | REC420AA Pure-R |  | 0.42 | 13 | 177 | 39 |  | Fixed | Roof
NJADRE1553225689 | Administratively Determined Incentive Program | Orange City | 7050 | 9 | 2.8 | Residential | Behind the Meter | No | Net Metered Residential | Freedom Forever New Jersey LLC | None | PSE&G | Accepted | 2023-04-26 | 2023-05-22 | 2024-05-22 | Inverters | Enphase | IQ8PLUS-72-2-US | 290 |  | 7 |  |  | 0.99 |  | Outdoor
NJADRE1553225689 | Administratively Determined Incentive Program | Orange City | 7050 | 9 | 2.8 | Residential | Behind the Meter | No | Net Metered Residential | Freedom Forever New Jersey LLC | None | PSE&G | Accepted | 2023-04-26 | 2023-05-22 | 2024-05-22 | Solar Panels | Freedom Forever | FF-MP-BBB-400 |  | 0.4 | 7 | 214 | 45 |  | Fixed | Roof
NJADRE1553228265 | Administratively Determined Incentive Program | Flanders | 7836 | 3 | 9.32 | Residential | Behind the Meter | Yes | Net Metered Residential | Trinity Solar | None | JCP&L | Accepted | 2023-04-26 | 2023-05-23 | 2024-05-23 | Inverters | Solar Edge | SE7600H-US | 7600 |  | 1 |  |  | 0.97 |  | Outdoor
NJADRE1553228265 | Administratively Determined Incentive Program | Flanders | 7836 | 3 | 9.32 | Residential | Behind the Meter | Yes | Net Metered Residential | Trinity Solar | None | JCP&L | Accepted | 2023-04-26 | 2023-05-23 | 2024-05-23 | Solar Panels | HANWHA 405 (Q.PEAK DUO BLK ML-G10+ 405) | HANWHA 405 (Q.PEAK DUO BLK ML-G10+ 405) |  | 0.405 | 23 | 262 | 18 |  | Fixed | Roof
NJADRE1553228553 | Administratively Determined Incentive Program | EGG HARBOR TOWNSHIP | 8234 | 19 | 31.28 | Residential | Behind the Meter | Yes | Net Metered Residential | Pro Custom Solar dba Momentum Solar | None | AC Electric | Accepted | 2023-04-27 | 2023-06-05 | 2024-06-05 | Inverters | enphase | iq7-60-2-us | 240 |  | 92 |  |  | 0.97 |  | Outdoor
NJADRE1553228553 | Administratively Determined Incentive Program | EGG HARBOR TOWNSHIP | 8234 | 19 | 31.28 | Residential | Behind the Meter | Yes | Net Metered Residential | Pro Custom Solar dba Momentum Solar | None | AC Electric | Accepted | 2023-04-27 | 2023-06-05 | 2024-06-05 | Solar Panels | hanwha | q.peak duo blk-g6+340 |  | 0.34 | 42 | 309 | 10 |  | Fixed | Roof
NJADRE1553228553 | Administratively Determined Incentive Program | EGG HARBOR TOWNSHIP | 8234 | 19 | 31.28 | Residential | Behind the Meter | Yes | Net Metered Residential | Pro Custom Solar dba Momentum Solar | None | AC Electric | Accepted | 2023-04-27 | 2023-06-05 | 2024-06-05 | Solar Panels | hanwha | q.peak duo blk-g6+340 |  | 0.34 | 6 | 223 | 11 |  | Fixed | Roof
NJADRE1553228553 | Administratively Determined Incentive Program | EGG HARBOR TOWNSHIP | 8234 | 19 | 31.28 | Residential | Behind the Meter | Yes | Net Metered Residential | Pro Custom Solar dba Momentum Solar | None | AC Electric | Accepted | 2023-04-27 | 2023-06-05 | 2024-06-05 | Solar Panels | hanwha | q.peak duo blk-g6+340 |  | 0.34 | 16 | 131 | 4 |  | Fixed | Roof
NJADRE1553228553 | Administratively Determined Incentive Program | EGG HARBOR TOWNSHIP | 8234 | 19 | 31.28 | Residential | Behind the Meter | Yes | Net Metered Residential | Pro Custom Solar dba Momentum Solar | None | AC Electric | Accepted | 2023-04-27 | 2023-06-05 | 2024-06-05 | Solar Panels | hanwha | q.peak duo blk-g6+340 |  | 0.34 | 16 | 311 | 4 |  | Fixed | Roof
NJADRE1553228553 | Administratively Determined Incentive Program | EGG HARBOR TOWNSHIP | 8234 | 19 | 31.28 | Residential | Behind the Meter | Yes | Net Metered Residential | Pro Custom Solar dba Momentum Solar | None | AC Electric | Accepted | 2023-04-27 | 2023-06-05 | 2024-06-05 | Solar Panels | hanwha | q.peak duo blk-g6+340 |  | 0.34 | 8 | 219 | 19 |  | Fixed | Roof
NJADRE1553228553 | Administratively Determined Incentive Program | EGG HARBOR TOWNSHIP | 8234 | 19 | 31.28 | Residential | Behind the Meter | Yes | Net Metered Residential | Pro Custom Solar dba Momentum Solar | None | AC Electric | Accepted | 2023-04-27 | 2023-06-05 | 2024-06-05 | Solar Panels | hanwha | q.peak duo blk-g6+340 |  | 0.34 | 4 | 309 | 22 |  | Fixed | Roof
NJADRE1553229533 | Administratively Determined Incentive Program | NORTH PLAINFIELD | 7060 | 10 | 9.55 | Residential | Behind the Meter | No | Net Metered Residential | Posigen NJ LLC | None | PSE&G | Accepted | 2023-04-26 | 2023-05-22 | 2024-05-22 | Inverters | SOLAREDGE | SE10000H-US | 10000 |  | 1 |  |  | 0.99 |  | Outside | WITHIN TEN FEET OF METER
NJADRE1553229533 | Administratively Determined Incentive Program | NORTH PLAINFIELD | 7060 | 10 | 9.55 | Residential | Behind the Meter | No | Net Metered Residential | Posigen NJ LLC | None | PSE&G | Accepted | 2023-04-26 | 2023-05-22 | 2024-05-22 | Solar Panels | CANADIAN SOLAR | CS3N-415MS |  | 0.415 | 23 | 128 | 23 |  | Fixed | Roof
NJADRE1553229538 | Administratively Determined Incentive Program | Toms River | 8755 | 18 | 86.4 | Commercial | Behind the Meter | No | Small Net-Metered Non-Residential located on Rooftop, Carport, Canopy and Floating Solar | PIVOT ENERGY RENEWABLE SERVICES, LLC | None | JCP&L | Accepted | 2023-04-26 | 2023-05-23 | 2024-05-23 | Solar Panels | Phono Solar | PS450M4-24/TH |  | 0.45 | 192 | 126 | 5 |  | Fixed | Roof
NJADRE1553229538 | Administratively Determined Incentive Program | Toms River | 8755 | 18 | 86.4 | Commercial | Behind the Meter | No | Small Net-Metered Non-Residential located on Rooftop, Carport, Canopy and Floating Solar | PIVOT ENERGY RENEWABLE SERVICES, LLC | None | JCP&L | Accepted | 2023-04-26 | 2023-05-23 | 2024-05-23 | Inverters | Chint Power Systems | CPS SCA25KTL-DO/US-208 | 25000 |  | 1 |  |  | 0.97 |  | Outdoor
NJADRE1553229550 | Administratively Determined Incentive Program | Tabernacle | 8088 | 13 | 14.45 | Residential | Behind the Meter | Yes | Net Metered Residential | Seabright Solar | None | AC Electric | Accepted | 2023-04-26 | 2023-05-22 | 2024-05-22 | Solar Panels | Sunpower | SPR-M-425 |  | 0.425 | 27 | 235 | 30 |  | Fixed | Roof
NJADRE1553229550 | Administratively Determined Incentive Program | Tabernacle | 8088 | 13 | 14.45 | Residential | Behind the Meter | Yes | Net Metered Residential | Seabright Solar | None | AC Electric | Accepted | 2023-04-26 | 2023-05-22 | 2024-05-22 | Solar Panels | Sunpower | SPR-M-425 |  | 0.425 | 4 | 145 | 45 |  | Fixed | Roof
NJADRE1553229550 | Administratively Determined Incentive Program | Tabernacle | 8088 | 13 | 14.45 | Residential | Behind the Meter | Yes | Net Metered Residential | Seabright Solar | None | AC Electric | Accepted | 2023-04-26 | 2023-05-22 | 2024-05-22 | Solar Panels | Sunpower | SPR-M-425 |  | 0.425 | 3 | 55 | 30 |  | Fixed | Roof
NJADRE1553229550 | Administratively Determined Incentive Program | Tabernacle | 8088 | 13 | 14.45 | Residential | Behind the Meter | Yes | Net Metered Residential | Seabright Solar | None | AC Electric | Accepted | 2023-04-26 | 2023-05-22 | 2024-05-22 | Inverters | Enphase | SPR (IQ 7HS) | 384 |  | 34 |  |  | 0.99 |  | Outside | Roof
NJADRE1553231430 | Administratively Determined Incentive Program | Cliffwood, New Jersey | 7721 | 17 | 11.6 | Residential | Behind the Meter | No | Net Metered Residential | Suntuity Solar LLC | None | JCP&L | Accepted | 2023-04-27 | 2023-05-23 | 2024-05-23 | Inverters | (29)ENPHASE | IQ8PLUS-72-2-US | 290 |  | 29 |  |  | 0.97 |  | Outdoor | Behind the PV modules
NJADRE1553231430 | Administratively Determined Incentive Program | Cliffwood, New Jersey | 7721 | 17 | 11.6 | Residential | Behind the Meter | No | Net Metered Residential | Suntuity Solar LLC | None | JCP&L | Accepted | 2023-04-27 | 2023-05-23 | 2024-05-23 | Solar Panels | (29)HYPERION | HY-DH108P8 400B |  | 0.4 | 9 | 124 | 28 |  | Fixed | Roof
NJADRE1553231430 | Administratively Determined Incentive Program | Cliffwood, New Jersey | 7721 | 17 | 11.6 | Residential | Behind the Meter | No | Net Metered Residential | Suntuity Solar LLC | None | JCP&L | Accepted | 2023-04-27 | 2023-05-23 | 2024-05-23 | Solar Panels | (29)HYPERION | HY-DH108P8 400B |  | 0.4 | 20 | 304 | 28 |  | Fixed | Roof
NJADRE1553231476 | Administratively Determined Incentive Program | Wildwood Crest, | 8260 | 21 | 7.2 | Residential | Behind the Meter | No | Net Metered Residential | Suntuity Solar LLC | None | AC Electric | Accepted | 2023-04-27 | 2023-05-23 | 2024-05-23 | Inverters | ENPHASE | IQ8PLUS-72-2-US | 290 |  | 18 |  |  | 0.97 |  | Outdoor | Behind the PV modules
NJADRE1553231476 | Administratively Determined Incentive Program | Wildwood Crest, | 8260 | 21 | 7.2 | Residential | Behind the Meter | No | Net Metered Residential | Suntuity Solar LLC | None | AC Electric | Accepted | 2023-04-27 | 2023-05-23 | 2024-05-23 | Solar Panels | HYPERION | HY-DH108P8 400B |  | 0.4 | 8 | 317 | 34 |  | Fixed | Roof
NJADRE1553231476 | Administratively Determined Incentive Program | Wildwood Crest, | 8260 | 21 | 7.2 | Residential | Behind the Meter | No | Net Metered Residential | Suntuity Solar LLC | None | AC Electric | Accepted | 2023-04-27 | 2023-05-23 | 2024-05-23 | Solar Panels | HYPERION | HY-DH108P8 400B |  | 0.4 | 6 | 137 | 24 |  | Fixed | Roof
NJADRE1553231476 | Administratively Determined Incentive Program | Wildwood Crest, | 8260 | 21 | 7.2 | Residential | Behind the Meter | No | Net Metered Residential | Suntuity Solar LLC | None | AC Electric | Accepted | 2023-04-27 | 2023-05-23 | 2024-05-23 | Solar Panels | HYPERION | HY-DH108P8 400B |  | 0.4 | 4 | 137 | 34 |  | Fixed | Roof
NJADRE1553231488 | Administratively Determined Incentive Program | Egg Harbor | 8234 | 19 | 2.84 | Residential | Behind the Meter | Yes | Net Metered Residential | Trinity Solar Inc. | None | AC Electric | Accepted | 2023-04-27 | 2023-05-23 | 2024-05-23 | Solar Panels | HANWHA 405 (Q.PEAK DUO BLK ML-G10+ 405) | HANWHA 405 (Q.PEAK DUO BLK ML-G10+ 405) |  | 0.405 | 7 | 115 | 30 |  | Fixed | Roof
NJADRE1553231488 | Administratively Determined Incentive Program | Egg Harbor | 8234 | 19 | 2.84 | Residential | Behind the Meter | Yes | Net Metered Residential | Trinity Solar Inc. | None | AC Electric | Accepted | 2023-04-27 | 2023-05-23 | 2024-05-23 | Inverters | Solar Edge | SE3000H-US | 3000 |  | 1 |  |  | 0.97 |  | Outside
NJADRE1553231558 | Administratively Determined Incentive Program | Hasbrouck Heights | 7604 | 7 | 12.8 | Residential | Behind the Meter | No | Net Metered Residential | Tesla Energy Operations Inc | None | PSE&G | Accepted | 2023-04-27 | 2023-05-23 | 2024-05-23 | Inverters | Tesla | 1850000-00-C | 7680 |  | 2 |  |  | 0.98 |  | Outside
NJADRE1553231558 | Administratively Determined Incentive Program | Hasbrouck Heights | 7604 | 7 | 12.8 | Residential | Behind the Meter | No | Net Metered Residential | Tesla Energy Operations Inc | None | PSE&G | Accepted | 2023-04-27 | 2023-05-23 | 2024-05-23 | Solar Panels | Hanwha | Q.PEAK DUO BLK ML-G10+/TS 400 |  | 0.4 | 12 | 37 | 42 |  | Fixed | Roof
NJADRE1553231558 | Administratively Determined Incentive Program | Hasbrouck Heights | 7604 | 7 | 12.8 | Residential | Behind the Meter | No | Net Metered Residential | Tesla Energy Operations Inc | None | PSE&G | Accepted | 2023-04-27 | 2023-05-23 | 2024-05-23 | Solar Panels | Hanwha | Q.PEAK DUO BLK ML-G10+/TS 400 |  | 0.4 | 20 | 217 | 42 |  | Fixed | Roof
NJADRE1553231558 | Administratively Determined Incentive Program | Hasbrouck Heights | 7604 | 7 | 12.8 | Residential | Behind the Meter | No | Net Metered Residential | Tesla Energy Operations Inc | None | PSE&G | Accepted | 2023-04-27 | 2023-05-23 | 2024-05-23 | Electric Storage Battery | Tesla | AC Powerwall 2.0 |  |  | 2 |  |  |  | Lithium Ion |  | Outside
NJADRE1553231573 | Administratively Determined Incentive Program | CHERRY HILL TWP | 8002 | 14 | 12.09 | Residential | Behind the Meter | No | Net Metered Residential | Sunrun Installation Services, Inc. | None | PSE&G | Accepted | 2023-04-27 | 2023-05-23 | 2024-05-23 | Inverters | SolarEdge Technologies | SE10000H-USSN | 10000 |  | 1 |  |  | 0.99 |  | Outdoor | Next To Meter
NJADRE1553231573 | Administratively Determined Incentive Program | CHERRY HILL TWP | 8002 | 14 | 12.09 | Residential | Behind the Meter | No | Net Metered Residential | Sunrun Installation Services, Inc. | None | PSE&G | Accepted | 2023-04-27 | 2023-05-23 | 2024-05-23 | Solar Panels | Trina Solar | TSM-390DE09C.07 |  | 0.39 | 16 | 208 | 19 |  | Fixed | Roof
NJADRE1553231573 | Administratively Determined Incentive Program | CHERRY HILL TWP | 8002 | 14 | 12.09 | Residential | Behind the Meter | No | Net Metered Residential | Sunrun Installation Services, Inc. | None | PSE&G | Accepted | 2023-04-27 | 2023-05-23 | 2024-05-23 | Solar Panels | Trina Solar | TSM-390DE09C.07 |  | 0.39 | 15 | 28 | 16 |  | Fixed | Roof
NJADRE1553231610 | Administratively Determined Incentive Program | WEST ORANGE | 7052 | 9 | 8.4 | Residential | Behind the Meter | Yes | Net Metered Residential | Freedom Forever New Jersey LLC | None | PSE&G | Accepted | 2023-04-27 | 2023-05-23 | 2024-05-23 | Inverters | Solar Edge | SE6000H-USRGM | 6000 |  | 1 |  |  | 0.99 |  | Outdoor
NJADRE1553231610 | Administratively Determined Incentive Program | WEST ORANGE | 7052 | 9 | 8.4 | Residential | Behind the Meter | Yes | Net Metered Residential | Freedom Forever New Jersey LLC | None | PSE&G | Accepted | 2023-04-27 | 2023-05-23 | 2024-05-23 | Solar Panels | Freedom Forever | FF-MP-BBB-400 |  | 0.4 | 6 | 123 | 23 |  | Fixed | Roof
NJADRE1553231610 | Administratively Determined Incentive Program | WEST ORANGE | 7052 | 9 | 8.4 | Residential | Behind the Meter | Yes | Net Metered Residential | Freedom Forever New Jersey LLC | None | PSE&G | Accepted | 2023-04-27 | 2023-05-23 | 2024-05-23 | Solar Panels | Freedom Forever | FF-MP-BBB-400 |  | 0.4 | 5 | 303 | 23 |  | Fixed | Roof
NJADRE1553231610 | Administratively Determined Incentive Program | WEST ORANGE | 7052 | 9 | 8.4 | Residential | Behind the Meter | Yes | Net Metered Residential | Freedom Forever New Jersey LLC | None | PSE&G | Accepted | 2023-04-27 | 2023-05-23 | 2024-05-23 | Solar Panels | Freedom Forever | FF-MP-BBB-400 |  | 0.4 | 10 | 123 | 23 |  | Fixed | Roof
NJADRE1553231632 | Administratively Determined Incentive Program | Woodbridge | 8830 | 11 | 3.7 | Residential | Behind the Meter | No | Net Metered Residential | Vision Solar LLC | None | PSE&G | Accepted | 2023-04-27 | 2023-05-23 | 2024-05-23 | Inverters | Solaredge | SE3800H-USRGM | 3800 |  | 1 |  |  | 0.97 |  | Outdoor | under panel (side of house)
NJADRE1553231632 | Administratively Determined Incentive Program | Woodbridge | 8830 | 11 | 3.7 | Residential | Behind the Meter | No | Net Metered Residential | Vision Solar LLC | None | PSE&G | Accepted | 2023-04-27 | 2023-05-23 | 2024-05-23 | Solar Panels | Znshine | ZXM6-NH-370/M |  | 0.37 | 10 | 222 | 19 |  | Fixed | Roof
NJADRE1553231646 | Administratively Determined Incentive Program | RINGWOOD | 7456 | 6 | 15.6 | Residential | Behind the Meter | No | Net Metered Residential | Kamtech Solar Solutions | None | Orange Rockland Electric | Accepted | 2023-04-27 | 2023-05-23 | 2024-05-23 | Inverters | ENPHASE | IQ7HS | 384 |  | 39 |  |  | 0.97 |  | Outdoor | ROOF TOP
NJADRE1553231646 | Administratively Determined Incentive Program | RINGWOOD | 7456 | 6 | 15.6 | Residential | Behind the Meter | No | Net Metered Residential | Kamtech Solar Solutions | None | Orange Rockland Electric | Accepted | 2023-04-27 | 2023-05-23 | 2024-05-23 | Solar Panels | WAAREE ARKA | ARKA SERIES Â WSMDI-400 |  | 0.4 | 3 | 235 | 40 |  | Fixed | Roof
NJADRE1553231646 | Administratively Determined Incentive Program | RINGWOOD | 7456 | 6 | 15.6 | Residential | Behind the Meter | No | Net Metered Residential | Kamtech Solar Solutions | None | Orange Rockland Electric | Accepted | 2023-04-27 | 2023-05-23 | 2024-05-23 | Solar Panels | WAAREE ARKA | ARKA SERIES Â WSMDI-400 |  | 0.4 | 4 | 235 | 40 |  | Fixed | Roof
NJADRE1553231646 | Administratively Determined Incentive Program | RINGWOOD | 7456 | 6 | 15.6 | Residential | Behind the Meter | No | Net Metered Residential | Kamtech Solar Solutions | None | Orange Rockland Electric | Accepted | 2023-04-27 | 2023-05-23 | 2024-05-23 | Solar Panels | WAAREE ARKA | ARKA SERIES Â WSMDI-400 |  | 0.4 | 18 | 145 | 35 |  | Fixed | Roof
NJADRE1553231646 | Administratively Determined Incentive Program | RINGWOOD | 7456 | 6 | 15.6 | Residential | Behind the Meter | No | Net Metered Residential | Kamtech Solar Solutions | None | Orange Rockland Electric | Accepted | 2023-04-27 | 2023-05-23 | 2024-05-23 | Solar Panels | WAAREE ARKA | ARKA SERIES Â WSMDI-400 |  | 0.4 | 12 | 145 | 35 |  | Fixed | Roof
NJADRE1553231646 | Administratively Determined Incentive Program | RINGWOOD | 7456 | 6 | 15.6 | Residential | Behind the Meter | No | Net Metered Residential | Kamtech Solar Solutions | None | Orange Rockland Electric | Accepted | 2023-04-27 | 2023-05-23 | 2024-05-23 | Solar Panels | WAAREE ARKA | ARKA SERIES Â WSMDI-400 |  | 0.4 | 2 | 55 | 40 |  | Fixed | Roof
NJADRE1553233178 | Administratively Determined Incentive Program | CLIFFWOOD | 7721 | 17 | 6.94 | Residential | Behind the Meter | Yes | Net Metered Residential | Pro Custom Solar dba Momentum Solar | None | JCP&L | Accepted | 2023-04-27 | 2023-05-23 | 2024-05-23 | Inverters | ENPHASE | IQ8PLUS-72-2-US | 290 |  | 19 |  |  | 0.97 |  | Outdoor
NJADRE1553233178 | Administratively Determined Incentive Program | CLIFFWOOD | 7721 | 17 | 6.94 | Residential | Behind the Meter | Yes | Net Metered Residential | Pro Custom Solar dba Momentum Solar | None | JCP&L | Accepted | 2023-04-27 | 2023-05-23 | 2024-05-23 | Solar Panels | HANWHA | q.peak duo blk-g10+365 |  | 0.365 | 19 | 227 | 24 |  | Fixed | Roof
NJADRE1553234102 | Administratively Determined Incentive Program | GLEN ROCK | 7452 | 7 | 6.8 | Residential | Behind the Meter | No | Net Metered Residential | Kamtech Solar Solutions | None | PSE&G | Accepted | 2023-04-27 | 2023-05-23 | 2024-05-23 | Inverters | ENPHASE | IQ7HS | 384 |  | 16 |  |  | 0.97 |  | Outdoor | ROOF TOP
NJADRE1553234102 | Administratively Determined Incentive Program | GLEN ROCK | 7452 | 7 | 6.8 | Residential | Behind the Meter | No | Net Metered Residential | Kamtech Solar Solutions | None | PSE&G | Accepted | 2023-04-27 | 2023-05-23 | 2024-05-23 | Solar Panels | SUNPOWER | SPR-M425-H-AC |  | 0.425 | 8 | 219 | 6 |  | Fixed | Roof
NJADRE1553234102 | Administratively Determined Incentive Program | GLEN ROCK | 7452 | 7 | 6.8 | Residential | Behind the Meter | No | Net Metered Residential | Kamtech Solar Solutions | None | PSE&G | Accepted | 2023-04-27 | 2023-05-23 | 2024-05-23 | Solar Panels | SUNPOWER | SPR-M425-H-AC |  | 0.425 | 8 | 39 | 6 |  | Fixed | Pole
NJADRE1553234573 | Administratively Determined Incentive Program | PARLIN | 8859 | 11 | 5.11 | Residential | Behind the Meter | No | Net Metered Residential | Pro Custom Solar dba Momentum Solar | None | JCP&L | Accepted | 2023-04-27 | 2023-05-23 | 2024-05-23 | Inverters | enphase | iq8plus-72-2-us | 290 |  | 14 |  |  | 0.97 |  | Outdoor
NJADRE1553234573 | Administratively Determined Incentive Program | PARLIN | 8859 | 11 | 5.11 | Residential | Behind the Meter | No | Net Metered Residential | Pro Custom Solar dba Momentum Solar | None | JCP&L | Accepted | 2023-04-27 | 2023-05-23 | 2024-05-23 | Solar Panels | hanwha | q.peak duo blk-g10+365 |  | 0.365 | 14 | 124 | 19 |  | Fixed | Roof
NJADRE1553234685 | Administratively Determined Incentive Program | Willingboro TWP | 8046 | 13 | 6.72 | Residential | Behind the Meter | Yes | Net Metered Residential | SunnyMac LLC | None | PSE&G | Accepted | 2023-04-27 | 2023-05-23 | 2024-05-23 | Solar Panels | JASOLAR | JAM54S31-395/MR |  | 0.395 | 8 | 343 | 17 |  | Fixed | Roof
NJADRE1553234685 | Administratively Determined Incentive Program | Willingboro TWP | 8046 | 13 | 6.72 | Residential | Behind the Meter | Yes | Net Metered Residential | SunnyMac LLC | None | PSE&G | Accepted | 2023-04-27 | 2023-05-23 | 2024-05-23 | Inverters | Solaredge | SE5000H-US | 5000 |  | 1 |  |  | 0.99 |  | Outdoor | NEXT TO METER
NJADRE1553234685 | Administratively Determined Incentive Program | Willingboro TWP | 8046 | 13 | 6.72 | Residential | Behind the Meter | Yes | Net Metered Residential | SunnyMac LLC | None | PSE&G | Accepted | 2023-04-27 | 2023-05-23 | 2024-05-23 | Solar Panels | JASOLAR | JAM54S31-395/MR |  | 0.395 | 9 | 163 | 17 |  | Fixed | Roof
NJADRE1553234710 | Administratively Determined Incentive Program | Tenafly Boro | 7670 | 7 | 4.8 | Residential | Behind the Meter | No | Net Metered Residential | Tesla Energy Operations Inc | None | PSE&G | Accepted | 2023-04-27 | 2023-05-23 | 2024-05-23 | Inverters | Tesla | 7.6 kW Tesla Inc 1538000-00-F | 7600 |  | 1 |  |  | 0.98 |  | Outdoor
NJADRE1553234710 | Administratively Determined Incentive Program | Tenafly Boro | 7670 | 7 | 4.8 | Residential | Behind the Meter | No | Net Metered Residential | Tesla Energy Operations Inc | None | PSE&G | Accepted | 2023-04-27 | 2023-05-23 | 2024-05-23 | Solar Panels | Tesla | T400H |  | 0.4 | 10 | 217 | 27 |  | Fixed | Roof
NJADRE1553234710 | Administratively Determined Incentive Program | Tenafly Boro | 7670 | 7 | 4.8 | Residential | Behind the Meter | No | Net Metered Residential | Tesla Energy Operations Inc | None | PSE&G | Accepted | 2023-04-27 | 2023-05-23 | 2024-05-23 | Solar Panels | Tesla | T400H |  | 0.4 | 2 | 217 | 27 |  | Fixed | Roof
NJADRE1553234887 | Administratively Determined Incentive Program | ESSEX FELLS TWP | 7021 | 9 | 15.2 | Residential | Behind the Meter | Yes | Net Metered Residential | Tesla Energy Operations Inc | None | PSE&G | Accepted | 2023-05-23 | 2023-06-09 | 2024-06-09 | Inverters | Tesla | Powerwall+ [240V] #1850000-00-C | 7600 |  | 1 |  |  | 0.98 |  | Indoor
NJADRE1553234887 | Administratively Determined Incentive Program | ESSEX FELLS TWP | 7021 | 9 | 15.2 | Residential | Behind the Meter | Yes | Net Metered Residential | Tesla Energy Operations Inc | None | PSE&G | Accepted | 2023-05-23 | 2023-06-09 | 2024-06-09 | Meters | Tesla | Powerwall+ [240V] #1850000-00-C |  |  | 1 |  |  |  | Yes | Indoor
NJADRE1553234887 | Administratively Determined Incentive Program | ESSEX FELLS TWP | 7021 | 9 | 15.2 | Residential | Behind the Meter | Yes | Net Metered Residential | Tesla Energy Operations Inc | None | PSE&G | Accepted | 2023-05-23 | 2023-06-09 | 2024-06-09 | Inverters | Tesla | 7.6 kW Tesla Inc 1538000-00-F (240V) | 7600 |  | 1 |  |  | 0.98 |  | Indoor
NJADRE1553234887 | Administratively Determined Incentive Program | ESSEX FELLS TWP | 7021 | 9 | 15.2 | Residential | Behind the Meter | Yes | Net Metered Residential | Tesla Energy Operations Inc | None | PSE&G | Accepted | 2023-05-23 | 2023-06-09 | 2024-06-09 | Meters | Tesla | 7.6 kW Tesla Inc 1538000-00-F (240V) |  |  | 1 |  |  |  | Yes | Indoor
NJADRE1553234887 | Administratively Determined Incentive Program | ESSEX FELLS TWP | 7021 | 9 | 15.2 | Residential | Behind the Meter | Yes | Net Metered Residential | Tesla Energy Operations Inc | None | PSE&G | Accepted | 2023-05-23 | 2023-06-09 | 2024-06-09 | Solar Panels | Tesla | Tesla # T400H |  | 0.4 | 4 | 154 | 34 |  | Fixed | Roof
NJADRE1553234887 | Administratively Determined Incentive Program | ESSEX FELLS TWP | 7021 | 9 | 15.2 | Residential | Behind the Meter | Yes | Net Metered Residential | Tesla Energy Operations Inc | None | PSE&G | Accepted | 2023-05-23 | 2023-06-09 | 2024-06-09 | Solar Panels | Tesla | Tesla # T400H |  | 0.4 | 4 | 154 | 34 |  | Fixed | Roof
NJADRE1553234887 | Administratively Determined Incentive Program | ESSEX FELLS TWP | 7021 | 9 | 15.2 | Residential | Behind the Meter | Yes | Net Metered Residential | Tesla Energy Operations Inc | None | PSE&G | Accepted | 2023-05-23 | 2023-06-09 | 2024-06-09 | Solar Panels | Tesla | Tesla # T400H |  | 0.4 | 12 | 244 | 23 |  | Fixed | Roof
NJADRE1553234887 | Administratively Determined Incentive Program | ESSEX FELLS TWP | 7021 | 9 | 15.2 | Residential | Behind the Meter | Yes | Net Metered Residential | Tesla Energy Operations Inc | None | PSE&G | Accepted | 2023-05-23 | 2023-06-09 | 2024-06-09 | Solar Panels | Tesla | Tesla # T400H |  | 0.4 | 11 | 64 | 23 |  | Fixed | Roof
NJADRE1553234887 | Administratively Determined Incentive Program | ESSEX FELLS TWP | 7021 | 9 | 15.2 | Residential | Behind the Meter | Yes | Net Metered Residential | Tesla Energy Operations Inc | None | PSE&G | Accepted | 2023-05-23 | 2023-06-09 | 2024-06-09 | Solar Panels | Tesla | Tesla # T400H |  | 0.4 | 7 | 334 | 34 |  | Fixed | Roof
NJADRE1553234887 | Administratively Determined Incentive Program | ESSEX FELLS TWP | 7021 | 9 | 15.2 | Residential | Behind the Meter | Yes | Net Metered Residential | Tesla Energy Operations Inc | None | PSE&G | Accepted | 2023-05-23 | 2023-06-09 | 2024-06-09 | Electric Storage Battery | Tesla | Powerwall+ [240V] # 1850000-00-C 7.6 kW / 13.5 kWh |  |  | 1 |  |  |  | Lithium Ion |  | Inside
NJADRE1553234919 | Administratively Determined Incentive Program | Pleasantville | 8232 | 19 | 13.04 | Residential | Behind the Meter | Yes | Net Metered Residential | SunnyMac LLC | None | AC Electric | Accepted | 2023-04-27 | 2023-05-23 | 2024-05-23 | Solar Panels | JA SOLAR | JAM54S31-395MR |  | 0.395 | 5 | 314 | 29 |  | Fixed | Roof
NJADRE1553234919 | Administratively Determined Incentive Program | Pleasantville | 8232 | 19 | 13.04 | Residential | Behind the Meter | Yes | Net Metered Residential | SunnyMac LLC | None | AC Electric | Accepted | 2023-04-27 | 2023-05-23 | 2024-05-23 | Solar Panels | JA SOLAR | JAM54S31-395MR |  | 0.395 | 2 | 134 | 29 |  | Fixed | Roof
NJADRE1553234919 | Administratively Determined Incentive Program | Pleasantville | 8232 | 19 | 13.04 | Residential | Behind the Meter | Yes | Net Metered Residential | SunnyMac LLC | None | AC Electric | Accepted | 2023-04-27 | 2023-05-23 | 2024-05-23 | Solar Panels | JA SOLAR | JAM54S31-395MR |  | 0.395 | 11 | 44 | 19 |  | Fixed | Roof
NJADRE1553234919 | Administratively Determined Incentive Program | Pleasantville | 8232 | 19 | 13.04 | Residential | Behind the Meter | Yes | Net Metered Residential | SunnyMac LLC | None | AC Electric | Accepted | 2023-04-27 | 2023-05-23 | 2024-05-23 | Solar Panels | JA SOLAR | JAM54S31-395MR |  | 0.395 | 15 | 224 | 19 |  | Fixed | Roof
NJADRE1553234919 | Administratively Determined Incentive Program | Pleasantville | 8232 | 19 | 13.04 | Residential | Behind the Meter | Yes | Net Metered Residential | SunnyMac LLC | None | AC Electric | Accepted | 2023-04-27 | 2023-05-23 | 2024-05-23 | Inverters | Solaredge | SE10000H-US | 10000 |  | 1 |  |  | 0.99 |  | Outdoor | NEXT TO METER
NJADRE1553236308 | Administratively Determined Incentive Program | Elizabeth | 7208 | 10 | 6 | Residential | Behind the Meter | Yes | Net Metered Residential | Trinity Solar Inc. | None | PSE&G | Accepted | 2023-04-27 | 2023-05-23 | 2024-05-23 | Solar Panels | HANWHA 400 (Q.PEAK DUO BLK ML-G10+ 400) | HANWHA 400 (Q.PEAK DUO BLK ML-G10+ 400) |  | 0.4 | 15 | 248 | 40 |  | Fixed | Roof
NJADRE1553236308 | Administratively Determined Incentive Program | Elizabeth | 7208 | 10 | 6 | Residential | Behind the Meter | Yes | Net Metered Residential | Trinity Solar Inc. | None | PSE&G | Accepted | 2023-04-27 | 2023-05-23 | 2024-05-23 | Inverters | Solar Edge | SE5000H-US | 5000 |  | 1 |  |  | 0.97 |  | Outside
NJADRE1553236344 | Administratively Determined Incentive Program | TRENTON | 8611 | 12 | 5.48 | Residential | Behind the Meter | Yes | Net Metered Residential | Pro Custom Solar dba Momentum Solar | None | PSE&G | Accepted | 2023-04-27 | 2023-05-23 | 2024-05-23 | Inverters | enphase | IQ8PLUS-72-2-US | 290 |  | 15 |  |  | 0.97 |  | Outdoor
NJADRE1553236344 | Administratively Determined Incentive Program | TRENTON | 8611 | 12 | 5.48 | Residential | Behind the Meter | Yes | Net Metered Residential | Pro Custom Solar dba Momentum Solar | None | PSE&G | Accepted | 2023-04-27 | 2023-05-23 | 2024-05-23 | Solar Panels | hanwha | q.peak duo blk-g10+365 |  | 0.365 | 6 | 259 | 17 |  | Fixed | Roof
NJADRE1553236344 | Administratively Determined Incentive Program | TRENTON | 8611 | 12 | 5.48 | Residential | Behind the Meter | Yes | Net Metered Residential | Pro Custom Solar dba Momentum Solar | None | PSE&G | Accepted | 2023-04-27 | 2023-05-23 | 2024-05-23 | Solar Panels | hanwha | q.peak duo blk-g10+365 |  | 0.365 | 6 | 79 | 14 |  | Fixed | Roof
NJADRE1553236344 | Administratively Determined Incentive Program | TRENTON | 8611 | 12 | 5.48 | Residential | Behind the Meter | Yes | Net Metered Residential | Pro Custom Solar dba Momentum Solar | None | PSE&G | Accepted | 2023-04-27 | 2023-05-23 | 2024-05-23 | Solar Panels | hanwha | q.peak duo blk-g10+365 |  | 0.365 | 3 | 349 | 6 |  | Fixed | Roof
NJADRE1553236406 | Administratively Determined Incentive Program | HAMMONTON | 8037 | 19 | 6.64 | Residential | Behind the Meter | Yes | Net Metered Residential | Posigen NJ LLC | None | AC Electric | Accepted | 2023-04-27 | 2023-05-23 | 2024-05-23 | Inverters | SOLAREDGE | SE6000H-US | 6000 |  | 1 |  |  | 0.99 |  | Outside | WITHIN TEN FEET OF METER
NJADRE1553236406 | Administratively Determined Incentive Program | HAMMONTON | 8037 | 19 | 6.64 | Residential | Behind the Meter | Yes | Net Metered Residential | Posigen NJ LLC | None | AC Electric | Accepted | 2023-04-27 | 2023-05-23 | 2024-05-23 | Solar Panels | CANADIAN SOLAR | CS3N-415MS |  | 0.415 | 16 | 189 | 40 |  | Fixed | Roof
NJADRE1553288997 | Administratively Determined Incentive Program | Mt Holly Twp, | 8060 | 13 | 8.4 | Residential | Behind the Meter | No | Net Metered Residential | Suntuity Solar LLC | None | PSE&G | Accepted | 2023-04-28 | 2023-05-26 | 2024-05-26 | Inverters | ENPHASE | IQ8PLUS-72-2-US | 290 |  | 21 |  |  | 0.97 |  | Outdoor | Behind the PV modules
NJADRE1553288997 | Administratively Determined Incentive Program | Mt Holly Twp, | 8060 | 13 | 8.4 | Residential | Behind the Meter | No | Net Metered Residential | Suntuity Solar LLC | None | PSE&G | Accepted | 2023-04-28 | 2023-05-26 | 2024-05-26 | Solar Panels | HYPERION | HY-DH108P8 400B |  | 0.4 | 2 | 262 | 11 |  | Fixed | Roof
NJADRE1553288997 | Administratively Determined Incentive Program | Mt Holly Twp, | 8060 | 13 | 8.4 | Residential | Behind the Meter | No | Net Metered Residential | Suntuity Solar LLC | None | PSE&G | Accepted | 2023-04-28 | 2023-05-26 | 2024-05-26 | Solar Panels | HYPERION | HY-DH108P8 400B |  | 0.4 | 8 | 261 | 9 |  | Fixed | Roof
NJADRE1553288997 | Administratively Determined Incentive Program | Mt Holly Twp, | 8060 | 13 | 8.4 | Residential | Behind the Meter | No | Net Metered Residential | Suntuity Solar LLC | None | PSE&G | Accepted | 2023-04-28 | 2023-05-26 | 2024-05-26 | Solar Panels | HYPERION | HY-DH108P8 400B |  | 0.4 | 8 | 261 | 46 |  | Fixed | Roof
NJADRE1553288997 | Administratively Determined Incentive Program | Mt Holly Twp, | 8060 | 13 | 8.4 | Residential | Behind the Meter | No | Net Metered Residential | Suntuity Solar LLC | None | PSE&G | Accepted | 2023-04-28 | 2023-05-26 | 2024-05-26 | Solar Panels | HYPERION | HY-DH108P8 400B |  | 0.4 | 3 | 81 | 46 |  | Fixed | Roof
NJADRE1553288999 | Administratively Determined Incentive Program | Linwood, New Jersey | 8221 | 19 | 8 | Residential | Behind the Meter | No | Net Metered Residential | Suntuity Solar LLC | None | AC Electric | Accepted | 2023-04-28 | 2023-05-23 | 2024-05-23 | Inverters | (20)ENPHASE | IQ8PLUS-72-2-US | 290 |  | 20 |  |  | 0.97 |  | Outdoor | Behind the PV modules
NJADRE1553288999 | Administratively Determined Incentive Program | Linwood, New Jersey | 8221 | 19 | 8 | Residential | Behind the Meter | No | Net Metered Residential | Suntuity Solar LLC | None | AC Electric | Accepted | 2023-04-28 | 2023-05-23 | 2024-05-23 | Solar Panels | (20)HYPERION | HY-DH108P8 400B |  | 0.4 | 4 | 160 | 26 |  | Fixed | Roof
NJADRE1553288999 | Administratively Determined Incentive Program | Linwood, New Jersey | 8221 | 19 | 8 | Residential | Behind the Meter | No | Net Metered Residential | Suntuity Solar LLC | None | AC Electric | Accepted | 2023-04-28 | 2023-05-23 | 2024-05-23 | Solar Panels | (20)HYPERION | HY-DH108P8 400B |  | 0.4 | 5 | 340 | 26 |  | Fixed | Roof
NJADRE1553288999 | Administratively Determined Incentive Program | Linwood, New Jersey | 8221 | 19 | 8 | Residential | Behind the Meter | No | Net Metered Residential | Suntuity Solar LLC | None | AC Electric | Accepted | 2023-04-28 | 2023-05-23 | 2024-05-23 | Solar Panels | (20)HYPERION | HY-DH108P8 400B |  | 0.4 | 8 | 70 | 26 |  | Fixed | Roof
NJADRE1553288999 | Administratively Determined Incentive Program | Linwood, New Jersey | 8221 | 19 | 8 | Residential | Behind the Meter | No | Net Metered Residential | Suntuity Solar LLC | None | AC Electric | Accepted | 2023-04-28 | 2023-05-23 | 2024-05-23 | Solar Panels | (20)HYPERION | HY-DH108P8 400B |  | 0.4 | 3 | 250 | 26 |  | Fixed | Roof
NJADRE1553289031 | Administratively Determined Incentive Program | Bargaintown | 8234 | 19 | 11.46 | Residential | Behind the Meter | Yes | Net Metered Residential | SunnyMac LLC | None | AC Electric | Accepted | 2023-04-28 | 2023-06-01 | 2024-06-01 | Solar Panels | JASOLAR | JAM54S31-395/MR MODULES |  | 0.395 | 12 | 253 | 30 |  | Fixed | Roof
NJADRE1553289031 | Administratively Determined Incentive Program | Bargaintown | 8234 | 19 | 11.46 | Residential | Behind the Meter | Yes | Net Metered Residential | SunnyMac LLC | None | AC Electric | Accepted | 2023-04-28 | 2023-06-01 | 2024-06-01 | Solar Panels | JASOLAR | JAM54S31-395/MR MODULES |  | 0.395 | 17 | 73 | 30 |  | Fixed | Roof
NJADRE1553289031 | Administratively Determined Incentive Program | Bargaintown | 8234 | 19 | 11.46 | Residential | Behind the Meter | Yes | Net Metered Residential | SunnyMac LLC | None | AC Electric | Accepted | 2023-04-28 | 2023-06-01 | 2024-06-01 | Inverters | Solaredge | SE7600H-US | 7600 |  | 1 |  |  | 0.99 |  | Outdoor | NEXT TO METER
NJADRE1553289031 | Administratively Determined Incentive Program | Bargaintown | 8234 | 19 | 11.46 | Residential | Behind the Meter | Yes | Net Metered Residential | SunnyMac LLC | None | AC Electric | Accepted | 2023-04-28 | 2023-06-01 | 2024-06-01 | Meters | SE-RGMTR-1D-240C-B | Solaredge |  |  | 1 |  |  |  | Yes | Outdoor
NJADRE1553289048 | Administratively Determined Incentive Program | New Brunswick City | 8901 | 11 | 5.04 | Residential | Behind the Meter | No | Net Metered Residential | EMT Renewables | None | PSE&G | Accepted | 2023-04-28 | 2023-05-23 | 2024-05-23 | Inverters | ENPHASE | IQ7x | 315 |  | 12 |  |  | 0.98 |  | Other | UNDER EACH PANEL
NJADRE1553289048 | Administratively Determined Incentive Program | New Brunswick City | 8901 | 11 | 5.04 | Residential | Behind the Meter | No | Net Metered Residential | EMT Renewables | None | PSE&G | Accepted | 2023-04-28 | 2023-05-23 | 2024-05-23 | Solar Panels | REC ALPHA | REC 420 |  | 0.42 | 12 | 128 | 37 |  | Fixed | Roof
NJADRE1553289075 | Administratively Determined Incentive Program | East Brunswick | 8816 | 11 | 13.04 | Residential | Behind the Meter | No | Net Metered Residential | Tesla Energy Operations Inc | None | JCP&L | Accepted | 2023-04-28 | 2023-05-23 | 2024-05-23 | Inverters | Powerwall+ [240V] | 1850000-00-C 7.6 kW | 3840 |  | 2 |  |  | 0.975 |  | Indoor
NJADRE1553289075 | Administratively Determined Incentive Program | East Brunswick | 8816 | 11 | 13.04 | Residential | Behind the Meter | No | Net Metered Residential | Tesla Energy Operations Inc | None | JCP&L | Accepted | 2023-04-28 | 2023-05-23 | 2024-05-23 | Solar Panels | Tesla | Tesla # T395H |  | 0.395 | 14 | 36 | 18 |  | Fixed | Roof
NJADRE1553289075 | Administratively Determined Incentive Program | East Brunswick | 8816 | 11 | 13.04 | Residential | Behind the Meter | No | Net Metered Residential | Tesla Energy Operations Inc | None | JCP&L | Accepted | 2023-04-28 | 2023-05-23 | 2024-05-23 | Solar Panels | Tesla Inc | Tesla # T395H |  | 0.395 | 19 | 216 | 18 |  | Fixed | Roof
NJADRE1553289075 | Administratively Determined Incentive Program | East Brunswick | 8816 | 11 | 13.04 | Residential | Behind the Meter | No | Net Metered Residential | Tesla Energy Operations Inc | None | JCP&L | Accepted | 2023-04-28 | 2023-05-23 | 2024-05-23 | Electric Storage Battery | Tesla | AC Powerwall 2.0 |  |  | 2 |  |  |  | Lithium Ion |  | Inside
NJADRE1553289285 | Administratively Determined Incentive Program | Voorhees | 8043 | 14 | 5.1 | Residential | Behind the Meter | No | Net Metered Residential | All Season Solar | None | PSE&G | Accepted | 2023-04-28 | 2023-05-24 | 2024-05-24 | Inverters | Enphase | IQ6 | 240 |  | 17 |  |  | 0.97 |  | Outside
NJADRE1553289285 | Administratively Determined Incentive Program | Voorhees | 8043 | 14 | 5.1 | Residential | Behind the Meter | No | Net Metered Residential | All Season Solar | None | PSE&G | Accepted | 2023-04-28 | 2023-05-24 | 2024-05-24 | Solar Panels | Trina | TSMDD06M.05II |  | 0.3 | 5 | 86 | 21 |  | Double Axis | Roof
NJADRE1553289285 | Administratively Determined Incentive Program | Voorhees | 8043 | 14 | 5.1 | Residential | Behind the Meter | No | Net Metered Residential | All Season Solar | None | PSE&G | Accepted | 2023-04-28 | 2023-05-24 | 2024-05-24 | Solar Panels | Trina | TSMDD06M.05II |  | 0.3 | 12 | 266 | 21 |  | Fixed | Roof
NJADRE1553289667 | Administratively Determined Incentive Program | Bergenfield Boro | 7670 | 7 | 7.74 | Residential | Behind the Meter | No | Net Metered Residential | Tesla Energy Operations Inc | None | PSE&G | Accepted | 2023-04-28 | 2023-05-24 | 2024-05-24 | Inverters | Tesla | 1850000-00-C | 7680 |  | 1 |  |  | 0.98 |  | Indoor
NJADRE1553289667 | Administratively Determined Incentive Program | Bergenfield Boro | 7670 | 7 | 7.74 | Residential | Behind the Meter | No | Net Metered Residential | Tesla Energy Operations Inc | None | PSE&G | Accepted | 2023-04-28 | 2023-05-24 | 2024-05-24 | Solar Panels | Tesla | SR72T2 |  | 0.07167 | 52 | 104 | 25 |  | Fixed | Roof
NJADRE1553289667 | Administratively Determined Incentive Program | Bergenfield Boro | 7670 | 7 | 7.74 | Residential | Behind the Meter | No | Net Metered Residential | Tesla Energy Operations Inc | None | PSE&G | Accepted | 2023-04-28 | 2023-05-24 | 2024-05-24 | Solar Panels | Tesla | SR72T2 |  | 0.07167 | 6 | 194 | 25 |  | Fixed | Roof
NJADRE1553289667 | Administratively Determined Incentive Program | Bergenfield Boro | 7670 | 7 | 7.74 | Residential | Behind the Meter | No | Net Metered Residential | Tesla Energy Operations Inc | None | PSE&G | Accepted | 2023-04-28 | 2023-05-24 | 2024-05-24 | Solar Panels | Tesla | SR72T2 |  | 0.07167 | 50 | 284 | 25 |  | Fixed | Roof
NJADRE1553289667 | Administratively Determined Incentive Program | Bergenfield Boro | 7670 | 7 | 7.74 | Residential | Behind the Meter | No | Net Metered Residential | Tesla Energy Operations Inc | None | PSE&G | Accepted | 2023-04-28 | 2023-05-24 | 2024-05-24 | Electric Storage Battery | Tesla | AC Powerwall 2.0 |  |  | 1 |  |  |  | Lithium Ion |  | Inside
NJADRE1553289886 | Administratively Determined Incentive Program | Kearny Town | 7032 | 8 | 7.7 | Residential | Behind the Meter | No | Net Metered Residential | EMT Renewables | None | PSE&G | Accepted | 2023-04-28 | 2023-05-24 | 2024-05-24 | Inverters | ENPHASE | IQ8+ | 290 |  | 20 |  |  | 0.98 |  | Other | UNDER EACH PANEL
NJADRE1553289886 | Administratively Determined Incentive Program | Kearny Town | 7032 | 8 | 7.7 | Residential | Behind the Meter | No | Net Metered Residential | EMT Renewables | None | PSE&G | Accepted | 2023-04-28 | 2023-05-24 | 2024-05-24 | Solar Panels | TRINA | TSM 385 |  | 0.385 | 10 | 288 | 20 |  | Fixed | Roof
NJADRE1553289886 | Administratively Determined Incentive Program | Kearny Town | 7032 | 8 | 7.7 | Residential | Behind the Meter | No | Net Metered Residential | EMT Renewables | None | PSE&G | Accepted | 2023-04-28 | 2023-05-24 | 2024-05-24 | Solar Panels | TRINA | TSM 385 |  | 0.385 | 10 | 108 | 20 |  | Fixed | Roof
NJADRE1553289893 | Administratively Determined Incentive Program | West Windsor | 8550 | 12 | 13.65 | Residential | Behind the Meter | Yes | Net Metered Residential | All Season Solar | None | PSE&G | Accepted | 2023-04-28 | 2023-05-24 | 2024-05-24 | Inverters | Enphase | IQ7 | 240 |  | 42 |  |  | 0.97 |  | Outdoor
NJADRE1553289893 | Administratively Determined Incentive Program | West Windsor | 8550 | 12 | 13.65 | Residential | Behind the Meter | Yes | Net Metered Residential | All Season Solar | None | PSE&G | Accepted | 2023-04-28 | 2023-05-24 | 2024-05-24 | Solar Panels | JA Solar | JAM325 |  | 0.325 | 42 | 180 | 25 |  | Fixed | Roof
NJADRE1553289901 | Administratively Determined Incentive Program | Union Twp | 7083 | 10 | 52.2 | Commercial | Behind the Meter | No | Small Net-Metered Non-Residential located on Rooftop, Carport, Canopy and Floating Solar | GenRenew LLC | None | PSE&G | Accepted | 2023-04-28 | 2023-05-24 | 2024-05-24 | Inverters | Enphase | IQ7Plus-72-2-US | 290 |  | 116 |  |  | 0.976 |  | Outdoor | under panels
NJADRE1553289901 | Administratively Determined Incentive Program | Union Twp | 7083 | 10 | 52.2 | Commercial | Behind the Meter | No | Small Net-Metered Non-Residential located on Rooftop, Carport, Canopy and Floating Solar | GenRenew LLC | None | PSE&G | Accepted | 2023-04-28 | 2023-05-24 | 2024-05-24 | Meters | Enphase | ENV-IQ-AM1-240 |  |  | 1 |  |  |  | Yes | Indoor
NJADRE1553289901 | Administratively Determined Incentive Program | Union Twp | 7083 | 10 | 52.2 | Commercial | Behind the Meter | No | Small Net-Metered Non-Residential located on Rooftop, Carport, Canopy and Floating Solar | GenRenew LLC | None | PSE&G | Accepted | 2023-04-28 | 2023-05-24 | 2024-05-24 | Solar Panels | Canadian Solar | CS3W-450MB-AG |  | 0.45 | 5 | 219 | 24 |  | Fixed | Roof
NJADRE1553289901 | Administratively Determined Incentive Program | Union Twp | 7083 | 10 | 52.2 | Commercial | Behind the Meter | No | Small Net-Metered Non-Residential located on Rooftop, Carport, Canopy and Floating Solar | GenRenew LLC | None | PSE&G | Accepted | 2023-04-28 | 2023-05-24 | 2024-05-24 | Solar Panels | Canadian Solar | CS3W-450MB-AG |  | 0.45 | 7 | 309 | 26 |  | Fixed | Roof
NJADRE1553289901 | Administratively Determined Incentive Program | Union Twp | 7083 | 10 | 52.2 | Commercial | Behind the Meter | No | Small Net-Metered Non-Residential located on Rooftop, Carport, Canopy and Floating Solar | GenRenew LLC | None | PSE&G | Accepted | 2023-04-28 | 2023-05-24 | 2024-05-24 | Solar Panels | Canadian Solar | CS3W-450MB-AG |  | 0.45 | 9 | 219 | 26 |  | Fixed | Roof
NJADRE1553289901 | Administratively Determined Incentive Program | Union Twp | 7083 | 10 | 52.2 | Commercial | Behind the Meter | No | Small Net-Metered Non-Residential located on Rooftop, Carport, Canopy and Floating Solar | GenRenew LLC | None | PSE&G | Accepted | 2023-04-28 | 2023-05-24 | 2024-05-24 | Solar Panels | Canadian Solar | CS3W-450MB-AG |  | 0.45 | 9 | 39 | 26 |  | Fixed | Roof
NJADRE1553289901 | Administratively Determined Incentive Program | Union Twp | 7083 | 10 | 52.2 | Commercial | Behind the Meter | No | Small Net-Metered Non-Residential located on Rooftop, Carport, Canopy and Floating Solar | GenRenew LLC | None | PSE&G | Accepted | 2023-04-28 | 2023-05-24 | 2024-05-24 | Solar Panels | Canadian Solar | CS3W-450MB-AG |  | 0.45 | 7 | 309 | 26 |  | Fixed | Roof
NJADRE1553289901 | Administratively Determined Incentive Program | Union Twp | 7083 | 10 | 52.2 | Commercial | Behind the Meter | No | Small Net-Metered Non-Residential located on Rooftop, Carport, Canopy and Floating Solar | GenRenew LLC | None | PSE&G | Accepted | 2023-04-28 | 2023-05-24 | 2024-05-24 | Solar Panels | Canadian Solar | CS3W-450MB-AG |  | 0.45 | 5 | 39 | 26 |  | Fixed | Roof
NJADRE1553289901 | Administratively Determined Incentive Program | Union Twp | 7083 | 10 | 52.2 | Commercial | Behind the Meter | No | Small Net-Metered Non-Residential located on Rooftop, Carport, Canopy and Floating Solar | GenRenew LLC | None | PSE&G | Accepted | 2023-04-28 | 2023-05-24 | 2024-05-24 | Solar Panels | Canadian Solar | CS3W-450MB-AG |  | 0.45 | 10 | 310 | 26 |  | Fixed | Roof
NJADRE1553289901 | Administratively Determined Incentive Program | Union Twp | 7083 | 10 | 52.2 | Commercial | Behind the Meter | No | Small Net-Metered Non-Residential located on Rooftop, Carport, Canopy and Floating Solar | GenRenew LLC | None | PSE&G | Accepted | 2023-04-28 | 2023-05-24 | 2024-05-24 | Solar Panels | Canadian Solar | CS3W-450MB-AG |  | 0.45 | 10 | 40 | 27 |  | Fixed | Roof
NJADRE1553289901 | Administratively Determined Incentive Program | Union Twp | 7083 | 10 | 52.2 | Commercial | Behind the Meter | No | Small Net-Metered Non-Residential located on Rooftop, Carport, Canopy and Floating Solar | GenRenew LLC | None | PSE&G | Accepted | 2023-04-28 | 2023-05-24 | 2024-05-24 | Solar Panels | Canadian Solar | CS3W-450MB-AG |  | 0.45 | 2 | 40 | 23 |  | Fixed | Roof
NJADRE1553289901 | Administratively Determined Incentive Program | Union Twp | 7083 | 10 | 52.2 | Commercial | Behind the Meter | No | Small Net-Metered Non-Residential located on Rooftop, Carport, Canopy and Floating Solar | GenRenew LLC | None | PSE&G | Accepted | 2023-04-28 | 2023-05-24 | 2024-05-24 | Solar Panels | Canadian Solar | CS3W-450MB-AG |  | 0.45 | 2 | 220 | 23 |  | Fixed | Roof
NJADRE1553289901 | Administratively Determined Incentive Program | Union Twp | 7083 | 10 | 52.2 | Commercial | Behind the Meter | No | Small Net-Metered Non-Residential located on Rooftop, Carport, Canopy and Floating Solar | GenRenew LLC | None | PSE&G | Accepted | 2023-04-28 | 2023-05-24 | 2024-05-24 | Solar Panels | Canadian Solar | CSw3-450MB-AG |  | 0.45 | 3 | 220 | 27 |  | Fixed | Roof
NJADRE1553289901 | Administratively Determined Incentive Program | Union Twp | 7083 | 10 | 52.2 | Commercial | Behind the Meter | No | Small Net-Metered Non-Residential located on Rooftop, Carport, Canopy and Floating Solar | GenRenew LLC | None | PSE&G | Accepted | 2023-04-28 | 2023-05-24 | 2024-05-24 | Solar Panels | Canadian Solar | CS3W-450MB-AG |  | 0.45 | 3 | 129 | 26 |  | Fixed | Roof
NJADRE1553289901 | Administratively Determined Incentive Program | Union Twp | 7083 | 10 | 52.2 | Commercial | Behind the Meter | No | Small Net-Metered Non-Residential located on Rooftop, Carport, Canopy and Floating Solar | GenRenew LLC | None | PSE&G | Accepted | 2023-04-28 | 2023-05-24 | 2024-05-24 | Solar Panels | Canadian Solar | CS3W-450MB-AG |  | 0.45 | 9 | 39 | 26 |  | Fixed | Pole
NJADRE1553289901 | Administratively Determined Incentive Program | Union Twp | 7083 | 10 | 52.2 | Commercial | Behind the Meter | No | Small Net-Metered Non-Residential located on Rooftop, Carport, Canopy and Floating Solar | GenRenew LLC | None | PSE&G | Accepted | 2023-04-28 | 2023-05-24 | 2024-05-24 | Solar Panels | Canadian Solar | CS3W-450MB-AG |  | 0.45 | 9 | 219 | 26 |  | Fixed | Roof
NJADRE1553289901 | Administratively Determined Incentive Program | Union Twp | 7083 | 10 | 52.2 | Commercial | Behind the Meter | No | Small Net-Metered Non-Residential located on Rooftop, Carport, Canopy and Floating Solar | GenRenew LLC | None | PSE&G | Accepted | 2023-04-28 | 2023-05-24 | 2024-05-24 | Solar Panels | Canadian Solar | CS3W-450MB-AG |  | 0.45 | 2 | 129 | 26 |  | Fixed | Roof
NJADRE1553289901 | Administratively Determined Incentive Program | Union Twp | 7083 | 10 | 52.2 | Commercial | Behind the Meter | No | Small Net-Metered Non-Residential located on Rooftop, Carport, Canopy and Floating Solar | GenRenew LLC | None | PSE&G | Accepted | 2023-04-28 | 2023-05-24 | 2024-05-24 | Solar Panels | Canadian Solar | CS3W-450MB-AG |  | 0.45 | 7 | 39 | 26 |  | Fixed | Roof
NJADRE1553289901 | Administratively Determined Incentive Program | Union Twp | 7083 | 10 | 52.2 | Commercial | Behind the Meter | No | Small Net-Metered Non-Residential located on Rooftop, Carport, Canopy and Floating Solar | GenRenew LLC | None | PSE&G | Accepted | 2023-04-28 | 2023-05-24 | 2024-05-24 | Solar Panels | Canadian Solar | CS3W-450MB-AG |  | 0.45 | 17 | 219 | 26 |  | Fixed | Roof
NJADRE1553289901 | Administratively Determined Incentive Program | Union Twp | 7083 | 10 | 52.2 | Commercial | Behind the Meter | No | Small Net-Metered Non-Residential located on Rooftop, Carport, Canopy and Floating Solar | GenRenew LLC | None | PSE&G | Accepted | 2023-04-28 | 2023-05-24 | 2024-05-24 | Meters | ENV-IQ-AM1-240 | Enphase |  |  | 1 |  |  |  | Yes | Indoor
NJADRE1553289901 | Administratively Determined Incentive Program | Union Twp | 7083 | 10 | 52.2 | Commercial | Behind the Meter | No | Small Net-Metered Non-Residential located on Rooftop, Carport, Canopy and Floating Solar | GenRenew LLC | None | PSE&G | Accepted | 2023-04-28 | 2023-05-24 | 2024-05-24 | Meters | ENV-IQ-AM1-240 | Enphase |  |  | 1 |  |  |  | Yes | Indoor
NJADRE1553289914 | Administratively Determined Incentive Program | PLEASANTVILLE | 8232 | 19 | 6.4 | Residential | Behind the Meter | Yes | Net Metered Residential | Freedom Forever New Jersey LLC | None | AC Electric | Accepted | 2023-04-28 | 2023-05-24 | 2024-05-24 | Inverters | Solar Edge | SE5000H-USRGM | 5000 |  | 1 |  |  | 0.99 |  | Outdoor
NJADRE1553289914 | Administratively Determined Incentive Program | PLEASANTVILLE | 8232 | 19 | 6.4 | Residential | Behind the Meter | Yes | Net Metered Residential | Freedom Forever New Jersey LLC | None | AC Electric | Accepted | 2023-04-28 | 2023-05-24 | 2024-05-24 | Solar Panels | Freedom Forever | FF-MP-BBB-400 |  | 0.4 | 5 | 205 | 8 |  | Fixed | Roof
NJADRE1553289914 | Administratively Determined Incentive Program | PLEASANTVILLE | 8232 | 19 | 6.4 | Residential | Behind the Meter | Yes | Net Metered Residential | Freedom Forever New Jersey LLC | None | AC Electric | Accepted | 2023-04-28 | 2023-05-24 | 2024-05-24 | Solar Panels | Freedom Forever | FF-MP-BBB-400 |  | 0.4 | 5 | 205 | 11 |  | Fixed | Roof
NJADRE1553289914 | Administratively Determined Incentive Program | PLEASANTVILLE | 8232 | 19 | 6.4 | Residential | Behind the Meter | Yes | Net Metered Residential | Freedom Forever New Jersey LLC | None | AC Electric | Accepted | 2023-04-28 | 2023-05-24 | 2024-05-24 | Solar Panels | Freedom Forever | FF-MP-BBB-400 |  | 0.4 | 6 | 205 | 35 |  | Fixed | Roof
NJADRE1553289927 | Administratively Determined Incentive Program | Paterson | 7513 | 6 | 11.06 | Residential | Behind the Meter | No | Net Metered Residential | Infinity Solar Systems | None | PSE&G | Accepted | 2023-04-28 | 2023-05-24 | 2024-05-24 | Inverters | Enphase | IQ8Plus-72-2-US | 290 |  | 28 |  |  | 0.97 |  | Outdoor
NJADRE1553289927 | Administratively Determined Incentive Program | Paterson | 7513 | 6 | 11.06 | Residential | Behind the Meter | No | Net Metered Residential | Infinity Solar Systems | None | PSE&G | Accepted | 2023-04-28 | 2023-05-24 | 2024-05-24 | Solar Panels | Trina Solar Vertex | TSM-395 DE09.05 |  | 0.395 | 15 | 188 | 40 |  | Fixed | Roof
NJADRE1553289927 | Administratively Determined Incentive Program | Paterson | 7513 | 6 | 11.06 | Residential | Behind the Meter | No | Net Metered Residential | Infinity Solar Systems | None | PSE&G | Accepted | 2023-04-28 | 2023-05-24 | 2024-05-24 | Solar Panels | Trina Solar Vertex | TSM-395 DE09.05 |  | 0.395 | 13 | 8 | 40 |  | Fixed | Roof
NJADRE1553289938 | Administratively Determined Incentive Program | Basking Ridge | 7920 | 5 | 6.84 | Residential | Behind the Meter | No | Net Metered Residential | Tesla Energy Operations Inc | None | JCP&L | Accepted | 2023-04-28 | 2023-05-24 | 2024-05-24 | Inverters | Tesla | 1538000-00-F | 7680 |  | 1 |  |  | 0.98 |  | Outside
NJADRE1553289938 | Administratively Determined Incentive Program | Basking Ridge | 7920 | 5 | 6.84 | Residential | Behind the Meter | No | Net Metered Residential | Tesla Energy Operations Inc | None | JCP&L | Accepted | 2023-04-28 | 2023-05-24 | 2024-05-24 | Solar Panels | Tesla | SR72T2 |  | 0.072 | 17 | 181 | 35 |  | Fixed | Roof
NJADRE1553289938 | Administratively Determined Incentive Program | Basking Ridge | 7920 | 5 | 6.84 | Residential | Behind the Meter | No | Net Metered Residential | Tesla Energy Operations Inc | None | JCP&L | Accepted | 2023-04-28 | 2023-05-24 | 2024-05-24 | Solar Panels | Tesla | SR72T2 |  | 0.072 | 78 | 91 | 35 |  | Fixed | Roof
NJADRE1553290024 | Administratively Determined Incentive Program | West Windsor | 8550 | 12 | 11.52 | Residential | Behind the Meter | Yes | Small Net-Metered Non-Residential located on Rooftop, Carport, Canopy and Floating Solar | All Season Solar | None | PSE&G | Accepted | 2023-04-28 | 2023-05-24 | 2024-05-24 | Inverters | Enphase | IQ8 Plus | 290 |  | 32 |  |  | 0.97 |  | Outdoor
NJADRE1553290024 | Administratively Determined Incentive Program | West Windsor | 8550 | 12 | 11.52 | Residential | Behind the Meter | Yes | Small Net-Metered Non-Residential located on Rooftop, Carport, Canopy and Floating Solar | All Season Solar | None | PSE&G | Accepted | 2023-04-28 | 2023-05-24 | 2024-05-24 | Solar Panels | Trina | TSMDD06.05II |  | 0.36 | 18 | 98 | 18 |  | Fixed | Roof
NJADRE1553290024 | Administratively Determined Incentive Program | West Windsor | 8550 | 12 | 11.52 | Residential | Behind the Meter | Yes | Small Net-Metered Non-Residential located on Rooftop, Carport, Canopy and Floating Solar | All Season Solar | None | PSE&G | Accepted | 2023-04-28 | 2023-05-24 | 2024-05-24 | Solar Panels | Trina | TSMDD06M.05II |  | 0.36 | 14 | 188 | 28 |  | Fixed | Roof
NJADRE1553290058 | Administratively Determined Incentive Program | West Windsor | 8550 | 12 | 11.7 | Residential | Behind the Meter | Yes | Small Net-Metered Non-Residential located on Rooftop, Carport, Canopy and Floating Solar | All Season Solar | None | PSE&G | Accepted | 2023-04-28 | 2023-05-24 | 2024-05-24 | Inverters | Enphase | IQ7 | 240 |  | 36 |  |  | 0.97 |  | Outdoor
NJADRE1553290058 | Administratively Determined Incentive Program | West Windsor | 8550 | 12 | 11.7 | Residential | Behind the Meter | Yes | Small Net-Metered Non-Residential located on Rooftop, Carport, Canopy and Floating Solar | All Season Solar | None | PSE&G | Accepted | 2023-04-28 | 2023-05-24 | 2024-05-24 | Solar Panels | JA Solar | JAM325 |  | 0.325 | 36 | 180 | 25 |  | Fixed | Roof
NJADRE1553290654 | Administratively Determined Incentive Program | West Windsor | 8550 | 12 | 10.8 | Residential | Behind the Meter | Yes | Net Metered Residential | All Season Solar | None | PSE&G | Accepted | 2023-04-28 | 2023-05-24 | 2024-05-24 | Inverters | Enphase | IQ8 PLus | 290 |  | 30 |  |  | 0.97 |  | Outdoor
NJADRE1553290654 | Administratively Determined Incentive Program | West Windsor | 8550 | 12 | 10.8 | Residential | Behind the Meter | Yes | Net Metered Residential | All Season Solar | None | PSE&G | Accepted | 2023-04-28 | 2023-05-24 | 2024-05-24 | Solar Panels | Trina | TSMDD06M.05II |  | 0.36 | 30 | 188 | 28 |  | Fixed | Roof
NJADRE1553291332 | Administratively Determined Incentive Program | Orange | 7050 | 9 | 8.03 | Residential | Behind the Meter | Yes | Net Metered Residential | Pro Custom Solar dba Momentum Solar | None | PSE&G | Accepted | 2023-04-28 | 2023-05-24 | 2024-05-24 | Solar Panels | HANWHA | Â Q. PEAK DUO BLK-G10+365 |  | 0.365 | 22 | 298 | 6 |  | Fixed | Roof
NJADRE1553291332 | Administratively Determined Incentive Program | Orange | 7050 | 9 | 8.03 | Residential | Behind the Meter | Yes | Net Metered Residential | Pro Custom Solar dba Momentum Solar | None | PSE&G | Accepted | 2023-04-28 | 2023-05-24 | 2024-05-24 | Inverters | ENPHASE | IQ8PLUS-72-2-US | 290 |  | 22 |  |  | 0.97 |  | Outdoor
NJADRE1553291394 | Administratively Determined Incentive Program | Collingswood | 8108 | 14 | 12 | Residential | Behind the Meter | Yes | Net Metered Residential | Bright Planet Solar | None | PSE&G | Accepted | 2023-04-28 | 2023-05-24 | 2024-05-24 | Inverters | SolarEdge | SE10000H-USRGM | 10000 |  | 1 |  |  | 0.98 |  | Outdoor
NJADRE1553291394 | Administratively Determined Incentive Program | Collingswood | 8108 | 14 | 12 | Residential | Behind the Meter | Yes | Net Metered Residential | Bright Planet Solar | None | PSE&G | Accepted | 2023-04-28 | 2023-05-24 | 2024-05-24 | Solar Panels | Hanwha Q-Cells | Q.PEAK DUO BLK ML-G10.a+400 |  | 0.4 | 12 | 294 | 18 |  | Fixed | Roof
NJADRE1553291394 | Administratively Determined Incentive Program | Collingswood | 8108 | 14 | 12 | Residential | Behind the Meter | Yes | Net Metered Residential | Bright Planet Solar | None | PSE&G | Accepted | 2023-04-28 | 2023-05-24 | 2024-05-24 | Solar Panels | Hanwha Q-Cells | Q.PEAK DUO BLK ML-G10.a+400 |  | 0.4 | 18 | 114 | 23 |  | Fixed | Roof
NJADRE1553291495 | Administratively Determined Incentive Program | FLANDERS | 7836 | 3 | 15.99 | Residential | Behind the Meter | No | Net Metered Residential | Powur, PBC | None | JCP&L | Accepted | 2023-04-28 | 2023-05-24 | 2024-05-24 | Solar Panels | Canadian Solar | CS3N-390MS |  | 0.39 | 20 | 77 | 27 |  | Fixed | Roof
NJADRE1553291495 | Administratively Determined Incentive Program | FLANDERS | 7836 | 3 | 15.99 | Residential | Behind the Meter | No | Net Metered Residential | Powur, PBC | None | JCP&L | Accepted | 2023-04-28 | 2023-05-24 | 2024-05-24 | Solar Panels | Canadian Solar | CS3N-390MS |  | 0.39 | 6 | 257 | 27 |  | Fixed | Roof
NJADRE1553291495 | Administratively Determined Incentive Program | FLANDERS | 7836 | 3 | 15.99 | Residential | Behind the Meter | No | Net Metered Residential | Powur, PBC | None | JCP&L | Accepted | 2023-04-28 | 2023-05-24 | 2024-05-24 | Solar Panels | Canadian Solar | CS3N-390MS |  | 0.39 | 12 | 257 | 27 |  | Fixed | Roof
NJADRE1553291495 | Administratively Determined Incentive Program | FLANDERS | 7836 | 3 | 15.99 | Residential | Behind the Meter | No | Net Metered Residential | Powur, PBC | None | JCP&L | Accepted | 2023-04-28 | 2023-05-24 | 2024-05-24 | Solar Panels | Canadian Solar | CS3N-390MS |  | 0.39 | 3 | 347 | 45 |  | Fixed | Roof
NJADRE1553291495 | Administratively Determined Incentive Program | FLANDERS | 7836 | 3 | 15.99 | Residential | Behind the Meter | No | Net Metered Residential | Powur, PBC | None | JCP&L | Accepted | 2023-04-28 | 2023-05-24 | 2024-05-24 | Inverters | Enphase | IQ8A-72-2-US | 349 |  | 41 |  |  | 0.99 |  | Outside
NJADRE1553291742 | Administratively Determined Incentive Program | East Orange | 7018 | 9 | 7.29 | Residential | Behind the Meter | No | Net Metered Residential | Powur, PBC | None | PSE&G | Accepted | 2023-04-28 | 2023-05-24 | 2024-05-24 | Solar Panels | Rec Solar | Rec405AA pure |  | 0.405 | 7 | 116 | 33 |  | Fixed | Roof
NJADRE1553291742 | Administratively Determined Incentive Program | East Orange | 7018 | 9 | 7.29 | Residential | Behind the Meter | No | Net Metered Residential | Powur, PBC | None | PSE&G | Accepted | 2023-04-28 | 2023-05-24 | 2024-05-24 | Solar Panels | Rec Solar | Rec405AA pure |  | 0.405 | 4 | 296 | 33 |  | Fixed | Roof
NJADRE1553291742 | Administratively Determined Incentive Program | East Orange | 7018 | 9 | 7.29 | Residential | Behind the Meter | No | Net Metered Residential | Powur, PBC | None | PSE&G | Accepted | 2023-04-28 | 2023-05-24 | 2024-05-24 | Solar Panels | Rec Solar | Rec405AA pure |  | 0.405 | 7 | 296 | 5 |  | Fixed | Roof
NJADRE1553291742 | Administratively Determined Incentive Program | East Orange | 7018 | 9 | 7.29 | Residential | Behind the Meter | No | Net Metered Residential | Powur, PBC | None | PSE&G | Accepted | 2023-04-28 | 2023-05-24 | 2024-05-24 | Inverters | Solaredge | SE5000H-US RGM | 5000 |  | 1 |  |  | 0.99 |  | Outside
NJADRE1553291744 | Administratively Determined Incentive Program | Pennsgrove | 8069 | 16 | 4.8 | Residential | Behind the Meter | No | Net Metered Residential | Venture Solar | None | AC Electric | Accepted | 2023-04-28 | 2023-05-24 | 2024-05-24 | Inverters | Enphase | IQ8PLUS-72-2-US | 290 |  | 12 |  |  | 0.976 |  | Outdoor | Roof
NJADRE1553291744 | Administratively Determined Incentive Program | Pennsgrove | 8069 | 16 | 4.8 | Residential | Behind the Meter | No | Net Metered Residential | Venture Solar | None | AC Electric | Accepted | 2023-04-28 | 2023-05-24 | 2024-05-24 | Solar Panels | Hanwha | Q.PEAK DUO BLK ML-G10+ 400 |  | 0.4 | 12 | 214 | 47 |  | Fixed | Roof
NJADRE1553293514 | Administratively Determined Incentive Program | Woodbridge Township | 7095 | 11 | 7.8 | Residential | Behind the Meter | Yes | Net Metered Residential | Sunrun Installation Services, Inc. | None | PSE&G | Accepted | 2023-04-29 | 2023-05-24 | 2024-05-24 | Inverters | SolarEdge Technologies | SE6000H-USSN | 6000 |  | 1 |  |  | 0.96 |  | Outdoor | Next To Meter
NJADRE1553293514 | Administratively Determined Incentive Program | Woodbridge Township | 7095 | 11 | 7.8 | Residential | Behind the Meter | Yes | Net Metered Residential | Sunrun Installation Services, Inc. | None | PSE&G | Accepted | 2023-04-29 | 2023-05-24 | 2024-05-24 | Solar Panels | Trina Solar | TSM-390DE09C. |  | 0.39 | 10 | 279 | 37 |  | Fixed | Roof
NJADRE1553293514 | Administratively Determined Incentive Program | Woodbridge Township | 7095 | 11 | 7.8 | Residential | Behind the Meter | Yes | Net Metered Residential | Sunrun Installation Services, Inc. | None | PSE&G | Accepted | 2023-04-29 | 2023-05-24 | 2024-05-24 | Solar Panels | Trina Solar | TSM-390DE09C.07 |  | 0.39 | 10 | 100 | 31 |  | Fixed | Roof
NJADRE1553294096 | Administratively Determined Incentive Program | Hillsborough Twp | 8844 | 5 | 13.2 | Residential | Behind the Meter | No | Net Metered Residential | Over The Top Solar Solutions, LLC | None | PSE&G | Accepted | 2023-04-29 | 2023-05-24 | 2024-05-24 | Inverters | Enphase | IQ8A | 11517 |  | 33 |  |  | 0.97 |  | Outdoor
NJADRE1553294096 | Administratively Determined Incentive Program | Hillsborough Twp | 8844 | 5 | 13.2 | Residential | Behind the Meter | No | Net Metered Residential | Over The Top Solar Solutions, LLC | None | PSE&G | Accepted | 2023-04-29 | 2023-05-24 | 2024-05-24 | Solar Panels | Hanwha Q Cells | Q.PEAK DUO BLK ML-G10+ |  | 0.4 | 33 | 193 | 30 |  | Fixed | Roof
NJADRE1553294096 | Administratively Determined Incentive Program | Hillsborough Twp | 8844 | 5 | 13.2 | Residential | Behind the Meter | No | Net Metered Residential | Over The Top Solar Solutions, LLC | None | PSE&G | Accepted | 2023-04-29 | 2023-05-24 | 2024-05-24 | Meters | Enphase | x2-iq-ami-240-4 |  |  | 1 |  |  |  | Yes | Outdoor
NJADRE1553294096 | Administratively Determined Incentive Program | Hillsborough Twp | 8844 | 5 | 13.2 | Residential | Behind the Meter | No | Net Metered Residential | Over The Top Solar Solutions, LLC | None | PSE&G | Accepted | 2023-04-29 | 2023-05-24 | 2024-05-24 | Electric Storage Battery | Enphase | ENCHARGE-10-1P-NA |  |  | 1 |  |  |  | Lithium Ion |  | Inside
NJADRE1553294281 | Administratively Determined Incentive Program | Edison | 8820 | 11 | 8.93 | Residential | Behind the Meter | No | Net Metered Residential | DMV EQUITY, INC. | None | PSE&G | Accepted | 2023-04-29 | 2023-05-24 | 2024-05-24 | Inverters | SUNPOWER | TYPE H (ENPHASE IQ7HS) | 384 |  | 21 |  |  | 0.97 |  | Outdoor
NJADRE1553294281 | Administratively Determined Incentive Program | Edison | 8820 | 11 | 8.93 | Residential | Behind the Meter | No | Net Metered Residential | DMV EQUITY, INC. | None | PSE&G | Accepted | 2023-04-29 | 2023-05-24 | 2024-05-24 | Solar Panels | SUNPOWER | SPR-M425-H-AC |  | 0.425 | 21 | 159 | 37 |  | Fixed | Roof
NJADRE1553294616 | Administratively Determined Incentive Program | OCEAN GROVE | 7756 | 17 | 7.41 | Residential | Behind the Meter | Yes | Net Metered Residential | Sunrun Installation Services, Inc. | None | JCP&L | Accepted | 2023-04-30 | 2023-05-24 | 2024-05-24 | Inverters | SolarEdge Technologies | SE6000H-USSN | 6000 |  | 1 |  |  | 0.99 |  | Outdoor | Next To Meter
NJADRE1553294616 | Administratively Determined Incentive Program | OCEAN GROVE | 7756 | 17 | 7.41 | Residential | Behind the Meter | Yes | Net Metered Residential | Sunrun Installation Services, Inc. | None | JCP&L | Accepted | 2023-04-30 | 2023-05-24 | 2024-05-24 | Solar Panels | Trina Solar | TSM-390DE09C.07 |  | 0.39 | 7 | 104 | 21 |  | Fixed | Roof
NJADRE1553294616 | Administratively Determined Incentive Program | OCEAN GROVE | 7756 | 17 | 7.41 | Residential | Behind the Meter | Yes | Net Metered Residential | Sunrun Installation Services, Inc. | None | JCP&L | Accepted | 2023-04-30 | 2023-05-24 | 2024-05-24 | Solar Panels | Trina Solar | TSM-390DE09C.07 |  | 0.39 | 12 | 284 | 23 |  | Fixed | Roof
NJADRE1553294626 | Administratively Determined Incentive Program | Union Twp | 7083 | 10 | 3.12 | Residential | Behind the Meter | Yes | Net Metered Residential | Sunrun Installation Services, Inc. | None | PSE&G | Accepted | 2023-04-30 | 2023-05-24 | 2024-05-24 | Inverters | SolarEdge Technologies | SE3800H-USMN | 3800 |  | 1 |  |  | 0.96 |  | Outdoor | Next To Meter
NJADRE1553294626 | Administratively Determined Incentive Program | Union Twp | 7083 | 10 | 3.12 | Residential | Behind the Meter | Yes | Net Metered Residential | Sunrun Installation Services, Inc. | None | PSE&G | Accepted | 2023-04-30 | 2023-05-24 | 2024-05-24 | Solar Panels | Trina Solar | TSM-390DE09C.07 |  | 0.39 | 8 | 217 | 7 |  | Fixed | Roof
NJADRE1553294635 | Administratively Determined Incentive Program | SADDLE BROOK TWP | 7663 | 7 | 9.36 | Residential | Behind the Meter | Yes | Net Metered Residential | Sunrun Installation Services, Inc. | None | PSE&G | Accepted | 2023-04-30 | 2023-05-24 | 2024-05-24 | Inverters | SolarEdge Technologies | SE7600H-USSN | 7600 |  | 1 |  |  | 0.99 |  | Outdoor | Next To Meter
NJADRE1553294635 | Administratively Determined Incentive Program | SADDLE BROOK TWP | 7663 | 7 | 9.36 | Residential | Behind the Meter | Yes | Net Metered Residential | Sunrun Installation Services, Inc. | None | PSE&G | Accepted | 2023-04-30 | 2023-05-24 | 2024-05-24 | Solar Panels | Trina Solar | TSM-390DE09C.07 |  | 0.39 | 8 | 342 | 32 |  | Fixed | Roof
NJADRE1553294635 | Administratively Determined Incentive Program | SADDLE BROOK TWP | 7663 | 7 | 9.36 | Residential | Behind the Meter | Yes | Net Metered Residential | Sunrun Installation Services, Inc. | None | PSE&G | Accepted | 2023-04-30 | 2023-05-24 | 2024-05-24 | Solar Panels | Trina Solar | TSM-390DE09C.07 |  | 0.39 | 16 | 161 | 34 |  | Fixed | Roof
NJADRE1553294710 | Administratively Determined Incentive Program | Woodbridge Township | 7095 | 11 | 5.07 | Residential | Behind the Meter | Yes | Net Metered Residential | Sunrun Installation Services, Inc. | None | PSE&G | Accepted | 2023-04-30 | 2023-05-24 | 2024-05-24 | Inverters | SolarEdge Technologies | SE3800H-USMN | 3800 |  | 1 |  |  | 0.96 |  | Outdoor | Next To Meter
NJADRE1553294710 | Administratively Determined Incentive Program | Woodbridge Township | 7095 | 11 | 5.07 | Residential | Behind the Meter | Yes | Net Metered Residential | Sunrun Installation Services, Inc. | None | PSE&G | Accepted | 2023-04-30 | 2023-05-24 | 2024-05-24 | Solar Panels | Trina Solar | TSM-390DE09C.07 |  | 0.39 | 13 | 240 | 18 |  | Fixed | Roof
NJADRE1553295580 | Administratively Determined Incentive Program | Bridgeton | 8302 | 20 | 4.68 | Residential | Behind the Meter | No | Net Metered Residential | Vision Solar LLC | None | AC Electric | Accepted | 2023-05-01 | 2023-05-24 | 2024-05-24 | Inverters | SolarEdge | SE3800H-USRGM | 3800 |  | 1 |  |  | 0.97 |  | Outdoor | SIDE OF HOUSE
NJADRE1553295580 | Administratively Determined Incentive Program | Bridgeton | 8302 | 20 | 4.68 | Residential | Behind the Meter | No | Net Metered Residential | Vision Solar LLC | None | AC Electric | Accepted | 2023-05-01 | 2023-05-24 | 2024-05-24 | Solar Panels | ZNSHINE SOLAR | ZXM6-NH120-360/M |  | 0.36 | 6 | 84 | 9 |  | Fixed | Roof
NJADRE1553295580 | Administratively Determined Incentive Program | Bridgeton | 8302 | 20 | 4.68 | Residential | Behind the Meter | No | Net Metered Residential | Vision Solar LLC | None | AC Electric | Accepted | 2023-05-01 | 2023-05-24 | 2024-05-24 | Solar Panels | ZNSHINE SOLAR | ZXM6-NH120-360/M |  | 0.36 | 5 | 264 | 32 |  | Fixed | Roof
NJADRE1553295580 | Administratively Determined Incentive Program | Bridgeton | 8302 | 20 | 4.68 | Residential | Behind the Meter | No | Net Metered Residential | Vision Solar LLC | None | AC Electric | Accepted | 2023-05-01 | 2023-05-24 | 2024-05-24 | Solar Panels | ZNSHINE SOLAR | ZXM6-NH120-360/M |  | 0.36 | 2 | 84 | 15 |  | Fixed | Roof
NJADRE1553295584 | Administratively Determined Incentive Program | Livingston Twp | 7039 | 9 | 14.4 | Residential | Behind the Meter | No | Net Metered Residential | Tesla Energy Operations Inc | None | PSE&G | Accepted | 2023-05-01 | 2023-05-24 | 2024-05-24 | Inverters | Tesla | Powerwall+ [240V] #1850000-00-C | 7600 |  | 1 |  |  | 0.98 |  | Outside
NJADRE1553295584 | Administratively Determined Incentive Program | Livingston Twp | 7039 | 9 | 14.4 | Residential | Behind the Meter | No | Net Metered Residential | Tesla Energy Operations Inc | None | PSE&G | Accepted | 2023-05-01 | 2023-05-24 | 2024-05-24 | Meters | Tesla | Powerwall+ [240V] #1850000-00-C |  |  | 1 |  |  |  | Yes | Outdoor
NJADRE1553295584 | Administratively Determined Incentive Program | Livingston Twp | 7039 | 9 | 14.4 | Residential | Behind the Meter | No | Net Metered Residential | Tesla Energy Operations Inc | None | PSE&G | Accepted | 2023-05-01 | 2023-05-24 | 2024-05-24 | Inverters | Tesla | 7.6 kW Tesla Inc 1538000-00-E (240V) | 7600 |  | 1 |  |  | 0.98 |  | Outdoor
NJADRE1553295584 | Administratively Determined Incentive Program | Livingston Twp | 7039 | 9 | 14.4 | Residential | Behind the Meter | No | Net Metered Residential | Tesla Energy Operations Inc | None | PSE&G | Accepted | 2023-05-01 | 2023-05-24 | 2024-05-24 | Meters | Tesla | 7.6 kW Tesla Inc 1538000-00-E (240V) |  |  | 1 |  |  |  | Yes | Outdoor
NJADRE1553295584 | Administratively Determined Incentive Program | Livingston Twp | 7039 | 9 | 14.4 | Residential | Behind the Meter | No | Net Metered Residential | Tesla Energy Operations Inc | None | PSE&G | Accepted | 2023-05-01 | 2023-05-24 | 2024-05-24 | Solar Panels | Hanwha | Q.PEAK DUO BLK ML-G10+/TS 400 |  | 0.4 | 8 | 1 | 30 |  | Fixed | Roof
NJADRE1553295584 | Administratively Determined Incentive Program | Livingston Twp | 7039 | 9 | 14.4 | Residential | Behind the Meter | No | Net Metered Residential | Tesla Energy Operations Inc | None | PSE&G | Accepted | 2023-05-01 | 2023-05-24 | 2024-05-24 | Solar Panels | Hanwha | Q.PEAK DUO BLK ML-G10+/TS 400 |  | 0.4 | 15 | 181 | 30 |  | Fixed | Roof
NJADRE1553295584 | Administratively Determined Incentive Program | Livingston Twp | 7039 | 9 | 14.4 | Residential | Behind the Meter | No | Net Metered Residential | Tesla Energy Operations Inc | None | PSE&G | Accepted | 2023-05-01 | 2023-05-24 | 2024-05-24 | Solar Panels | Hanwha | Q.PEAK DUO BLK ML-G10+/TS 400 |  | 0.4 | 8 | 1 | 30 |  | Fixed | Roof
NJADRE1553295584 | Administratively Determined Incentive Program | Livingston Twp | 7039 | 9 | 14.4 | Residential | Behind the Meter | No | Net Metered Residential | Tesla Energy Operations Inc | None | PSE&G | Accepted | 2023-05-01 | 2023-05-24 | 2024-05-24 | Solar Panels | Hanwha | Q.PEAK DUO BLK ML-G10+/TS 400 |  | 0.4 | 3 | 91 | 23 |  | Fixed | Roof
NJADRE1553295584 | Administratively Determined Incentive Program | Livingston Twp | 7039 | 9 | 14.4 | Residential | Behind the Meter | No | Net Metered Residential | Tesla Energy Operations Inc | None | PSE&G | Accepted | 2023-05-01 | 2023-05-24 | 2024-05-24 | Solar Panels | Hanwha | Q.PEAK DUO BLK ML-G10+/TS 400 |  | 0.4 | 2 | 271 | 23 |  | Fixed | Roof
NJADRE1553295584 | Administratively Determined Incentive Program | Livingston Twp | 7039 | 9 | 14.4 | Residential | Behind the Meter | No | Net Metered Residential | Tesla Energy Operations Inc | None | PSE&G | Accepted | 2023-05-01 | 2023-05-24 | 2024-05-24 | Electric Storage Battery | Tesla | Powerwall+ [240V] # 1850000-00-D 7.6 kW / 13.5 kWh |  |  | 1 |  |  |  | Lithium Ion |  | Outside
NJADRE1553295621 | Administratively Determined Incentive Program | South Plainfield | 7080 | 11 | 12.21 | Residential | Behind the Meter | No | Net Metered Residential | Vision Solar LLC | None | PSE&G | Accepted | 2023-05-01 | 2023-05-24 | 2024-05-24 | Inverters | SolarEdge | SE11400H-USRGM | 11400 |  | 1 |  |  | 0.97 |  | Outdoor | SIDE OF HOUSE
NJADRE1553295621 | Administratively Determined Incentive Program | South Plainfield | 7080 | 11 | 12.21 | Residential | Behind the Meter | No | Net Metered Residential | Vision Solar LLC | None | PSE&G | Accepted | 2023-05-01 | 2023-05-24 | 2024-05-24 | Solar Panels | ZNSHINE SOLAR | ZXM6-NH120-370/M |  | 0.37 | 27 | 254 | 20 |  | Fixed | Roof
NJADRE1553295621 | Administratively Determined Incentive Program | South Plainfield | 7080 | 11 | 12.21 | Residential | Behind the Meter | No | Net Metered Residential | Vision Solar LLC | None | PSE&G | Accepted | 2023-05-01 | 2023-05-24 | 2024-05-24 | Solar Panels | ZNSHINE SOLAR | ZXM6-NH120-370/M |  | 0.37 | 6 | 74 | 20 |  | Fixed | Roof
NJADRE1553295655 | Administratively Determined Incentive Program | Succasunna | 7876 | 3 | 3.65 | Residential | Behind the Meter | Yes | Net Metered Residential | Trinity Solar | None | JCP&L | Accepted | 2023-05-01 | 2023-05-24 | 2024-05-24 | Inverters | Solar Edge | SE3000H-US | 3000 |  | 1 |  |  | 0.97 |  | Outdoor
NJADRE1553295655 | Administratively Determined Incentive Program | Succasunna | 7876 | 3 | 3.65 | Residential | Behind the Meter | Yes | Net Metered Residential | Trinity Solar | None | JCP&L | Accepted | 2023-05-01 | 2023-05-24 | 2024-05-24 | Solar Panels | HANWHA 405 (Q.PEAK DUO BLK ML-G10+ 405) | HANWHA 405 (Q.PEAK DUO BLK ML-G10+ 405) |  | 0.405 | 9 | 214 | 18 |  | Fixed | Roof
NJADRE1553295682 | Administratively Determined Incentive Program | ORANGE | 7050 | 9 | 9.13 | Residential | Behind the Meter | Yes | Net Metered Residential | Pro Custom Solar dba Momentum Solar | None | PSE&G | Accepted | 2023-05-01 | 2023-05-24 | 2024-05-24 | Inverters | enphase | IQ8PLUS-72-2-US | 290 |  | 25 |  |  | 0.97 |  | Outdoor
NJADRE1553295682 | Administratively Determined Incentive Program | ORANGE | 7050 | 9 | 9.13 | Residential | Behind the Meter | Yes | Net Metered Residential | Pro Custom Solar dba Momentum Solar | None | PSE&G | Accepted | 2023-05-01 | 2023-05-24 | 2024-05-24 | Solar Panels | hanwha | q.peak duo blk-g10+365 |  | 0.365 | 6 | 120 | 18 |  | Fixed | Roof
NJADRE1553295682 | Administratively Determined Incentive Program | ORANGE | 7050 | 9 | 9.13 | Residential | Behind the Meter | Yes | Net Metered Residential | Pro Custom Solar dba Momentum Solar | None | PSE&G | Accepted | 2023-05-01 | 2023-05-24 | 2024-05-24 | Solar Panels | HANWHA | q.peak duo blk-g10+365 |  | 0.365 | 9 | 300 | 12 |  | Fixed | Roof
NJADRE1553295682 | Administratively Determined Incentive Program | ORANGE | 7050 | 9 | 9.13 | Residential | Behind the Meter | Yes | Net Metered Residential | Pro Custom Solar dba Momentum Solar | None | PSE&G | Accepted | 2023-05-01 | 2023-05-24 | 2024-05-24 | Solar Panels | HANWHA | q.peak duo blk-g10+365 |  | 0.365 | 10 | 300 | 7 |  | Fixed | Roof
NJADRE1553295734 | Administratively Determined Incentive Program | ORANGE | 7050 | 9 | 8.03 | Residential | Behind the Meter | Yes | Net Metered Residential | Pro Custom Solar dba Momentum Solar | None | PSE&G | Accepted | 2023-05-01 | 2023-05-24 | 2024-05-24 | Inverters | enphase | IQ8PLUS-72-2-US | 290 |  | 22 |  |  | 0.97 |  | Outdoor
NJADRE1553295734 | Administratively Determined Incentive Program | ORANGE | 7050 | 9 | 8.03 | Residential | Behind the Meter | Yes | Net Metered Residential | Pro Custom Solar dba Momentum Solar | None | PSE&G | Accepted | 2023-05-01 | 2023-05-24 | 2024-05-24 | Solar Panels | hanwha | q.peak duo blk-g10+365 |  | 0.365 | 6 | 300 | 7 |  | Fixed | Roof
NJADRE1553295734 | Administratively Determined Incentive Program | ORANGE | 7050 | 9 | 8.03 | Residential | Behind the Meter | Yes | Net Metered Residential | Pro Custom Solar dba Momentum Solar | None | PSE&G | Accepted | 2023-05-01 | 2023-05-24 | 2024-05-24 | Solar Panels | hanwha | q.peak duo blk-g10+365 |  | 0.365 | 8 | 30 | 27 |  | Fixed | Roof
NJADRE1553295734 | Administratively Determined Incentive Program | ORANGE | 7050 | 9 | 8.03 | Residential | Behind the Meter | Yes | Net Metered Residential | Pro Custom Solar dba Momentum Solar | None | PSE&G | Accepted | 2023-05-01 | 2023-05-24 | 2024-05-24 | Solar Panels | hanwha | q.peak duo blk-g10+365 |  | 0.365 | 8 | 210 | 32 |  | Fixed | Roof
NJADRE1553295745 | Administratively Determined Incentive Program | Sayreville | 8872 | 11 | 6.3 | Residential | Behind the Meter | No | Net Metered Residential | Power Home Remodeling Group | None | JCP&L | Accepted | 2023-05-01 | 2023-05-24 | 2024-05-24 | Inverters | SolarEdge | SE5000H-US | 5000 |  | 1 |  |  | 0.99 |  | Outdoor
NJADRE1553295745 | Administratively Determined Incentive Program | Sayreville | 8872 | 11 | 6.3 | Residential | Behind the Meter | No | Net Metered Residential | Power Home Remodeling Group | None | JCP&L | Accepted | 2023-05-01 | 2023-05-24 | 2024-05-24 | Meters | SolarEdge | Revenue Grade Data Ansi C12.20 |  |  | 1 |  |  |  | Yes | Outdoor
NJADRE1553295745 | Administratively Determined Incentive Program | Sayreville | 8872 | 11 | 6.3 | Residential | Behind the Meter | No | Net Metered Residential | Power Home Remodeling Group | None | JCP&L | Accepted | 2023-05-01 | 2023-05-24 | 2024-05-24 | Solar Panels | Longi | LR4-60HPB-350M |  | 0.35 | 14 | 178 | 20 |  | Fixed | Roof
NJADRE1553295745 | Administratively Determined Incentive Program | Sayreville | 8872 | 11 | 6.3 | Residential | Behind the Meter | No | Net Metered Residential | Power Home Remodeling Group | None | JCP&L | Accepted | 2023-05-01 | 2023-05-24 | 2024-05-24 | Solar Panels | Longi | LR4-60HPB-350M |  | 0.35 | 4 | 358 | 20 |  | Fixed | Roof
NJADRE1553295754 | Administratively Determined Incentive Program | Monroe Township | 8831 | 11 | 11.2 | Residential | Behind the Meter | No | Net Metered Residential | Tesla Energy Operations Inc | None | JCP&L | Accepted | 2023-05-01 | 2023-05-24 | 2024-05-24 | Electric Storage Battery | Tesla | AC Powerwall 2.0 |  |  | 2 |  |  |  | Lithium Ion |  | Outside
NJADRE1553295754 | Administratively Determined Incentive Program | Monroe Township | 8831 | 11 | 11.2 | Residential | Behind the Meter | No | Net Metered Residential | Tesla Energy Operations Inc | None | JCP&L | Accepted | 2023-05-01 | 2023-05-24 | 2024-05-24 | Inverters | Tesla | 1850000-00-C | 7680 |  | 2 |  |  | 0.98 |  | Outside
NJADRE1553295754 | Administratively Determined Incentive Program | Monroe Township | 8831 | 11 | 11.2 | Residential | Behind the Meter | No | Net Metered Residential | Tesla Energy Operations Inc | None | JCP&L | Accepted | 2023-05-01 | 2023-05-24 | 2024-05-24 | Solar Panels | Hanwha | Q.PEAK DUO BLK ML-G10+/TS 400 |  | 0.4 | 13 | 126 | 34 |  | Fixed | Roof
NJADRE1553295754 | Administratively Determined Incentive Program | Monroe Township | 8831 | 11 | 11.2 | Residential | Behind the Meter | No | Net Metered Residential | Tesla Energy Operations Inc | None | JCP&L | Accepted | 2023-05-01 | 2023-05-24 | 2024-05-24 | Solar Panels | Hanwha | Q.PEAK DUO BLK ML-G10+/TS 400 |  | 0.4 | 2 | 216 | 34 |  | Fixed | Roof
NJADRE1553295754 | Administratively Determined Incentive Program | Monroe Township | 8831 | 11 | 11.2 | Residential | Behind the Meter | No | Net Metered Residential | Tesla Energy Operations Inc | None | JCP&L | Accepted | 2023-05-01 | 2023-05-24 | 2024-05-24 | Solar Panels | Hanwha | Q.PEAK DUO BLK ML-G10+/TS 400 |  | 0.4 | 2 | 36 | 34 |  | Fixed | Roof
NJADRE1553295754 | Administratively Determined Incentive Program | Monroe Township | 8831 | 11 | 11.2 | Residential | Behind the Meter | No | Net Metered Residential | Tesla Energy Operations Inc | None | JCP&L | Accepted | 2023-05-01 | 2023-05-24 | 2024-05-24 | Solar Panels | Hanwha | Q.PEAK DUO BLK ML-G10+/TS 400 |  | 0.4 | 8 | 126 | 34 |  | Fixed | Roof
NJADRE1553295754 | Administratively Determined Incentive Program | Monroe Township | 8831 | 11 | 11.2 | Residential | Behind the Meter | No | Net Metered Residential | Tesla Energy Operations Inc | None | JCP&L | Accepted | 2023-05-01 | 2023-05-24 | 2024-05-24 | Solar Panels | Hanwha | Q.PEAK DUO BLK ML-G10+/TS 400 |  | 0.4 | 3 | 216 | 40 |  | Fixed | Roof
NJADRE1553296319 | Administratively Determined Incentive Program | Sparta | 7871 | 1 | 16.4 | Residential | Behind the Meter | No | Net Metered Residential | Tesla Energy Operations Inc | None | JCP&L | Accepted | 2023-05-01 | 2023-05-24 | 2024-05-24 | Inverters | Tesla | 7.6 kW Tesla Inc 1538000-00-F (240V) | 7600 |  | 2 |  |  | 0.986 |  | Outdoor
NJADRE1553296319 | Administratively Determined Incentive Program | Sparta | 7871 | 1 | 16.4 | Residential | Behind the Meter | No | Net Metered Residential | Tesla Energy Operations Inc | None | JCP&L | Accepted | 2023-05-01 | 2023-05-24 | 2024-05-24 | Meters | Tesla | 7.6 kW Tesla Inc 1538000-00-F (240V) |  |  | 2 |  |  |  | Yes | Outdoor
NJADRE1553296319 | Administratively Determined Incentive Program | Sparta | 7871 | 1 | 16.4 | Residential | Behind the Meter | No | Net Metered Residential | Tesla Energy Operations Inc | None | JCP&L | Accepted | 2023-05-01 | 2023-05-24 | 2024-05-24 | Solar Panels | Hanwha | Q.PEAK DUO BLK ML-G10+/TS 400 |  | 0.4 | 8 | 304 | 37 |  | Fixed | Roof
NJADRE1553296319 | Administratively Determined Incentive Program | Sparta | 7871 | 1 | 16.4 | Residential | Behind the Meter | No | Net Metered Residential | Tesla Energy Operations Inc | None | JCP&L | Accepted | 2023-05-01 | 2023-05-24 | 2024-05-24 | Solar Panels | Hanwha | Q.PEAK DUO BLK ML-G10+/TS 400 |  | 0.4 | 3 | 33 | 37 |  | Fixed | Roof
NJADRE1553296319 | Administratively Determined Incentive Program | Sparta | 7871 | 1 | 16.4 | Residential | Behind the Meter | No | Net Metered Residential | Tesla Energy Operations Inc | None | JCP&L | Accepted | 2023-05-01 | 2023-05-24 | 2024-05-24 | Solar Panels | Hanwha | Q.PEAK DUO BLK ML-G10+/TS 400 |  | 0.4 | 5 | 123 | 37 |  | Fixed | Roof
NJADRE1553296319 | Administratively Determined Incentive Program | Sparta | 7871 | 1 | 16.4 | Residential | Behind the Meter | No | Net Metered Residential | Tesla Energy Operations Inc | None | JCP&L | Accepted | 2023-05-01 | 2023-05-24 | 2024-05-24 | Solar Panels | Hanwha | Q.PEAK DUO BLK ML-G10+/TS 400 |  | 0.4 | 5 | 213 | 37 |  | Fixed | Roof
NJADRE1553296319 | Administratively Determined Incentive Program | Sparta | 7871 | 1 | 16.4 | Residential | Behind the Meter | No | Net Metered Residential | Tesla Energy Operations Inc | None | JCP&L | Accepted | 2023-05-01 | 2023-05-24 | 2024-05-24 | Solar Panels | Hanwha | Q.PEAK DUO BLK ML-G10+/TS 400 |  | 0.4 | 6 | 123 | 37 |  | Fixed | Roof
NJADRE1553296319 | Administratively Determined Incentive Program | Sparta | 7871 | 1 | 16.4 | Residential | Behind the Meter | No | Net Metered Residential | Tesla Energy Operations Inc | None | JCP&L | Accepted | 2023-05-01 | 2023-05-24 | 2024-05-24 | Solar Panels | Hanwha | Q.PEAK DUO BLK ML-G10+/TS 400 |  | 0.4 | 4 | 214 | 37 |  | Fixed | Roof
NJADRE1553296319 | Administratively Determined Incentive Program | Sparta | 7871 | 1 | 16.4 | Residential | Behind the Meter | No | Net Metered Residential | Tesla Energy Operations Inc | None | JCP&L | Accepted | 2023-05-01 | 2023-05-24 | 2024-05-24 | Solar Panels | Hanwha | Q.PEAK DUO BLK ML-G10+/TS 400 |  | 0.4 | 4 | 33 | 37 |  | Fixed | Roof
NJADRE1553296319 | Administratively Determined Incentive Program | Sparta | 7871 | 1 | 16.4 | Residential | Behind the Meter | No | Net Metered Residential | Tesla Energy Operations Inc | None | JCP&L | Accepted | 2023-05-01 | 2023-05-24 | 2024-05-24 | Solar Panels | Hanwha | Q.PEAK DUO BLK ML-G10+/TS 400 |  | 0.4 | 6 | 34 | 37 |  | Fixed | Roof
NJADRE1553296384 | Administratively Determined Incentive Program | Columbus | 8022 | 13 | 9.49 | Residential | Behind the Meter | Yes | Net Metered Residential | Pro Custom Solar dba Momentum Solar | None | PSE&G | Accepted | 2023-05-01 | 2023-05-24 | 2024-05-24 | Solar Panels | HANWHA | Â Q. PEAK DUO BLK-G10+365 |  | 0.365 | 13 | 98 | 19 |  | Fixed | Roof
NJADRE1553296384 | Administratively Determined Incentive Program | Columbus | 8022 | 13 | 9.49 | Residential | Behind the Meter | Yes | Net Metered Residential | Pro Custom Solar dba Momentum Solar | None | PSE&G | Accepted | 2023-05-01 | 2023-05-24 | 2024-05-24 | Solar Panels | HANWHA | Â Q. PEAK DUO BLK-G10+365 |  | 0.365 | 13 | 278 | 19 |  | Fixed | Roof
NJADRE1553296384 | Administratively Determined Incentive Program | Columbus | 8022 | 13 | 9.49 | Residential | Behind the Meter | Yes | Net Metered Residential | Pro Custom Solar dba Momentum Solar | None | PSE&G | Accepted | 2023-05-01 | 2023-05-24 | 2024-05-24 | Inverters | ENPHASE | IQ8PLUS-72-2-US | 290 |  | 26 |  |  | 0.97 |  | Outdoor
NJADRE1553296403 | Administratively Determined Incentive Program | Egg Harbor Township | 8234 | 19 | 7.98 | Residential | Behind the Meter | No | Net Metered Residential | EMT Renewables | None | AC Electric | Accepted | 2023-05-01 | 2023-05-24 | 2024-05-24 | Inverters | ENPHASE | IQ7x | 315 |  | 19 |  |  | 0.98 |  | Other | under each panel
NJADRE1553296403 | Administratively Determined Incentive Program | Egg Harbor Township | 8234 | 19 | 7.98 | Residential | Behind the Meter | No | Net Metered Residential | EMT Renewables | None | AC Electric | Accepted | 2023-05-01 | 2023-05-24 | 2024-05-24 | Solar Panels | REC ALPHA | REC 420 |  | 0.42 | 19 | 112 | 20 |  | Fixed | Roof
NJADRE1553296494 | Administratively Determined Incentive Program | Lawrence Township | 8648 | 12 | 13.2 | Residential | Behind the Meter | No | Net Metered Residential | Powur, PBC | None | PSE&G | Accepted | 2023-05-01 | 2023-05-24 | 2024-05-24 | Solar Panels | Hanwha | Q.PEAK BLK DUO ML G-10 400W |  | 0.4 | 31 | 201 | 23 |  | Fixed | Roof
NJADRE1553296494 | Administratively Determined Incentive Program | Lawrence Township | 8648 | 12 | 13.2 | Residential | Behind the Meter | No | Net Metered Residential | Powur, PBC | None | PSE&G | Accepted | 2023-05-01 | 2023-05-24 | 2024-05-24 | Solar Panels | Hanwha | Q.PEAK BLK DUO ML G-10 400W |  | 0.4 | 2 | 21 | 23 |  | Fixed | Roof
NJADRE1553296494 | Administratively Determined Incentive Program | Lawrence Township | 8648 | 12 | 13.2 | Residential | Behind the Meter | No | Net Metered Residential | Powur, PBC | None | PSE&G | Accepted | 2023-05-01 | 2023-05-24 | 2024-05-24 | Inverters | Solaredge | SE11400H-US | 11400 |  | 1 |  |  | 0.99 |  | Outside
NJADRE1553296541 | Administratively Determined Incentive Program | Mount Laurel | 8054 | 13 | 976.5 | Commercial | Behind the Meter | No | Small Net-Metered Non-Residential located on Rooftop, Carport, Canopy and Floating Solar | Mobius Solar I,LLC | None | PSE&G | Accepted | 2023-05-04 | 2023-06-06 | 2024-06-06 | Solar Panels | Yingli | YL375D-36B |  | 0.375 | 2604 | 110/117 | 5 |  | Fixed | Parking Lot
NJADRE1553296541 | Administratively Determined Incentive Program | Mount Laurel | 8054 | 13 | 976.5 | Commercial | Behind the Meter | No | Small Net-Metered Non-Residential located on Rooftop, Carport, Canopy and Floating Solar | Mobius Solar I,LLC | None | PSE&G | Accepted | 2023-05-04 | 2023-06-06 | 2024-06-06 | Inverters | SMA | Sunny Tri Power Core 1 33 and 50 | 50 |  | 1 |  |  | 0.98 |  | Outdoor
NJADRE1553296541 | Administratively Determined Incentive Program | Mount Laurel | 8054 | 13 | 976.5 | Commercial | Behind the Meter | No | Small Net-Metered Non-Residential located on Rooftop, Carport, Canopy and Floating Solar | Mobius Solar I,LLC | None | PSE&G | Accepted | 2023-05-04 | 2023-06-06 | 2024-06-06 | Meters | Elkor | Watts on Mark II |  |  | 1 |  |  |  | Yes | Outdoor
NJADRE1553296942 | Administratively Determined Incentive Program | LINCROFT | 7738 | 17 | 14 | Residential | Behind the Meter | No | Net Metered Residential | Freedom Forever New Jersey LLC | None | JCP&L | Accepted | 2023-05-01 | 2023-05-25 | 2024-05-25 | Solar Panels | Freedom Forever | FF-MP-BBB-400 |  | 0.4 | 8 | 92 | 30 |  | Fixed | Roof
NJADRE1553296942 | Administratively Determined Incentive Program | LINCROFT | 7738 | 17 | 14 | Residential | Behind the Meter | No | Net Metered Residential | Freedom Forever New Jersey LLC | None | JCP&L | Accepted | 2023-05-01 | 2023-05-25 | 2024-05-25 | Solar Panels | Freedom Forever | FF-MP-BBB-400 |  | 0.4 | 5 | 182 | 30 |  | Fixed | Roof
NJADRE1553296942 | Administratively Determined Incentive Program | LINCROFT | 7738 | 17 | 14 | Residential | Behind the Meter | No | Net Metered Residential | Freedom Forever New Jersey LLC | None | JCP&L | Accepted | 2023-05-01 | 2023-05-25 | 2024-05-25 | Solar Panels | Freedom Forever | FF-MP-BBB-400 |  | 0.4 | 22 | 182 | 30 |  | Fixed | Roof
NJADRE1553296942 | Administratively Determined Incentive Program | LINCROFT | 7738 | 17 | 14 | Residential | Behind the Meter | No | Net Metered Residential | Freedom Forever New Jersey LLC | None | JCP&L | Accepted | 2023-05-01 | 2023-05-25 | 2024-05-25 | Inverters | Solar Edge | SE10000H-USRGM | 10000 |  | 1 |  |  | 0.99 |  | Outdoor
NJADRE1553297314 | Administratively Determined Incentive Program | SICKLERVILLE | 8081 | 14 | 5.6 | Residential | Behind the Meter | Yes | Net Metered Residential | Freedom Forever New Jersey LLC | None | AC Electric | Accepted | 2023-05-01 | 2023-05-24 | 2024-05-24 | Inverters | Solar Edge | SE3800H-USRGM | 3800 |  | 1 |  |  | 0.99 |  | Outdoor
NJADRE1553297314 | Administratively Determined Incentive Program | SICKLERVILLE | 8081 | 14 | 5.6 | Residential | Behind the Meter | Yes | Net Metered Residential | Freedom Forever New Jersey LLC | None | AC Electric | Accepted | 2023-05-01 | 2023-05-24 | 2024-05-24 | Solar Panels | Freedom Forever | FF-MP-BBB-400 |  | 0.4 | 14 | 155 | 23 |  | Fixed | Roof
NJADRE1553297334 | Administratively Determined Incentive Program | Delran | 8075 | 13 | 14.06 | Residential | Behind the Meter | No | Net Metered Residential | Vision Solar LLC | None | PSE&G | Accepted | 2023-05-01 | 2023-05-24 | 2024-05-24 | Inverters | SolarEdge | SE11400H-USRGM | 11400 |  | 1 |  |  | 0.97 |  | Outdoor | SIDE OF HOUSE
NJADRE1553297334 | Administratively Determined Incentive Program | Delran | 8075 | 13 | 14.06 | Residential | Behind the Meter | No | Net Metered Residential | Vision Solar LLC | None | PSE&G | Accepted | 2023-05-01 | 2023-05-24 | 2024-05-24 | Solar Panels | ZNSHINE SOLAR | ZXM6-NH120-370/M |  | 0.37 | 18 | 239 | 25 |  | Fixed | Roof
NJADRE1553297334 | Administratively Determined Incentive Program | Delran | 8075 | 13 | 14.06 | Residential | Behind the Meter | No | Net Metered Residential | Vision Solar LLC | None | PSE&G | Accepted | 2023-05-01 | 2023-05-24 | 2024-05-24 | Solar Panels | ZNSHINE SOLAR | ZXM6-NH120-370/M |  | 0.37 | 20 | 238 | 24 |  | Fixed | Roof
NJADRE1553297379 | Administratively Determined Incentive Program | Elizabeth City | 7206 | 10 | 3.2 | Residential | Behind the Meter | Yes | Net Metered Residential | Freedom Forever New Jersey LLC | None | PSE&G | Accepted | 2023-05-01 | 2023-05-24 | 2024-05-24 | Inverters | Enphase | IQ8PLUS-72-2-US | 290 |  | 8 |  |  | 0.99 |  | Outdoor
NJADRE1553297379 | Administratively Determined Incentive Program | Elizabeth City | 7206 | 10 | 3.2 | Residential | Behind the Meter | Yes | Net Metered Residential | Freedom Forever New Jersey LLC | None | PSE&G | Accepted | 2023-05-01 | 2023-05-24 | 2024-05-24 | Solar Panels | Freedom Forever | FF-MP-BBB-400 |  | 0.4 | 8 | 143 | 27 |  | Fixed | Roof
NJADRE1553312803 | Administratively Determined Incentive Program | Hazlet | 7730 | 17 | 6.24 | Residential | Behind the Meter | Yes | Net Metered Residential | Sunrun Installation Services, Inc. | None | JCP&L | Accepted | 2023-05-02 | 2023-05-24 | 2024-05-24 | Inverters | SolarEdge Technologies | SE6000H-USSN | 6000 |  | 1 |  |  | 0.96 |  | Outdoor | Next To Meter
NJADRE1553312803 | Administratively Determined Incentive Program | Hazlet | 7730 | 17 | 6.24 | Residential | Behind the Meter | Yes | Net Metered Residential | Sunrun Installation Services, Inc. | None | JCP&L | Accepted | 2023-05-02 | 2023-05-24 | 2024-05-24 | Solar Panels | Trina Solar | TSM-390DE09C.07 |  | 0.39 | 6 | 357 | 19 |  | Fixed | Roof
NJADRE1553312803 | Administratively Determined Incentive Program | Hazlet | 7730 | 17 | 6.24 | Residential | Behind the Meter | Yes | Net Metered Residential | Sunrun Installation Services, Inc. | None | JCP&L | Accepted | 2023-05-02 | 2023-05-24 | 2024-05-24 | Solar Panels | Trina Solar | TSM-390DE09C.07 |  | 0.39 | 10 | 176 | 19 |  | Fixed | Roof
NJADRE1553328537 | Administratively Determined Incentive Program | Princeton | 8542 | 12 | 3.6 | Residential | Behind the Meter | Yes | Net Metered Residential | Vision Solar LLC | None | PSE&G | Accepted | 2023-05-02 | 2023-05-25 | 2024-05-25 | Inverters | SolarEdge | SE3800H-USRGM | 3800 |  | 1 |  |  | 0.97 |  | Outdoor | SIDE OF HOUSE
NJADRE1553328537 | Administratively Determined Incentive Program | Princeton | 8542 | 12 | 3.6 | Residential | Behind the Meter | Yes | Net Metered Residential | Vision Solar LLC | None | PSE&G | Accepted | 2023-05-02 | 2023-05-25 | 2024-05-25 | Solar Panels | ZNShine Solar | ZXM6-NH120-360/M |  | 0.36 | 3 | 72 | 33 |  | Fixed | Roof
NJADRE1553328537 | Administratively Determined Incentive Program | Princeton | 8542 | 12 | 3.6 | Residential | Behind the Meter | Yes | Net Metered Residential | Vision Solar LLC | None | PSE&G | Accepted | 2023-05-02 | 2023-05-25 | 2024-05-25 | Solar Panels | ZNShine Solar | ZXM6-NH120-360/M |  | 0.36 | 7 | 252 | 33 |  | Fixed | Roof
NJADRE1553329156 | Administratively Determined Incentive Program | North Haledon | 7508 | 6 | 19.3 | Residential | Behind the Meter | No | Net Metered Residential | Tesla Energy Operations Inc | None | PSE&G | Accepted | 2023-05-02 | 2023-05-25 | 2024-05-25 | Inverters | Tesla | Powerwall+ [240V] #1850000-00-C | 7600 |  | 1 |  |  | 0.986 |  | Indoor
NJADRE1553329156 | Administratively Determined Incentive Program | North Haledon | 7508 | 6 | 19.3 | Residential | Behind the Meter | No | Net Metered Residential | Tesla Energy Operations Inc | None | PSE&G | Accepted | 2023-05-02 | 2023-05-25 | 2024-05-25 | Meters | Tesla | Powerwall+ [240V] #1850000-00-C |  |  | 1 |  |  |  | Yes | Indoor
NJADRE1553329156 | Administratively Determined Incentive Program | North Haledon | 7508 | 6 | 19.3 | Residential | Behind the Meter | No | Net Metered Residential | Tesla Energy Operations Inc | None | PSE&G | Accepted | 2023-05-02 | 2023-05-25 | 2024-05-25 | Inverters | Tesla | 7.6 kW Tesla Inc 1538000-00-F (240V) | 7600 |  | 1 |  |  | 0.986 |  | Indoor
NJADRE1553329156 | Administratively Determined Incentive Program | North Haledon | 7508 | 6 | 19.3 | Residential | Behind the Meter | No | Net Metered Residential | Tesla Energy Operations Inc | None | PSE&G | Accepted | 2023-05-02 | 2023-05-25 | 2024-05-25 | Meters | Tesla | 7.6 kW Tesla Inc 1538000-00-F (240V) |  |  | 1 |  |  |  | Yes | Indoor
NJADRE1553329156 | Administratively Determined Incentive Program | North Haledon | 7508 | 6 | 19.3 | Residential | Behind the Meter | No | Net Metered Residential | Tesla Energy Operations Inc | None | PSE&G | Accepted | 2023-05-02 | 2023-05-25 | 2024-05-25 | Solar Panels | Tesla | SR72T2 |  | 0.072 | 36 | 251 | 37 |  | Fixed | Roof
NJADRE1553329156 | Administratively Determined Incentive Program | North Haledon | 7508 | 6 | 19.3 | Residential | Behind the Meter | No | Net Metered Residential | Tesla Energy Operations Inc | None | PSE&G | Accepted | 2023-05-02 | 2023-05-25 | 2024-05-25 | Solar Panels | Tesla | SR72T2 |  | 0.072 | 86 | 341 | 37 |  | Fixed | Roof
NJADRE1553329156 | Administratively Determined Incentive Program | North Haledon | 7508 | 6 | 19.3 | Residential | Behind the Meter | No | Net Metered Residential | Tesla Energy Operations Inc | None | PSE&G | Accepted | 2023-05-02 | 2023-05-25 | 2024-05-25 | Solar Panels | Tesla | SR72T2 |  | 0.072 | 66 | 71 | 37 |  | Fixed | Roof
NJADRE1553329156 | Administratively Determined Incentive Program | North Haledon | 7508 | 6 | 19.3 | Residential | Behind the Meter | No | Net Metered Residential | Tesla Energy Operations Inc | None | PSE&G | Accepted | 2023-05-02 | 2023-05-25 | 2024-05-25 | Solar Panels | Tesla | SR72T2 |  | 0.072 | 40 | 161 | 37 |  | Fixed | Roof
NJADRE1553329156 | Administratively Determined Incentive Program | North Haledon | 7508 | 6 | 19.3 | Residential | Behind the Meter | No | Net Metered Residential | Tesla Energy Operations Inc | None | PSE&G | Accepted | 2023-05-02 | 2023-05-25 | 2024-05-25 | Solar Panels | Tesla | SR72T2 |  | 0.072 | 6 | 71 | 37 |  | Fixed | Roof
NJADRE1553329156 | Administratively Determined Incentive Program | North Haledon | 7508 | 6 | 19.3 | Residential | Behind the Meter | No | Net Metered Residential | Tesla Energy Operations Inc | None | PSE&G | Accepted | 2023-05-02 | 2023-05-25 | 2024-05-25 | Solar Panels | Tesla | SR72T2 |  | 0.072 | 6 | 251 | 37 |  | Fixed | Roof
NJADRE1553329156 | Administratively Determined Incentive Program | North Haledon | 7508 | 6 | 19.3 | Residential | Behind the Meter | No | Net Metered Residential | Tesla Energy Operations Inc | None | PSE&G | Accepted | 2023-05-02 | 2023-05-25 | 2024-05-25 | Solar Panels | Tesla | SR72T2 |  | 0.072 | 28 | 161 | 37 |  | Fixed | Roof
NJADRE1553329156 | Administratively Determined Incentive Program | North Haledon | 7508 | 6 | 19.3 | Residential | Behind the Meter | No | Net Metered Residential | Tesla Energy Operations Inc | None | PSE&G | Accepted | 2023-05-02 | 2023-05-25 | 2024-05-25 | Electric Storage Battery | Tesla | Powerwall+ [240V] # 1850000-00-D 7.6 kW / 13.5 kWh |  |  | 1 |  |  |  | Lithium Ion |  | Inside
NJADRE1553329705 | Administratively Determined Incentive Program | Passaic | 7055 | 6 | 3.24 | Residential | Behind the Meter | Yes | Net Metered Residential | Trinity Solar | None | PSE&G | Accepted | 2023-05-02 | 2023-05-25 | 2024-05-25 | Inverters | Solar Edge | SE3000H-US | 3000 |  | 1 |  |  | 0.97 |  | Outside
NJADRE1553329705 | Administratively Determined Incentive Program | Passaic | 7055 | 6 | 3.24 | Residential | Behind the Meter | Yes | Net Metered Residential | Trinity Solar | None | PSE&G | Accepted | 2023-05-02 | 2023-05-25 | 2024-05-25 | Solar Panels | Hanwha 405 | HANWHA 405 (Q.PEAK DUO BLK ML-G10+ 405) |  | 0.405 | 8 | 173 | 23 |  | Fixed | Roof
NJADRE1553329853 | Administratively Determined Incentive Program | Galloway | 8205 | 19 | 14.8 | Residential | Behind the Meter | Yes | Net Metered Residential | Pro Custom Solar dba Momentum Solar | None | AC Electric | Accepted | 2023-05-02 | 2023-05-24 | 2024-05-24 | Inverters | ENPHASE | IQ8PLUS-72-2-US | 290 |  | 37 |  |  | 0.97 |  | Outdoor
NJADRE1553329853 | Administratively Determined Incentive Program | Galloway | 8205 | 19 | 14.8 | Residential | Behind the Meter | Yes | Net Metered Residential | Pro Custom Solar dba Momentum Solar | None | AC Electric | Accepted | 2023-05-02 | 2023-05-24 | 2024-05-24 | Solar Panels | HANWHA | q.peak duo blk-g10+400 |  | 0.4 | 13 | 200 | 12 |  | Fixed | Roof
NJADRE1553329853 | Administratively Determined Incentive Program | Galloway | 8205 | 19 | 14.8 | Residential | Behind the Meter | Yes | Net Metered Residential | Pro Custom Solar dba Momentum Solar | None | AC Electric | Accepted | 2023-05-02 | 2023-05-24 | 2024-05-24 | Solar Panels | HANWHA | q.peak duo blk-g10+400 |  | 0.4 | 24 | 20 | 19 |  | Fixed | Roof
NJADRE1553330989 | Administratively Determined Incentive Program | Hillsborough TWP | 8844 | 5 | 14.8 | Residential | Behind the Meter | No | Net Metered Residential | Tesla Energy Operations Inc | None | PSE&G | Accepted | 2023-05-02 | 2023-05-25 | 2024-05-25 | Electric Storage Battery | Tesla | AC Powerwall 2.0 |  |  | 2 |  |  |  | Lithium Ion |  | Inside
NJADRE1553330989 | Administratively Determined Incentive Program | Hillsborough TWP | 8844 | 5 | 14.8 | Residential | Behind the Meter | No | Net Metered Residential | Tesla Energy Operations Inc | None | PSE&G | Accepted | 2023-05-02 | 2023-05-25 | 2024-05-25 | Inverters | Tesla | 1850000-00-C | 7680 |  | 2 |  |  | 0.98 |  | Indoor
NJADRE1553330989 | Administratively Determined Incentive Program | Hillsborough TWP | 8844 | 5 | 14.8 | Residential | Behind the Meter | No | Net Metered Residential | Tesla Energy Operations Inc | None | PSE&G | Accepted | 2023-05-02 | 2023-05-25 | 2024-05-25 | Solar Panels | Tesla | T400H |  | 0.4 | 4 | 226 | 36 |  | Fixed | Roof
NJADRE1553330989 | Administratively Determined Incentive Program | Hillsborough TWP | 8844 | 5 | 14.8 | Residential | Behind the Meter | No | Net Metered Residential | Tesla Energy Operations Inc | None | PSE&G | Accepted | 2023-05-02 | 2023-05-25 | 2024-05-25 | Solar Panels | Tesla | T400H |  | 0.4 | 10 | 226 | 36 |  | Fixed | Roof
NJADRE1553330989 | Administratively Determined Incentive Program | Hillsborough TWP | 8844 | 5 | 14.8 | Residential | Behind the Meter | No | Net Metered Residential | Tesla Energy Operations Inc | None | PSE&G | Accepted | 2023-05-02 | 2023-05-25 | 2024-05-25 | Solar Panels | Tesla | T400H |  | 0.4 | 4 | 136 | 45 |  | Fixed | Roof
NJADRE1553330989 | Administratively Determined Incentive Program | Hillsborough TWP | 8844 | 5 | 14.8 | Residential | Behind the Meter | No | Net Metered Residential | Tesla Energy Operations Inc | None | PSE&G | Accepted | 2023-05-02 | 2023-05-25 | 2024-05-25 | Solar Panels | Tesla | T400H |  | 0.4 | 3 | 46 | 36 |  | Fixed | Roof
NJADRE1553330989 | Administratively Determined Incentive Program | Hillsborough TWP | 8844 | 5 | 14.8 | Residential | Behind the Meter | No | Net Metered Residential | Tesla Energy Operations Inc | None | PSE&G | Accepted | 2023-05-02 | 2023-05-25 | 2024-05-25 | Solar Panels | Tesla | T400H |  | 0.4 | 7 | 46 | 36 |  | Fixed | Roof
NJADRE1553330989 | Administratively Determined Incentive Program | Hillsborough TWP | 8844 | 5 | 14.8 | Residential | Behind the Meter | No | Net Metered Residential | Tesla Energy Operations Inc | None | PSE&G | Accepted | 2023-05-02 | 2023-05-25 | 2024-05-25 | Solar Panels | Tesla | T400H |  | 0.4 | 9 | 46 | 17 |  | Fixed | Roof
NJADRE1553331143 | Administratively Determined Incentive Program | Edison Twp | 8820 | 11 | 8.4 | Residential | Behind the Meter | No | Net Metered Residential | Tesla Energy Operations Inc | None | PSE&G | Accepted | 2023-05-02 | 2023-05-25 | 2024-05-25 | Inverters | Tesla | 7.6 kW Tesla Inc 1538000-00-F (240V) | 7600 |  | 1 |  |  | 0.986 |  | Outdoor
NJADRE1553331143 | Administratively Determined Incentive Program | Edison Twp | 8820 | 11 | 8.4 | Residential | Behind the Meter | No | Net Metered Residential | Tesla Energy Operations Inc | None | PSE&G | Accepted | 2023-05-02 | 2023-05-25 | 2024-05-25 | Meters | Tesla | 7.6 kW Tesla Inc 1538000-00-F (240V) |  |  | 1 |  |  |  | Yes | Outdoor
NJADRE1553331143 | Administratively Determined Incentive Program | Edison Twp | 8820 | 11 | 8.4 | Residential | Behind the Meter | No | Net Metered Residential | Tesla Energy Operations Inc | None | PSE&G | Accepted | 2023-05-02 | 2023-05-25 | 2024-05-25 | Solar Panels | Hanwha | Q.PEAK DUO BLK ML-G10+/TS 400 |  | 0.4 | 9 | 268 | 26 |  | Fixed | Roof
NJADRE1553331143 | Administratively Determined Incentive Program | Edison Twp | 8820 | 11 | 8.4 | Residential | Behind the Meter | No | Net Metered Residential | Tesla Energy Operations Inc | None | PSE&G | Accepted | 2023-05-02 | 2023-05-25 | 2024-05-25 | Solar Panels | Hanwha | Q.PEAK DUO BLK ML-G10+/TS 400 |  | 0.4 | 8 | 88 | 26 |  | Fixed | Roof
NJADRE1553331143 | Administratively Determined Incentive Program | Edison Twp | 8820 | 11 | 8.4 | Residential | Behind the Meter | No | Net Metered Residential | Tesla Energy Operations Inc | None | PSE&G | Accepted | 2023-05-02 | 2023-05-25 | 2024-05-25 | Solar Panels | Hanwha | Q.PEAK DUO BLK ML-G10+/TS 400 |  | 0.4 | 4 | 268 | 26 |  | Fixed | Roof
NJADRE1553331655 | Administratively Determined Incentive Program | Millville | 8332 | 20 | 10.95 | Residential | Behind the Meter | Yes | Net Metered Residential | Pro Custom Solar dba Momentum Solar | None | AC Electric | Accepted | 2023-05-02 | 2023-05-25 | 2024-05-25 | Inverters | ENPHASE | IQ8PLUS-72-2-US | 290 |  | 30 |  |  | 0.97 |  | Outdoor
NJADRE1553331655 | Administratively Determined Incentive Program | Millville | 8332 | 20 | 10.95 | Residential | Behind the Meter | Yes | Net Metered Residential | Pro Custom Solar dba Momentum Solar | None | AC Electric | Accepted | 2023-05-02 | 2023-05-25 | 2024-05-25 | Solar Panels | HANWHA | q.peak duo blk-g10+365 |  | 0.365 | 14 | 144 | 28 |  | Fixed | Roof
NJADRE1553331655 | Administratively Determined Incentive Program | Millville | 8332 | 20 | 10.95 | Residential | Behind the Meter | Yes | Net Metered Residential | Pro Custom Solar dba Momentum Solar | None | AC Electric | Accepted | 2023-05-02 | 2023-05-25 | 2024-05-25 | Solar Panels | HANWHA | q.peak duo blk-g10+365 |  | 0.365 | 16 | 324 | 24 |  | Fixed | Roof
NJADRE1553332262 | Administratively Determined Incentive Program | Parsippany-Troy Hills | 7054 | 3 | 10.8 | Residential | Behind the Meter | No | Net Metered Residential | Tesla Energy Operations Inc | None | JCP&L | Accepted | 2023-05-02 | 2023-05-25 | 2024-05-25 | Inverters | Tesla Inc | 1538000-45-A (240V) | 3840 |  | 1 |  |  | 0.98 |  | Outdoor
NJADRE1553332262 | Administratively Determined Incentive Program | Parsippany-Troy Hills | 7054 | 3 | 10.8 | Residential | Behind the Meter | No | Net Metered Residential | Tesla Energy Operations Inc | None | JCP&L | Accepted | 2023-05-02 | 2023-05-25 | 2024-05-25 | Inverters | Tesla Inc | 1538000-45-A (240V) | 9840 |  | 1 |  |  | 0.98 |  | Outdoor
NJADRE1553332262 | Administratively Determined Incentive Program | Parsippany-Troy Hills | 7054 | 3 | 10.8 | Residential | Behind the Meter | No | Net Metered Residential | Tesla Energy Operations Inc | None | JCP&L | Accepted | 2023-05-02 | 2023-05-25 | 2024-05-25 | Solar Panels | Hanwha | Q.PEAK DUO BLK ML-G10+/TS 400 |  | 0.4 | 7 | 207 | 18 |  | Fixed | Roof
NJADRE1553332262 | Administratively Determined Incentive Program | Parsippany-Troy Hills | 7054 | 3 | 10.8 | Residential | Behind the Meter | No | Net Metered Residential | Tesla Energy Operations Inc | None | JCP&L | Accepted | 2023-05-02 | 2023-05-25 | 2024-05-25 | Solar Panels | Hanwha | Q.PEAK DUO BLK ML-G10+/TS 400 |  | 0.4 | 8 | 27 | 18 |  | Fixed | Roof
NJADRE1553332262 | Administratively Determined Incentive Program | Parsippany-Troy Hills | 7054 | 3 | 10.8 | Residential | Behind the Meter | No | Net Metered Residential | Tesla Energy Operations Inc | None | JCP&L | Accepted | 2023-05-02 | 2023-05-25 | 2024-05-25 | Solar Panels | Hanwha | Q.PEAK DUO BLK ML-G10+/TS 400 |  | 0.4 | 12 | 207 | 18 |  | Fixed | Roof
NJADRE1553332385 | Administratively Determined Incentive Program | Edison Twp | 8817 | 11 | 5.85 | Residential | Behind the Meter | Yes | Net Metered Residential | Sunrun Installation Services, Inc. | None | PSE&G | Accepted | 2023-05-02 | 2023-05-25 | 2024-05-25 | Inverters | SolarEdge Technologies | SE7600H-USSN | 7600 |  | 1 |  |  | 0.99 |  | Outdoor | Next to the meter
NJADRE1553332385 | Administratively Determined Incentive Program | Edison Twp | 8817 | 11 | 5.85 | Residential | Behind the Meter | Yes | Net Metered Residential | Sunrun Installation Services, Inc. | None | PSE&G | Accepted | 2023-05-02 | 2023-05-25 | 2024-05-25 | Solar Panels | Trina Solar | TSM-390DE09C.07 |  | 0.39 | 6 | 231 | 35 |  | Fixed | Roof
NJADRE1553332385 | Administratively Determined Incentive Program | Edison Twp | 8817 | 11 | 5.85 | Residential | Behind the Meter | Yes | Net Metered Residential | Sunrun Installation Services, Inc. | None | PSE&G | Accepted | 2023-05-02 | 2023-05-25 | 2024-05-25 | Solar Panels | Trina Solar | TSM-390DE09C.07 |  | 0.39 | 9 | 321 | 25 |  | Fixed | Roof
NJADRE1553332874 | Administratively Determined Incentive Program | Marlton | 8053 | 13 | 32.64 | Commercial | Behind the Meter | No | Small Net-Metered Non-Residential located on Rooftop, Carport, Canopy and Floating Solar | Geoscape Solar | None | PSE&G | Accepted | 2023-05-02 | 2023-05-26 | 2024-05-26 | Solar Panels | Hanwha QCell | Q. Peak DUO XL-G10.3/BFG 480 |  | 0.48 | 68 | 193 | 5 |  | Fixed | Roof
NJADRE1553332874 | Administratively Determined Incentive Program | Marlton | 8053 | 13 | 32.64 | Commercial | Behind the Meter | No | Small Net-Metered Non-Residential located on Rooftop, Carport, Canopy and Floating Solar | Geoscape Solar | None | PSE&G | Accepted | 2023-05-02 | 2023-05-26 | 2024-05-26 | Inverters | Solaredge | SE50KUS | 25000 |  | 1 |  |  | 0.99 |  | Outside
NJADRE1553333085 | Administratively Determined Incentive Program | Ridgewood | 7450 | 7 | 12.15 | Residential | Behind the Meter | No | Net Metered Residential | Infinity Solar Systems | None | PSE&G | Accepted | 2023-05-02 | 2023-05-25 | 2024-05-25 | Inverters | Enphase | IQ8Plus-72-2-US | 290 |  | 30 |  |  | 0.97 |  | Outdoor
NJADRE1553333085 | Administratively Determined Incentive Program | Ridgewood | 7450 | 7 | 12.15 | Residential | Behind the Meter | No | Net Metered Residential | Infinity Solar Systems | None | PSE&G | Accepted | 2023-05-02 | 2023-05-25 | 2024-05-25 | Solar Panels | REC Solar | REC405AA Black |  | 0.405 | 8 | 282 | 18 |  | Fixed | Roof
NJADRE1553333085 | Administratively Determined Incentive Program | Ridgewood | 7450 | 7 | 12.15 | Residential | Behind the Meter | No | Net Metered Residential | Infinity Solar Systems | None | PSE&G | Accepted | 2023-05-02 | 2023-05-25 | 2024-05-25 | Solar Panels | REC Solar | REC405AA Black |  | 0.405 | 2 | 192 | 12 |  | Fixed | Roof
NJADRE1553333085 | Administratively Determined Incentive Program | Ridgewood | 7450 | 7 | 12.15 | Residential | Behind the Meter | No | Net Metered Residential | Infinity Solar Systems | None | PSE&G | Accepted | 2023-05-02 | 2023-05-25 | 2024-05-25 | Solar Panels | REC Solar | REC405AA Black |  | 0.405 | 8 | 192 | 27 |  | Fixed | Roof
NJADRE1553333085 | Administratively Determined Incentive Program | Ridgewood | 7450 | 7 | 12.15 | Residential | Behind the Meter | No | Net Metered Residential | Infinity Solar Systems | None | PSE&G | Accepted | 2023-05-02 | 2023-05-25 | 2024-05-25 | Solar Panels | REC Solar | REC405AA Black |  | 0.405 | 3 | 192 | 34 |  | Fixed | Roof
NJADRE1553333085 | Administratively Determined Incentive Program | Ridgewood | 7450 | 7 | 12.15 | Residential | Behind the Meter | No | Net Metered Residential | Infinity Solar Systems | None | PSE&G | Accepted | 2023-05-02 | 2023-05-25 | 2024-05-25 | Solar Panels | REC Solar | REC405AA Black |  | 0.405 | 5 | 102 | 12 |  | Fixed | Roof
NJADRE1553333085 | Administratively Determined Incentive Program | Ridgewood | 7450 | 7 | 12.15 | Residential | Behind the Meter | No | Net Metered Residential | Infinity Solar Systems | None | PSE&G | Accepted | 2023-05-02 | 2023-05-25 | 2024-05-25 | Solar Panels | REC Solar | REC405AA Black |  | 0.405 | 4 | 102 | 18 |  | Fixed | Roof
NJADRE1553333688 | Administratively Determined Incentive Program | Bloomfield Twp | 7003 | 9 | 5.46 | Residential | Behind the Meter | Yes | Net Metered Residential | Sunrun Installation Services, Inc. | None | PSE&G | Accepted | 2023-05-02 | 2023-05-25 | 2024-05-25 | Inverters | SolarEdge Technologies | SE3800H-USSN | 3800 |  | 1 |  |  | 0.99 |  | Outdoor | Next to the meter
NJADRE1553333688 | Administratively Determined Incentive Program | Bloomfield Twp | 7003 | 9 | 5.46 | Residential | Behind the Meter | Yes | Net Metered Residential | Sunrun Installation Services, Inc. | None | PSE&G | Accepted | 2023-05-02 | 2023-05-25 | 2024-05-25 | Solar Panels | Trina Solar | TSM-390DE09C.07 |  | 0.39 | 7 | 293 | 35 |  | Fixed | Roof
NJADRE1553333688 | Administratively Determined Incentive Program | Bloomfield Twp | 7003 | 9 | 5.46 | Residential | Behind the Meter | Yes | Net Metered Residential | Sunrun Installation Services, Inc. | None | PSE&G | Accepted | 2023-05-02 | 2023-05-25 | 2024-05-25 | Solar Panels | Trina Solar | TSM-390DE09C.07 |  | 0.39 | 7 | 113 | 32 |  | Fixed | Roof
NJADRE1553334206 | Administratively Determined Incentive Program | Villas | 8251 | 21 | 4.31 | Residential | Behind the Meter | Yes | Net Metered Residential | Sunrun Installation Services, Inc. | None | AC Electric | Accepted | 2023-05-02 | 2023-06-01 | 2024-06-01 | Inverters | DELTA ELECTRONICS | E4-TL-US | 4000 |  | 1 |  |  | 0.98 |  | Outdoor | Next to the meter
NJADRE1553334206 | Administratively Determined Incentive Program | Villas | 8251 | 21 | 4.31 | Residential | Behind the Meter | Yes | Net Metered Residential | Sunrun Installation Services, Inc. | None | AC Electric | Accepted | 2023-05-02 | 2023-06-01 | 2024-06-01 | Solar Panels | Trina Solar | TSM-390DE09C.07 |  | 0.39 | 10 | 300 | 27 |  | Fixed | Roof
NJADRE1553334206 | Administratively Determined Incentive Program | Villas | 8251 | 21 | 4.31 | Residential | Behind the Meter | Yes | Net Metered Residential | Sunrun Installation Services, Inc. | None | AC Electric | Accepted | 2023-05-02 | 2023-06-01 | 2024-06-01 | Solar Panels | Hanwha Q Cells | Q.PEAK DUO BLK ML-G10+ 405 |  | 0.405 | 1 | 220 | 23 |  | Fixed | Roof
NJADRE1553334541 | Administratively Determined Incentive Program | Bloomfield | 7003 | 9 | 5.48 | Residential | Behind the Meter | Yes | Net Metered Residential | Pro Custom Solar dba Momentum Solar | None | PSE&G | Accepted | 2023-05-02 | 2023-05-25 | 2024-05-25 | Inverters | enphase | IQ8PLUS-72-2-US | 290 |  | 15 |  |  | 0.97 |  | Outside
NJADRE1553334541 | Administratively Determined Incentive Program | Bloomfield | 7003 | 9 | 5.48 | Residential | Behind the Meter | Yes | Net Metered Residential | Pro Custom Solar dba Momentum Solar | None | PSE&G | Accepted | 2023-05-02 | 2023-05-25 | 2024-05-25 | Solar Panels | hanwha | q.peak duo blk-g10+365 |  | 0.365 | 5 | 315 | 29 |  | Fixed | Roof
NJADRE1553334541 | Administratively Determined Incentive Program | Bloomfield | 7003 | 9 | 5.48 | Residential | Behind the Meter | Yes | Net Metered Residential | Pro Custom Solar dba Momentum Solar | None | PSE&G | Accepted | 2023-05-02 | 2023-05-25 | 2024-05-25 | Solar Panels | hanwha | q.peak duo blk-g10+365 |  | 0.365 | 4 | 135 | 29 |  | Fixed | Roof
NJADRE1553334541 | Administratively Determined Incentive Program | Bloomfield | 7003 | 9 | 5.48 | Residential | Behind the Meter | Yes | Net Metered Residential | Pro Custom Solar dba Momentum Solar | None | PSE&G | Accepted | 2023-05-02 | 2023-05-25 | 2024-05-25 | Solar Panels | hanwha | q.peak duo blk-g10+365 |  | 0.365 | 6 | 315 | 6 |  | Fixed | Roof
NJADRE1553334629 | Administratively Determined Incentive Program | PISCATAWAY | 8854 | 11 | 4.15 | Residential | Behind the Meter | No | Net Metered Residential | Posigen NJ LLC | None | PSE&G | Accepted | 2023-05-02 | 2023-05-25 | 2024-05-25 | Inverters | SOLAREDGE | SE3800H-US | 3800 |  | 1 |  |  | 0.99 |  | Outside | WITHIN TEN FEET OF METER
NJADRE1553334629 | Administratively Determined Incentive Program | PISCATAWAY | 8854 | 11 | 4.15 | Residential | Behind the Meter | No | Net Metered Residential | Posigen NJ LLC | None | PSE&G | Accepted | 2023-05-02 | 2023-05-25 | 2024-05-25 | Solar Panels | CANADIAN SOLAR | CS3N-415MS |  | 0.415 | 10 | 154 | 22 |  | Fixed | Roof
NJADRE1553335180 | Administratively Determined Incentive Program | Branchburg | 8876 | 5 | 16.43 | Residential | Behind the Meter | Yes | Net Metered Residential | Pro Custom Solar dba Momentum Solar | None | JCP&L | Accepted | 2023-05-02 | 2023-05-25 | 2024-05-25 | Solar Panels | HANWHA | Â Q. PEAK DUO BLK-G10+365 |  | 0.365 | 13 | 108 | 18 |  | Fixed | Roof
NJADRE1553335180 | Administratively Determined Incentive Program | Branchburg | 8876 | 5 | 16.43 | Residential | Behind the Meter | Yes | Net Metered Residential | Pro Custom Solar dba Momentum Solar | None | JCP&L | Accepted | 2023-05-02 | 2023-05-25 | 2024-05-25 | Solar Panels | HANWHA | Â Q. PEAK DUO BLK-G10+365 |  | 0.365 | 13 | 288 | 19 |  | Fixed | Roof
NJADRE1553335180 | Administratively Determined Incentive Program | Branchburg | 8876 | 5 | 16.43 | Residential | Behind the Meter | Yes | Net Metered Residential | Pro Custom Solar dba Momentum Solar | None | JCP&L | Accepted | 2023-05-02 | 2023-05-25 | 2024-05-25 | Inverters | ENPHASE | IQ8PLUS-72-2-US | 290 |  | 45 |  |  | 0.97 |  | Outdoor
NJADRE1553335180 | Administratively Determined Incentive Program | Branchburg | 8876 | 5 | 16.43 | Residential | Behind the Meter | Yes | Net Metered Residential | Pro Custom Solar dba Momentum Solar | None | JCP&L | Accepted | 2023-05-02 | 2023-05-25 | 2024-05-25 | Solar Panels | HANWHA | Â Q. PEAK DUO BLK-G10+365 |  | 0.365 | 19 | 108 | 34 |  | Fixed | Roof
NJADRE1553335758 | Administratively Determined Incentive Program | Ewing | 8618 | 12 | 9.2 | Residential | Behind the Meter | Yes | Net Metered Residential | Pro Custom Solar dba Momentum Solar | None | PSE&G | Accepted | 2023-05-02 | 2023-05-25 | 2024-05-25 | Inverters | enphase | IQ8PLUS-72-2-US | 290 |  | 23 |  |  | 0.97 |  | Outdoor
NJADRE1553335758 | Administratively Determined Incentive Program | Ewing | 8618 | 12 | 9.2 | Residential | Behind the Meter | Yes | Net Metered Residential | Pro Custom Solar dba Momentum Solar | None | PSE&G | Accepted | 2023-05-02 | 2023-05-25 | 2024-05-25 | Solar Panels | hanwha | q.peak duo blk ml-g10+400 |  | 0.4 | 23 | 175 | 25 |  | Fixed | Roof
NJADRE1553336169 | Administratively Determined Incentive Program | Brick | 8724 | 18 | 9.12 | Residential | Behind the Meter | No | Net Metered Residential | Freedom Forever New Jersey LLC | None | JCP&L | Accepted | 2023-05-02 | 2023-05-25 | 2024-05-25 | Inverters | Solar Edge | SE7600H-USRGM | 7600 |  | 1 |  |  | 0.99 |  | Outdoor
NJADRE1553336169 | Administratively Determined Incentive Program | Brick | 8724 | 18 | 9.12 | Residential | Behind the Meter | No | Net Metered Residential | Freedom Forever New Jersey LLC | None | JCP&L | Accepted | 2023-05-02 | 2023-05-25 | 2024-05-25 | Solar Panels | Silfab | SIL-380HC |  | 0.38 | 8 | 34 | 18 |  | Fixed | Roof
NJADRE1553336169 | Administratively Determined Incentive Program | Brick | 8724 | 18 | 9.12 | Residential | Behind the Meter | No | Net Metered Residential | Freedom Forever New Jersey LLC | None | JCP&L | Accepted | 2023-05-02 | 2023-05-25 | 2024-05-25 | Solar Panels | Silfab | SIL-380HC |  | 0.38 | 10 | 214 | 18 |  | Fixed | Roof
NJADRE1553336169 | Administratively Determined Incentive Program | Brick | 8724 | 18 | 9.12 | Residential | Behind the Meter | No | Net Metered Residential | Freedom Forever New Jersey LLC | None | JCP&L | Accepted | 2023-05-02 | 2023-05-25 | 2024-05-25 | Solar Panels | Silfab | SIL-380HC |  | 0.38 | 2 | 304 | 18 |  | Fixed | Roof
NJADRE1553336169 | Administratively Determined Incentive Program | Brick | 8724 | 18 | 9.12 | Residential | Behind the Meter | No | Net Metered Residential | Freedom Forever New Jersey LLC | None | JCP&L | Accepted | 2023-05-02 | 2023-05-25 | 2024-05-25 | Solar Panels | Silfab | SIL-380HC |  | 0.38 | 4 | 304 | 18 |  | Fixed | Roof
NJADRE1553336792 | Administratively Determined Incentive Program | Hammonton | 8037 | 19 | 23 | Residential | Behind the Meter | Yes | Net Metered Residential | All Season Solar | None | AC Electric | Accepted | 2023-05-02 | 2023-05-25 | 2024-05-25 | Inverters | Enphase | IQ8 Plus | 290 |  | 63 |  |  | 0.97 |  | Outdoor
NJADRE1553336792 | Administratively Determined Incentive Program | Hammonton | 8037 | 19 | 23 | Residential | Behind the Meter | Yes | Net Metered Residential | All Season Solar | None | AC Electric | Accepted | 2023-05-02 | 2023-05-25 | 2024-05-25 | Solar Panels | Certainteed | CT365HC11-06 |  | 0.365 | 32 | 313 | 30 |  | Fixed | Roof
NJADRE1553336792 | Administratively Determined Incentive Program | Hammonton | 8037 | 19 | 23 | Residential | Behind the Meter | Yes | Net Metered Residential | All Season Solar | None | AC Electric | Accepted | 2023-05-02 | 2023-05-25 | 2024-05-25 | Solar Panels | Certainteed | CT365HC11-06 |  | 0.365 | 31 | 313 | 10 |  | Fixed | Roof
NJADRE1553337551 | Administratively Determined Incentive Program | WILLINGBORO | 8046 | 13 | 10.95 | Residential | Behind the Meter | Yes | Net Metered Residential | Pro Custom Solar dba Momentum Solar | None | PSE&G | Accepted | 2023-05-02 | 2023-05-25 | 2024-05-25 | Inverters | enphase | IQ8PLUS-72-2-US | 290 |  | 30 |  |  | 0.97 |  | Outdoor
NJADRE1553337551 | Administratively Determined Incentive Program | WILLINGBORO | 8046 | 13 | 10.95 | Residential | Behind the Meter | Yes | Net Metered Residential | Pro Custom Solar dba Momentum Solar | None | PSE&G | Accepted | 2023-05-02 | 2023-05-25 | 2024-05-25 | Solar Panels | hanwha | q.peak duo blk-g10+365 |  | 0.365 | 20 | 209 | 41 |  | Fixed | Roof
NJADRE1553337551 | Administratively Determined Incentive Program | WILLINGBORO | 8046 | 13 | 10.95 | Residential | Behind the Meter | Yes | Net Metered Residential | Pro Custom Solar dba Momentum Solar | None | PSE&G | Accepted | 2023-05-02 | 2023-05-25 | 2024-05-25 | Solar Panels | hanwha | q.peak duo blk-g10+365 |  | 0.365 | 10 | 29 | 41 |  | Fixed | Roof
NJADRE1553340671 | Administratively Determined Incentive Program | JERSEY CITY | 7304 | 8 | 6.24 | Residential | Behind the Meter | Yes | Net Metered Residential | Sunrun Installation Services, Inc. | None | PSE&G | Accepted | 2023-05-02 | 2023-05-25 | 2024-05-25 | Inverters | SolarEdge Technologies | SE6000H-USSN | 6000 |  | 1 |  |  | 0.99 |  | Outdoor | Next To Meter
NJADRE1553340671 | Administratively Determined Incentive Program | JERSEY CITY | 7304 | 8 | 6.24 | Residential | Behind the Meter | Yes | Net Metered Residential | Sunrun Installation Services, Inc. | None | PSE&G | Accepted | 2023-05-02 | 2023-05-25 | 2024-05-25 | Solar Panels | Trina Solar | TSM-390DE09C.07 |  | 0.39 | 8 | 34 | 18 |  | Fixed | Roof
NJADRE1553340671 | Administratively Determined Incentive Program | JERSEY CITY | 7304 | 8 | 6.24 | Residential | Behind the Meter | Yes | Net Metered Residential | Sunrun Installation Services, Inc. | None | PSE&G | Accepted | 2023-05-02 | 2023-05-25 | 2024-05-25 | Solar Panels | Trina Solar | TSM-390DE09C.07 |  | 0.39 | 8 | 215 | 16 |  | Fixed | Roof
NJADRE1553340765 | Administratively Determined Incentive Program | Saddle Brook Twp | 7663 | 7 | 12.48 | Residential | Behind the Meter | Yes | Net Metered Residential | Sunrun Installation Services, Inc. | None | PSE&G | Accepted | 2023-05-02 | 2023-05-25 | 2024-05-25 | Inverters | SolarEdge Technologies | SE10000H-USSN | 10000 |  | 1 |  |  | 0.96 |  | Outdoor | Next To Meter
NJADRE1553340765 | Administratively Determined Incentive Program | Saddle Brook Twp | 7663 | 7 | 12.48 | Residential | Behind the Meter | Yes | Net Metered Residential | Sunrun Installation Services, Inc. | None | PSE&G | Accepted | 2023-05-02 | 2023-05-25 | 2024-05-25 | Solar Panels | Trina Solar | TSM-390DE09C.07 |  | 0.39 | 7 | 72 | 23 |  | Fixed | Roof
NJADRE1553340765 | Administratively Determined Incentive Program | Saddle Brook Twp | 7663 | 7 | 12.48 | Residential | Behind the Meter | Yes | Net Metered Residential | Sunrun Installation Services, Inc. | None | PSE&G | Accepted | 2023-05-02 | 2023-05-25 | 2024-05-25 | Solar Panels | Trina Solar | TSM-390DE09C.07 |  | 0.39 | 14 | 162 | 22 |  | Fixed | Roof
NJADRE1553340765 | Administratively Determined Incentive Program | Saddle Brook Twp | 7663 | 7 | 12.48 | Residential | Behind the Meter | Yes | Net Metered Residential | Sunrun Installation Services, Inc. | None | PSE&G | Accepted | 2023-05-02 | 2023-05-25 | 2024-05-25 | Solar Panels | Trina Solar | TSM-390DE09C.07 |  | 0.39 | 11 | 252 | 21 |  | Fixed | Roof
NJADRE1553341896 | Administratively Determined Incentive Program | EMERSON BORO | 7630 | 7 | 4.29 | Residential | Behind the Meter | Yes | Net Metered Residential | Sunrun Installation Services, Inc. | None | PSE&G | Accepted | 2023-05-02 | 2023-05-25 | 2024-05-25 | Inverters | SolarEdge Technologies | SE3800H-USMN | 3800 |  | 1 |  |  | 0.99 |  | Outdoor | Next To Meter
NJADRE1553341896 | Administratively Determined Incentive Program | EMERSON BORO | 7630 | 7 | 4.29 | Residential | Behind the Meter | Yes | Net Metered Residential | Sunrun Installation Services, Inc. | None | PSE&G | Accepted | 2023-05-02 | 2023-05-25 | 2024-05-25 | Solar Panels | Trina Solar | TSM-390DE09C.07 |  | 0.39 | 11 | 192 | 24 |  | Fixed | Roof
NJADRE1553357610 | Administratively Determined Incentive Program | Pennsauken Township | 8110 | 14 | 10.4 | Residential | Behind the Meter | Yes | Net Metered Residential | Suntuity Solar LLC | None | PSE&G | Accepted | 2023-05-03 | 2023-05-25 | 2024-05-25 | Inverters | ENPHASE | IQ8PLUS-72-2-US | 290 |  | 26 |  |  | 0.97 |  | Outdoor | Behind the PV modules
NJADRE1553357610 | Administratively Determined Incentive Program | Pennsauken Township | 8110 | 14 | 10.4 | Residential | Behind the Meter | Yes | Net Metered Residential | Suntuity Solar LLC | None | PSE&G | Accepted | 2023-05-03 | 2023-05-25 | 2024-05-25 | Solar Panels | HANWHA | Q.PEAK DUO BLK ML-G10+ 400 |  | 0.4 | 11 | 135 | 33 |  | Fixed | Roof
NJADRE1553357610 | Administratively Determined Incentive Program | Pennsauken Township | 8110 | 14 | 10.4 | Residential | Behind the Meter | Yes | Net Metered Residential | Suntuity Solar LLC | None | PSE&G | Accepted | 2023-05-03 | 2023-05-25 | 2024-05-25 | Solar Panels | HANWHA | Q.PEAK DUO BLK ML-G10+ 400 |  | 0.4 | 12 | 315 | 33 |  | Fixed | Roof
NJADRE1553357610 | Administratively Determined Incentive Program | Pennsauken Township | 8110 | 14 | 10.4 | Residential | Behind the Meter | Yes | Net Metered Residential | Suntuity Solar LLC | None | PSE&G | Accepted | 2023-05-03 | 2023-05-25 | 2024-05-25 | Solar Panels | HANWHA | Q.PEAK DUO BLK ML-G10+ 400 |  | 0.4 | 3 | 315 | 23 |  | Fixed | Roof
NJADRE1553362386 | Administratively Determined Incentive Program | Cape May Court House | 8210 | 21 | 37.44 | Commercial | Behind the Meter | No | Small Net-Metered Non-Residential located on Rooftop, Carport, Canopy and Floating Solar |  | None | AC Electric | Accepted | 2023-05-03 | 2023-05-26 | 2024-05-26 | Inverters | Solaredge | SE11400H-US | 11400 |  | 2 |  |  | 0.99 |  | Outside
NJADRE1553362386 | Administratively Determined Incentive Program | Cape May Court House | 8210 | 21 | 37.44 | Commercial | Behind the Meter | No | Small Net-Metered Non-Residential located on Rooftop, Carport, Canopy and Floating Solar |  | None | AC Electric | Accepted | 2023-05-03 | 2023-05-26 | 2024-05-26 | Inverters | Solaredge | SE6000H-US | 6000 |  | 1 |  |  | 0.99 |  | Outside
NJADRE1553362386 | Administratively Determined Incentive Program | Cape May Court House | 8210 | 21 | 37.44 | Commercial | Behind the Meter | No | Small Net-Metered Non-Residential located on Rooftop, Carport, Canopy and Floating Solar |  | None | AC Electric | Accepted | 2023-05-03 | 2023-05-26 | 2024-05-26 | Solar Panels | Hanwha Q Cell | Q PEAK DUO XL G-10.3 BFG 480W |  | 0.48 | 10 | 12 | 40 |  | Fixed | Roof
NJADRE1553362386 | Administratively Determined Incentive Program | Cape May Court House | 8210 | 21 | 37.44 | Commercial | Behind the Meter | No | Small Net-Metered Non-Residential located on Rooftop, Carport, Canopy and Floating Solar |  | None | AC Electric | Accepted | 2023-05-03 | 2023-05-26 | 2024-05-26 | Solar Panels | Hanwha Q Cell | Q Peak DUO XL-G10.3 BFG 480w |  | 0.48 | 6 | 290 | 33 |  | Fixed | Roof
NJADRE1553362386 | Administratively Determined Incentive Program | Cape May Court House | 8210 | 21 | 37.44 | Commercial | Behind the Meter | No | Small Net-Metered Non-Residential located on Rooftop, Carport, Canopy and Floating Solar |  | None | AC Electric | Accepted | 2023-05-03 | 2023-05-26 | 2024-05-26 | Solar Panels | Hanwha Q Cell | Q PEAK DUO XL-G10.3 BFG 480 |  | 0.48 | 62 | 191 | 27 |  | Fixed | Roof
NJADRE1553362412 | Administratively Determined Incentive Program | Fort Lee | 7024 | 7 | 62.64 | Residential | Behind the Meter | No | Net Metered Residential | Tesla Energy Operations Inc | None | PSE&G | Accepted | 2023-05-03 | 2023-06-01 | 2024-06-01 | Inverters | Tesla | Powerwall+ [240V] # 1850000-05-C 7.6 kW | 3480 |  | 1 |  |  | 0.98 |  | Outdoor
NJADRE1553362412 | Administratively Determined Incentive Program | Fort Lee | 7024 | 7 | 62.64 | Residential | Behind the Meter | No | Net Metered Residential | Tesla Energy Operations Inc | None | PSE&G | Accepted | 2023-05-03 | 2023-06-01 | 2024-06-01 | Solar Panels | TESLA | TESLA SR72T2 |  | 0.72 | 87 | 124 | 35 |  | Fixed | Roof
NJADRE1553362412 | Administratively Determined Incentive Program | Fort Lee | 7024 | 7 | 62.64 | Residential | Behind the Meter | No | Net Metered Residential | Tesla Energy Operations Inc | None | PSE&G | Accepted | 2023-05-03 | 2023-06-01 | 2024-06-01 | Electric Storage Battery | Tesla | AC Powerwall 2.0 |  |  | 2 |  |  |  | Lithium Ion |  | Outside
NJADRE1553363105 | Administratively Determined Incentive Program | ELIZABETH | 7202 | 10 | 12.05 | Residential | Behind the Meter | Yes | Net Metered Residential | Pro Custom Solar dba Momentum Solar | None | PSE&G | Accepted | 2023-05-03 | 2023-05-25 | 2024-05-25 | Inverters | enphase | IQ8PLUS-72-2-US | 290 |  | 33 |  |  | 0.97 |  | Outdoor
NJADRE1553363105 | Administratively Determined Incentive Program | ELIZABETH | 7202 | 10 | 12.05 | Residential | Behind the Meter | Yes | Net Metered Residential | Pro Custom Solar dba Momentum Solar | None | PSE&G | Accepted | 2023-05-03 | 2023-05-25 | 2024-05-25 | Solar Panels | hanwha | q.peak duo blk-g10+365 |  | 0.365 | 21 | 148 | 45 |  | Fixed | Roof
NJADRE1553363105 | Administratively Determined Incentive Program | ELIZABETH | 7202 | 10 | 12.05 | Residential | Behind the Meter | Yes | Net Metered Residential | Pro Custom Solar dba Momentum Solar | None | PSE&G | Accepted | 2023-05-03 | 2023-05-25 | 2024-05-25 | Solar Panels | hanwha | q.peak duo blk-g10+365 |  | 0.365 | 12 | 328 | 25 |  | Fixed | Roof
NJADRE1553363742 | Administratively Determined Incentive Program | North Brunswick Twp | 8816 | 11 | 42.3 | Commercial | Behind the Meter | No | Small Net-Metered Non-Residential located on Rooftop, Carport, Canopy and Floating Solar | Geoscape Solar | None | PSE&G | Accepted | 2023-05-03 | 2023-05-31 | 2024-05-31 | Solar Panels | Waaree | Bi-33-450 |  | 0.45 | 94 | 223 | 5 |  | Fixed | Roof
NJADRE1553363742 | Administratively Determined Incentive Program | North Brunswick Twp | 8816 | 11 | 42.3 | Commercial | Behind the Meter | No | Small Net-Metered Non-Residential located on Rooftop, Carport, Canopy and Floating Solar | Geoscape Solar | None | PSE&G | Accepted | 2023-05-03 | 2023-05-31 | 2024-05-31 | Inverters | Solaredge | SE17.3KUS | 17300 |  | 2 |  |  | 0.99 |  | Outside
NJADRE1553364195 | Administratively Determined Incentive Program | Wenonah | 8090 | 15 | 10.22 | Residential | Behind the Meter | Yes | Net Metered Residential | Pro Custom Solar dba Momentum Solar | None | PSE&G | Accepted | 2023-05-03 | 2023-05-25 | 2024-05-25 | Inverters | enphase | IQ8PLUS-72-2-US | 290 |  | 28 |  |  | 0.97 |  | Outdoor
NJADRE1553364195 | Administratively Determined Incentive Program | Wenonah | 8090 | 15 | 10.22 | Residential | Behind the Meter | Yes | Net Metered Residential | Pro Custom Solar dba Momentum Solar | None | PSE&G | Accepted | 2023-05-03 | 2023-05-25 | 2024-05-25 | Solar Panels | hanwha | q.peak duo blk-g10+365 |  | 0.365 | 14 | 107 | 22 |  | Fixed | Roof
NJADRE1553364195 | Administratively Determined Incentive Program | Wenonah | 8090 | 15 | 10.22 | Residential | Behind the Meter | Yes | Net Metered Residential | Pro Custom Solar dba Momentum Solar | None | PSE&G | Accepted | 2023-05-03 | 2023-05-25 | 2024-05-25 | Solar Panels | hanwha | q.peak duo blk-g10+365 |  | 0.365 | 8 | 287 | 22 |  | Fixed | Roof
NJADRE1553364195 | Administratively Determined Incentive Program | Wenonah | 8090 | 15 | 10.22 | Residential | Behind the Meter | Yes | Net Metered Residential | Pro Custom Solar dba Momentum Solar | None | PSE&G | Accepted | 2023-05-03 | 2023-05-25 | 2024-05-25 | Solar Panels | hanwha | q.peak duo blk-g10+365 |  | 0.365 | 6 | 107 | 19 |  | Fixed | Roof
NJADRE1553364542 | Administratively Determined Incentive Program | CLIFTON | 7011 | 6 | 4.75 | Residential | Behind the Meter | Yes | Net Metered Residential | Pro Custom Solar dba Momentum Solar | None | PSE&G | Accepted | 2023-05-03 | 2023-05-25 | 2024-05-25 | Solar Panels | HANWHA | q.peak duo blk-g10+365 |  | 0.365 | 10 | 347 | 5 |  | Fixed | Roof
NJADRE1553364542 | Administratively Determined Incentive Program | CLIFTON | 7011 | 6 | 4.75 | Residential | Behind the Meter | Yes | Net Metered Residential | Pro Custom Solar dba Momentum Solar | None | PSE&G | Accepted | 2023-05-03 | 2023-05-25 | 2024-05-25 | Solar Panels | HANWHA | q.peak duo blk-g10+365 |  | 0.365 | 3 | 167 | 28 |  | Fixed | Roof
NJADRE1553364542 | Administratively Determined Incentive Program | CLIFTON | 7011 | 6 | 4.75 | Residential | Behind the Meter | Yes | Net Metered Residential | Pro Custom Solar dba Momentum Solar | None | PSE&G | Accepted | 2023-05-03 | 2023-05-25 | 2024-05-25 | Inverters | ENPHASE | IQ8PLUS-72-2-US | 290 |  | 13 |  |  | 0.97 |  | Outdoor
NJADRE1553364924 | Administratively Determined Incentive Program | Eatontown | 7724 | 17 | 13.83 | Residential | Behind the Meter | Yes | Net Metered Residential | SunnyMac LLC | None | JCP&L | Accepted | 2023-05-03 | 2023-05-25 | 2024-05-25 | Solar Panels | JASOLAR | JAM54S31-395/MR |  | 0.395 | 6 | 125 | 35 |  | Fixed | Roof
NJADRE1553364924 | Administratively Determined Incentive Program | Eatontown | 7724 | 17 | 13.83 | Residential | Behind the Meter | Yes | Net Metered Residential | SunnyMac LLC | None | JCP&L | Accepted | 2023-05-03 | 2023-05-25 | 2024-05-25 | Solar Panels | JASOLAR | JAM54S31-395/MR |  | 0.395 | 4 | 215 | 35 |  | Fixed | Roof
NJADRE1553364924 | Administratively Determined Incentive Program | Eatontown | 7724 | 17 | 13.83 | Residential | Behind the Meter | Yes | Net Metered Residential | SunnyMac LLC | None | JCP&L | Accepted | 2023-05-03 | 2023-05-25 | 2024-05-25 | Solar Panels | JASOLAR | JAM54S31-395/MR |  | 0.395 | 4 | 215 | 15 |  | Fixed | Roof
NJADRE1553364924 | Administratively Determined Incentive Program | Eatontown | 7724 | 17 | 13.83 | Residential | Behind the Meter | Yes | Net Metered Residential | SunnyMac LLC | None | JCP&L | Accepted | 2023-05-03 | 2023-05-25 | 2024-05-25 | Solar Panels | JASOLAR | JAM54S31-395/MR |  | 0.395 | 5 | 305 | 35 |  | Fixed | Roof
NJADRE1553364924 | Administratively Determined Incentive Program | Eatontown | 7724 | 17 | 13.83 | Residential | Behind the Meter | Yes | Net Metered Residential | SunnyMac LLC | None | JCP&L | Accepted | 2023-05-03 | 2023-05-25 | 2024-05-25 | Solar Panels | JASOLAR | JAM54S31-395/MR |  | 0.395 | 6 | 35 | 35 |  | Fixed | Roof
NJADRE1553364924 | Administratively Determined Incentive Program | Eatontown | 7724 | 17 | 13.83 | Residential | Behind the Meter | Yes | Net Metered Residential | SunnyMac LLC | None | JCP&L | Accepted | 2023-05-03 | 2023-05-25 | 2024-05-25 | Solar Panels | JASOLAR | JAM54S31-395/MR |  | 0.395 | 6 | 35 | 34 |  | Fixed | Roof
NJADRE1553364924 | Administratively Determined Incentive Program | Eatontown | 7724 | 17 | 13.83 | Residential | Behind the Meter | Yes | Net Metered Residential | SunnyMac LLC | None | JCP&L | Accepted | 2023-05-03 | 2023-05-25 | 2024-05-25 | Solar Panels | JASOLAR | JAM54S31-395/MR |  | 0.395 | 4 | 215 | 6 |  | Fixed | Roof
NJADRE1553364924 | Administratively Determined Incentive Program | Eatontown | 7724 | 17 | 13.83 | Residential | Behind the Meter | Yes | Net Metered Residential | SunnyMac LLC | None | JCP&L | Accepted | 2023-05-03 | 2023-05-25 | 2024-05-25 | Inverters | Solaredge | SE10000H-US | 10000 |  | 1 |  |  | 0.99 |  | Outdoor | NEXT TO METER
NJADRE1553365497 | Administratively Determined Incentive Program | Garfield | 7026 | 7 | 3.65 | Residential | Behind the Meter | Yes | Small Net-Metered Non-Residential located on Rooftop, Carport, Canopy and Floating Solar | Trinity Solar | None | PSE&G | Accepted | 2023-05-03 | 2023-05-25 | 2024-05-25 | Inverters | Solar Edge | SE3000H-US | 3000 |  | 1 |  |  | 0.97 |  | Outside
NJADRE1553365497 | Administratively Determined Incentive Program | Garfield | 7026 | 7 | 3.65 | Residential | Behind the Meter | Yes | Small Net-Metered Non-Residential located on Rooftop, Carport, Canopy and Floating Solar | Trinity Solar | None | PSE&G | Accepted | 2023-05-03 | 2023-05-25 | 2024-05-25 | Solar Panels | HANWHA 405 | HANWHA 405 (Q.PEAK DUO BLK ML-G10+ 405) |  | 0.405 | 9 | 72 | 45 |  | Fixed | Roof
NJADRE1553367658 | Administratively Determined Incentive Program | Hillsborough | 8844 | 5 | 12.21 | Residential | Behind the Meter | No | Net Metered Residential | Greentech Solar USA LLC | None | PSE&G | Accepted | 2023-05-03 | 2023-05-26 | 2024-05-26 | Solar Panels | Trina Solar | TSM-DD06M.05(II)330 |  | 0.33 | 19 | 165 | 32 |  | Fixed | Roof
NJADRE1553367658 | Administratively Determined Incentive Program | Hillsborough | 8844 | 5 | 12.21 | Residential | Behind the Meter | No | Net Metered Residential | Greentech Solar USA LLC | None | PSE&G | Accepted | 2023-05-03 | 2023-05-26 | 2024-05-26 | Solar Panels | Trina Solar | TSM-DD06M.05(II)330 |  | 0.33 | 18 | 75 | 35 |  | Fixed | Roof
NJADRE1553367658 | Administratively Determined Incentive Program | Hillsborough | 8844 | 5 | 12.21 | Residential | Behind the Meter | No | Net Metered Residential | Greentech Solar USA LLC | None | PSE&G | Accepted | 2023-05-03 | 2023-05-26 | 2024-05-26 | Inverters | Growatt | MIN 10.0TL-XH-US | 10000 |  | 1 |  |  | 0.96 |  | Outdoor | OUTSIDE WALL
NJADRE1553368080 | Administratively Determined Incentive Program | Hamilton | 8330 | 19 | 6.21 | Residential | Behind the Meter | Yes | Net Metered Residential | Pro Custom Solar dba Momentum Solar | None | AC Electric | Accepted | 2023-05-03 | 2023-05-26 | 2024-05-26 | Inverters | enphase | IQ8PLUS-72-2-US | 290 |  | 17 |  |  | 0.97 |  | Outdoor
NJADRE1553368080 | Administratively Determined Incentive Program | Hamilton | 8330 | 19 | 6.21 | Residential | Behind the Meter | Yes | Net Metered Residential | Pro Custom Solar dba Momentum Solar | None | AC Electric | Accepted | 2023-05-03 | 2023-05-26 | 2024-05-26 | Solar Panels | hanwha | q.peak duo blk-g10+365 |  | 0.3655 | 17 | 105 | 18 |  | Fixed | Roof
NJADRE1553368408 | Administratively Determined Incentive Program | Barnegat | 8005 | 18 | 10.13 | Residential | Behind the Meter | Yes | Net Metered Residential | Trinity Solar Inc. | None | AC Electric | Accepted | 2023-05-03 | 2023-05-26 | 2024-05-26 | Solar Panels | HANWHA 405 (Q.PEAK DUO BLK ML-G10+ 405) | HANWHA 405 (Q.PEAK DUO BLK ML-G10+ 405) |  | 0.405 | 12 | 285 | 30 |  | Fixed | Roof
NJADRE1553368408 | Administratively Determined Incentive Program | Barnegat | 8005 | 18 | 10.13 | Residential | Behind the Meter | Yes | Net Metered Residential | Trinity Solar Inc. | None | AC Electric | Accepted | 2023-05-03 | 2023-05-26 | 2024-05-26 | Solar Panels | HANWHA 405 (Q.PEAK DUO BLK ML-G10+ 405) | HANWHA 405 (Q.PEAK DUO BLK ML-G10+ 405) |  | 0.405 | 7 | 105 | 30 |  | Fixed | Roof
NJADRE1553368408 | Administratively Determined Incentive Program | Barnegat | 8005 | 18 | 10.13 | Residential | Behind the Meter | Yes | Net Metered Residential | Trinity Solar Inc. | None | AC Electric | Accepted | 2023-05-03 | 2023-05-26 | 2024-05-26 | Solar Panels | HANWHA 405 (Q.PEAK DUO BLK ML-G10+ 405) | HANWHA 405 (Q.PEAK DUO BLK ML-G10+ 405) |  | 0.405 | 2 | 105 | 35 |  | Fixed | Roof
NJADRE1553368408 | Administratively Determined Incentive Program | Barnegat | 8005 | 18 | 10.13 | Residential | Behind the Meter | Yes | Net Metered Residential | Trinity Solar Inc. | None | AC Electric | Accepted | 2023-05-03 | 2023-05-26 | 2024-05-26 | Solar Panels | HANWHA 405 (Q.PEAK DUO BLK ML-G10+ 405) | HANWHA 405 (Q.PEAK DUO BLK ML-G10+ 405) |  | 0.405 | 4 | 105 | 30 |  | Fixed | Roof
NJADRE1553368408 | Administratively Determined Incentive Program | Barnegat | 8005 | 18 | 10.13 | Residential | Behind the Meter | Yes | Net Metered Residential | Trinity Solar Inc. | None | AC Electric | Accepted | 2023-05-03 | 2023-05-26 | 2024-05-26 | Inverters | Solar Edge | SE7600H-US0 | 7600 |  | 1 |  |  | 0.97 |  | Outside
NJADRE1553368943 | Administratively Determined Incentive Program | Sparta | 7871 | 1 | 12.02 | Residential | Behind the Meter | No | Net Metered Residential | Tesla Energy Operations Inc | None | JCP&L | Accepted | 2023-05-03 | 2023-05-26 | 2024-05-26 | Inverters | Tesla | 3.8 kW Tesla Inc 1534000-00-F | 3800 |  | 1 |  |  | 0.975 |  | Indoor
NJADRE1553368943 | Administratively Determined Incentive Program | Sparta | 7871 | 1 | 12.02 | Residential | Behind the Meter | No | Net Metered Residential | Tesla Energy Operations Inc | None | JCP&L | Accepted | 2023-05-03 | 2023-05-26 | 2024-05-26 | Inverters | Tesla | Powerwall+ [240V] #1850000-00-C | 7600 |  | 1 |  |  | 0.98 |  | Indoor
NJADRE1553368943 | Administratively Determined Incentive Program | Sparta | 7871 | 1 | 12.02 | Residential | Behind the Meter | No | Net Metered Residential | Tesla Energy Operations Inc | None | JCP&L | Accepted | 2023-05-03 | 2023-05-26 | 2024-05-26 | Solar Panels | Tesla | SR72T2 |  | 0.072 | 56 | 180 | 34 |  | Fixed | Roof
NJADRE1553368943 | Administratively Determined Incentive Program | Sparta | 7871 | 1 | 12.02 | Residential | Behind the Meter | No | Net Metered Residential | Tesla Energy Operations Inc | None | JCP&L | Accepted | 2023-05-03 | 2023-05-26 | 2024-05-26 | Solar Panels | Tesla | SR72T2 |  | 0.072 | 20 | 181 | 34 |  | Fixed | Roof
NJADRE1553368943 | Administratively Determined Incentive Program | Sparta | 7871 | 1 | 12.02 | Residential | Behind the Meter | No | Net Metered Residential | Tesla Energy Operations Inc | None | JCP&L | Accepted | 2023-05-03 | 2023-05-26 | 2024-05-26 | Solar Panels | Tesla | SR72T2 |  | 0.072 | 91 | 181 | 0 |  | Fixed | Roof
NJADRE1553369190 | Administratively Determined Incentive Program | Newark | 7104 | 9 | 6 | Residential | Behind the Meter | No | Net Metered Residential | Palmetto Solar LLC | None | PSE&G | Accepted | 2023-05-03 | 2023-07-06 | 2024-07-06 | Solar Panels | Hanwha Q-Cells | Q.PEAK DUO BLK ML-G10+ 400W |  | 0.4 | 15 | 210 | 5 |  | Fixed | Roof
NJADRE1553369190 | Administratively Determined Incentive Program | Newark | 7104 | 9 | 6 | Residential | Behind the Meter | No | Net Metered Residential | Palmetto Solar LLC | None | PSE&G | Accepted | 2023-05-03 | 2023-07-06 | 2024-07-06 | Meters | Enphase | IQ8PLUS-72-M-US (240V) | 4350 |  | 1 |  |  |  | Yes | Outdoor
NJADRE1553369190 | Administratively Determined Incentive Program | Newark | 7104 | 9 | 6 | Residential | Behind the Meter | No | Net Metered Residential | Palmetto Solar LLC | None | PSE&G | Accepted | 2023-05-03 | 2023-07-06 | 2024-07-06 | Inverters | Enphase | IQ8PLUS-72-M-US (240V) | 240 |  | 15 |  |  | 0.98 |  | Outdoor
NJADRE1553369276 | Administratively Determined Incentive Program | Wayne | 7470 | 6 | 12.95 | Residential | Behind the Meter | No | Net Metered Residential | Vision Solar LLC | None | PSE&G | Accepted | 2023-05-03 | 2023-05-26 | 2024-05-26 | Inverters | Solaredge | SE11400H-USRGM | 11 |  | 1 |  |  | 0.97 |  | Outdoor | side of house
NJADRE1553369276 | Administratively Determined Incentive Program | Wayne | 7470 | 6 | 12.95 | Residential | Behind the Meter | No | Net Metered Residential | Vision Solar LLC | None | PSE&G | Accepted | 2023-05-03 | 2023-05-26 | 2024-05-26 | Solar Panels | Znshine | ZXM6-NH120-370/M |  | 0.37 | 13 | 87 | 35 |  | Fixed | Roof
NJADRE1553369276 | Administratively Determined Incentive Program | Wayne | 7470 | 6 | 12.95 | Residential | Behind the Meter | No | Net Metered Residential | Vision Solar LLC | None | PSE&G | Accepted | 2023-05-03 | 2023-05-26 | 2024-05-26 | Solar Panels | Znshine | ZXM6-NH120-370/M |  | 0.37 | 22 | 267 | 35 |  | Fixed | Roof
NJADRE1553369592 | Administratively Determined Incentive Program | CHERRY HILL | 8003 | 14 | 7.7 | Residential | Behind the Meter | No | Net Metered Residential | Powerlutions | None | PSE&G | Accepted | 2023-05-03 | 2023-05-26 | 2024-05-26 | Solar Panels | Trina | TSM-385DE09C.07 |  | 0.385 | 11 | 209 | 18 |  | Fixed | Roof
NJADRE1553369592 | Administratively Determined Incentive Program | CHERRY HILL | 8003 | 14 | 7.7 | Residential | Behind the Meter | No | Net Metered Residential | Powerlutions | None | PSE&G | Accepted | 2023-05-03 | 2023-05-26 | 2024-05-26 | Solar Panels | Trina | TSM-385DE09C.07 |  | 0.385 | 9 | 120 | 16 |  | Fixed | Roof
NJADRE1553369592 | Administratively Determined Incentive Program | CHERRY HILL | 8003 | 14 | 7.7 | Residential | Behind the Meter | No | Net Metered Residential | Powerlutions | None | PSE&G | Accepted | 2023-05-03 | 2023-05-26 | 2024-05-26 | Inverters | ENPHASE | IQ8PLUS-72-2-US | 290 |  | 20 |  |  | 0.98 |  | Outdoor
NJADRE1553371124 | Administratively Determined Incentive Program | SOUTH AMBOY | 8879 | 11 | 5.04 | Residential | Behind the Meter | Yes | Net Metered Residential | Vivint Solar Developer, LLC | None | JCP&L | Accepted | 2023-05-03 | 2023-05-26 | 2024-05-26 | Inverters | SolarEdge Technologies | SE3800H-USM3 | 3800 |  | 1 |  |  | 0.992 |  | Outdoor | next to meter
NJADRE1553371124 | Administratively Determined Incentive Program | SOUTH AMBOY | 8879 | 11 | 5.04 | Residential | Behind the Meter | Yes | Net Metered Residential | Vivint Solar Developer, LLC | None | JCP&L | Accepted | 2023-05-03 | 2023-05-26 | 2024-05-26 | Solar Panels | HANWHA SOLAR | Q.PEAK BLK-G5 315 |  | 0.315 | 12 | 227 | 32 |  | Fixed | Roof
NJADRE1553371124 | Administratively Determined Incentive Program | SOUTH AMBOY | 8879 | 11 | 5.04 | Residential | Behind the Meter | Yes | Net Metered Residential | Vivint Solar Developer, LLC | None | JCP&L | Accepted | 2023-05-03 | 2023-05-26 | 2024-05-26 | Solar Panels | HANWHA SOLAR | Q.PEAK BLK-G5 315 |  | 0.315 | 4 | 47 | 32 |  | Fixed | Roof
NJADRE1553374571 | Administratively Determined Incentive Program | Highland Park Boro | 8904 | 11 | 10.8 | Residential | Behind the Meter | Yes | Net Metered Residential | Tesla Energy Operations Inc | None | PSE&G | Accepted | 2023-05-03 | 2023-05-26 | 2024-05-26 | Electric Storage Battery | Tesla | AC Powerwall 2.0 |  |  | 3 |  |  |  | Lithium Ion |  | Outside
NJADRE1553374571 | Administratively Determined Incentive Program | Highland Park Boro | 8904 | 11 | 10.8 | Residential | Behind the Meter | Yes | Net Metered Residential | Tesla Energy Operations Inc | None | PSE&G | Accepted | 2023-05-03 | 2023-05-26 | 2024-05-26 | Inverters | Tesla | 1538000-45-A | 7680 |  | 1 |  |  | 0.98 |  | Outdoor
NJADRE1553374571 | Administratively Determined Incentive Program | Highland Park Boro | 8904 | 11 | 10.8 | Residential | Behind the Meter | Yes | Net Metered Residential | Tesla Energy Operations Inc | None | PSE&G | Accepted | 2023-05-03 | 2023-05-26 | 2024-05-26 | Inverters | Tesla | 1538000-45-A | 3840 |  | 1 |  |  | 0.975 |  | Outdoor
NJADRE1553374571 | Administratively Determined Incentive Program | Highland Park Boro | 8904 | 11 | 10.8 | Residential | Behind the Meter | Yes | Net Metered Residential | Tesla Energy Operations Inc | None | PSE&G | Accepted | 2023-05-03 | 2023-05-26 | 2024-05-26 | Solar Panels | Hanwha | Q.PEAK DUO BLK ML-G10+/TS 400 |  | 0.4 | 19 | 343 | 40 |  | Fixed | Roof
NJADRE1553374571 | Administratively Determined Incentive Program | Highland Park Boro | 8904 | 11 | 10.8 | Residential | Behind the Meter | Yes | Net Metered Residential | Tesla Energy Operations Inc | None | PSE&G | Accepted | 2023-05-03 | 2023-05-26 | 2024-05-26 | Solar Panels | Hanwha | Q.PEAK DUO BLK ML-G10+/TS 400 |  | 0.4 | 5 | 163 | 40 |  | Fixed | Roof
NJADRE1553374571 | Administratively Determined Incentive Program | Highland Park Boro | 8904 | 11 | 10.8 | Residential | Behind the Meter | Yes | Net Metered Residential | Tesla Energy Operations Inc | None | PSE&G | Accepted | 2023-05-03 | 2023-05-26 | 2024-05-26 | Solar Panels | Hanwha | Q.PEAK DUO BLK ML-G10+/TS 400 |  | 0.4 | 3 | 73 | 37 |  | Fixed | Roof
NJADRE1553381789 | Administratively Determined Incentive Program | Kenilworth | 7033 | 10 | 5.46 | Residential | Behind the Meter | Yes | Net Metered Residential | Sunrun Installation Services, Inc. | None | PSE&G | Accepted | 2023-05-03 | 2023-05-26 | 2024-05-26 | Inverters | SolarEdge Technologies | SE3800H-USMN | 3800 |  | 1 |  |  | 0.96 |  | Outdoor | Next To Meter
NJADRE1553381789 | Administratively Determined Incentive Program | Kenilworth | 7033 | 10 | 5.46 | Residential | Behind the Meter | Yes | Net Metered Residential | Sunrun Installation Services, Inc. | None | PSE&G | Accepted | 2023-05-03 | 2023-05-26 | 2024-05-26 | Solar Panels | Trina Solar | TSM-390DE09C.07 |  | 0.39 | 3 | 353 | 27 |  | Fixed | Roof
NJADRE1553381789 | Administratively Determined Incentive Program | Kenilworth | 7033 | 10 | 5.46 | Residential | Behind the Meter | Yes | Net Metered Residential | Sunrun Installation Services, Inc. | None | PSE&G | Accepted | 2023-05-03 | 2023-05-26 | 2024-05-26 | Solar Panels | Trina Solar | TSM-390DE09C.07 |  | 0.39 | 11 | 263 | 27 |  | Fixed | Roof
NJADRE1553385536 | Administratively Determined Incentive Program | Ewing Township | 8628 | 12 | 7.8 | Residential | Behind the Meter | No | Net Metered Residential | Sunrun Installation Services, Inc. | None | PSE&G | Accepted | 2023-05-04 | 2023-05-26 | 2024-05-26 | Inverters | SolarEdge Technologies | SE6000H-USSN | 6000 |  | 1 |  |  | 0.96 |  | Outdoor | Next To Meter
NJADRE1553385536 | Administratively Determined Incentive Program | Ewing Township | 8628 | 12 | 7.8 | Residential | Behind the Meter | No | Net Metered Residential | Sunrun Installation Services, Inc. | None | PSE&G | Accepted | 2023-05-04 | 2023-05-26 | 2024-05-26 | Solar Panels | Trina Solar | TSM-390DE09C.07 |  | 0.39 | 20 | 134 | 8 |  | Fixed | Roof
NJADRE1553390807 | Administratively Determined Incentive Program | Belleville | 7109 | 9 | 7.41 | Residential | Behind the Meter | Yes | Net Metered Residential | Sunrun Installation Services, Inc. | None | PSE&G | Accepted | 2023-05-04 | 2023-05-26 | 2024-05-26 | Inverters | SolarEdge Technologies | SE6000H-USSN | 6000 |  | 1 |  |  | 0.96 |  | Outdoor | Next To Meter
NJADRE1553390807 | Administratively Determined Incentive Program | Belleville | 7109 | 9 | 7.41 | Residential | Behind the Meter | Yes | Net Metered Residential | Sunrun Installation Services, Inc. | None | PSE&G | Accepted | 2023-05-04 | 2023-05-26 | 2024-05-26 | Solar Panels | Trina Solar | TSM-390DE09C.07 |  | 0.39 | 8 | 14 | 36 |  | Fixed | Roof
NJADRE1553390807 | Administratively Determined Incentive Program | Belleville | 7109 | 9 | 7.41 | Residential | Behind the Meter | Yes | Net Metered Residential | Sunrun Installation Services, Inc. | None | PSE&G | Accepted | 2023-05-04 | 2023-05-26 | 2024-05-26 | Solar Panels | Trina Solar | TSM-390DE09C.07 |  | 0.39 | 11 | 193 | 36 |  | Fixed | Roof
NJADRE1553392246 | Administratively Determined Incentive Program | Newark | 7106 | 9 | 3.65 | Residential | Behind the Meter | Yes | Net Metered Residential | Pro Custom Solar dba Momentum Solar | None | PSE&G | Accepted | 2023-05-04 | 2023-05-26 | 2024-05-26 | Inverters | enphase | IQ8PLUS-72-2-US | 290 |  | 10 |  |  | 0.97 |  | Outdoor
NJADRE1553392246 | Administratively Determined Incentive Program | Newark | 7106 | 9 | 3.65 | Residential | Behind the Meter | Yes | Net Metered Residential | Pro Custom Solar dba Momentum Solar | None | PSE&G | Accepted | 2023-05-04 | 2023-05-26 | 2024-05-26 | Solar Panels | hanwha | q.peak duo blk-g10+365 |  | 0.365 | 10 | 124 | 41 |  | Fixed | Roof
NJADRE1553392331 | Administratively Determined Incentive Program | Wayne | 7470 | 6 | 5.92 | Residential | Behind the Meter | No | Net Metered Residential | Vision Solar LLC | None | PSE&G | Accepted | 2023-05-04 | 2023-05-26 | 2024-05-26 | Inverters | Solaredge | SE6000H-USRGM | 6 |  | 1 |  |  | 0.97 |  | Outdoor | side of house
NJADRE1553392331 | Administratively Determined Incentive Program | Wayne | 7470 | 6 | 5.92 | Residential | Behind the Meter | No | Net Metered Residential | Vision Solar LLC | None | PSE&G | Accepted | 2023-05-04 | 2023-05-26 | 2024-05-26 | Solar Panels | Znshine | ZXM6-NH120-370/M |  | 0.37 | 5 | 86 | 24 |  | Fixed | Roof
NJADRE1553392331 | Administratively Determined Incentive Program | Wayne | 7470 | 6 | 5.92 | Residential | Behind the Meter | No | Net Metered Residential | Vision Solar LLC | None | PSE&G | Accepted | 2023-05-04 | 2023-05-26 | 2024-05-26 | Solar Panels | Znshine | ZXM6-NH120-370/M |  | 0.37 | 3 | 266 | 12 |  | Fixed | Roof
NJADRE1553392331 | Administratively Determined Incentive Program | Wayne | 7470 | 6 | 5.92 | Residential | Behind the Meter | No | Net Metered Residential | Vision Solar LLC | None | PSE&G | Accepted | 2023-05-04 | 2023-05-26 | 2024-05-26 | Solar Panels | Znshine | ZXM6-NH120-370/M |  | 0.37 | 8 | 175 | 27 |  | Fixed | Roof
NJADRE1553392717 | Administratively Determined Incentive Program | Kearny | 7032 | 8 | 2.73 | Residential | Behind the Meter | Yes | Net Metered Residential | Sunrun Installation Services, Inc. | None | PSE&G | Accepted | 2023-05-04 | 2023-05-26 | 2024-05-26 | Inverters | Delta Electronics | E4-TL-US | 3840 |  | 1 |  |  | 0.96 |  | Outdoor | Next To Meter
NJADRE1553392717 | Administratively Determined Incentive Program | Kearny | 7032 | 8 | 2.73 | Residential | Behind the Meter | Yes | Net Metered Residential | Sunrun Installation Services, Inc. | None | PSE&G | Accepted | 2023-05-04 | 2023-05-26 | 2024-05-26 | Solar Panels | Trina Solar | TSM-390DE09C.07 |  | 0.39 | 7 | 216 | 21 |  | Fixed | Roof
NJADRE1553393278 | Administratively Determined Incentive Program | Newark | 7112 | 9 | 7.4 | Residential | Behind the Meter | No | Net Metered Residential | Vision Solar LLC | None | PSE&G | Accepted | 2023-05-04 | 2023-05-31 | 2024-05-31 | Inverters | Solaredge | SE6000H-USRGM | 6 |  | 1 |  |  | 0.97 |  | Outdoor | side of house
NJADRE1553393278 | Administratively Determined Incentive Program | Newark | 7112 | 9 | 7.4 | Residential | Behind the Meter | No | Net Metered Residential | Vision Solar LLC | None | PSE&G | Accepted | 2023-05-04 | 2023-05-31 | 2024-05-31 | Solar Panels | Znshine | ZXM6-NH120-370/M |  | 0.37 | 12 | 214 | 24 |  | Fixed | Roof
NJADRE1553393278 | Administratively Determined Incentive Program | Newark | 7112 | 9 | 7.4 | Residential | Behind the Meter | No | Net Metered Residential | Vision Solar LLC | None | PSE&G | Accepted | 2023-05-04 | 2023-05-31 | 2024-05-31 | Solar Panels | Znshine | ZXM6-NH120-370/M |  | 0.37 | 8 | 34 | 24 |  | Fixed | Roof
NJADRE1553393318 | Administratively Determined Incentive Program | Montague | 7827 | 1 | 28.35 | Residential | Behind the Meter | Yes | Net Metered Residential | Trinity Solar | None | JCP&L | Accepted | 2023-05-04 | 2023-05-31 | 2024-05-31 | Inverters | Solar Edge | SE11400H-US000BEi4 | 11400 |  | 1 |  |  | 0.97 |  | Outdoor
NJADRE1553393318 | Administratively Determined Incentive Program | Montague | 7827 | 1 | 28.35 | Residential | Behind the Meter | Yes | Net Metered Residential | Trinity Solar | None | JCP&L | Accepted | 2023-05-04 | 2023-05-31 | 2024-05-31 | Inverters | Solar Edge | SE10000H-US000BEi4 | 10000 |  | 1 |  |  | 0.97 |  | Outdoor
NJADRE1553393318 | Administratively Determined Incentive Program | Montague | 7827 | 1 | 28.35 | Residential | Behind the Meter | Yes | Net Metered Residential | Trinity Solar | None | JCP&L | Accepted | 2023-05-04 | 2023-05-31 | 2024-05-31 | Solar Panels | HANWHA 405 (Q.PEAK DUO BLK ML-G10+ 405) | HANWHA 405 (Q.PEAK DUO BLK ML-G10+ 405) |  | 0.405 | 24 | 231 | 23 |  | Fixed | Roof
NJADRE1553393318 | Administratively Determined Incentive Program | Montague | 7827 | 1 | 28.35 | Residential | Behind the Meter | Yes | Net Metered Residential | Trinity Solar | None | JCP&L | Accepted | 2023-05-04 | 2023-05-31 | 2024-05-31 | Solar Panels | HANWHA 405 (Q.PEAK DUO BLK ML-G10+ 405) | HANWHA 405 (Q.PEAK DUO BLK ML-G10+ 405) |  | 0.405 | 20 | 141 | 23 |  | Fixed | Roof
NJADRE1553393318 | Administratively Determined Incentive Program | Montague | 7827 | 1 | 28.35 | Residential | Behind the Meter | Yes | Net Metered Residential | Trinity Solar | None | JCP&L | Accepted | 2023-05-04 | 2023-05-31 | 2024-05-31 | Solar Panels | HANWHA 405 (Q.PEAK DUO BLK ML-G10+ 405) | HANWHA 405 (Q.PEAK DUO BLK ML-G10+ 405) |  | 0.405 | 18 | 51 | 23 |  | Fixed | Roof
NJADRE1553393318 | Administratively Determined Incentive Program | Montague | 7827 | 1 | 28.35 | Residential | Behind the Meter | Yes | Net Metered Residential | Trinity Solar | None | JCP&L | Accepted | 2023-05-04 | 2023-05-31 | 2024-05-31 | Solar Panels | HANWHA 405 (Q.PEAK DUO BLK ML-G10+ 405) | HANWHA 405 (Q.PEAK DUO BLK ML-G10+ 405) |  | 0.405 | 8 | 141 | 23 |  | Fixed | Roof
NJADRE1553393610 | Administratively Determined Incentive Program | Old Bridge | 8857 | 11 | 48.6 | Commercial | Behind the Meter | No | Small Net-Metered Non-Residential located on Rooftop, Carport, Canopy and Floating Solar | GenRenew LLC | None | JCP&L | Accepted | 2023-05-04 | 2023-05-31 | 2024-05-31 | Inverters | Enphase | IQ7Plus-72-2-US | 290 |  | 108 |  |  | 0.976 |  | Outdoor | under panels
NJADRE1553393610 | Administratively Determined Incentive Program | Old Bridge | 8857 | 11 | 48.6 | Commercial | Behind the Meter | No | Small Net-Metered Non-Residential located on Rooftop, Carport, Canopy and Floating Solar | GenRenew LLC | None | JCP&L | Accepted | 2023-05-04 | 2023-05-31 | 2024-05-31 | Meters | Enphase | 3CX-IQ-AM1-240-3C |  |  | 1 |  |  |  | Yes | Outdoor
NJADRE1553393610 | Administratively Determined Incentive Program | Old Bridge | 8857 | 11 | 48.6 | Commercial | Behind the Meter | No | Small Net-Metered Non-Residential located on Rooftop, Carport, Canopy and Floating Solar | GenRenew LLC | None | JCP&L | Accepted | 2023-05-04 | 2023-05-31 | 2024-05-31 | Solar Panels | Canadian Solar | CS3W-450MB-AG |  | 0.45 | 102 | 173 | 26 |  | Fixed | Roof
NJADRE1553393610 | Administratively Determined Incentive Program | Old Bridge | 8857 | 11 | 48.6 | Commercial | Behind the Meter | No | Small Net-Metered Non-Residential located on Rooftop, Carport, Canopy and Floating Solar | GenRenew LLC | None | JCP&L | Accepted | 2023-05-04 | 2023-05-31 | 2024-05-31 | Solar Panels | Canadian Solar | CS3W-450MB-AG |  | 0.45 | 6 | 173 | 26 |  | Fixed | Roof
NJADRE1553395085 | Administratively Determined Incentive Program | Toms River | 8753 | 18 | 9.13 | Residential | Behind the Meter | Yes | Net Metered Residential | Pro Custom Solar dba Momentum Solar | None | JCP&L | Accepted | 2023-05-04 | 2023-05-31 | 2024-05-31 | Inverters | ENPHASE | IQ8PLUS-72-2-US | 290 |  | 25 |  |  | 0.97 |  | Outdoor
NJADRE1553395085 | Administratively Determined Incentive Program | Toms River | 8753 | 18 | 9.13 | Residential | Behind the Meter | Yes | Net Metered Residential | Pro Custom Solar dba Momentum Solar | None | JCP&L | Accepted | 2023-05-04 | 2023-05-31 | 2024-05-31 | Solar Panels | HANWHA | q.peak duo blk-g10+365 |  | 0.365 | 17 | 274 | 20 |  | Fixed | Roof
NJADRE1553395085 | Administratively Determined Incentive Program | Toms River | 8753 | 18 | 9.13 | Residential | Behind the Meter | Yes | Net Metered Residential | Pro Custom Solar dba Momentum Solar | None | JCP&L | Accepted | 2023-05-04 | 2023-05-31 | 2024-05-31 | Solar Panels | HANWHA | q.peak duo blk-g10+365 |  | 0.365 | 8 | 94 | 19 |  | Fixed | Roof
NJADRE1553395094 | Administratively Determined Incentive Program | Paterson | 7502 | 6 | 9.49 | Residential | Behind the Meter | Yes | Net Metered Residential | Pro Custom Solar dba Momentum Solar | None | PSE&G | Accepted | 2023-05-08 | 2023-05-30 | 2024-05-30 | Solar Panels | hanwha | Â Q. PEAK DUO BLK-G10+365 |  | 0.365 | 10 | 49 | 38 |  | Fixed | Roof
NJADRE1553395094 | Administratively Determined Incentive Program | Paterson | 7502 | 6 | 9.49 | Residential | Behind the Meter | Yes | Net Metered Residential | Pro Custom Solar dba Momentum Solar | None | PSE&G | Accepted | 2023-05-08 | 2023-05-30 | 2024-05-30 | Solar Panels | hanwha | Â Q. PEAK DUO BLK-G10+365 |  | 0.365 | 16 | 229 | 38 |  | Fixed | Roof
NJADRE1553395094 | Administratively Determined Incentive Program | Paterson | 7502 | 6 | 9.49 | Residential | Behind the Meter | Yes | Net Metered Residential | Pro Custom Solar dba Momentum Solar | None | PSE&G | Accepted | 2023-05-08 | 2023-05-30 | 2024-05-30 | Inverters | enphase | IQ8PLUS-72-2-US | 290 |  | 26 |  |  | 0.97 |  | Outdoor
NJADRE1553395150 | Administratively Determined Incentive Program | Holmdel | 7733 | 17 | 8.51 | Residential | Behind the Meter | No | Net Metered Residential | Vision Solar LLC | None | JCP&L | Accepted | 2023-05-04 | 2023-05-31 | 2024-05-31 | Inverters | Solaredge | SE7600H-USRGM | 8 |  | 1 |  |  | 0.97 |  | Outdoor | side of house
NJADRE1553395150 | Administratively Determined Incentive Program | Holmdel | 7733 | 17 | 8.51 | Residential | Behind the Meter | No | Net Metered Residential | Vision Solar LLC | None | JCP&L | Accepted | 2023-05-04 | 2023-05-31 | 2024-05-31 | Solar Panels | Znshine | ZXM6-NH120-370/M |  | 0.37 | 19 | 253 | 41 |  | Fixed | Roof
NJADRE1553395150 | Administratively Determined Incentive Program | Holmdel | 7733 | 17 | 8.51 | Residential | Behind the Meter | No | Net Metered Residential | Vision Solar LLC | None | JCP&L | Accepted | 2023-05-04 | 2023-05-31 | 2024-05-31 | Solar Panels | Znshine | ZXM6-NH120-370/M |  | 0.37 | 4 | 73 | 41 |  | Fixed | Roof
NJADRE1553395961 | Administratively Determined Incentive Program | Piscataway Twp | 8854 | 11 | 15.3 | Commercial | Behind the Meter | No | Small Net-Metered Non-Residential located on Rooftop, Carport, Canopy and Floating Solar | GenRenew LLC | None | PSE&G | Accepted | 2023-05-04 | 2023-05-30 | 2024-05-30 | Inverters | Enphase | IQ7Plus-72-2-US | 290 |  | 34 |  |  | 0.976 |  | Outdoor | under panels
NJADRE1553395961 | Administratively Determined Incentive Program | Piscataway Twp | 8854 | 11 | 15.3 | Commercial | Behind the Meter | No | Small Net-Metered Non-Residential located on Rooftop, Carport, Canopy and Floating Solar | GenRenew LLC | None | PSE&G | Accepted | 2023-05-04 | 2023-05-30 | 2024-05-30 | Meters | Enphase | ENV-IQ-AM3-3P |  |  | 1 |  |  |  | Yes | Outdoor
NJADRE1553395961 | Administratively Determined Incentive Program | Piscataway Twp | 8854 | 11 | 15.3 | Commercial | Behind the Meter | No | Small Net-Metered Non-Residential located on Rooftop, Carport, Canopy and Floating Solar | GenRenew LLC | None | PSE&G | Accepted | 2023-05-04 | 2023-05-30 | 2024-05-30 | Solar Panels | Canadian Solar | CS3W-450MB-AG |  | 0.45 | 34 | 240 | 26 |  | Fixed | Roof
NJADRE1553396572 | Administratively Determined Incentive Program | Middletown | 7748 | 17 | 8.51 | Residential | Behind the Meter | No | Net Metered Residential | Trinity Solar | None | JCP&L | Accepted | 2023-05-04 | 2023-05-26 | 2024-05-26 | Solar Panels | HANWHA 405 (Q.PEAK DUO BLK ML-G10+ 405) | HANWHA 405 (Q.PEAK DUO BLK ML-G10+ 405) |  | 0.405 | 21 | 206 | 30 |  | Fixed | Roof
NJADRE1553396572 | Administratively Determined Incentive Program | Middletown | 7748 | 17 | 8.51 | Residential | Behind the Meter | No | Net Metered Residential | Trinity Solar | None | JCP&L | Accepted | 2023-05-04 | 2023-05-26 | 2024-05-26 | Inverters | Solar Edge | SE7600H-US0 | 7600 |  | 1 |  |  | 0.97 |  | Outside
NJADRE1553398913 | Administratively Determined Incentive Program | Trenton | 8609 | 12 | 6.72 | Residential | Behind the Meter | Yes | Small Net-Metered Non-Residential located on Rooftop, Carport, Canopy and Floating Solar | Skyline Solar LLC | None | PSE&G | Accepted | 2023-05-04 | 2023-05-26 | 2024-05-26 | Solar Panels | JA SOLAR | JAM54S31-395/MR |  | 0.395 | 9 | 248 | 44 |  | Fixed | Roof
NJADRE1553398913 | Administratively Determined Incentive Program | Trenton | 8609 | 12 | 6.72 | Residential | Behind the Meter | Yes | Small Net-Metered Non-Residential located on Rooftop, Carport, Canopy and Floating Solar | Skyline Solar LLC | None | PSE&G | Accepted | 2023-05-04 | 2023-05-26 | 2024-05-26 | Solar Panels | JA SOLAR | JAM54S31-395/MR |  | 0.395 | 3 | 158 | 45 |  | Fixed | Roof
NJADRE1553398913 | Administratively Determined Incentive Program | Trenton | 8609 | 12 | 6.72 | Residential | Behind the Meter | Yes | Small Net-Metered Non-Residential located on Rooftop, Carport, Canopy and Floating Solar | Skyline Solar LLC | None | PSE&G | Accepted | 2023-05-04 | 2023-05-26 | 2024-05-26 | Solar Panels | JA SOLAR | JAM54S31-395/MR |  | 0.395 | 5 | 338 | 42 |  | Fixed | Roof
NJADRE1553398913 | Administratively Determined Incentive Program | Trenton | 8609 | 12 | 6.72 | Residential | Behind the Meter | Yes | Small Net-Metered Non-Residential located on Rooftop, Carport, Canopy and Floating Solar | Skyline Solar LLC | None | PSE&G | Accepted | 2023-05-04 | 2023-05-26 | 2024-05-26 | Inverters | SOLAREDGE | SE5000H-US | 5000 |  | 1 |  |  | 0.992 |  | Outdoor
NJADRE1553399039 | Administratively Determined Incentive Program | Piscataway Twp | 8854 | 11 | 15.75 | Commercial | Behind the Meter | No | Small Net-Metered Non-Residential located on Rooftop, Carport, Canopy and Floating Solar | GenRenew LLC | None | PSE&G | Accepted | 2023-05-04 | 2023-05-26 | 2024-05-26 | Inverters | Enphase | IQ7Plus-72-2-US | 290 |  | 35 |  |  | 0.976 |  | Outdoor | under panels
NJADRE1553399039 | Administratively Determined Incentive Program | Piscataway Twp | 8854 | 11 | 15.75 | Commercial | Behind the Meter | No | Small Net-Metered Non-Residential located on Rooftop, Carport, Canopy and Floating Solar | GenRenew LLC | None | PSE&G | Accepted | 2023-05-04 | 2023-05-26 | 2024-05-26 | Meters | Enphase | ENV-IQ-AM3-3P |  |  | 1 |  |  |  | Yes | Outdoor
NJADRE1553399039 | Administratively Determined Incentive Program | Piscataway Twp | 8854 | 11 | 15.75 | Commercial | Behind the Meter | No | Small Net-Metered Non-Residential located on Rooftop, Carport, Canopy and Floating Solar | GenRenew LLC | None | PSE&G | Accepted | 2023-05-04 | 2023-05-26 | 2024-05-26 | Solar Panels | Canadian Solar | CS3W-450MB-AG |  | 0.45 | 35 | 240 | 26 |  | Fixed | Roof
NJADRE1553399652 | Administratively Determined Incentive Program | Piscataway Twp | 8854 | 11 | 4.95 | Commercial | Behind the Meter | No | Small Net-Metered Non-Residential located on Rooftop, Carport, Canopy and Floating Solar | GenRenew LLC | None | PSE&G | Accepted | 2023-05-04 | 2023-05-31 | 2024-05-31 | Inverters | Enphase | IQ7Plus-72-2-US | 290 |  | 11 |  |  | 0.976 |  | Outdoor | under panels
NJADRE1553399652 | Administratively Determined Incentive Program | Piscataway Twp | 8854 | 11 | 4.95 | Commercial | Behind the Meter | No | Small Net-Metered Non-Residential located on Rooftop, Carport, Canopy and Floating Solar | GenRenew LLC | None | PSE&G | Accepted | 2023-05-04 | 2023-05-31 | 2024-05-31 | Meters | Enphase | X2-IQ-AM1-240-4 |  |  | 1 |  |  |  | Yes | Outdoor
NJADRE1553399652 | Administratively Determined Incentive Program | Piscataway Twp | 8854 | 11 | 4.95 | Commercial | Behind the Meter | No | Small Net-Metered Non-Residential located on Rooftop, Carport, Canopy and Floating Solar | GenRenew LLC | None | PSE&G | Accepted | 2023-05-04 | 2023-05-31 | 2024-05-31 | Solar Panels | Canadian Solar | CS3W-450MB-AG |  | 0.45 | 11 | 240 | 26 |  | Fixed | Roof
NJADRE1553400157 | Administratively Determined Incentive Program | Piscataway Twp | 8854 | 11 | 199.8 | Commercial | Behind the Meter | No | Small Net-Metered Non-Residential located on Rooftop, Carport, Canopy and Floating Solar | GenRenew LLC | None | PSE&G | Accepted | 2023-05-04 | 2023-05-31 | 2024-05-31 | Inverters | Enphase | IQ7Plus-72-2-US | 290 |  | 444 |  |  | 0.976 |  | Outdoor | under panels
NJADRE1553400157 | Administratively Determined Incentive Program | Piscataway Twp | 8854 | 11 | 199.8 | Commercial | Behind the Meter | No | Small Net-Metered Non-Residential located on Rooftop, Carport, Canopy and Floating Solar | GenRenew LLC | None | PSE&G | Accepted | 2023-05-04 | 2023-05-31 | 2024-05-31 | Meters | Enphase | ENV-IQ-AM3-3P |  |  | 1 |  |  |  | Yes | Indoor
NJADRE1553400157 | Administratively Determined Incentive Program | Piscataway Twp | 8854 | 11 | 199.8 | Commercial | Behind the Meter | No | Small Net-Metered Non-Residential located on Rooftop, Carport, Canopy and Floating Solar | GenRenew LLC | None | PSE&G | Accepted | 2023-05-04 | 2023-05-31 | 2024-05-31 | Meters | Enphase | ENV-IQ-AM3-3P |  |  | 1 |  |  |  | Yes | Indoor
NJADRE1553400157 | Administratively Determined Incentive Program | Piscataway Twp | 8854 | 11 | 199.8 | Commercial | Behind the Meter | No | Small Net-Metered Non-Residential located on Rooftop, Carport, Canopy and Floating Solar | GenRenew LLC | None | PSE&G | Accepted | 2023-05-04 | 2023-05-31 | 2024-05-31 | Solar Panels | Canadian Solar | CS3W-450MB-AG |  | 0.45 | 39 | 60 | 27 |  | Fixed | Roof
NJADRE1553400157 | Administratively Determined Incentive Program | Piscataway Twp | 8854 | 11 | 199.8 | Commercial | Behind the Meter | No | Small Net-Metered Non-Residential located on Rooftop, Carport, Canopy and Floating Solar | GenRenew LLC | None | PSE&G | Accepted | 2023-05-04 | 2023-05-31 | 2024-05-31 | Solar Panels | Canadian Solar | CS3W-450MB-AG |  | 0.45 | 125 | 150 | 21 |  | Fixed | Roof
NJADRE1553400157 | Administratively Determined Incentive Program | Piscataway Twp | 8854 | 11 | 199.8 | Commercial | Behind the Meter | No | Small Net-Metered Non-Residential located on Rooftop, Carport, Canopy and Floating Solar | GenRenew LLC | None | PSE&G | Accepted | 2023-05-04 | 2023-05-31 | 2024-05-31 | Solar Panels | Canadian Solar | CS3W-450MB-AG |  | 0.45 | 95 | 240 | 21 |  | Fixed | Roof
NJADRE1553400157 | Administratively Determined Incentive Program | Piscataway Twp | 8854 | 11 | 199.8 | Commercial | Behind the Meter | No | Small Net-Metered Non-Residential located on Rooftop, Carport, Canopy and Floating Solar | GenRenew LLC | None | PSE&G | Accepted | 2023-05-04 | 2023-05-31 | 2024-05-31 | Solar Panels | Canadian Solar | CS3W-450MB-AG |  | 0.45 | 22 | 60 | 21 |  | Fixed | Roof
NJADRE1553400157 | Administratively Determined Incentive Program | Piscataway Twp | 8854 | 11 | 199.8 | Commercial | Behind the Meter | No | Small Net-Metered Non-Residential located on Rooftop, Carport, Canopy and Floating Solar | GenRenew LLC | None | PSE&G | Accepted | 2023-05-04 | 2023-05-31 | 2024-05-31 | Solar Panels | Canadian Solar | CS3W-450MB-AG |  | 0.45 | 124 | 179 | 21 |  | Fixed | Roof
NJADRE1553400157 | Administratively Determined Incentive Program | Piscataway Twp | 8854 | 11 | 199.8 | Commercial | Behind the Meter | No | Small Net-Metered Non-Residential located on Rooftop, Carport, Canopy and Floating Solar | GenRenew LLC | None | PSE&G | Accepted | 2023-05-04 | 2023-05-31 | 2024-05-31 | Solar Panels | Canadian Solar | CS3W-450MB-AG |  | 0.45 | 39 | 89 | 27 |  | Fixed | Roof
NJADRE1553401563 | Administratively Determined Incentive Program | Dover | 7801 | 3 | 4.8 | Residential | Behind the Meter | No | Net Metered Residential | Tesla Energy Operations Inc | None | JCP&L | Accepted | 2023-05-04 | 2023-05-26 | 2024-05-26 | Inverters | Tesla | 3.8 kW Tesla Inc 1534000-00-F | 3800 |  | 1 |  |  | 0.975 |  | Outdoor
NJADRE1553401563 | Administratively Determined Incentive Program | Dover | 7801 | 3 | 4.8 | Residential | Behind the Meter | No | Net Metered Residential | Tesla Energy Operations Inc | None | JCP&L | Accepted | 2023-05-04 | 2023-05-26 | 2024-05-26 | Solar Panels | Tesla | Q.PEAK |  | 0.4 | 3 | 59 | 27 |  | Fixed | Roof
NJADRE1553401563 | Administratively Determined Incentive Program | Dover | 7801 | 3 | 4.8 | Residential | Behind the Meter | No | Net Metered Residential | Tesla Energy Operations Inc | None | JCP&L | Accepted | 2023-05-04 | 2023-05-26 | 2024-05-26 | Solar Panels | Tesla | Q.PEAK |  | 0.4 | 9 | 239 | 27 |  | Fixed | Roof
NJADRE1553402460 | Administratively Determined Incentive Program | Asbury | 8802 | 4 | 17.02 | Residential | Behind the Meter | No | Net Metered Residential | Vision Solar LLC | None | JCP&L | Accepted | 2023-05-04 | 2023-05-26 | 2024-05-26 | Inverters | Solaredge | SE11400H-USRGM | 11400 |  | 1 |  |  | 0.97 |  | Outdoor | side of house
NJADRE1553402460 | Administratively Determined Incentive Program | Asbury | 8802 | 4 | 17.02 | Residential | Behind the Meter | No | Net Metered Residential | Vision Solar LLC | None | JCP&L | Accepted | 2023-05-04 | 2023-05-26 | 2024-05-26 | Solar Panels | Znshine | ZXM6-NH120-370/M |  | 0.37 | 20 | 254 | 36 |  | Fixed | Roof
NJADRE1553402460 | Administratively Determined Incentive Program | Asbury | 8802 | 4 | 17.02 | Residential | Behind the Meter | No | Net Metered Residential | Vision Solar LLC | None | JCP&L | Accepted | 2023-05-04 | 2023-05-26 | 2024-05-26 | Solar Panels | Znshine | ZXM6-NH120-370/M |  | 0.37 | 13 | 254 | 36 |  | Fixed | Roof
NJADRE1553402460 | Administratively Determined Incentive Program | Asbury | 8802 | 4 | 17.02 | Residential | Behind the Meter | No | Net Metered Residential | Vision Solar LLC | None | JCP&L | Accepted | 2023-05-04 | 2023-05-26 | 2024-05-26 | Solar Panels | Znshine | ZXM6-NH120-370/M |  | 0.37 | 6 | 254 | 14 |  | Fixed | Roof
NJADRE1553402460 | Administratively Determined Incentive Program | Asbury | 8802 | 4 | 17.02 | Residential | Behind the Meter | No | Net Metered Residential | Vision Solar LLC | None | JCP&L | Accepted | 2023-05-04 | 2023-05-26 | 2024-05-26 | Solar Panels | Znshine | ZXM6-NH120-370/M |  | 0.37 | 7 | 259 | 74 |  | Fixed | Roof
NJADRE1553402482 | Administratively Determined Incentive Program | Pittstown | 8867 | 4 | 6.94 | Residential | Behind the Meter | Yes | Net Metered Residential | Pro Custom Solar dba Momentum Solar | None | JCP&L | Accepted | 2023-05-04 | 2023-05-26 | 2024-05-26 | Solar Panels | hanwha | Â Q. PEAK DUO BLK-G10+365 |  | 0.365 | 9 | 327 | 19 |  | Fixed | Roof
NJADRE1553402482 | Administratively Determined Incentive Program | Pittstown | 8867 | 4 | 6.94 | Residential | Behind the Meter | Yes | Net Metered Residential | Pro Custom Solar dba Momentum Solar | None | JCP&L | Accepted | 2023-05-04 | 2023-05-26 | 2024-05-26 | Solar Panels | hanwha | Â Q. PEAK DUO BLK-G10+365 |  | 0.365 | 10 | 147 | 19 |  | Fixed | Roof
NJADRE1553402482 | Administratively Determined Incentive Program | Pittstown | 8867 | 4 | 6.94 | Residential | Behind the Meter | Yes | Net Metered Residential | Pro Custom Solar dba Momentum Solar | None | JCP&L | Accepted | 2023-05-04 | 2023-05-26 | 2024-05-26 | Inverters | enphase | IQ8PLUS-72-2-US | 290 |  | 19 |  |  | 0.97 |  | Outdoor
NJADRE1553404861 | Administratively Determined Incentive Program | Teaneck | 7666 | 7 | 5.84 | Residential | Behind the Meter | Yes | Net Metered Residential | Pro Custom Solar dba Momentum Solar | None | PSE&G | Accepted | 2023-05-04 | 2023-05-26 | 2024-05-26 | Inverters | ENPHASE | IQ8PLUS-72-2-US | 290 |  | 16 |  |  | 0.97 |  | Outdoor
NJADRE1553404861 | Administratively Determined Incentive Program | Teaneck | 7666 | 7 | 5.84 | Residential | Behind the Meter | Yes | Net Metered Residential | Pro Custom Solar dba Momentum Solar | None | PSE&G | Accepted | 2023-05-04 | 2023-05-26 | 2024-05-26 | Solar Panels | HANWHA | Â Q. PEAK DUO BLK-G10+365 |  | 0.365 | 12 | 284 | 38 |  | Fixed | Roof
NJADRE1553404861 | Administratively Determined Incentive Program | Teaneck | 7666 | 7 | 5.84 | Residential | Behind the Meter | Yes | Net Metered Residential | Pro Custom Solar dba Momentum Solar | None | PSE&G | Accepted | 2023-05-04 | 2023-05-26 | 2024-05-26 | Solar Panels | HANWHA | Â Q. PEAK DUO BLK-G10+365 |  | 0.365 | 4 | 104 | 33 |  | Fixed | Roof
NJADRE1553405222 | Administratively Determined Incentive Program | Woodbridge | 7067 | 10 | 18.13 | Residential | Behind the Meter | No | Net Metered Residential | Vision Solar LLC | None | PSE&G | Accepted | 2023-05-04 | 2023-05-26 | 2024-05-26 | Inverters | Solaredge | SE11400H-USRGM | 11 |  | 1 |  |  | 0.97 |  | Outdoor | side of house
NJADRE1553405222 | Administratively Determined Incentive Program | Woodbridge | 7067 | 10 | 18.13 | Residential | Behind the Meter | No | Net Metered Residential | Vision Solar LLC | None | PSE&G | Accepted | 2023-05-04 | 2023-05-26 | 2024-05-26 | Solar Panels | ZNshine | ZXM6-NH120-370/M |  | 0.37 | 34 | 179 | 25 |  | Fixed | Roof
NJADRE1553405222 | Administratively Determined Incentive Program | Woodbridge | 7067 | 10 | 18.13 | Residential | Behind the Meter | No | Net Metered Residential | Vision Solar LLC | None | PSE&G | Accepted | 2023-05-04 | 2023-05-26 | 2024-05-26 | Solar Panels | Znshine | ZXM6-NH120-370/M |  | 0.37 | 9 | 179 | 12 |  | Fixed | Roof
NJADRE1553405222 | Administratively Determined Incentive Program | Woodbridge | 7067 | 10 | 18.13 | Residential | Behind the Meter | No | Net Metered Residential | Vision Solar LLC | None | PSE&G | Accepted | 2023-05-04 | 2023-05-26 | 2024-05-26 | Solar Panels | Znshine | ZXM6-NH120-370/M |  | 0.37 | 6 | 359 | 29 |  | Fixed | Roof
NJADRE1553405356 | Administratively Determined Incentive Program | Hillsborough | 8844 | 5 | 9.9 | Residential | Behind the Meter | No | Net Metered Residential | Greentech Solar USA LLC | None | PSE&G | Accepted | 2023-05-04 | 2023-05-26 | 2024-05-26 | Inverters | Growatt | MIN10.0TL-XH-US | 10000 |  | 1 |  |  | 0.96 |  | Outdoor
NJADRE1553405356 | Administratively Determined Incentive Program | Hillsborough | 8844 | 5 | 9.9 | Residential | Behind the Meter | No | Net Metered Residential | Greentech Solar USA LLC | None | PSE&G | Accepted | 2023-05-04 | 2023-05-26 | 2024-05-26 | Solar Panels | Trina Solar | TSM-DD06M.05(II)330 |  | 0.33 | 20 | 192 | 32 |  | Fixed | Roof
NJADRE1553405356 | Administratively Determined Incentive Program | Hillsborough | 8844 | 5 | 9.9 | Residential | Behind the Meter | No | Net Metered Residential | Greentech Solar USA LLC | None | PSE&G | Accepted | 2023-05-04 | 2023-05-26 | 2024-05-26 | Solar Panels | Trina Solar | TSM-DD06M.05(II)330 |  | 0.33 | 10 | 102 | 32 |  | Fixed | Roof
NJADRE1553406232 | Administratively Determined Incentive Program | Toms River | 8753 | 18 | 4.44 | Residential | Behind the Meter | No | Net Metered Residential | Vision Solar LLC | None | JCP&L | Accepted | 2023-05-04 | 2023-05-26 | 2024-05-26 | Inverters | Solaredge | SE3800H-USRGM | 3800 |  | 1 |  |  | 0.97 |  | Outdoor | side of house
NJADRE1553406232 | Administratively Determined Incentive Program | Toms River | 8753 | 18 | 4.44 | Residential | Behind the Meter | No | Net Metered Residential | Vision Solar LLC | None | JCP&L | Accepted | 2023-05-04 | 2023-05-26 | 2024-05-26 | Solar Panels | Znshine | ZXM6-NH120-370/M |  | 0.37 | 12 | 240 | 38 |  | Fixed | Roof
NJADRE1553413056 | Administratively Determined Incentive Program | Bloomfield | 7003 | 9 | 7.51 | Residential | Behind the Meter | Yes | Net Metered Residential | Sunrun Installation Services, Inc. | None | PSE&G | Accepted | 2023-05-04 | 2023-05-26 | 2024-05-26 | Inverters | SolarEdge Technologies | SE6000H-USSN | 6000 |  | 1 |  |  | 0.96 |  | Outdoor | Next To Meter
NJADRE1553413056 | Administratively Determined Incentive Program | Bloomfield | 7003 | 9 | 7.51 | Residential | Behind the Meter | Yes | Net Metered Residential | Sunrun Installation Services, Inc. | None | PSE&G | Accepted | 2023-05-04 | 2023-05-26 | 2024-05-26 | Solar Panels | Trina Solar | TSM-395DE09C.07 |  | 0.395 | 5 | 203 | 16 |  | Fixed | Roof
NJADRE1553413056 | Administratively Determined Incentive Program | Bloomfield | 7003 | 9 | 7.51 | Residential | Behind the Meter | Yes | Net Metered Residential | Sunrun Installation Services, Inc. | None | PSE&G | Accepted | 2023-05-04 | 2023-05-26 | 2024-05-26 | Solar Panels | Trina Solar | TSM-395DE09C.07 |  | 0.395 | 4 | 292 | 31 |  | Fixed | Roof
NJADRE1553413056 | Administratively Determined Incentive Program | Bloomfield | 7003 | 9 | 7.51 | Residential | Behind the Meter | Yes | Net Metered Residential | Sunrun Installation Services, Inc. | None | PSE&G | Accepted | 2023-05-04 | 2023-05-26 | 2024-05-26 | Solar Panels | Trina Solar | TSM-395DE09C.07 |  | 0.395 | 4 | 112 | 31 |  | Fixed | Roof
NJADRE1553413056 | Administratively Determined Incentive Program | Bloomfield | 7003 | 9 | 7.51 | Residential | Behind the Meter | Yes | Net Metered Residential | Sunrun Installation Services, Inc. | None | PSE&G | Accepted | 2023-05-04 | 2023-05-26 | 2024-05-26 | Solar Panels | Trina Solar | TSM-395DE09C.07 |  | 0.395 | 6 | 114 | 13 |  | Fixed | Roof
NJADRE1553413286 | Administratively Determined Incentive Program | Atlantic City | 8401 | 19 | 1743.36 | Commercial | Behind the Meter | Yes | Large Net-Metered Non-Residential located on Rooftop, Carport, Canopy and Floating Solar | Distributed Solar Operations, LLC | None | AC Electric | Accepted | 2023-05-12 | 2023-10-30 | 2024-10-30 | Inverters | Chint Power Systems | SCA60KTL-DO/US-480 | 60000 |  | 22 |  |  | 0.985 |  | Outdoor
NJADRE1553413286 | Administratively Determined Incentive Program | Atlantic City | 8401 | 19 | 1743.36 | Commercial | Behind the Meter | Yes | Large Net-Metered Non-Residential located on Rooftop, Carport, Canopy and Floating Solar | Distributed Solar Operations, LLC | None | AC Electric | Accepted | 2023-05-12 | 2023-10-30 | 2024-10-30 | Inverters | Chint Power Systems | SCA50KTL-DO/US-480 | 50000 |  | 1 |  |  | 0.985 |  | Outdoor
NJADRE1553413286 | Administratively Determined Incentive Program | Atlantic City | 8401 | 19 | 1743.36 | Commercial | Behind the Meter | Yes | Large Net-Metered Non-Residential located on Rooftop, Carport, Canopy and Floating Solar | Distributed Solar Operations, LLC | None | AC Electric | Accepted | 2023-05-12 | 2023-10-30 | 2024-10-30 | Solar Panels | Hanwha Q Cells | Q PEAK DUO XL-G10.2 480w |  | 0.48 | 1816 | 153 | 5 |  | Fixed | Parking Lot
NJADRE1553413286 | Administratively Determined Incentive Program | Atlantic City | 8401 | 19 | 1743.36 | Commercial | Behind the Meter | Yes | Large Net-Metered Non-Residential located on Rooftop, Carport, Canopy and Floating Solar | Distributed Solar Operations, LLC | None | AC Electric | Accepted | 2023-05-12 | 2023-10-30 | 2024-10-30 | Solar Panels | Hanwha Q Cells | Q PEAK DUO XL-G10.2 480w |  | 0.48 | 1816 | 333 | 5 |  | Fixed | Parking Lot
NJADRE1553413555 | Administratively Determined Incentive Program | Atlantic City | 8401 | 19 | 886.08 | Commercial | Behind the Meter | Yes | Small Net-Metered Non-Residential located on Rooftop, Carport, Canopy and Floating Solar | Distributed Solar Operations, LLC | None | AC Electric | Accepted | 2023-05-12 | 2023-11-01 | 2024-11-01 | Inverters | Chint Power Systems | SCA60KTL-DO/US-480 | 60000 |  | 11 |  |  | 0.985 |  | Outdoor
NJADRE1553413555 | Administratively Determined Incentive Program | Atlantic City | 8401 | 19 | 886.08 | Commercial | Behind the Meter | Yes | Small Net-Metered Non-Residential located on Rooftop, Carport, Canopy and Floating Solar | Distributed Solar Operations, LLC | None | AC Electric | Accepted | 2023-05-12 | 2023-11-01 | 2024-11-01 | Solar Panels | Hanwha Q Cells | Q PEAK DUO XL-G10.2 480w |  | 0.48 | 923 | 153 | 5 |  | Fixed | Parking Lot
NJADRE1553413555 | Administratively Determined Incentive Program | Atlantic City | 8401 | 19 | 886.08 | Commercial | Behind the Meter | Yes | Small Net-Metered Non-Residential located on Rooftop, Carport, Canopy and Floating Solar | Distributed Solar Operations, LLC | None | AC Electric | Accepted | 2023-05-12 | 2023-11-01 | 2024-11-01 | Solar Panels | Hanwha Q Cells | Q PEAK DUO XL-G10.2 480w |  | 0.48 | 923 | 333 | 5 |  | Fixed | Parking Lot
NJADRE1553414831 | Administratively Determined Incentive Program | Somerdale | 8083 | 14 | 11.85 | Residential | Behind the Meter | Yes | Net Metered Residential | SunnyMac LLC | None | PSE&G | Accepted | 2023-05-05 | 2023-05-26 | 2024-05-26 | Solar Panels | JASOLAR | JAM54S31-395/MR |  | 0.395 | 9 | 237 | 20 |  | Fixed | Roof
NJADRE1553414831 | Administratively Determined Incentive Program | Somerdale | 8083 | 14 | 11.85 | Residential | Behind the Meter | Yes | Net Metered Residential | SunnyMac LLC | None | PSE&G | Accepted | 2023-05-05 | 2023-05-26 | 2024-05-26 | Solar Panels | JASOLAR | JAM54S31-395/MR |  | 0.395 | 6 | 147 | 21 |  | Fixed | Roof
NJADRE1553414831 | Administratively Determined Incentive Program | Somerdale | 8083 | 14 | 11.85 | Residential | Behind the Meter | Yes | Net Metered Residential | SunnyMac LLC | None | PSE&G | Accepted | 2023-05-05 | 2023-05-26 | 2024-05-26 | Solar Panels | JASOLAR | JAM54S31-395/MR |  | 0.395 | 9 | 57 | 20 |  | Fixed | Roof
NJADRE1553414831 | Administratively Determined Incentive Program | Somerdale | 8083 | 14 | 11.85 | Residential | Behind the Meter | Yes | Net Metered Residential | SunnyMac LLC | None | PSE&G | Accepted | 2023-05-05 | 2023-05-26 | 2024-05-26 | Solar Panels | JASOLAR | JAM54S31-395/MR |  | 0.395 | 6 | 327 | 21 |  | Fixed | Roof
NJADRE1553414831 | Administratively Determined Incentive Program | Somerdale | 8083 | 14 | 11.85 | Residential | Behind the Meter | Yes | Net Metered Residential | SunnyMac LLC | None | PSE&G | Accepted | 2023-05-05 | 2023-05-26 | 2024-05-26 | Inverters | Solaredge | SE10000H-US | 10000 |  | 1 |  |  | 0.99 |  | Outdoor | NEXT TO METER
NJADRE1553414856 | Administratively Determined Incentive Program | HOWELL | 7731 | 17 | 14.97 | Residential | Behind the Meter | Yes | Net Metered Residential | Pro Custom Solar dba Momentum Solar | None | JCP&L | Accepted | 2023-05-05 | 2023-05-26 | 2024-05-26 | Inverters | enphase | IQ8PLUS-72-2-US | 290 |  | 41 |  |  | 0.97 |  | Outdoor
NJADRE1553414856 | Administratively Determined Incentive Program | HOWELL | 7731 | 17 | 14.97 | Residential | Behind the Meter | Yes | Net Metered Residential | Pro Custom Solar dba Momentum Solar | None | JCP&L | Accepted | 2023-05-05 | 2023-05-26 | 2024-05-26 | Solar Panels | hanwha | q.peak duo blk-g10+365 |  | 0.365 | 11 | 204 | 18 |  | Fixed | Roof
NJADRE1553414856 | Administratively Determined Incentive Program | HOWELL | 7731 | 17 | 14.97 | Residential | Behind the Meter | Yes | Net Metered Residential | Pro Custom Solar dba Momentum Solar | None | JCP&L | Accepted | 2023-05-05 | 2023-05-26 | 2024-05-26 | Solar Panels | hanwha | q.peak duo blk-g10+365 |  | 0.365 | 16 | 114 | 14 |  | Fixed | Roof
NJADRE1553414856 | Administratively Determined Incentive Program | HOWELL | 7731 | 17 | 14.97 | Residential | Behind the Meter | Yes | Net Metered Residential | Pro Custom Solar dba Momentum Solar | None | JCP&L | Accepted | 2023-05-05 | 2023-05-26 | 2024-05-26 | Solar Panels | hanwha | q.peak duo blk-g10+365 |  | 0.365 | 14 | 294 | 14 |  | Fixed | Roof
NJADRE1553414907 | Administratively Determined Incentive Program | Wayne | 7470 | 6 | 3.7 | Residential | Behind the Meter | No | Net Metered Residential | Vision Solar LLC | None | PSE&G | Accepted | 2023-05-05 | 2023-05-30 | 2024-05-30 | Inverters | Solaredge | SE3800H-USRGM | 4 |  | 1 |  |  | 0.97 |  | Outdoor | side of house
NJADRE1553414907 | Administratively Determined Incentive Program | Wayne | 7470 | 6 | 3.7 | Residential | Behind the Meter | No | Net Metered Residential | Vision Solar LLC | None | PSE&G | Accepted | 2023-05-05 | 2023-05-30 | 2024-05-30 | Solar Panels | Znshine | ZXM6-NH120-370/M |  | 0.37 | 3 | 262 | 15 |  | Fixed | Roof
NJADRE1553414907 | Administratively Determined Incentive Program | Wayne | 7470 | 6 | 3.7 | Residential | Behind the Meter | No | Net Metered Residential | Vision Solar LLC | None | PSE&G | Accepted | 2023-05-05 | 2023-05-30 | 2024-05-30 | Solar Panels | Znshine | ZXM6-NH120-370/M |  | 0.37 | 5 | 172 | 25 |  | Fixed | Roof
NJADRE1553414907 | Administratively Determined Incentive Program | Wayne | 7470 | 6 | 3.7 | Residential | Behind the Meter | No | Net Metered Residential | Vision Solar LLC | None | PSE&G | Accepted | 2023-05-05 | 2023-05-30 | 2024-05-30 | Solar Panels | Znshine | ZXM6-NH120-370/M |  | 0.37 | 2 | 82 | 23 |  | Fixed | Roof
NJADRE1553414914 | Administratively Determined Incentive Program | Mays Landing | 8330 | 19 | 18.25 | Residential | Behind the Meter | Yes | Net Metered Residential | Pro Custom Solar dba Momentum Solar | None | AC Electric | Accepted | 2023-05-05 | 2023-05-30 | 2024-05-30 | Inverters | ENPHASE | IQ8PLUS-72-2-US | 290 |  | 50 |  |  | 0.97 |  | Outdoor
NJADRE1553414914 | Administratively Determined Incentive Program | Mays Landing | 8330 | 19 | 18.25 | Residential | Behind the Meter | Yes | Net Metered Residential | Pro Custom Solar dba Momentum Solar | None | AC Electric | Accepted | 2023-05-05 | 2023-05-30 | 2024-05-30 | Solar Panels | HANWHA | q.peak duo blk-g10+365 |  | 0.365 | 16 | 71 | 34 |  | Fixed | Roof
NJADRE1553414914 | Administratively Determined Incentive Program | Mays Landing | 8330 | 19 | 18.25 | Residential | Behind the Meter | Yes | Net Metered Residential | Pro Custom Solar dba Momentum Solar | None | AC Electric | Accepted | 2023-05-05 | 2023-05-30 | 2024-05-30 | Solar Panels | HANWHA | q.peak duo blk-g10+365 |  | 0.365 | 12 | 71 | 34 |  | Fixed | Roof
NJADRE1553414914 | Administratively Determined Incentive Program | Mays Landing | 8330 | 19 | 18.25 | Residential | Behind the Meter | Yes | Net Metered Residential | Pro Custom Solar dba Momentum Solar | None | AC Electric | Accepted | 2023-05-05 | 2023-05-30 | 2024-05-30 | Solar Panels | HANWHA | q.peak duo blk-g10+365 |  | 0.365 | 9 | 251 | 34 |  | Fixed | Roof
NJADRE1553414914 | Administratively Determined Incentive Program | Mays Landing | 8330 | 19 | 18.25 | Residential | Behind the Meter | Yes | Net Metered Residential | Pro Custom Solar dba Momentum Solar | None | AC Electric | Accepted | 2023-05-05 | 2023-05-30 | 2024-05-30 | Solar Panels | HANWHA | q.peak duo blk-g10+365 |  | 0.365 | 13 | 251 | 34 |  | Fixed | Roof
NJADRE1553414929 | Administratively Determined Incentive Program | WEST ORANGE TWP | 7052 | 9 | 7.6 | Residential | Behind the Meter | Yes | Net Metered Residential | Freedom Forever New Jersey LLC | None | PSE&G | Accepted | 2023-05-05 | 2023-05-30 | 2024-05-30 | Inverters | Solar Edge | SE7600H-USRGM | 7600 |  | 1 |  |  | 0.99 |  | Outdoor
NJADRE1553414929 | Administratively Determined Incentive Program | WEST ORANGE TWP | 7052 | 9 | 7.6 | Residential | Behind the Meter | Yes | Net Metered Residential | Freedom Forever New Jersey LLC | None | PSE&G | Accepted | 2023-05-05 | 2023-05-30 | 2024-05-30 | Solar Panels | Freedom Forever | FF-MP-BBB-400 |  | 0.4 | 7 | 98 | 41 |  | Fixed | Roof
NJADRE1553414929 | Administratively Determined Incentive Program | WEST ORANGE TWP | 7052 | 9 | 7.6 | Residential | Behind the Meter | Yes | Net Metered Residential | Freedom Forever New Jersey LLC | None | PSE&G | Accepted | 2023-05-05 | 2023-05-30 | 2024-05-30 | Solar Panels | Freedom Forever | FF-MP-BBB-400 |  | 0.4 | 6 | 278 | 41 |  | Fixed | Roof
NJADRE1553414929 | Administratively Determined Incentive Program | WEST ORANGE TWP | 7052 | 9 | 7.6 | Residential | Behind the Meter | Yes | Net Metered Residential | Freedom Forever New Jersey LLC | None | PSE&G | Accepted | 2023-05-05 | 2023-05-30 | 2024-05-30 | Solar Panels | Freedom Forever | FF-MP-BBB-400 |  | 0.4 | 6 | 188 | 38 |  | Fixed | Roof
NJADRE1553414949 | Administratively Determined Incentive Program | Piscataway Twp | 8854 | 11 | 7.2 | Commercial | Behind the Meter | No | Small Net-Metered Non-Residential located on Rooftop, Carport, Canopy and Floating Solar | GenRenew LLC | None | PSE&G | Accepted | 2023-05-05 | 2023-05-31 | 2024-05-31 | Inverters | Enphase | IQ7Plus-7-2-US | 290 |  | 16 |  |  | 0.976 |  | Outdoor | under panels
NJADRE1553414949 | Administratively Determined Incentive Program | Piscataway Twp | 8854 | 11 | 7.2 | Commercial | Behind the Meter | No | Small Net-Metered Non-Residential located on Rooftop, Carport, Canopy and Floating Solar | GenRenew LLC | None | PSE&G | Accepted | 2023-05-05 | 2023-05-31 | 2024-05-31 | Meters | Enphase | X2-IQ-AM1-240-4 |  |  | 1 |  |  |  | Yes | Indoor
NJADRE1553414949 | Administratively Determined Incentive Program | Piscataway Twp | 8854 | 11 | 7.2 | Commercial | Behind the Meter | No | Small Net-Metered Non-Residential located on Rooftop, Carport, Canopy and Floating Solar | GenRenew LLC | None | PSE&G | Accepted | 2023-05-05 | 2023-05-31 | 2024-05-31 | Solar Panels | Canadian Solar | CS3W-450MB-AG |  | 0.45 | 16 | 191 | 26 |  | Fixed | Roof
NJADRE1553414968 | Administratively Determined Incentive Program | Piscataway Twp | 8854 | 11 | 53.1 | Commercial | Behind the Meter | No | Small Net-Metered Non-Residential located on Rooftop, Carport, Canopy and Floating Solar | GenRenew LLC | None | PSE&G | Accepted | 2023-05-05 | 2023-06-05 | 2024-06-05 | Inverters | Enphase | IQ7Plus-72-2-US | 290 |  | 118 |  |  | 0.976 |  | Outdoor | under panels
NJADRE1553414968 | Administratively Determined Incentive Program | Piscataway Twp | 8854 | 11 | 53.1 | Commercial | Behind the Meter | No | Small Net-Metered Non-Residential located on Rooftop, Carport, Canopy and Floating Solar | GenRenew LLC | None | PSE&G | Accepted | 2023-05-05 | 2023-06-05 | 2024-06-05 | Meters | Enphase | ENV-IQ-AM3-3P |  |  | 1 |  |  |  | Yes | Indoor
NJADRE1553414968 | Administratively Determined Incentive Program | Piscataway Twp | 8854 | 11 | 53.1 | Commercial | Behind the Meter | No | Small Net-Metered Non-Residential located on Rooftop, Carport, Canopy and Floating Solar | GenRenew LLC | None | PSE&G | Accepted | 2023-05-05 | 2023-06-05 | 2024-06-05 | Solar Panels | Canadian Solar | CS3W-450MB-AG |  | 0.45 | 40 | 137 | 27 |  | Fixed | Roof
NJADRE1553414968 | Administratively Determined Incentive Program | Piscataway Twp | 8854 | 11 | 53.1 | Commercial | Behind the Meter | No | Small Net-Metered Non-Residential located on Rooftop, Carport, Canopy and Floating Solar | GenRenew LLC | None | PSE&G | Accepted | 2023-05-05 | 2023-06-05 | 2024-06-05 | Solar Panels | Canadian Solar | CS3W-450MB-AG |  | 0.45 | 42 | 240 | 27 |  | Fixed | Roof
NJADRE1553414968 | Administratively Determined Incentive Program | Piscataway Twp | 8854 | 11 | 53.1 | Commercial | Behind the Meter | No | Small Net-Metered Non-Residential located on Rooftop, Carport, Canopy and Floating Solar | GenRenew LLC | None | PSE&G | Accepted | 2023-05-05 | 2023-06-05 | 2024-06-05 | Solar Panels | Canadian Solar | CS3W-450MB-AG |  | 0.45 | 36 | 150 | 34 |  | Fixed | Roof
NJADRE1553414986 | Administratively Determined Incentive Program | East Brunswick | 8816 | 11 | 9.62 | Residential | Behind the Meter | No | Net Metered Residential | Vision Solar LLC | None | PSE&G | Accepted | 2023-05-05 | 2023-05-30 | 2024-05-30 | Inverters | Solaredge | SE7600H-USRGM | 7600 |  | 1 |  |  | 0.97 |  | Outdoor | side of house
NJADRE1553414986 | Administratively Determined Incentive Program | East Brunswick | 8816 | 11 | 9.62 | Residential | Behind the Meter | No | Net Metered Residential | Vision Solar LLC | None | PSE&G | Accepted | 2023-05-05 | 2023-05-30 | 2024-05-30 | Solar Panels | Znshine | ZXM6-NH120-370/M |  | 0.37 | 14 | 173 | 28 |  | Fixed | Roof
NJADRE1553414986 | Administratively Determined Incentive Program | East Brunswick | 8816 | 11 | 9.62 | Residential | Behind the Meter | No | Net Metered Residential | Vision Solar LLC | None | PSE&G | Accepted | 2023-05-05 | 2023-05-30 | 2024-05-30 | Solar Panels | Znshine | ZXM6-NH120-370/M |  | 0.37 | 10 | 263 | 44 |  | Fixed | Roof
NJADRE1553414986 | Administratively Determined Incentive Program | East Brunswick | 8816 | 11 | 9.62 | Residential | Behind the Meter | No | Net Metered Residential | Vision Solar LLC | None | PSE&G | Accepted | 2023-05-05 | 2023-05-30 | 2024-05-30 | Solar Panels | Znshine | ZXM6-NH120-370/M |  | 0.37 | 2 | 0.83 | 44 |  | Fixed | Roof
NJADRE1553415045 | Administratively Determined Incentive Program | Maywood | 7607 | 7 | 4.86 | Residential | Behind the Meter | Yes | Net Metered Residential | Trinity Solar | None | PSE&G | Accepted | 2023-05-05 | 2023-05-30 | 2024-05-30 | Inverters | Solar Edge | SE3800H-US | 3800 |  | 1 |  |  | 0.97 |  | Outdoor
NJADRE1553415045 | Administratively Determined Incentive Program | Maywood | 7607 | 7 | 4.86 | Residential | Behind the Meter | Yes | Net Metered Residential | Trinity Solar | None | PSE&G | Accepted | 2023-05-05 | 2023-05-30 | 2024-05-30 | Solar Panels | HANWHA 405 (Q.PEAK DUO BLK ML-G10+ 405) | HANWHA 405 (Q.PEAK DUO BLK ML-G10+ 405) |  | 0.405 | 12 | 128 | 37 |  | Fixed | Roof
NJADRE1553415061 | Administratively Determined Incentive Program | Hamilton Twp | 8620 | 12 | 8.3 | Residential | Behind the Meter | Yes | Net Metered Residential | SunnyMac LLC | None | PSE&G | Accepted | 2023-05-05 | 2023-05-30 | 2024-05-30 | Solar Panels | JASOLAR | JAM54S31-395/MR |  | 0.395 | 8 | 132 | 41 |  | Fixed | Roof
NJADRE1553415061 | Administratively Determined Incentive Program | Hamilton Twp | 8620 | 12 | 8.3 | Residential | Behind the Meter | Yes | Net Metered Residential | SunnyMac LLC | None | PSE&G | Accepted | 2023-05-05 | 2023-05-30 | 2024-05-30 | Solar Panels | JASOLAR | JAM54S31-395/MR |  | 0.395 | 13 | 312 | 41 |  | Fixed | Roof
NJADRE1553415061 | Administratively Determined Incentive Program | Hamilton Twp | 8620 | 12 | 8.3 | Residential | Behind the Meter | Yes | Net Metered Residential | SunnyMac LLC | None | PSE&G | Accepted | 2023-05-05 | 2023-05-30 | 2024-05-30 | Inverters | Solaredge | SE6000H-US | 6000 |  | 1 |  |  | 0.99 |  | Outdoor | NEXT TO METER
NJADRE1553415067 | Administratively Determined Incentive Program | Plainfield | 7063 | 10 | 4.07 | Residential | Behind the Meter | No | Net Metered Residential | Vision Solar LLC | None | PSE&G | Accepted | 2023-05-05 | 2023-05-30 | 2024-05-30 | Inverters | Solaredge | SE3800H-USRGM | 3800 |  | 1 |  |  | 0.97 |  | Outdoor | side of house
NJADRE1553415067 | Administratively Determined Incentive Program | Plainfield | 7063 | 10 | 4.07 | Residential | Behind the Meter | No | Net Metered Residential | Vision Solar LLC | None | PSE&G | Accepted | 2023-05-05 | 2023-05-30 | 2024-05-30 | Solar Panels | Znshine | ZXM6-NH120-370/M |  | 0.37 | 7 | 140 | 32 |  | Fixed | Roof
NJADRE1553415067 | Administratively Determined Incentive Program | Plainfield | 7063 | 10 | 4.07 | Residential | Behind the Meter | No | Net Metered Residential | Vision Solar LLC | None | PSE&G | Accepted | 2023-05-05 | 2023-05-30 | 2024-05-30 | Solar Panels | Znshine | ZXM6-NH120-370/M |  | 0.37 | 4 | 230 | 32 |  | Fixed | Roof
NJADRE1553415363 | Administratively Determined Incentive Program | HAMMONTON | 8037 | 19 | 4.8 | Residential | Behind the Meter | Yes | Net Metered Residential | Freedom Forever New Jersey LLC | None | AC Electric | Accepted | 2023-05-05 | 2023-05-30 | 2024-05-30 | Inverters | Solar Edge | SE3800H-USRGM | 3800 |  | 1 |  |  | 0.99 |  | Outdoor
NJADRE1553415363 | Administratively Determined Incentive Program | HAMMONTON | 8037 | 19 | 4.8 | Residential | Behind the Meter | Yes | Net Metered Residential | Freedom Forever New Jersey LLC | None | AC Electric | Accepted | 2023-05-05 | 2023-05-30 | 2024-05-30 | Solar Panels | Freedom Forever | FF-MP-BBB-400 |  | 0.4 | 12 | 133 | 27 |  | Fixed | Roof
NJADRE1553415835 | Administratively Determined Incentive Program | Randolph | 7869 | 3 | 9.72 | Residential | Behind the Meter | Yes | Net Metered Residential | Trinity Solar | None | JCP&L | Accepted | 2023-05-05 | 2023-05-30 | 2024-05-30 | Inverters | Solar Edge | SE7600H-US000BEi4 | 7600 |  | 1 |  |  | 0.97 |  | Outdoor
NJADRE1553415835 | Administratively Determined Incentive Program | Randolph | 7869 | 3 | 9.72 | Residential | Behind the Meter | Yes | Net Metered Residential | Trinity Solar | None | JCP&L | Accepted | 2023-05-05 | 2023-05-30 | 2024-05-30 | Solar Panels | HANWHA | Q.PEAK DUO BLK ML-G10+ 405 |  | 0.405 | 16 | 29 | 18 |  | Fixed | Roof
NJADRE1553415835 | Administratively Determined Incentive Program | Randolph | 7869 | 3 | 9.72 | Residential | Behind the Meter | Yes | Net Metered Residential | Trinity Solar | None | JCP&L | Accepted | 2023-05-05 | 2023-05-30 | 2024-05-30 | Solar Panels | HANWHA | Q.PEAK DUO BLK ML-G10+ 405 |  | 0.405 | 6 | 209 | 18 |  | Fixed | Roof
NJADRE1553415835 | Administratively Determined Incentive Program | Randolph | 7869 | 3 | 9.72 | Residential | Behind the Meter | Yes | Net Metered Residential | Trinity Solar | None | JCP&L | Accepted | 2023-05-05 | 2023-05-30 | 2024-05-30 | Solar Panels | HANWHA | Q.PEAK DUO BLK ML-G10+ 405 |  | 0.405 | 2 | 119 | 18 |  | Fixed | Roof
NJADRE1553415876 | Administratively Determined Incentive Program | Secaucus Town | 7094 | 8 | 18.4 | Residential | Behind the Meter | No | Net Metered Residential | Freedom Forever New Jersey LLC | None | PSE&G | Accepted | 2023-05-05 | 2023-05-30 | 2024-05-30 | Inverters | Solar Edge | SE11400H-USRGM | 11400 |  | 1 |  |  | 0.99 |  | Outdoor
NJADRE1553415876 | Administratively Determined Incentive Program | Secaucus Town | 7094 | 8 | 18.4 | Residential | Behind the Meter | No | Net Metered Residential | Freedom Forever New Jersey LLC | None | PSE&G | Accepted | 2023-05-05 | 2023-05-30 | 2024-05-30 | Inverters | Solar Edge | SE3800H-USRGM | 3800 |  | 1 |  |  | 0.99 |  | Outdoor
NJADRE1553415876 | Administratively Determined Incentive Program | Secaucus Town | 7094 | 8 | 18.4 | Residential | Behind the Meter | No | Net Metered Residential | Freedom Forever New Jersey LLC | None | PSE&G | Accepted | 2023-05-05 | 2023-05-30 | 2024-05-30 | Solar Panels | Freedom Forever | FF-MP-BBB-400 |  | 0.4 | 23 | 116 | 34 |  | Fixed | Roof
NJADRE1553415876 | Administratively Determined Incentive Program | Secaucus Town | 7094 | 8 | 18.4 | Residential | Behind the Meter | No | Net Metered Residential | Freedom Forever New Jersey LLC | None | PSE&G | Accepted | 2023-05-05 | 2023-05-30 | 2024-05-30 | Solar Panels | Freedom Foreveer | FF-MP-BBB-400 |  | 0.4 | 11 | 206 | 11 |  | Fixed | Roof
NJADRE1553415876 | Administratively Determined Incentive Program | Secaucus Town | 7094 | 8 | 18.4 | Residential | Behind the Meter | No | Net Metered Residential | Freedom Forever New Jersey LLC | None | PSE&G | Accepted | 2023-05-05 | 2023-05-30 | 2024-05-30 | Solar Panels | Freedom Forever | FF-MP-BBB-400 |  | 0.4 | 12 | 296 | 32 |  | Fixed | Roof
NJADRE1553415981 | Administratively Determined Incentive Program | Ventnor City | 8406 | 19 | 5.53 | Residential | Behind the Meter | Yes | Net Metered Residential | Freedom Forever New Jersey LLC | None | AC Electric | Accepted | 2023-05-05 | 2023-05-30 | 2024-05-30 | Inverters | Solar Edge | SE3800H-USRGM | 3800 |  | 1 |  |  | 0.99 |  | Outdoor
NJADRE1553415981 | Administratively Determined Incentive Program | Ventnor City | 8406 | 19 | 5.53 | Residential | Behind the Meter | Yes | Net Metered Residential | Freedom Forever New Jersey LLC | None | AC Electric | Accepted | 2023-05-05 | 2023-05-30 | 2024-05-30 | Solar Panels | Canadian Solar | CS3N-395MS |  | 0.395 | 14 | 149 | 26 |  | Fixed | Roof
NJADRE1553415987 | Administratively Determined Incentive Program | Rahway | 7065 | 10 | 2.96 | Residential | Behind the Meter | No | Net Metered Residential | Vision Solar LLC | None | PSE&G | Accepted | 2023-05-05 | 2023-05-30 | 2024-05-30 | Inverters | Solaredge | SE3800H-USRGM | 3800 |  | 1 |  |  | 0.97 |  | Outdoor | side of house
NJADRE1553415987 | Administratively Determined Incentive Program | Rahway | 7065 | 10 | 2.96 | Residential | Behind the Meter | No | Net Metered Residential | Vision Solar LLC | None | PSE&G | Accepted | 2023-05-05 | 2023-05-30 | 2024-05-30 | Solar Panels | Znshine | ZXM6-NH120-370/M |  | 0.37 | 8 | 272 | 6 |  | Fixed | Roof
NJADRE1553416001 | Administratively Determined Incentive Program | Jersey City | 7305 | 8 | 11.06 | Residential | Behind the Meter | Yes | Net Metered Residential | SunnyMac LLC | None | PSE&G | Accepted | 2023-05-05 | 2023-06-01 | 2024-06-01 | Solar Panels | JASOLAR | JAM54S31-395/MR |  | 0.395 | 28 | 311 | 1 |  | Fixed | Roof
NJADRE1553416001 | Administratively Determined Incentive Program | Jersey City | 7305 | 8 | 11.06 | Residential | Behind the Meter | Yes | Net Metered Residential | SunnyMac LLC | None | PSE&G | Accepted | 2023-05-05 | 2023-06-01 | 2024-06-01 | Inverters | Solaredge | SE10000H-US | 10000 |  | 1 |  |  | 0.99 |  | Outdoor | NEXT TO METER
NJADRE1553416046 | Administratively Determined Incentive Program | South Bound Brook Boro | 8880 | 5 | 7.02 | Residential | Behind the Meter | Yes | Net Metered Residential | Sunrun Installation Services, Inc. | None | PSE&G | Accepted | 2023-05-05 | 2023-05-30 | 2024-05-30 | Inverters | SolarEdge Technologies | SE6000H-USSN | 6000 |  | 1 |  |  | 0.99 |  | Outdoor | Next to the meter
NJADRE1553416046 | Administratively Determined Incentive Program | South Bound Brook Boro | 8880 | 5 | 7.02 | Residential | Behind the Meter | Yes | Net Metered Residential | Sunrun Installation Services, Inc. | None | PSE&G | Accepted | 2023-05-05 | 2023-05-30 | 2024-05-30 | Solar Panels | Trina Solar | TSM-390DE09C.07 |  | 0.39 | 18 | 184 | 22 |  | Fixed | Roof
NJADRE1553416058 | Administratively Determined Incentive Program | Newton | 7860 | 1 | 5.46 | Residential | Behind the Meter | Yes | Net Metered Residential | Sunrun Installation Services, Inc. | None | JCP&L | Accepted | 2023-05-05 | 2023-05-30 | 2024-05-30 | Inverters | SolarEdge Technologies | SE3800H-USMN | 3800 |  | 1 |  |  | 0.96 |  | Outdoor | Next To Meter
NJADRE1553416058 | Administratively Determined Incentive Program | Newton | 7860 | 1 | 5.46 | Residential | Behind the Meter | Yes | Net Metered Residential | Sunrun Installation Services, Inc. | None | JCP&L | Accepted | 2023-05-05 | 2023-05-30 | 2024-05-30 | Solar Panels | Trina Solar | TSM-390DE09C.07 |  | 0.39 | 14 | 265 | 31 |  | Fixed | Roof
NJADRE1553416058 | Administratively Determined Incentive Program | Newton | 7860 | 1 | 5.46 | Residential | Behind the Meter | Yes | Net Metered Residential | Sunrun Installation Services, Inc. | None | JCP&L | Accepted | 2023-05-05 | 2023-05-30 | 2024-05-30 | Electric Storage Battery | LG Chem | RESU 10H Prime |  |  | 1 |  |  |  | Lithium Ion |  | outside
NJADRE1553416079 | Administratively Determined Incentive Program | PISCATAWAY TWP | 8854 | 11 | 2.4 | Residential | Behind the Meter | No | Net Metered Residential | Freedom Forever New Jersey LLC | None | PSE&G | Accepted | 2023-05-05 | 2023-05-30 | 2024-05-30 | Inverters | Enphase | IQ8PLUS-72-2-US | 290 |  | 6 |  |  | 0.99 |  | Outdoor
NJADRE1553416079 | Administratively Determined Incentive Program | PISCATAWAY TWP | 8854 | 11 | 2.4 | Residential | Behind the Meter | No | Net Metered Residential | Freedom Forever New Jersey LLC | None | PSE&G | Accepted | 2023-05-05 | 2023-05-30 | 2024-05-30 | Solar Panels | Freedom Forever | FF-MP-BBB-400 |  | 0.4 | 6 | 280 | 14 |  | Fixed | Roof
NJADRE1553416102 | Administratively Determined Incentive Program | EAST ORANGE | 7017 | 9 | 3.9 | Residential | Behind the Meter | No | Net Metered Residential | Sunrun Installation Services, Inc. | None | PSE&G | Accepted | 2023-05-05 | 2023-05-30 | 2024-05-30 | Inverters | SolarEdge Technologies | SE3800H-USMN | 3800 |  | 1 |  |  | 0.99 |  | Outside
NJADRE1553416102 | Administratively Determined Incentive Program | EAST ORANGE | 7017 | 9 | 3.9 | Residential | Behind the Meter | No | Net Metered Residential | Sunrun Installation Services, Inc. | None | PSE&G | Accepted | 2023-05-05 | 2023-05-30 | 2024-05-30 | Solar Panels | Trina Solar | TSM-390DE09C.07 |  | 0.39 | 10 | 294 | 20 |  | Fixed | Roof
NJADRE1553416120 | Administratively Determined Incentive Program | Atco | 8004 | 14 | 5.46 | Residential | Behind the Meter | Yes | Net Metered Residential | Sunrun Installation Services, Inc. | None | AC Electric | Accepted | 2023-05-05 | 2023-05-30 | 2024-05-30 | Inverters | SolarEdge Technologies | SE3800H-USMN | 3800 |  | 1 |  |  | 0.99 |  | Outdoor | Next to Meter
NJADRE1553416120 | Administratively Determined Incentive Program | Atco | 8004 | 14 | 5.46 | Residential | Behind the Meter | Yes | Net Metered Residential | Sunrun Installation Services, Inc. | None | AC Electric | Accepted | 2023-05-05 | 2023-05-30 | 2024-05-30 | Solar Panels | Trina Solar | TSM-390DE09C.07 |  | 0.39 | 6 | 81 | 26 |  | Fixed | Roof
NJADRE1553416120 | Administratively Determined Incentive Program | Atco | 8004 | 14 | 5.46 | Residential | Behind the Meter | Yes | Net Metered Residential | Sunrun Installation Services, Inc. | None | AC Electric | Accepted | 2023-05-05 | 2023-05-30 | 2024-05-30 | Solar Panels | Trina Solar | TSM-390DE09C.07 |  | 0.39 | 8 | 262 | 27 |  | Fixed | Roof
NJADRE1553416301 | Administratively Determined Incentive Program | Newark City | 7107 | 9 | 3.16 | Residential | Behind the Meter | Yes | Net Metered Residential | SunnyMac LLC | None | PSE&G | Accepted | 2023-05-05 | 2023-05-30 | 2024-05-30 | Solar Panels | JASOLAR | JAM54S31-395/MR |  | 0.395 | 8 | 207 | 26 |  | Fixed | Roof
NJADRE1553416301 | Administratively Determined Incentive Program | Newark City | 7107 | 9 | 3.16 | Residential | Behind the Meter | Yes | Net Metered Residential | SunnyMac LLC | None | PSE&G | Accepted | 2023-05-05 | 2023-05-30 | 2024-05-30 | Inverters | Solaredge | SE 3000H-US | 3000 |  | 1 |  |  | 0.99 |  | Outdoor | NEXT TOMETER
NJADRE1553418803 | Administratively Determined Incentive Program | WILLINGBORO TWP | 8046 | 13 | 16 | Residential | Behind the Meter | Yes | Net Metered Residential | Freedom Forever New Jersey LLC | None | PSE&G | Accepted | 2023-05-05 | 2023-05-30 | 2024-05-30 | Inverters | Solar Edge | SE11400H-USRGM | 11400 |  | 1 |  |  | 0.99 |  | Outdoor
NJADRE1553418803 | Administratively Determined Incentive Program | WILLINGBORO TWP | 8046 | 13 | 16 | Residential | Behind the Meter | Yes | Net Metered Residential | Freedom Forever New Jersey LLC | None | PSE&G | Accepted | 2023-05-05 | 2023-05-30 | 2024-05-30 | Solar Panels | Freedom | FF-MP-BBB-400 |  | 0.4 | 14 | 202 | 27 |  | Fixed | Roof
NJADRE1553418803 | Administratively Determined Incentive Program | WILLINGBORO TWP | 8046 | 13 | 16 | Residential | Behind the Meter | Yes | Net Metered Residential | Freedom Forever New Jersey LLC | None | PSE&G | Accepted | 2023-05-05 | 2023-05-30 | 2024-05-30 | Solar Panels | Freedom Forever | FF-MP-BBB-400 |  | 0.4 | 4 | 292 | 27 |  | Fixed | Roof
NJADRE1553418803 | Administratively Determined Incentive Program | WILLINGBORO TWP | 8046 | 13 | 16 | Residential | Behind the Meter | Yes | Net Metered Residential | Freedom Forever New Jersey LLC | None | PSE&G | Accepted | 2023-05-05 | 2023-05-30 | 2024-05-30 | Solar Panels | Freedom Forever | FF-MP-BBB-400 |  | 0.4 | 4 | 22 | 27 |  | Fixed | Roof
NJADRE1553418803 | Administratively Determined Incentive Program | WILLINGBORO TWP | 8046 | 13 | 16 | Residential | Behind the Meter | Yes | Net Metered Residential | Freedom Forever New Jersey LLC | None | PSE&G | Accepted | 2023-05-05 | 2023-05-30 | 2024-05-30 | Solar Panels | Freedom Forever | FF-MP-BBB-400 |  | 0.4 | 9 | 292 | 19 |  | Fixed | Roof
NJADRE1553418803 | Administratively Determined Incentive Program | WILLINGBORO TWP | 8046 | 13 | 16 | Residential | Behind the Meter | Yes | Net Metered Residential | Freedom Forever New Jersey LLC | None | PSE&G | Accepted | 2023-05-05 | 2023-05-30 | 2024-05-30 | Solar Panels | Freedom Forever | FF-MP-BBB-400 |  | 0.4 | 9 | 112 | 19 |  | Fixed | Roof
NJADRE1553419862 | Administratively Determined Incentive Program | SUSSEX | 7461 | 1 | 18.46 | Residential | Behind the Meter | No | Net Metered Residential | Powur, PBC | None | JCP&L | Accepted | 2023-05-05 | 2023-05-30 | 2024-05-30 | Solar Panels | Longi Solar | LR4-60HPB-355M |  | 0.355 | 31 | 264 | 35 |  | Fixed | Roof
NJADRE1553419862 | Administratively Determined Incentive Program | SUSSEX | 7461 | 1 | 18.46 | Residential | Behind the Meter | No | Net Metered Residential | Powur, PBC | None | JCP&L | Accepted | 2023-05-05 | 2023-05-30 | 2024-05-30 | Solar Panels | Longi Solar | LR4-60HPB-355M |  | 0.355 | 21 | 84 | 35 |  | Fixed | Roof
NJADRE1553419862 | Administratively Determined Incentive Program | SUSSEX | 7461 | 1 | 18.46 | Residential | Behind the Meter | No | Net Metered Residential | Powur, PBC | None | JCP&L | Accepted | 2023-05-05 | 2023-05-30 | 2024-05-30 | Inverters | Enphase | IQ8PLUS-72-2-US | 290 |  | 52 |  |  | 0.99 |  | Outside
NJADRE1553420732 | Administratively Determined Incentive Program | Sayreville | 8872 | 11 | 5.85 | Residential | Behind the Meter | Yes | Net Metered Residential | Sunrun Installation Services, Inc. | None | JCP&L | Accepted | 2023-05-05 | 2023-06-01 | 2024-06-01 | Inverters | Delta Electronics | E6-TL-US | 6000 |  | 1 |  |  | 0.98 |  | Outdoor | Next to Meter
NJADRE1553420732 | Administratively Determined Incentive Program | Sayreville | 8872 | 11 | 5.85 | Residential | Behind the Meter | Yes | Net Metered Residential | Sunrun Installation Services, Inc. | None | JCP&L | Accepted | 2023-05-05 | 2023-06-01 | 2024-06-01 | Solar Panels | Trina Solar | TSM-390DE09C.07 |  | 0.39 | 15 | 258 | 31 |  | Fixed | Roof
NJADRE1553437485 | Administratively Determined Incentive Program | Elizabeth city, | 7206 | 10 | 8.8 | Residential | Behind the Meter | No | Net Metered Residential | Suntuity Solar LLC | None | PSE&G | Accepted | 2023-05-08 | 2023-05-30 | 2024-05-30 | Inverters | ENPHASE | IQ8PLUS-72-2-US | 290 |  | 22 |  |  | 0.97 |  | Outdoor | Behind the PV modules
NJADRE1553437485 | Administratively Determined Incentive Program | Elizabeth city, | 7206 | 10 | 8.8 | Residential | Behind the Meter | No | Net Metered Residential | Suntuity Solar LLC | None | PSE&G | Accepted | 2023-05-08 | 2023-05-30 | 2024-05-30 | Solar Panels | HYPERION | HY-DH108P8 400B |  | 0.4 | 14 | 144 | 15 |  | Fixed | Roof
NJADRE1553437485 | Administratively Determined Incentive Program | Elizabeth city, | 7206 | 10 | 8.8 | Residential | Behind the Meter | No | Net Metered Residential | Suntuity Solar LLC | None | PSE&G | Accepted | 2023-05-08 | 2023-05-30 | 2024-05-30 | Solar Panels | HYPERION | HY-DH108P8 400B |  | 0.4 | 8 | 324 | 15 |  | Fixed | Roof
NJADRE1553440632 | Administratively Determined Incentive Program | BAYVILLE | 8721 | 18 | 10.27 | Residential | Behind the Meter | Yes | Net Metered Residential | SunnyMac LLC | None | JCP&L | Accepted | 2023-05-08 | 2023-05-30 | 2024-05-30 | Solar Panels | CANADIAN SOLAR | CS3N-395MS |  | 0.395 | 13 | 82 | 25 |  | Fixed | Roof
NJADRE1553440632 | Administratively Determined Incentive Program | BAYVILLE | 8721 | 18 | 10.27 | Residential | Behind the Meter | Yes | Net Metered Residential | SunnyMac LLC | None | JCP&L | Accepted | 2023-05-08 | 2023-05-30 | 2024-05-30 | Solar Panels | CANADIAN SOLAR | CS3N-395MS |  | 0.395 | 4 | 262 | 25 |  | Fixed | Roof
NJADRE1553440632 | Administratively Determined Incentive Program | BAYVILLE | 8721 | 18 | 10.27 | Residential | Behind the Meter | Yes | Net Metered Residential | SunnyMac LLC | None | JCP&L | Accepted | 2023-05-08 | 2023-05-30 | 2024-05-30 | Solar Panels | CANADIAN SOLAR | CS3N-395MS |  | 0.395 | 9 | 262 | 13 |  | Fixed | Roof
NJADRE1553440632 | Administratively Determined Incentive Program | BAYVILLE | 8721 | 18 | 10.27 | Residential | Behind the Meter | Yes | Net Metered Residential | SunnyMac LLC | None | JCP&L | Accepted | 2023-05-08 | 2023-05-30 | 2024-05-30 | Inverters | Solaredge | SE7600H-US | 7600 |  | 1 |  |  | 0.99 |  | Outdoor | NEXT TO METER
NJADRE1553440669 | Administratively Determined Incentive Program | Delmont | 8314 | 20 | 15.54 | Residential | Behind the Meter | No | Net Metered Residential | Vision Solar LLC | None | AC Electric | Accepted | 2023-05-08 | 2023-05-30 | 2024-05-30 | Inverters | SolarEdge | SE11400H-USRGM | 11400 |  | 1 |  |  | 0.97 |  | Outdoor | SIDE OF HOUSE
NJADRE1553440669 | Administratively Determined Incentive Program | Delmont | 8314 | 20 | 15.54 | Residential | Behind the Meter | No | Net Metered Residential | Vision Solar LLC | None | AC Electric | Accepted | 2023-05-08 | 2023-05-30 | 2024-05-30 | Solar Panels | ZNSHINE SOLAR | ZXM6-NH120-370/M |  | 0.37 | 34 | 271 | 8 |  | Fixed | Roof
NJADRE1553440669 | Administratively Determined Incentive Program | Delmont | 8314 | 20 | 15.54 | Residential | Behind the Meter | No | Net Metered Residential | Vision Solar LLC | None | AC Electric | Accepted | 2023-05-08 | 2023-05-30 | 2024-05-30 | Solar Panels | ZNSHINE SOLAR | ZXM6-NH120-370/M |  | 0.37 | 8 | 91 | 14 |  | Fixed | Roof
NJADRE1553440712 | Administratively Determined Incentive Program | Toms River | 8753 | 18 | 6.72 | Residential | Behind the Meter | Yes | Net Metered Residential | SunnyMac LLC | None | JCP&L | Accepted | 2023-05-08 | 2023-05-31 | 2024-05-31 | Solar Panels | JA SOLAR | JAM54S31-395/MR |  | 0.395 | 6 | 248 | 28 |  | Fixed | Roof
NJADRE1553440712 | Administratively Determined Incentive Program | Toms River | 8753 | 18 | 6.72 | Residential | Behind the Meter | Yes | Net Metered Residential | SunnyMac LLC | None | JCP&L | Accepted | 2023-05-08 | 2023-05-31 | 2024-05-31 | Solar Panels | JA SOLAR | JAM54S31-395/MR |  | 0.395 | 11 | 158 | 28 |  | Fixed | Roof
NJADRE1553440712 | Administratively Determined Incentive Program | Toms River | 8753 | 18 | 6.72 | Residential | Behind the Meter | Yes | Net Metered Residential | SunnyMac LLC | None | JCP&L | Accepted | 2023-05-08 | 2023-05-31 | 2024-05-31 | Inverters | Solaredge | SE6000H-US | 6000 |  | 1 |  |  | 0.99 |  | Outdoor | NEXT TO METER
NJADRE1553440712 | Administratively Determined Incentive Program | Toms River | 8753 | 18 | 6.72 | Residential | Behind the Meter | Yes | Net Metered Residential | SunnyMac LLC | None | JCP&L | Accepted | 2023-05-08 | 2023-05-31 | 2024-05-31 | Meters | SE-RGMTR-1D-240C-B | Solaredge |  |  | 1 |  |  |  | Yes | Outdoor
NJADRE1553440716 | Administratively Determined Incentive Program | Ridgewood | 7450 | 7 | 13.14 | Residential | Behind the Meter | Yes | Net Metered Residential | Pro Custom Solar dba Momentum Solar | None | PSE&G | Accepted | 2023-05-08 | 2023-05-30 | 2024-05-30 | Inverters | enphase | IQ8PLUS-72-2-US | 290 |  | 36 |  |  | 0.97 |  | Outdoor
NJADRE1553440716 | Administratively Determined Incentive Program | Ridgewood | 7450 | 7 | 13.14 | Residential | Behind the Meter | Yes | Net Metered Residential | Pro Custom Solar dba Momentum Solar | None | PSE&G | Accepted | 2023-05-08 | 2023-05-30 | 2024-05-30 | Solar Panels | hanwha | q.peak duo blk-g10+365 |  | 0.365 | 36 | 195 | 14 |  | Fixed | Roof
NJADRE1553440750 | Administratively Determined Incentive Program | SADDLE BROOK | 7663 | 7 | 14.4 | Residential | Behind the Meter | No | Net Metered Residential | Posigen NJ LLC | None | PSE&G | Accepted | 2023-05-08 | 2023-05-30 | 2024-05-30 | Inverters | SOLAREDGE | SE10000H-US | 10000 |  | 1 |  |  | 0.99 |  | Outside | WITHIN TEN FEET OF METER
NJADRE1553440750 | Administratively Determined Incentive Program | SADDLE BROOK | 7663 | 7 | 14.4 | Residential | Behind the Meter | No | Net Metered Residential | Posigen NJ LLC | None | PSE&G | Accepted | 2023-05-08 | 2023-05-30 | 2024-05-30 | Solar Panels | SLFAB | SIL-360NX |  | 0.36 | 40 | 250 | 30 |  | Fixed | Roof
NJADRE1553440931 | Administratively Determined Incentive Program | BRIDGETON | 8302 | 20 | 13.12 | Residential | Behind the Meter | Yes | Net Metered Residential | Posigen NJ LLC | None | AC Electric | Accepted | 2023-05-08 | 2023-05-30 | 2024-05-30 | Inverters | SOLAREDGE | SE11400H-US | 11400 |  | 1 |  |  | 0.99 |  | Outside | WITHIN TEN FEET OF METER
NJADRE1553440931 | Administratively Determined Incentive Program | BRIDGETON | 8302 | 20 | 13.12 | Residential | Behind the Meter | Yes | Net Metered Residential | Posigen NJ LLC | None | AC Electric | Accepted | 2023-05-08 | 2023-05-30 | 2024-05-30 | Solar Panels | CANADIAN SOLAR | CS3N-410MS |  | 0.41 | 32 | 264 | 20 |  | Fixed | Roof
NJADRE1553440934 | Administratively Determined Incentive Program | Woodbury | 8096 | 15 | 5.11 | Residential | Behind the Meter | Yes | Net Metered Residential | Pro Custom Solar dba Momentum Solar | None | PSE&G | Accepted | 2023-05-08 | 2023-05-30 | 2024-05-30 | Inverters | enphase | IQ8PLUS-72-2-US | 290 |  | 14 |  |  | 0.97 |  | Outdoor
NJADRE1553440934 | Administratively Determined Incentive Program | Woodbury | 8096 | 15 | 5.11 | Residential | Behind the Meter | Yes | Net Metered Residential | Pro Custom Solar dba Momentum Solar | None | PSE&G | Accepted | 2023-05-08 | 2023-05-30 | 2024-05-30 | Solar Panels | hanwha | q.peak duo blk-g10+365 |  | 0.365 | 8 | 252 | 30 |  | Fixed | Roof
NJADRE1553440934 | Administratively Determined Incentive Program | Woodbury | 8096 | 15 | 5.11 | Residential | Behind the Meter | Yes | Net Metered Residential | Pro Custom Solar dba Momentum Solar | None | PSE&G | Accepted | 2023-05-08 | 2023-05-30 | 2024-05-30 | Solar Panels | hanwha | q.peak duo blk-g10+365 |  | 0.365 | 6 | 72 | 30 |  | Fixed | Roof
NJADRE1553440935 | Administratively Determined Incentive Program | East Windsor | 8520 | 12 | 6.21 | Residential | Behind the Meter | Yes | Net Metered Residential | Pro Custom Solar dba Momentum Solar | None | JCP&L | Accepted | 2023-05-08 | 2023-05-16 | 2024-05-16 | Solar Panels | HANWHA | Â Q. PEAK DUO BLK-G10+365 |  | 0.365 | 8 | 7 | 23 |  | Fixed | Roof
NJADRE1553440935 | Administratively Determined Incentive Program | East Windsor | 8520 | 12 | 6.21 | Residential | Behind the Meter | Yes | Net Metered Residential | Pro Custom Solar dba Momentum Solar | None | JCP&L | Accepted | 2023-05-08 | 2023-05-16 | 2024-05-16 | Solar Panels | HANWHA | Â Q. PEAK DUO BLK-G10+365 |  | 0.365 | 9 | 187 | 23 |  | Fixed | Roof
NJADRE1553440935 | Administratively Determined Incentive Program | East Windsor | 8520 | 12 | 6.21 | Residential | Behind the Meter | Yes | Net Metered Residential | Pro Custom Solar dba Momentum Solar | None | JCP&L | Accepted | 2023-05-08 | 2023-05-16 | 2024-05-16 | Inverters | ENPHASE | IQ8PLUS-72-2-US | 290 |  | 17 |  |  | 0.97 |  | Outdoor
NJADRE1553440951 | Administratively Determined Incentive Program | Budd Lake | 7828 | 3 | 7.29 | Residential | Behind the Meter | Yes | Net Metered Residential | Trinity Solar | None | JCP&L | Accepted | 2023-05-08 | 2023-05-30 | 2024-05-30 | Inverters | Solar Edge | SE6000H-US | 6000 |  | 1 |  |  | 0.97 |  | Outdoor
NJADRE1553440951 | Administratively Determined Incentive Program | Budd Lake | 7828 | 3 | 7.29 | Residential | Behind the Meter | Yes | Net Metered Residential | Trinity Solar | None | JCP&L | Accepted | 2023-05-08 | 2023-05-30 | 2024-05-30 | Solar Panels | HANWHA 405 (Q.PEAK DUO BLK ML-G10+ 405) | HANWHA 405 (Q.PEAK DUO BLK ML-G10+ 405) |  | 0.405 | 18 | 247 | 30 |  | Fixed | Roof
NJADRE1553441027 | Administratively Determined Incentive Program | Sea Girt | 8750 | 17 | 8.69 | Residential | Behind the Meter | Yes | Net Metered Residential | SunnyMac LLC | None | JCP&L | Accepted | 2023-05-08 | 2023-05-30 | 2024-05-30 | Solar Panels | JA SOLAR | JAM54S31-395/MR |  | 0.395 | 8 | 114 | 28 |  | Fixed | Roof
NJADRE1553441027 | Administratively Determined Incentive Program | Sea Girt | 8750 | 17 | 8.69 | Residential | Behind the Meter | Yes | Net Metered Residential | SunnyMac LLC | None | JCP&L | Accepted | 2023-05-08 | 2023-05-30 | 2024-05-30 | Solar Panels | JA SOLAR | JAM54S31-395/MR |  | 0.395 | 6 | 294 | 28 |  | Fixed | Roof
NJADRE1553441027 | Administratively Determined Incentive Program | Sea Girt | 8750 | 17 | 8.69 | Residential | Behind the Meter | Yes | Net Metered Residential | SunnyMac LLC | None | JCP&L | Accepted | 2023-05-08 | 2023-05-30 | 2024-05-30 | Solar Panels | JA SOLAR | JAM54S31-395/MR |  | 0.395 | 8 | 204 | 35 |  | Fixed | Roof
NJADRE1553441027 | Administratively Determined Incentive Program | Sea Girt | 8750 | 17 | 8.69 | Residential | Behind the Meter | Yes | Net Metered Residential | SunnyMac LLC | None | JCP&L | Accepted | 2023-05-08 | 2023-05-30 | 2024-05-30 | Inverters | Solaredge | SE 3000H -US | 3000 |  | 1 |  |  | 0.99 |  | Outdoor | NEXT TO METER
NJADRE1553441027 | Administratively Determined Incentive Program | Sea Girt | 8750 | 17 | 8.69 | Residential | Behind the Meter | Yes | Net Metered Residential | SunnyMac LLC | None | JCP&L | Accepted | 2023-05-08 | 2023-05-30 | 2024-05-30 | Inverters | Solaredge | SE 3800H -US | 3800 |  | 1 |  |  | 0.99 |  | Outdoor | NEXT TO METER
NJADRE1553441040 | Administratively Determined Incentive Program | East Orange | 7017 | 9 | 12.64 | Residential | Behind the Meter | Yes | Net Metered Residential | Skyline Solar LLC | None | PSE&G | Accepted | 2023-05-08 | 2023-05-30 | 2024-05-30 | Solar Panels | JA SOLAR | JAM54S31-395/MR |  | 0.395 | 32 | 200 | 6 |  | Fixed | Roof
NJADRE1553441040 | Administratively Determined Incentive Program | East Orange | 7017 | 9 | 12.64 | Residential | Behind the Meter | Yes | Net Metered Residential | Skyline Solar LLC | None | PSE&G | Accepted | 2023-05-08 | 2023-05-30 | 2024-05-30 | Inverters | SOLAREDGE | SE10000H-US | 10000 |  | 1 |  |  | 0.992 |  | Outdoor
NJADRE1553441048 | Administratively Determined Incentive Program | JERSEY CITY | 7307 | 8 | 4.1 | Residential | Behind the Meter | Yes | Net Metered Residential | Posigen NJ LLC | None | PSE&G | Accepted | 2023-05-08 | 2023-05-31 | 2024-05-31 | Inverters | SOLAREDGE | SE3800H-US | 3800 |  | 1 |  |  | 0.99 |  | Outside | WITHIN TEN FEET OF METER
NJADRE1553441048 | Administratively Determined Incentive Program | JERSEY CITY | 7307 | 8 | 4.1 | Residential | Behind the Meter | Yes | Net Metered Residential | Posigen NJ LLC | None | PSE&G | Accepted | 2023-05-08 | 2023-05-31 | 2024-05-31 | Solar Panels | CANADIAN SOLAR | CS3N-410MS |  | 0.41 | 10 | 206 | 5 |  | Fixed | Roof
NJADRE1553441073 | Administratively Determined Incentive Program | New Milford | 7646 | 7 | 5.76 | Residential | Behind the Meter | No | Net Metered Residential | Vision Solar LLC | None | PSE&G | Accepted | 2023-05-08 | 2023-05-30 | 2024-05-30 | Inverters | Solaredge | SE3800H-USRGM | 3800 |  | 1 |  |  | 0.97 |  | Outdoor | side of house
NJADRE1553441073 | Administratively Determined Incentive Program | New Milford | 7646 | 7 | 5.76 | Residential | Behind the Meter | No | Net Metered Residential | Vision Solar LLC | None | PSE&G | Accepted | 2023-05-08 | 2023-05-30 | 2024-05-30 | Solar Panels | Znshine | ZXM6-NH120-360/M |  | 0.36 | 9 | 190 | 33 |  | Fixed | Roof
NJADRE1553441073 | Administratively Determined Incentive Program | New Milford | 7646 | 7 | 5.76 | Residential | Behind the Meter | No | Net Metered Residential | Vision Solar LLC | None | PSE&G | Accepted | 2023-05-08 | 2023-05-30 | 2024-05-30 | Solar Panels | ZNshine | ZXM6-NH120-360/M |  | 0.36 | 4 | 100 | 26 |  | Fixed | Roof
NJADRE1553441073 | Administratively Determined Incentive Program | New Milford | 7646 | 7 | 5.76 | Residential | Behind the Meter | No | Net Metered Residential | Vision Solar LLC | None | PSE&G | Accepted | 2023-05-08 | 2023-05-30 | 2024-05-30 | Solar Panels | Znshine | ZXM6-NH120-360/M |  | 0.36 | 3 | 280 | 26 |  | Fixed | Roof
NJADRE1553441834 | Administratively Determined Incentive Program | Washington | 7882 | 2 | 4.75 | Residential | Behind the Meter | Yes | Net Metered Residential | Pro Custom Solar dba Momentum Solar | None | JCP&L | Accepted | 2023-05-08 | 2023-05-30 | 2024-05-30 | Solar Panels | HANWHA | Â Q. PEAK DUO BLK-G10+365 |  | 0.365 | 5 | 252 | 39 |  | Fixed | Roof
NJADRE1553441834 | Administratively Determined Incentive Program | Washington | 7882 | 2 | 4.75 | Residential | Behind the Meter | Yes | Net Metered Residential | Pro Custom Solar dba Momentum Solar | None | JCP&L | Accepted | 2023-05-08 | 2023-05-30 | 2024-05-30 | Solar Panels | HANWHA | Â Q. PEAK DUO BLK-G10+365 |  | 0.365 | 8 | 165 | 35 |  | Fixed | Roof
NJADRE1553441834 | Administratively Determined Incentive Program | Washington | 7882 | 2 | 4.75 | Residential | Behind the Meter | Yes | Net Metered Residential | Pro Custom Solar dba Momentum Solar | None | JCP&L | Accepted | 2023-05-08 | 2023-05-30 | 2024-05-30 | Inverters | ENPHASE | IQ8PLUS-72-2-US | 290 |  | 13 |  |  | 0.97 |  | Outdoor
NJADRE1553441873 | Administratively Determined Incentive Program | UNION | 7083 | 10 | 8.2 | Residential | Behind the Meter | Yes | Net Metered Residential | Posigen NJ LLC | None | PSE&G | Accepted | 2023-05-08 | 2023-05-31 | 2024-05-31 | Inverters | SOLAREDGE | SE7600H-US | 7600 |  | 1 |  |  | 0.99 |  | Outside | WITHIN TEN FEET OF METER
NJADRE1553441873 | Administratively Determined Incentive Program | UNION | 7083 | 10 | 8.2 | Residential | Behind the Meter | Yes | Net Metered Residential | Posigen NJ LLC | None | PSE&G | Accepted | 2023-05-08 | 2023-05-31 | 2024-05-31 | Solar Panels | CANADIAN SOLAR | CS3N-410MS |  | 0.41 | 20 | 186 | 23 |  | Fixed | Roof
NJADRE1553441934 | Administratively Determined Incentive Program | Waretown | 8758 | 18 | 10 | Residential | Behind the Meter | Yes | Net Metered Residential | Freedom Forever New Jersey LLC | None | JCP&L | Accepted | 2023-05-08 | 2023-05-31 | 2024-05-31 | Inverters | Solar Edge | SE7600H-USRGM | 7600 |  | 1 |  |  | 0.99 |  | Outdoor
NJADRE1553441934 | Administratively Determined Incentive Program | Waretown | 8758 | 18 | 10 | Residential | Behind the Meter | Yes | Net Metered Residential | Freedom Forever New Jersey LLC | None | JCP&L | Accepted | 2023-05-08 | 2023-05-31 | 2024-05-31 | Solar Panels | Freedom Forever | FF-MP-BBB-400 |  | 0.4 | 14 | 266 | 5 |  | Fixed | Roof
NJADRE1553441934 | Administratively Determined Incentive Program | Waretown | 8758 | 18 | 10 | Residential | Behind the Meter | Yes | Net Metered Residential | Freedom Forever New Jersey LLC | None | JCP&L | Accepted | 2023-05-08 | 2023-05-31 | 2024-05-31 | Solar Panels | Freedom Forever | FF-MP-BBB-400 |  | 0.4 | 11 | 86 | 5 |  | Fixed | Roof
NJADRE1553441986 | Administratively Determined Incentive Program | Surf City | 8008 | 18 | 5.55 | Residential | Behind the Meter | No | Net Metered Residential | All Season Solar | None | AC Electric | Accepted | 2023-05-08 | 2023-05-31 | 2024-05-31 | Inverters | Enphase | IQ8PLus | 290 |  | 15 |  |  | 0.97 |  | Outdoor
NJADRE1553441986 | Administratively Determined Incentive Program | Surf City | 8008 | 18 | 5.55 | Residential | Behind the Meter | No | Net Metered Residential | All Season Solar | None | AC Electric | Accepted | 2023-05-08 | 2023-05-31 | 2024-05-31 | Solar Panels | Certainteed | CT370HC11-06 |  | 0.37 | 8 | 123 | 28 |  | Fixed | Roof
NJADRE1553441986 | Administratively Determined Incentive Program | Surf City | 8008 | 18 | 5.55 | Residential | Behind the Meter | No | Net Metered Residential | All Season Solar | None | AC Electric | Accepted | 2023-05-08 | 2023-05-31 | 2024-05-31 | Solar Panels | Certainteed | CT370HC11-06 |  | 0.37 | 2 | 303 | 28 |  | Fixed | Roof
NJADRE1553441986 | Administratively Determined Incentive Program | Surf City | 8008 | 18 | 5.55 | Residential | Behind the Meter | No | Net Metered Residential | All Season Solar | None | AC Electric | Accepted | 2023-05-08 | 2023-05-31 | 2024-05-31 | Solar Panels | Certainteed | CT370HC11-06 |  | 0.37 | 5 | 303 | 28 |  | Fixed | Roof
NJADRE1553441995 | Administratively Determined Incentive Program | Parsippany | 7054 | 3 | 9.88 | Residential | Behind the Meter | No | Net Metered Residential | Sunrun Installation Services, Inc. | None | JCP&L | Accepted | 2023-05-08 | 2023-05-30 | 2024-05-30 | Inverters | SolarEdge Technologies | SE7600H-USSN | 7600 |  | 1 |  |  | 0.99 |  | Outdoor | Next to meter
NJADRE1553441995 | Administratively Determined Incentive Program | Parsippany | 7054 | 3 | 9.88 | Residential | Behind the Meter | No | Net Metered Residential | Sunrun Installation Services, Inc. | None | JCP&L | Accepted | 2023-05-08 | 2023-05-30 | 2024-05-30 | Solar Panels | Trina Solar | TSM-395DE09C.07 |  | 0.395 | 8 | 288 | 21 |  | Fixed | Roof
NJADRE1553441995 | Administratively Determined Incentive Program | Parsippany | 7054 | 3 | 9.88 | Residential | Behind the Meter | No | Net Metered Residential | Sunrun Installation Services, Inc. | None | JCP&L | Accepted | 2023-05-08 | 2023-05-30 | 2024-05-30 | Solar Panels | Trina Solar | TSM-395DE09C.07 |  | 0.395 | 17 | 113 | 21 |  | Fixed | Roof
NJADRE1553442005 | Administratively Determined Incentive Program | Haddon Township | 8107 | 14 | 9.86 | Residential | Behind the Meter | Yes | Net Metered Residential | Pro Custom Solar dba Momentum Solar | None | PSE&G | Accepted | 2023-05-08 | 2023-05-30 | 2024-05-30 | Inverters | ENPHASE | IQ8PLUS-72-2-US | 290 |  | 27 |  |  | 0.97 |  | Outdoor
NJADRE1553442005 | Administratively Determined Incentive Program | Haddon Township | 8107 | 14 | 9.86 | Residential | Behind the Meter | Yes | Net Metered Residential | Pro Custom Solar dba Momentum Solar | None | PSE&G | Accepted | 2023-05-08 | 2023-05-30 | 2024-05-30 | Solar Panels | HANWHA | q.peak duo blk-g10+365 |  | 0.365 | 20 | 58 | 32 |  | Fixed | Roof
NJADRE1553442005 | Administratively Determined Incentive Program | Haddon Township | 8107 | 14 | 9.86 | Residential | Behind the Meter | Yes | Net Metered Residential | Pro Custom Solar dba Momentum Solar | None | PSE&G | Accepted | 2023-05-08 | 2023-05-30 | 2024-05-30 | Solar Panels | HANWHA | q.peak duo blk-g10+365 |  | 0.365 | 7 | 238 | 33 |  | Fixed | Roof
NJADRE1553442008 | Administratively Determined Incentive Program | HIGHLAND LAKES | 7422 | 1 | 14.8 | Residential | Behind the Meter | No | Net Metered Residential | Powur, PBC | None | Sussex Rural | Accepted | 2023-05-08 | 2023-05-31 | 2024-05-31 | Solar Panels | Hanwha | Q.PEAK DUO BLK ML-G10+ 400 |  | 0.4 | 19 | 213 | 22 |  | Fixed | Roof
NJADRE1553442008 | Administratively Determined Incentive Program | HIGHLAND LAKES | 7422 | 1 | 14.8 | Residential | Behind the Meter | No | Net Metered Residential | Powur, PBC | None | Sussex Rural | Accepted | 2023-05-08 | 2023-05-31 | 2024-05-31 | Solar Panels | Hanwha | Q.PEAK DUO BLK ML-G10+ 400 |  | 0.4 | 18 | 33 | 22 |  | Fixed | Roof
NJADRE1553442008 | Administratively Determined Incentive Program | HIGHLAND LAKES | 7422 | 1 | 14.8 | Residential | Behind the Meter | No | Net Metered Residential | Powur, PBC | None | Sussex Rural | Accepted | 2023-05-08 | 2023-05-31 | 2024-05-31 | Inverters | Solaredge | SE11400H-US RGM | 11400 |  | 1 |  |  | 0.99 |  | Outside
NJADRE1553442027 | Administratively Determined Incentive Program | Hillsborough | 8844 | 5 | 15.2 | Residential | Behind the Meter | No | Net Metered Residential | Green House Solar | None | PSE&G | Accepted | 2023-05-08 | 2023-05-30 | 2024-05-30 | Inverters | enphase | iq7hs | 384 |  | 38 |  |  | 0.97 |  | Outdoor
NJADRE1553442027 | Administratively Determined Incentive Program | Hillsborough | 8844 | 5 | 15.2 | Residential | Behind the Meter | No | Net Metered Residential | Green House Solar | None | PSE&G | Accepted | 2023-05-08 | 2023-05-30 | 2024-05-30 | Solar Panels | sunpower | u400 |  | 0.4 | 4 | 248 | 24 |  | Fixed | Roof
NJADRE1553442027 | Administratively Determined Incentive Program | Hillsborough | 8844 | 5 | 15.2 | Residential | Behind the Meter | No | Net Metered Residential | Green House Solar | None | PSE&G | Accepted | 2023-05-08 | 2023-05-30 | 2024-05-30 | Solar Panels | sunpower | u400 |  | 0.4 | 13 | 249 | 18 |  | Fixed | Roof
NJADRE1553442027 | Administratively Determined Incentive Program | Hillsborough | 8844 | 5 | 15.2 | Residential | Behind the Meter | No | Net Metered Residential | Green House Solar | None | PSE&G | Accepted | 2023-05-08 | 2023-05-30 | 2024-05-30 | Solar Panels | sunpower | u400 |  | 0.4 | 2 | 158 | 34 |  | Fixed | Roof
NJADRE1553442027 | Administratively Determined Incentive Program | Hillsborough | 8844 | 5 | 15.2 | Residential | Behind the Meter | No | Net Metered Residential | Green House Solar | None | PSE&G | Accepted | 2023-05-08 | 2023-05-30 | 2024-05-30 | Solar Panels | SUNPOWER | U400 |  | 0.4 | 2 | 158 | 36 |  | Fixed | Roof
NJADRE1553442027 | Administratively Determined Incentive Program | Hillsborough | 8844 | 5 | 15.2 | Residential | Behind the Meter | No | Net Metered Residential | Green House Solar | None | PSE&G | Accepted | 2023-05-08 | 2023-05-30 | 2024-05-30 | Solar Panels | SUNPOWER | U400 |  | 0.4 | 12 | 68 | 24 |  | Fixed | Roof
NJADRE1553442027 | Administratively Determined Incentive Program | Hillsborough | 8844 | 5 | 15.2 | Residential | Behind the Meter | No | Net Metered Residential | Green House Solar | None | PSE&G | Accepted | 2023-05-08 | 2023-05-30 | 2024-05-30 | Solar Panels | SUNPOWER | U400 |  | 0.4 | 5 | 69 | 20 |  | Fixed | Roof
NJADRE1553442352 | Administratively Determined Incentive Program | Cranford | 7016 | 10 | 12.58 | Residential | Behind the Meter | No | Net Metered Residential | Vision Solar LLC | None | PSE&G | Accepted | 2023-05-08 | 2023-05-31 | 2024-05-31 | Inverters | Solaredge | SE11400H-USRGM | 11 |  | 1 |  |  | 0.97 |  | Outdoor | side of house
NJADRE1553442352 | Administratively Determined Incentive Program | Cranford | 7016 | 10 | 12.58 | Residential | Behind the Meter | No | Net Metered Residential | Vision Solar LLC | None | PSE&G | Accepted | 2023-05-08 | 2023-05-31 | 2024-05-31 | Solar Panels | Znshine | ZXM6-NH120-370/M |  | 0.37 | 16 | 132 | 39 |  | Fixed | Roof
NJADRE1553442352 | Administratively Determined Incentive Program | Cranford | 7016 | 10 | 12.58 | Residential | Behind the Meter | No | Net Metered Residential | Vision Solar LLC | None | PSE&G | Accepted | 2023-05-08 | 2023-05-31 | 2024-05-31 | Solar Panels | Znshine | ZXM6-NH120-370/M |  | 0.37 | 3 | 132 | 39 |  | Fixed | Roof
NJADRE1553442352 | Administratively Determined Incentive Program | Cranford | 7016 | 10 | 12.58 | Residential | Behind the Meter | No | Net Metered Residential | Vision Solar LLC | None | PSE&G | Accepted | 2023-05-08 | 2023-05-31 | 2024-05-31 | Solar Panels | Znshine | ZXM6-NH120-370/M |  | 0.37 | 12 | 312 | 39 |  | Fixed | Roof
NJADRE1553442352 | Administratively Determined Incentive Program | Cranford | 7016 | 10 | 12.58 | Residential | Behind the Meter | No | Net Metered Residential | Vision Solar LLC | None | PSE&G | Accepted | 2023-05-08 | 2023-05-31 | 2024-05-31 | Solar Panels | Znshine | ZXM6-NH120-370/M |  | 0.37 | 3 | 312 | 39 |  | Fixed | Roof
NJADRE1553442502 | Administratively Determined Incentive Program | Eatontown | 7724 | 17 | 21.13 | Residential | Behind the Meter | Yes | Net Metered Residential | All Season Solar | None | JCP&L | Accepted | 2023-05-08 | 2023-05-31 | 2024-05-31 | Inverters | Enphase | IQ7 | 240 |  | 65 |  |  | 0.97 |  | Outside
NJADRE1553442502 | Administratively Determined Incentive Program | Eatontown | 7724 | 17 | 21.13 | Residential | Behind the Meter | Yes | Net Metered Residential | All Season Solar | None | JCP&L | Accepted | 2023-05-08 | 2023-05-31 | 2024-05-31 | Solar Panels | JA Solar | JAM325 |  | 0.325 | 9 | 58 | 40 |  | Fixed | Roof
NJADRE1553442502 | Administratively Determined Incentive Program | Eatontown | 7724 | 17 | 21.13 | Residential | Behind the Meter | Yes | Net Metered Residential | All Season Solar | None | JCP&L | Accepted | 2023-05-08 | 2023-05-31 | 2024-05-31 | Solar Panels | JA Solar | JAM325 |  | 0.325 | 15 | 238 | 40 |  | Fixed | Roof
NJADRE1553442502 | Administratively Determined Incentive Program | Eatontown | 7724 | 17 | 21.13 | Residential | Behind the Meter | Yes | Net Metered Residential | All Season Solar | None | JCP&L | Accepted | 2023-05-08 | 2023-05-31 | 2024-05-31 | Solar Panels | JA Solar | JAM325 |  | 0.325 | 10 | 328 | 40 |  | Fixed | Roof
NJADRE1553442502 | Administratively Determined Incentive Program | Eatontown | 7724 | 17 | 21.13 | Residential | Behind the Meter | Yes | Net Metered Residential | All Season Solar | None | JCP&L | Accepted | 2023-05-08 | 2023-05-31 | 2024-05-31 | Solar Panels | JA Solar | JAM325 |  | 0.325 | 9 | 238 | 40 |  | Fixed | Roof
NJADRE1553442502 | Administratively Determined Incentive Program | Eatontown | 7724 | 17 | 21.13 | Residential | Behind the Meter | Yes | Net Metered Residential | All Season Solar | None | JCP&L | Accepted | 2023-05-08 | 2023-05-31 | 2024-05-31 | Solar Panels | JA Solar | JAM325 |  | 0.325 | 11 | 148 | 40 |  | Fixed | Roof
NJADRE1553442502 | Administratively Determined Incentive Program | Eatontown | 7724 | 17 | 21.13 | Residential | Behind the Meter | Yes | Net Metered Residential | All Season Solar | None | JCP&L | Accepted | 2023-05-08 | 2023-05-31 | 2024-05-31 | Solar Panels | JA Solar | JAM325 |  | 0.325 | 4 | 328 | 24 |  | Fixed | Roof
NJADRE1553442502 | Administratively Determined Incentive Program | Eatontown | 7724 | 17 | 21.13 | Residential | Behind the Meter | Yes | Net Metered Residential | All Season Solar | None | JCP&L | Accepted | 2023-05-08 | 2023-05-31 | 2024-05-31 | Solar Panels | JA Solar | JAM325 |  | 0.325 | 5 | 58 | 40 |  | Fixed | Roof
NJADRE1553442502 | Administratively Determined Incentive Program | Eatontown | 7724 | 17 | 21.13 | Residential | Behind the Meter | Yes | Net Metered Residential | All Season Solar | None | JCP&L | Accepted | 2023-05-08 | 2023-05-31 | 2024-05-31 | Solar Panels | JA Solar | JAM325 |  | 0.325 | 2 | 148 | 42 |  | Fixed | Roof
NJADRE1553444644 | Administratively Determined Incentive Program | Passaic | 7055 | 6 | 176.72 | Commercial | Behind the Meter | Yes | Small Net-Metered Non-Residential located on Rooftop, Carport, Canopy and Floating Solar | Pfister Energy | None | PSE&G | Accepted | 2023-05-10 | 2023-06-20 | 2024-06-20 | Inverters | Ginlong Technologies | Solis-75K-5G-US | 75000 |  | 2 |  |  | 0.983 |  | Outdoor | Rooftop
NJADRE1553444644 | Administratively Determined Incentive Program | Passaic | 7055 | 6 | 176.72 | Commercial | Behind the Meter | Yes | Small Net-Metered Non-Residential located on Rooftop, Carport, Canopy and Floating Solar | Pfister Energy | None | PSE&G | Accepted | 2023-05-10 | 2023-06-20 | 2024-06-20 | Solar Panels | Trina | TRINA 495W TSM-DEG18MC.20(II) (BIFACIAL) |  | 0.495 | 357 | 148 | 10 |  | Fixed | Roof
NJADRE1553446728 | Administratively Determined Incentive Program | Hamilton Twp Mer | 8610 | 12 | 7.9 | Residential | Behind the Meter | Yes | Net Metered Residential | Sunrun Installation Services, Inc. | None | PSE&G | Accepted | 2023-05-08 | 2023-05-31 | 2024-05-31 | Inverters | SolarEdge Technologies | SE6000H-USSN | 6000 |  | 1 |  |  | 0.99 |  | Outdoor | Next to the meter
NJADRE1553446728 | Administratively Determined Incentive Program | Hamilton Twp Mer | 8610 | 12 | 7.9 | Residential | Behind the Meter | Yes | Net Metered Residential | Sunrun Installation Services, Inc. | None | PSE&G | Accepted | 2023-05-08 | 2023-05-31 | 2024-05-31 | Solar Panels | Trina Solar | TSM-395DE09C.07 |  | 0.395 | 9 | 214 | 36 |  | Fixed | Roof
NJADRE1553446728 | Administratively Determined Incentive Program | Hamilton Twp Mer | 8610 | 12 | 7.9 | Residential | Behind the Meter | Yes | Net Metered Residential | Sunrun Installation Services, Inc. | None | PSE&G | Accepted | 2023-05-08 | 2023-05-31 | 2024-05-31 | Solar Panels | Trina Solar | TSM-395DE09C.07 |  | 0.395 | 11 | 35 | 36 |  | Fixed | Roof
NJADRE1553450960 | Administratively Determined Incentive Program | Long Branch | 7740 | 17 | 3.51 | Residential | Behind the Meter | Yes | Net Metered Residential | Sunrun Installation Services, Inc. | None | PSE&G | Accepted | 2023-05-08 | 2023-05-31 | 2024-05-31 | Inverters | SOLAREDGE TECHNOLOGIES | SE3800H-USMN | 3800 |  | 1 |  |  | 0.99 |  | Outdoor | Next To Meter
NJADRE1553450960 | Administratively Determined Incentive Program | Long Branch | 7740 | 17 | 3.51 | Residential | Behind the Meter | Yes | Net Metered Residential | Sunrun Installation Services, Inc. | None | PSE&G | Accepted | 2023-05-08 | 2023-05-31 | 2024-05-31 | Solar Panels | TRINA SOLAR | TSM-390DE09C.07 |  | 0.39 | 5 | 150 | 36 |  | Fixed | Roof
NJADRE1553450960 | Administratively Determined Incentive Program | Long Branch | 7740 | 17 | 3.51 | Residential | Behind the Meter | Yes | Net Metered Residential | Sunrun Installation Services, Inc. | None | PSE&G | Accepted | 2023-05-08 | 2023-05-31 | 2024-05-31 | Solar Panels | TRINA SOLAR | TSM-390DE09C.07 |  | 0.39 | 4 | 62 | 35 |  | Fixed | Roof
NJADRE1553452993 | Administratively Determined Incentive Program | STRATFORD | 8084 | 14 | 5.46 | Residential | Behind the Meter | Yes | Net Metered Residential | Sunrun Installation Services, Inc. | None | AC Electric | Accepted | 2023-05-08 | 2023-05-31 | 2024-05-31 | Inverters | SolarEdge Technologies | SE3800H-USMN | 3800 |  | 1 |  |  | 0.99 |  | Outdoor | Next To Meter
NJADRE1553452993 | Administratively Determined Incentive Program | STRATFORD | 8084 | 14 | 5.46 | Residential | Behind the Meter | Yes | Net Metered Residential | Sunrun Installation Services, Inc. | None | AC Electric | Accepted | 2023-05-08 | 2023-05-31 | 2024-05-31 | Solar Panels | Trina Solar | TSM-390DE09C.07 |  | 0.39 | 3 | 141 | 10 |  | Fixed | Roof
NJADRE1553452993 | Administratively Determined Incentive Program | STRATFORD | 8084 | 14 | 5.46 | Residential | Behind the Meter | Yes | Net Metered Residential | Sunrun Installation Services, Inc. | None | AC Electric | Accepted | 2023-05-08 | 2023-05-31 | 2024-05-31 | Solar Panels | Trina Solar | TSM-390DE09C.07 |  | 0.39 | 11 | 323 | 21 |  | Fixed | Roof
NJADRE1553456030 | Administratively Determined Incentive Program | Williamstown | 8094 | 15 | 13.43 | Residential | Behind the Meter | Yes | Net Metered Residential | Sunrun Installation Services, Inc. | None | AC Electric | Accepted | 2023-05-08 | 2023-05-31 | 2024-05-31 | Inverters | SolarEdge Technologies | SE10000H-USSN | 10000 |  | 1 |  |  | 0.99 |  | Outdoor | Next to Meter
NJADRE1553456030 | Administratively Determined Incentive Program | Williamstown | 8094 | 15 | 13.43 | Residential | Behind the Meter | Yes | Net Metered Residential | Sunrun Installation Services, Inc. | None | AC Electric | Accepted | 2023-05-08 | 2023-05-31 | 2024-05-31 | Solar Panels | Trina Solar | TSM-395DE09C.07 |  | 0.395 | 34 | 189 | 33 |  | Fixed | Roof
NJADRE1553458952 | Administratively Determined Incentive Program | Andover | 7821 | 1 | 11.31 | Residential | Behind the Meter | Yes | Net Metered Residential | Sunrun Installation Services, Inc. | None | JCP&L | Accepted | 2023-05-08 | 2023-05-31 | 2024-05-31 | Inverters | SOLAREDGE TECHNOLOGIES | SE7600H-USSN | 7600 |  | 1 |  |  | 0.99 |  | Outdoor | Next To Meter
NJADRE1553458952 | Administratively Determined Incentive Program | Andover | 7821 | 1 | 11.31 | Residential | Behind the Meter | Yes | Net Metered Residential | Sunrun Installation Services, Inc. | None | JCP&L | Accepted | 2023-05-08 | 2023-05-31 | 2024-05-31 | Solar Panels | TRINA SOLAR | TSM-390DE09C.07 |  | 0.39 | 5 | 197 | 25 |  | Fixed | Roof
NJADRE1553458952 | Administratively Determined Incentive Program | Andover | 7821 | 1 | 11.31 | Residential | Behind the Meter | Yes | Net Metered Residential | Sunrun Installation Services, Inc. | None | JCP&L | Accepted | 2023-05-08 | 2023-05-31 | 2024-05-31 | Solar Panels | TRINA SOLAR | TSM-390DE09C.07 |  | 0.39 | 9 | 107 | 25 |  | Fixed | Roof
NJADRE1553458952 | Administratively Determined Incentive Program | Andover | 7821 | 1 | 11.31 | Residential | Behind the Meter | Yes | Net Metered Residential | Sunrun Installation Services, Inc. | None | JCP&L | Accepted | 2023-05-08 | 2023-05-31 | 2024-05-31 | Solar Panels | TRINA SOLAR | TSM-390DE09C.07 |  | 0.39 | 15 | 287 | 25 |  | Fixed | Roof
NJADRE1553466082 | Administratively Determined Incentive Program | Stratford | 8084 | 14 | 12.64 | Residential | Behind the Meter | Yes | Net Metered Residential | Sunrun Installation Services, Inc. | None | AC Electric | Accepted | 2023-05-09 | 2023-05-31 | 2024-05-31 | Inverters | SolarEdge Technologies | SE10000H-USSN | 10000 |  | 1 |  |  | 0.96 |  | Outdoor | Next To Meter
NJADRE1553466082 | Administratively Determined Incentive Program | Stratford | 8084 | 14 | 12.64 | Residential | Behind the Meter | Yes | Net Metered Residential | Sunrun Installation Services, Inc. | None | AC Electric | Accepted | 2023-05-09 | 2023-05-31 | 2024-05-31 | Solar Panels | Trina Solar | TSM-395DE09C.07 |  | 0.395 | 14 | 341 | 24 |  | Fixed | Roof
NJADRE1553466082 | Administratively Determined Incentive Program | Stratford | 8084 | 14 | 12.64 | Residential | Behind the Meter | Yes | Net Metered Residential | Sunrun Installation Services, Inc. | None | AC Electric | Accepted | 2023-05-09 | 2023-05-31 | 2024-05-31 | Solar Panels | Trina Solar | TSM-395DE09C.07 |  | 0.395 | 18 | 160 | 24 |  | Fixed | Roof
NJADRE1553466142 | Administratively Determined Incentive Program | Dumont | 7628 | 7 | 6.66 | Residential | Behind the Meter | No | Net Metered Residential | Vision Solar LLC | None | PSE&G | Accepted | 2023-05-09 | 2023-05-31 | 2024-05-31 | Inverters | SolarEdge | SE6000H-USRGM | 6000 |  | 1 |  |  | 0.97 |  | Outdoor | SIDE OF HOUSE
NJADRE1553466142 | Administratively Determined Incentive Program | Dumont | 7628 | 7 | 6.66 | Residential | Behind the Meter | No | Net Metered Residential | Vision Solar LLC | None | PSE&G | Accepted | 2023-05-09 | 2023-05-31 | 2024-05-31 | Solar Panels | ZNSHINE SOLAR | ZXM6-NH120-370/M |  | 0.37 | 10 | 175 | 34 |  | Fixed | Roof
NJADRE1553466142 | Administratively Determined Incentive Program | Dumont | 7628 | 7 | 6.66 | Residential | Behind the Meter | No | Net Metered Residential | Vision Solar LLC | None | PSE&G | Accepted | 2023-05-09 | 2023-05-31 | 2024-05-31 | Solar Panels | ZNSHINE SOLAR | ZXM6-NH120-370/M |  | 0.37 | 8 | 177 | 13 |  | Fixed | Roof
NJADRE1553466148 | Administratively Determined Incentive Program | Freehold, | 7728 | 17 | 16.8 | Residential | Behind the Meter | No | Net Metered Residential | Suntuity Solar LLC | None | JCP&L | Accepted | 2023-05-09 | 2023-06-01 | 2024-06-01 | Inverters | ENPHASE | IQ8PLUS-72-2-US | 290 |  | 42 |  |  | 0.97 |  | Outdoor | Behind the PV modules
NJADRE1553466148 | Administratively Determined Incentive Program | Freehold, | 7728 | 17 | 16.8 | Residential | Behind the Meter | No | Net Metered Residential | Suntuity Solar LLC | None | JCP&L | Accepted | 2023-05-09 | 2023-06-01 | 2024-06-01 | Solar Panels | HYPERION | HY-DH108P8 400B |  | 0.4 | 9 | 151 | 33 |  | Fixed | Roof
NJADRE1553466148 | Administratively Determined Incentive Program | Freehold, | 7728 | 17 | 16.8 | Residential | Behind the Meter | No | Net Metered Residential | Suntuity Solar LLC | None | JCP&L | Accepted | 2023-05-09 | 2023-06-01 | 2024-06-01 | Solar Panels | HYPERION | HY-DH108P8 400B |  | 0.4 | 4 | 151 | 33 |  | Fixed | Roof
NJADRE1553466148 | Administratively Determined Incentive Program | Freehold, | 7728 | 17 | 16.8 | Residential | Behind the Meter | No | Net Metered Residential | Suntuity Solar LLC | None | JCP&L | Accepted | 2023-05-09 | 2023-06-01 | 2024-06-01 | Solar Panels | HYPERION | HY-DH108P8 400B |  | 0.4 | 9 | 151 | 33 |  | Fixed | Roof
NJADRE1553466148 | Administratively Determined Incentive Program | Freehold, | 7728 | 17 | 16.8 | Residential | Behind the Meter | No | Net Metered Residential | Suntuity Solar LLC | None | JCP&L | Accepted | 2023-05-09 | 2023-06-01 | 2024-06-01 | Solar Panels | HYPERION | HY-DH108P8 400B |  | 0.4 | 20 | 331 | 33 |  | Fixed | Roof
NJADRE1553466188 | Administratively Determined Incentive Program | Plainfield, | 7060 | 10 | 9.62 | Residential | Behind the Meter | No | Net Metered Residential | Vision Solar LLC | None | PSE&G | Accepted | 2023-05-09 | 2023-05-31 | 2024-05-31 | Inverters | SolarEdge | SE7600H-USRGM | 7600 |  | 1 |  |  | 0.97 |  | Outdoor | SIDE OF HOUSE
NJADRE1553466188 | Administratively Determined Incentive Program | Plainfield, | 7060 | 10 | 9.62 | Residential | Behind the Meter | No | Net Metered Residential | Vision Solar LLC | None | PSE&G | Accepted | 2023-05-09 | 2023-05-31 | 2024-05-31 | Solar Panels | ZNSHINE SOLAR | ZXM6-NH120-370/M |  | 0.37 | 12 | 258 | 24 |  | Fixed | Roof
NJADRE1553466188 | Administratively Determined Incentive Program | Plainfield, | 7060 | 10 | 9.62 | Residential | Behind the Meter | No | Net Metered Residential | Vision Solar LLC | None | PSE&G | Accepted | 2023-05-09 | 2023-05-31 | 2024-05-31 | Solar Panels | ZNSHINE SOLAR | ZXM6-NH120-370/M |  | 0.37 | 4 | 258 | 23 |  | Fixed | Roof
NJADRE1553466188 | Administratively Determined Incentive Program | Plainfield, | 7060 | 10 | 9.62 | Residential | Behind the Meter | No | Net Metered Residential | Vision Solar LLC | None | PSE&G | Accepted | 2023-05-09 | 2023-05-31 | 2024-05-31 | Solar Panels | ZNSHINE SOLAR | ZXM6-NH120-370/M |  | 0.37 | 4 | 78 | 23 |  | Fixed | Roof
NJADRE1553466188 | Administratively Determined Incentive Program | Plainfield, | 7060 | 10 | 9.62 | Residential | Behind the Meter | No | Net Metered Residential | Vision Solar LLC | None | PSE&G | Accepted | 2023-05-09 | 2023-05-31 | 2024-05-31 | Solar Panels | ZNSHINE SOLAR | ZXM6-NH120-370/M |  | 0.37 | 6 | 78 | 24 |  | Fixed | Roof
NJADRE1553466236 | Administratively Determined Incentive Program | Willingboro | 8046 | 13 | 6.4 | Residential | Behind the Meter | Yes | Net Metered Residential | Pro Custom Solar dba Momentum Solar | None | PSE&G | Accepted | 2023-05-09 | 2023-05-31 | 2024-05-31 | Solar Panels | hanwha | Â Q. PEAK DUO BLK-G10+400 |  | 0.4 | 8 | 246 | 19 |  | Fixed | Roof
NJADRE1553466236 | Administratively Determined Incentive Program | Willingboro | 8046 | 13 | 6.4 | Residential | Behind the Meter | Yes | Net Metered Residential | Pro Custom Solar dba Momentum Solar | None | PSE&G | Accepted | 2023-05-09 | 2023-05-31 | 2024-05-31 | Solar Panels | hanwha | Â Q. PEAK DUO BLK-G10+400 |  | 0.4 | 8 | 66 | 19 |  | Fixed | Roof
NJADRE1553466236 | Administratively Determined Incentive Program | Willingboro | 8046 | 13 | 6.4 | Residential | Behind the Meter | Yes | Net Metered Residential | Pro Custom Solar dba Momentum Solar | None | PSE&G | Accepted | 2023-05-09 | 2023-05-31 | 2024-05-31 | Inverters | enphase | IQ8PLUS-72-2-US | 290 |  | 16 |  |  | 0.97 |  | Outdoor
NJADRE1553466241 | Administratively Determined Incentive Program | MAYS LANDING | 8330 | 19 | 11.17 | Residential | Behind the Meter | Yes | Net Metered Residential | Fusion Solar Energy | ACE | AC Electric | Accepted | 2023-05-09 | 2023-06-05 | 2024-06-05 | Solar Panels | canadian solar | CS3N-385MS |  | 0.385 | 14 | 111 | 27 |  | Fixed | Roof
NJADRE1553466241 | Administratively Determined Incentive Program | MAYS LANDING | 8330 | 19 | 11.17 | Residential | Behind the Meter | Yes | Net Metered Residential | Fusion Solar Energy | ACE | AC Electric | Accepted | 2023-05-09 | 2023-06-05 | 2024-06-05 | Solar Panels | candan solar | CS3N-385MS |  | 0.385 | 9 | 291 | 30 |  | Fixed | Roof
NJADRE1553466241 | Administratively Determined Incentive Program | MAYS LANDING | 8330 | 19 | 11.17 | Residential | Behind the Meter | Yes | Net Metered Residential | Fusion Solar Energy | ACE | AC Electric | Accepted | 2023-05-09 | 2023-06-05 | 2024-06-05 | Solar Panels | canadian solar | CS3N-385MS |  | 0.385 | 2 | 202 | 45 |  | Fixed | Roof
NJADRE1553466241 | Administratively Determined Incentive Program | MAYS LANDING | 8330 | 19 | 11.17 | Residential | Behind the Meter | Yes | Net Metered Residential | Fusion Solar Energy | ACE | AC Electric | Accepted | 2023-05-09 | 2023-06-05 | 2024-06-05 | Solar Panels | candian solar | CS3N-385MS |  | 0.385 | 4 | 201 | 45 |  | Fixed | Roof
NJADRE1553466241 | Administratively Determined Incentive Program | MAYS LANDING | 8330 | 19 | 11.17 | Residential | Behind the Meter | Yes | Net Metered Residential | Fusion Solar Energy | ACE | AC Electric | Accepted | 2023-05-09 | 2023-06-05 | 2024-06-05 | Inverters | enphase | IQ7PLUS-72-2-US | 290 |  | 29 |  |  | 0.94 |  | Outdoor
NJADRE1553466284 | Administratively Determined Incentive Program | Secaucus | 7094 | 8 | 6.94 | Residential | Behind the Meter | Yes | Net Metered Residential | Pro Custom Solar dba Momentum Solar | None | PSE&G | Accepted | 2023-05-09 | 2023-06-01 | 2024-06-01 | Inverters | enphase | IQ8PLUS-72-2-US | 290 |  | 19 |  |  | 0.97 |  | Outdoor
NJADRE1553466284 | Administratively Determined Incentive Program | Secaucus | 7094 | 8 | 6.94 | Residential | Behind the Meter | Yes | Net Metered Residential | Pro Custom Solar dba Momentum Solar | None | PSE&G | Accepted | 2023-05-09 | 2023-06-01 | 2024-06-01 | Solar Panels | hanwha | q.peak duo blk-g10+365 |  | 0.365 | 3 | 222 | 17 |  | Fixed | Roof
NJADRE1553466284 | Administratively Determined Incentive Program | Secaucus | 7094 | 8 | 6.94 | Residential | Behind the Meter | Yes | Net Metered Residential | Pro Custom Solar dba Momentum Solar | None | PSE&G | Accepted | 2023-05-09 | 2023-06-01 | 2024-06-01 | Solar Panels | hanwha | q.peak duo blk-g10+365 |  | 0.365 | 3 | 40 | 17 |  | Fixed | Roof
NJADRE1553466284 | Administratively Determined Incentive Program | Secaucus | 7094 | 8 | 6.94 | Residential | Behind the Meter | Yes | Net Metered Residential | Pro Custom Solar dba Momentum Solar | None | PSE&G | Accepted | 2023-05-09 | 2023-06-01 | 2024-06-01 | Solar Panels | hanwha | q.peak duo blk-g10+365 |  | 0.365 | 3 | 132 | 17 |  | Fixed | Roof
NJADRE1553466284 | Administratively Determined Incentive Program | Secaucus | 7094 | 8 | 6.94 | Residential | Behind the Meter | Yes | Net Metered Residential | Pro Custom Solar dba Momentum Solar | None | PSE&G | Accepted | 2023-05-09 | 2023-06-01 | 2024-06-01 | Solar Panels | hanwha | q.peak duo blk-g10+365 |  | 0.365 | 3 | 310 | 19 |  | Fixed | Roof
NJADRE1553466284 | Administratively Determined Incentive Program | Secaucus | 7094 | 8 | 6.94 | Residential | Behind the Meter | Yes | Net Metered Residential | Pro Custom Solar dba Momentum Solar | None | PSE&G | Accepted | 2023-05-09 | 2023-06-01 | 2024-06-01 | Solar Panels | hanwha | q.peak duo blk-g10+365 |  | 0.365 | 3 | 132 | 17 |  | Fixed | Roof
NJADRE1553466284 | Administratively Determined Incentive Program | Secaucus | 7094 | 8 | 6.94 | Residential | Behind the Meter | Yes | Net Metered Residential | Pro Custom Solar dba Momentum Solar | None | PSE&G | Accepted | 2023-05-09 | 2023-06-01 | 2024-06-01 | Solar Panels | hanwha | q.peak duo blk-g10+365 |  | 0.365 | 4 | 41 | 14 |  | Fixed | Roof
NJADRE1553466299 | Administratively Determined Incentive Program | Runnemede | 8078 | 14 | 6.29 | Residential | Behind the Meter | No | Net Metered Residential | Vision Solar LLC | None | PSE&G | Accepted | 2023-05-09 | 2023-06-01 | 2024-06-01 | Inverters | SolarEdge | SE6000H-USRGM | 6000 |  | 1 |  |  | 0.97 |  | Outdoor | SIDE OF HOUSE
NJADRE1553466299 | Administratively Determined Incentive Program | Runnemede | 8078 | 14 | 6.29 | Residential | Behind the Meter | No | Net Metered Residential | Vision Solar LLC | None | PSE&G | Accepted | 2023-05-09 | 2023-06-01 | 2024-06-01 | Solar Panels | ZNSHINE SOLAR | ZXM6-NH120-370/M |  | 0.37 | 11 | 69 | 3 |  | Fixed | Roof
NJADRE1553466299 | Administratively Determined Incentive Program | Runnemede | 8078 | 14 | 6.29 | Residential | Behind the Meter | No | Net Metered Residential | Vision Solar LLC | None | PSE&G | Accepted | 2023-05-09 | 2023-06-01 | 2024-06-01 | Solar Panels | ZNSHINE SOLAR | ZXM6-NH120-370/M |  | 0.37 | 6 | 69 | 20 |  | Fixed | Roof
NJADRE1553466319 | Administratively Determined Incentive Program | East Orange | 7018 | 9 | 4.75 | Residential | Behind the Meter | Yes | Net Metered Residential | Pro Custom Solar dba Momentum Solar | None | PSE&G | Accepted | 2023-05-09 | 2023-05-31 | 2024-05-31 | Inverters | enphase | IQ8PLUS-72-2-US | 290 |  | 13 |  |  | 0.97 |  | Outdoor
NJADRE1553466319 | Administratively Determined Incentive Program | East Orange | 7018 | 9 | 4.75 | Residential | Behind the Meter | Yes | Net Metered Residential | Pro Custom Solar dba Momentum Solar | None | PSE&G | Accepted | 2023-05-09 | 2023-05-31 | 2024-05-31 | Solar Panels | hanwha | q.peak duo blk-g10+365 |  | 0.365 | 9 | 222 | 37 |  | Fixed | Roof
NJADRE1553466319 | Administratively Determined Incentive Program | East Orange | 7018 | 9 | 4.75 | Residential | Behind the Meter | Yes | Net Metered Residential | Pro Custom Solar dba Momentum Solar | None | PSE&G | Accepted | 2023-05-09 | 2023-05-31 | 2024-05-31 | Solar Panels | hanwha | q.peak duo blk-g10+365 |  | 0.365 | 4 | 42 | 37 |  | Fixed | Roof
NJADRE1553466390 | Administratively Determined Incentive Program | Jersey City | 7305 | 8 | 2.84 | Residential | Behind the Meter | Yes | Net Metered Residential | Skyline Solar LLC | None | PSE&G | Accepted | 2023-05-09 | 2023-05-31 | 2024-05-31 | Solar Panels | Q CELLS | Q.PEAK DUO ML-G10.A+ |  | 0.405 | 7 | 147 | 23 |  | Fixed | Roof
NJADRE1553466390 | Administratively Determined Incentive Program | Jersey City | 7305 | 8 | 2.84 | Residential | Behind the Meter | Yes | Net Metered Residential | Skyline Solar LLC | None | PSE&G | Accepted | 2023-05-09 | 2023-05-31 | 2024-05-31 | Inverters | ENPHASE | IQ8PLUS -72-2-US | 290 |  | 7 |  |  | 0.976 |  | Outdoor
NJADRE1553466420 | Administratively Determined Incentive Program | Maple Shade Twp | 8052 | 13 | 14.22 | Residential | Behind the Meter | Yes | Net Metered Residential | SunnyMac LLC | None | PSE&G | Accepted | 2023-05-09 | 2023-06-02 | 2024-06-02 | Solar Panels | JA SOLAR | JAM54S31-395/MR |  | 0.395 | 3 | 253 | 32 |  | Fixed | Roof
NJADRE1553466420 | Administratively Determined Incentive Program | Maple Shade Twp | 8052 | 13 | 14.22 | Residential | Behind the Meter | Yes | Net Metered Residential | SunnyMac LLC | None | PSE&G | Accepted | 2023-05-09 | 2023-06-02 | 2024-06-02 | Solar Panels | JA SOLAR | JAM54S31-395/MR |  | 0.395 | 9 | 253 | 32 |  | Fixed | Roof
NJADRE1553466420 | Administratively Determined Incentive Program | Maple Shade Twp | 8052 | 13 | 14.22 | Residential | Behind the Meter | Yes | Net Metered Residential | SunnyMac LLC | None | PSE&G | Accepted | 2023-05-09 | 2023-06-02 | 2024-06-02 | Solar Panels | JA SOLAR | JAM54S31-395/MR |  | 0.395 | 5 | 163 | 32 |  | Fixed | Roof
NJADRE1553466420 | Administratively Determined Incentive Program | Maple Shade Twp | 8052 | 13 | 14.22 | Residential | Behind the Meter | Yes | Net Metered Residential | SunnyMac LLC | None | PSE&G | Accepted | 2023-05-09 | 2023-06-02 | 2024-06-02 | Solar Panels | JA SOLAR | JAM54S31-395/MR |  | 0.395 | 4 | 73 | 32 |  | Fixed | Roof
NJADRE1553466420 | Administratively Determined Incentive Program | Maple Shade Twp | 8052 | 13 | 14.22 | Residential | Behind the Meter | Yes | Net Metered Residential | SunnyMac LLC | None | PSE&G | Accepted | 2023-05-09 | 2023-06-02 | 2024-06-02 | Solar Panels | JA SOLAR | JAM54S31-395/MR |  | 0.395 | 9 | 73 | 32 |  | Fixed | Roof
NJADRE1553466420 | Administratively Determined Incentive Program | Maple Shade Twp | 8052 | 13 | 14.22 | Residential | Behind the Meter | Yes | Net Metered Residential | SunnyMac LLC | None | PSE&G | Accepted | 2023-05-09 | 2023-06-02 | 2024-06-02 | Solar Panels | JA SOLAR | JAM54S31-395/MR |  | 0.395 | 6 | 343 | 32 |  | Fixed | Roof
NJADRE1553466420 | Administratively Determined Incentive Program | Maple Shade Twp | 8052 | 13 | 14.22 | Residential | Behind the Meter | Yes | Net Metered Residential | SunnyMac LLC | None | PSE&G | Accepted | 2023-05-09 | 2023-06-02 | 2024-06-02 | Inverters | Solaredge | SE 10000H -US | 10000 |  | 1 |  |  | 0.99 |  | Outdoor | NEXT TO METER
NJADRE1553467773 | Administratively Determined Incentive Program | Newton | 7860 | 1 | 12.21 | Residential | Behind the Meter | No | Net Metered Residential | Vision Solar LLC | None | JCP&L | Accepted | 2023-05-09 | 2023-05-31 | 2024-05-31 | Inverters | SolarEdge | SE11400H-USRGM | 11400 |  | 1 |  |  | 0.97 |  | Outdoor | SIDE OF HOUSE
NJADRE1553467773 | Administratively Determined Incentive Program | Newton | 7860 | 1 | 12.21 | Residential | Behind the Meter | No | Net Metered Residential | Vision Solar LLC | None | JCP&L | Accepted | 2023-05-09 | 2023-05-31 | 2024-05-31 | Solar Panels | ZNSHINE SOLAR | ZXM6-NH120-360/M |  | 0.37 | 17 | 125 | 28 |  | Fixed | Roof
NJADRE1553467773 | Administratively Determined Incentive Program | Newton | 7860 | 1 | 12.21 | Residential | Behind the Meter | No | Net Metered Residential | Vision Solar LLC | None | JCP&L | Accepted | 2023-05-09 | 2023-05-31 | 2024-05-31 | Solar Panels | ZNSHINE SOLAR | ZXM6-NH120-360/M |  | 0.37 | 10 | 305 | 28 |  | Fixed | Roof
NJADRE1553467773 | Administratively Determined Incentive Program | Newton | 7860 | 1 | 12.21 | Residential | Behind the Meter | No | Net Metered Residential | Vision Solar LLC | None | JCP&L | Accepted | 2023-05-09 | 2023-05-31 | 2024-05-31 | Solar Panels | ZNSHINE SOLAR | ZXM6-NH120-360/M |  | 0.37 | 6 | 305 | 28 |  | Fixed | Roof
NJADRE1553470146 | Administratively Determined Incentive Program | Newark | 7103 | 9 | 5.84 | Residential | Behind the Meter | Yes | Net Metered Residential | Pro Custom Solar dba Momentum Solar | None | PSE&G | Accepted | 2023-05-09 | 2023-05-31 | 2024-05-31 | Inverters | enphase | IQ8PLUS-72-2-US | 290 |  | 16 |  |  | 0.97 |  | Outdoor
NJADRE1553470146 | Administratively Determined Incentive Program | Newark | 7103 | 9 | 5.84 | Residential | Behind the Meter | Yes | Net Metered Residential | Pro Custom Solar dba Momentum Solar | None | PSE&G | Accepted | 2023-05-09 | 2023-05-31 | 2024-05-31 | Solar Panels | hanwha | q.peak duo blk-g10+365 |  | 0.365 | 9 | 17 | 27 |  | Fixed | Roof
NJADRE1553470146 | Administratively Determined Incentive Program | Newark | 7103 | 9 | 5.84 | Residential | Behind the Meter | Yes | Net Metered Residential | Pro Custom Solar dba Momentum Solar | None | PSE&G | Accepted | 2023-05-09 | 2023-05-31 | 2024-05-31 | Solar Panels | hanwha | q.peak duo blk-g10+365 |  | 0.365 | 7 | 197 | 26 |  | Fixed | Roof
NJADRE1553471105 | Administratively Determined Incentive Program | NEWARK | 7112 | 9 | 4.02 | Residential | Behind the Meter | No | Net Metered Residential | Pro Custom Solar dba Momentum Solar | None | PSE&G | Accepted | 2023-05-09 | 2023-05-31 | 2024-05-31 | Inverters | ENPHASE | IQ8PLUS-72-2-US | 290 |  | 11 |  |  | 0.97 |  | Outdoor
NJADRE1553471105 | Administratively Determined Incentive Program | NEWARK | 7112 | 9 | 4.02 | Residential | Behind the Meter | No | Net Metered Residential | Pro Custom Solar dba Momentum Solar | None | PSE&G | Accepted | 2023-05-09 | 2023-05-31 | 2024-05-31 | Solar Panels | HANWHA | q.peak duo blk-g10+365 |  | 0.365 | 11 | 216 | 25 |  | Fixed | Roof
NJADRE1553471124 | Administratively Determined Incentive Program | Plainfield | 7063 | 10 | 5.67 | Residential | Behind the Meter | Yes | Net Metered Residential | Trinity Solar | None | PSE&G | Accepted | 2023-05-09 | 2023-05-31 | 2024-05-31 | Solar Panels | HANWHA 405 (Q.PEAK DUO BLK ML-G10+ 405) | HANWHA 405 (Q.PEAK DUO BLK ML-G10+ 405) |  | 0.405 | 8 | 131 | 37 |  | Fixed | Roof
NJADRE1553471124 | Administratively Determined Incentive Program | Plainfield | 7063 | 10 | 5.67 | Residential | Behind the Meter | Yes | Net Metered Residential | Trinity Solar | None | PSE&G | Accepted | 2023-05-09 | 2023-05-31 | 2024-05-31 | Solar Panels | HANWHA 405 (Q.PEAK DUO BLK ML-G10+ 405) | HANWHA 405 (Q.PEAK DUO BLK ML-G10+ 405) |  | 0.405 | 6 | 218 | 34 |  | Fixed | Roof
NJADRE1553471124 | Administratively Determined Incentive Program | Plainfield | 7063 | 10 | 5.67 | Residential | Behind the Meter | Yes | Net Metered Residential | Trinity Solar | None | PSE&G | Accepted | 2023-05-09 | 2023-05-31 | 2024-05-31 | Inverters | Solar Edge | SE5000H-US | 5000 |  | 1 |  |  | 0.97 |  | Outside
NJADRE1553471128 | Administratively Determined Incentive Program | Dumont Boro | 7628 | 7 | 10.67 | Residential | Behind the Meter | Yes | Net Metered Residential | Sunrun Installation Services, Inc. | None | PSE&G | Accepted | 2023-05-09 | 2023-05-31 | 2024-05-31 | Inverters | SolarEdge Technologies | SE7600H-USSN | 7600 |  | 1 |  |  | 0.99 |  | Outdoor | Next to the meter
NJADRE1553471128 | Administratively Determined Incentive Program | Dumont Boro | 7628 | 7 | 10.67 | Residential | Behind the Meter | Yes | Net Metered Residential | Sunrun Installation Services, Inc. | None | PSE&G | Accepted | 2023-05-09 | 2023-05-31 | 2024-05-31 | Solar Panels | Trina Solar | TSM-395DE09C.07 |  | 0.395 | 14 | 358 | 10 |  | Fixed | Roof
NJADRE1553471128 | Administratively Determined Incentive Program | Dumont Boro | 7628 | 7 | 10.67 | Residential | Behind the Meter | Yes | Net Metered Residential | Sunrun Installation Services, Inc. | None | PSE&G | Accepted | 2023-05-09 | 2023-05-31 | 2024-05-31 | Solar Panels | Trina Solar | TSM-395DE09C.07 |  | 0.395 | 13 | 178 | 37 |  | Fixed | Roof
NJADRE1553471154 | Administratively Determined Incentive Program | Dayton | 8810 | 11 | 5.84 | Residential | Behind the Meter | No | Net Metered Residential | Pro Custom Solar dba Momentum Solar | None | PSE&G | Accepted | 2023-05-09 | 2023-05-31 | 2024-05-31 | Inverters | ENPHASE | IQ8PLUS-72-2-US | 290 |  | 16 |  |  | 0.97 |  | Outdoor
NJADRE1553471154 | Administratively Determined Incentive Program | Dayton | 8810 | 11 | 5.84 | Residential | Behind the Meter | No | Net Metered Residential | Pro Custom Solar dba Momentum Solar | None | PSE&G | Accepted | 2023-05-09 | 2023-05-31 | 2024-05-31 | Solar Panels | HANWHA | q.peak duo blk-g10+365 |  | 0.365 | 13 | 147 | 24 |  | Fixed | Roof
NJADRE1553471154 | Administratively Determined Incentive Program | Dayton | 8810 | 11 | 5.84 | Residential | Behind the Meter | No | Net Metered Residential | Pro Custom Solar dba Momentum Solar | None | PSE&G | Accepted | 2023-05-09 | 2023-05-31 | 2024-05-31 | Solar Panels | HANWHA | q.peak duo blk-g10+365 |  | 0.365 | 3 | 327 | 23 |  | Fixed | Roof
NJADRE1553471169 | Administratively Determined Incentive Program | Allentown | 8501 | 17 | 8.03 | Residential | Behind the Meter | Yes | Net Metered Residential | Pro Custom Solar dba Momentum Solar | None | PSE&G | Accepted | 2023-05-09 | 2023-05-31 | 2024-05-31 | Solar Panels | HANWHA | Â Q. PEAK DUO BLK-G10+365 |  | 0.365 | 22 | 273 | 30 |  | Fixed | Roof
NJADRE1553471169 | Administratively Determined Incentive Program | Allentown | 8501 | 17 | 8.03 | Residential | Behind the Meter | Yes | Net Metered Residential | Pro Custom Solar dba Momentum Solar | None | PSE&G | Accepted | 2023-05-09 | 2023-05-31 | 2024-05-31 | Inverters | ENPHASE | IQ8PLUS-72-2-US | 290 |  | 22 |  |  | 0.97 |  | Outdoor
NJADRE1553471261 | Administratively Determined Incentive Program | Englewood Cliffs, | 7632 | 7 | 14.94 | Residential | Behind the Meter | No | Net Metered Residential | Seabright Solar | None | PSE&G | Accepted | 2023-05-09 | 2023-05-31 | 2024-05-31 | Solar Panels | Sunpower | SPR-M-415 |  | 0.415 | 15 | 126 | 18 |  | Fixed | Roof
NJADRE1553471261 | Administratively Determined Incentive Program | Englewood Cliffs, | 7632 | 7 | 14.94 | Residential | Behind the Meter | No | Net Metered Residential | Seabright Solar | None | PSE&G | Accepted | 2023-05-09 | 2023-05-31 | 2024-05-31 | Solar Panels | Sunpower | SPR-M-415 |  | 0.415 | 12 | 306 | 18 |  | Fixed | Roof
NJADRE1553471261 | Administratively Determined Incentive Program | Englewood Cliffs, | 7632 | 7 | 14.94 | Residential | Behind the Meter | No | Net Metered Residential | Seabright Solar | None | PSE&G | Accepted | 2023-05-09 | 2023-05-31 | 2024-05-31 | Solar Panels | Sunpower | SPR-M-415 |  | 0.415 | 6 | 216 | 18 |  | Fixed | Roof
NJADRE1553471261 | Administratively Determined Incentive Program | Englewood Cliffs, | 7632 | 7 | 14.94 | Residential | Behind the Meter | No | Net Metered Residential | Seabright Solar | None | PSE&G | Accepted | 2023-05-09 | 2023-05-31 | 2024-05-31 | Solar Panels | Sunpower | SPR-M-415 |  | 0.415 | 3 | 126 | 18 |  | Fixed | Roof
NJADRE1553471261 | Administratively Determined Incentive Program | Englewood Cliffs, | 7632 | 7 | 14.94 | Residential | Behind the Meter | No | Net Metered Residential | Seabright Solar | None | PSE&G | Accepted | 2023-05-09 | 2023-05-31 | 2024-05-31 | Inverters | Enphase | SPWR-A4 (IQ 7HS) | 384 |  | 36 |  |  | 0.99 |  | Outside | Roof
NJADRE1553471281 | Administratively Determined Incentive Program | Blue Anchor | 8037 | 19 | 16.58 | Residential | Behind the Meter | No | Net Metered Residential | Seabright Solar | None | AC Electric | Accepted | 2023-05-09 | 2023-05-31 | 2024-05-31 | Solar Panels | Sunpower | SPR-M-425 |  | 0.425 | 39 | 166 | 27 |  | Fixed | Roof
NJADRE1553471281 | Administratively Determined Incentive Program | Blue Anchor | 8037 | 19 | 16.58 | Residential | Behind the Meter | No | Net Metered Residential | Seabright Solar | None | AC Electric | Accepted | 2023-05-09 | 2023-05-31 | 2024-05-31 | Inverters | Enphase | SPWR-A4 (IQ 7HS) | 384 |  | 39 |  |  | 0.99 |  | Outside | Roof
NJADRE1553472768 | Administratively Determined Incentive Program | Maple Shade, | 8052 | 13 | 6.63 | Residential | Behind the Meter | Yes | Net Metered Residential | Sunrun Installation Services, Inc. | None | PSE&G | Accepted | 2023-05-09 | 2023-05-31 | 2024-05-31 | Inverters | SolarEdge Technologies | SE6000H-USSN | 6000 |  | 1 |  |  | 0.96 |  | Outdoor | Next To Meter
NJADRE1553472768 | Administratively Determined Incentive Program | Maple Shade, | 8052 | 13 | 6.63 | Residential | Behind the Meter | Yes | Net Metered Residential | Sunrun Installation Services, Inc. | None | PSE&G | Accepted | 2023-05-09 | 2023-05-31 | 2024-05-31 | Solar Panels | Trina Solar | TSM-390DE09C.07 |  | 0.39 | 8 | 84 | 6 |  | Fixed | Roof
NJADRE1553472768 | Administratively Determined Incentive Program | Maple Shade, | 8052 | 13 | 6.63 | Residential | Behind the Meter | Yes | Net Metered Residential | Sunrun Installation Services, Inc. | None | PSE&G | Accepted | 2023-05-09 | 2023-05-31 | 2024-05-31 | Solar Panels | Trina Solar | TSM-390DE09C.07 |  | 0.39 | 9 | 263 | 6 |  | Fixed | Roof
NJADRE1553472852 | Administratively Determined Incentive Program | CLARK TWP | 7066 | 10 | 12.87 | Residential | Behind the Meter | Yes | Net Metered Residential | Sunrun Installation Services, Inc. | None | PSE&G | Accepted | 2023-05-09 | 2023-05-31 | 2024-05-31 | Inverters | SolarEdge Technologies | SE10000H-USSN | 10000 |  | 1 |  |  | 0.99 |  | Outdoor | Next To Meter
NJADRE1553472852 | Administratively Determined Incentive Program | CLARK TWP | 7066 | 10 | 12.87 | Residential | Behind the Meter | Yes | Net Metered Residential | Sunrun Installation Services, Inc. | None | PSE&G | Accepted | 2023-05-09 | 2023-05-31 | 2024-05-31 | Solar Panels | Trina Solar | TSM-390DE09C.07 |  | 0.39 | 6 | 70 | 24 |  | Fixed | Roof
NJADRE1553472852 | Administratively Determined Incentive Program | CLARK TWP | 7066 | 10 | 12.87 | Residential | Behind the Meter | Yes | Net Metered Residential | Sunrun Installation Services, Inc. | None | PSE&G | Accepted | 2023-05-09 | 2023-05-31 | 2024-05-31 | Solar Panels | Trina Solar | TSM-390DE09C.07 |  | 0.39 | 6 | 160 | 24 |  | Fixed | Roof
NJADRE1553472852 | Administratively Determined Incentive Program | CLARK TWP | 7066 | 10 | 12.87 | Residential | Behind the Meter | Yes | Net Metered Residential | Sunrun Installation Services, Inc. | None | PSE&G | Accepted | 2023-05-09 | 2023-05-31 | 2024-05-31 | Solar Panels | Trina Solar | TSM-390DE09C.07 |  | 0.39 | 12 | 251 | 25 |  | Fixed | Roof
NJADRE1553472852 | Administratively Determined Incentive Program | CLARK TWP | 7066 | 10 | 12.87 | Residential | Behind the Meter | Yes | Net Metered Residential | Sunrun Installation Services, Inc. | None | PSE&G | Accepted | 2023-05-09 | 2023-05-31 | 2024-05-31 | Solar Panels | Trina Solar | TSM-390DE09C.07 |  | 0.39 | 9 | 160 | 39 |  | Fixed | Roof
NJADRE1553472923 | Administratively Determined Incentive Program | PENNSAUKEN TWP | 8110 | 14 | 7.02 | Residential | Behind the Meter | No | Net Metered Residential | Powur, PBC | None | PSE&G | Accepted | 2023-05-09 | 2023-06-08 | 2024-06-08 | Solar Panels | Canadian Solar | CS3N 390MS |  | 0.39 | 10 | 140 | 27 |  | Fixed | Roof
NJADRE1553472923 | Administratively Determined Incentive Program | PENNSAUKEN TWP | 8110 | 14 | 7.02 | Residential | Behind the Meter | No | Net Metered Residential | Powur, PBC | None | PSE&G | Accepted | 2023-05-09 | 2023-06-08 | 2024-06-08 | Solar Panels | Canadian Solar | CS3N 390MS |  | 0.39 | 8 | 320 | 27 |  | Fixed | Roof
NJADRE1553472923 | Administratively Determined Incentive Program | PENNSAUKEN TWP | 8110 | 14 | 7.02 | Residential | Behind the Meter | No | Net Metered Residential | Powur, PBC | None | PSE&G | Accepted | 2023-05-09 | 2023-06-08 | 2024-06-08 | Inverters | Solaredge | SE6000H-US RGM | 6000 |  | 1 |  |  | 0.99 |  | Outside
NJADRE1553472923 | Administratively Determined Incentive Program | PENNSAUKEN TWP | 8110 | 14 | 7.02 | Residential | Behind the Meter | No | Net Metered Residential | Powur, PBC | None | PSE&G | Accepted | 2023-05-09 | 2023-06-08 | 2024-06-08 | Meters | Solaredge | SE6000H-US RGM |  |  | 1 |  |  |  | Yes | Outdoor
NJADRE1553473386 | Administratively Determined Incentive Program | Princeton | 8540 | 12 | 164.16 | Commercial | Behind the Meter | No | Net Metered Residential | Ampericon | None | PSE&G | Accepted | 2023-05-09 | 2023-06-01 | 2024-06-01 | Inverters | Chint CPS | CPS-SCA25KTL-DO/US-208 | 25000 |  | 6 |  |  | 0.965 |  | Other | Roof
NJADRE1553473386 | Administratively Determined Incentive Program | Princeton | 8540 | 12 | 164.16 | Commercial | Behind the Meter | No | Net Metered Residential | Ampericon | None | PSE&G | Accepted | 2023-05-09 | 2023-06-01 | 2024-06-01 | Solar Panels | ZnShine | 550w |  | 0.54 | 152 | 95 | 10 |  | Fixed | Roof
NJADRE1553473386 | Administratively Determined Incentive Program | Princeton | 8540 | 12 | 164.16 | Commercial | Behind the Meter | No | Net Metered Residential | Ampericon | None | PSE&G | Accepted | 2023-05-09 | 2023-06-01 | 2024-06-01 | Solar Panels | ZnShine | 550w |  | 0.54 | 152 | 332 | 10 |  | Fixed | Roof
NJADRE1553522812 | Administratively Determined Incentive Program | Orange City of Orange | 7050 | 9 | 8 | Residential | Behind the Meter | No | Net Metered Residential | Suntuity Solar LLC | None | PSE&G | Accepted | 2023-05-10 | 2023-06-01 | 2024-06-01 | Inverters | ENPHASE | IQ8PLUS-72-2-US | 290 |  | 20 |  |  | 0.97 |  | Outdoor | Behind the PV modules
NJADRE1553522812 | Administratively Determined Incentive Program | Orange City of Orange | 7050 | 9 | 8 | Residential | Behind the Meter | No | Net Metered Residential | Suntuity Solar LLC | None | PSE&G | Accepted | 2023-05-10 | 2023-06-01 | 2024-06-01 | Solar Panels | HYPERION | HY-DH108P8 400B |  | 0.4 | 6 | 123 | 45 |  | Fixed | Roof
NJADRE1553522812 | Administratively Determined Incentive Program | Orange City of Orange | 7050 | 9 | 8 | Residential | Behind the Meter | No | Net Metered Residential | Suntuity Solar LLC | None | PSE&G | Accepted | 2023-05-10 | 2023-06-01 | 2024-06-01 | Solar Panels | HYPERION | HY-DH108P8 400B |  | 0.4 | 11 | 303 | 45 |  | Fixed | Roof
NJADRE1553522812 | Administratively Determined Incentive Program | Orange City of Orange | 7050 | 9 | 8 | Residential | Behind the Meter | No | Net Metered Residential | Suntuity Solar LLC | None | PSE&G | Accepted | 2023-05-10 | 2023-06-01 | 2024-06-01 | Solar Panels | HYPERION | HY-DH108P8 400B |  | 0.4 | 3 | 213 | 7 |  | Fixed | Roof
NJADRE1553522841 | Administratively Determined Incentive Program | Trenton | 8618 | 12 | 3.33 | Residential | Behind the Meter | No | Net Metered Residential | Vision Solar LLC | None | PSE&G | Accepted | 2023-05-10 | 2023-06-01 | 2024-06-01 | Inverters | SolarEdge | SE3800H-USRGM | 3800 |  | 1 |  |  | 0.97 |  | Outdoor | SIDE OF HOUSE
NJADRE1553522841 | Administratively Determined Incentive Program | Trenton | 8618 | 12 | 3.33 | Residential | Behind the Meter | No | Net Metered Residential | Vision Solar LLC | None | PSE&G | Accepted | 2023-05-10 | 2023-06-01 | 2024-06-01 | Solar Panels | ZNSHINE SOLAR | ZXM6-NH120-370/M |  | 0.37 | 3 | 310 | 40 |  | Fixed | Roof
NJADRE1553522841 | Administratively Determined Incentive Program | Trenton | 8618 | 12 | 3.33 | Residential | Behind the Meter | No | Net Metered Residential | Vision Solar LLC | None | PSE&G | Accepted | 2023-05-10 | 2023-06-01 | 2024-06-01 | Solar Panels | ZNSHINE SOLAR | ZXM6-NH120-370/M |  | 0.37 | 6 | 130 | 5 |  | Fixed | Roof
NJADRE1553522891 | Administratively Determined Incentive Program | Trenton City | 8609 | 12 | 4.07 | Residential | Behind the Meter | No | Net Metered Residential | Vision Solar LLC | None | PSE&G | Accepted | 2023-05-10 | 2023-06-02 | 2024-06-02 | Inverters | SolarEdge | SE3800H-USRGM | 3800 |  | 1 |  |  | 0.97 |  | Outdoor | SIDE OF HOUSE
NJADRE1553522891 | Administratively Determined Incentive Program | Trenton City | 8609 | 12 | 4.07 | Residential | Behind the Meter | No | Net Metered Residential | Vision Solar LLC | None | PSE&G | Accepted | 2023-05-10 | 2023-06-02 | 2024-06-02 | Solar Panels | ZNSHINE SOLAR | ZXM6-NH120-370/M |  | 0.37 | 6 | 53 | 32 |  | Fixed | Roof
NJADRE1553522891 | Administratively Determined Incentive Program | Trenton City | 8609 | 12 | 4.07 | Residential | Behind the Meter | No | Net Metered Residential | Vision Solar LLC | None | PSE&G | Accepted | 2023-05-10 | 2023-06-02 | 2024-06-02 | Solar Panels | ZNSHINE SOLAR | ZXM6-NH120-370/M |  | 0.37 | 5 | 53 | 10 |  | Fixed | Roof
NJADRE1553522945 | Administratively Determined Incentive Program | Mahwah | 7430 | 7 | 8.14 | Residential | Behind the Meter | No | Net Metered Residential | Vision Solar LLC | None | PSE&G | Accepted | 2023-05-10 | 2023-06-01 | 2024-06-01 | Inverters | SolarEdge | SE6000H-USRGM | 6000 |  | 1 |  |  | 0.97 |  | Outdoor | SIDE OF HOUSE
NJADRE1553522945 | Administratively Determined Incentive Program | Mahwah | 7430 | 7 | 8.14 | Residential | Behind the Meter | No | Net Metered Residential | Vision Solar LLC | None | PSE&G | Accepted | 2023-05-10 | 2023-06-01 | 2024-06-01 | Solar Panels | ZNSHINE SOLAR | ZXM6-NH120-370/M |  | 0.37 | 3 | 84 | 24 |  | Fixed | Roof
NJADRE1553522945 | Administratively Determined Incentive Program | Mahwah | 7430 | 7 | 8.14 | Residential | Behind the Meter | No | Net Metered Residential | Vision Solar LLC | None | PSE&G | Accepted | 2023-05-10 | 2023-06-01 | 2024-06-01 | Solar Panels | ZNSHINE SOLAR | ZXM6-NH120-370/M |  | 0.37 | 10 | 354 | 24 |  | Fixed | Roof
NJADRE1553522945 | Administratively Determined Incentive Program | Mahwah | 7430 | 7 | 8.14 | Residential | Behind the Meter | No | Net Metered Residential | Vision Solar LLC | None | PSE&G | Accepted | 2023-05-10 | 2023-06-01 | 2024-06-01 | Solar Panels | ZNSHINE SOLAR | ZXM6-NH120-370/M |  | 0.37 | 6 | 174 | 24 |  | Fixed | Roof
NJADRE1553522945 | Administratively Determined Incentive Program | Mahwah | 7430 | 7 | 8.14 | Residential | Behind the Meter | No | Net Metered Residential | Vision Solar LLC | None | PSE&G | Accepted | 2023-05-10 | 2023-06-01 | 2024-06-01 | Solar Panels | ZNSHINE SOLAR | ZXM6-NH120-370/M |  | 0.37 | 3 | 264 | 24 |  | Fixed | Roof
NJADRE1553523024 | Administratively Determined Incentive Program | Vineland | 8360 | 20 | 7.4 | Residential | Behind the Meter | No | Net Metered Residential | Vision Solar LLC | None | Vineland Muni Electric | Accepted | 2023-05-10 | 2023-06-01 | 2024-06-01 | Inverters | SolarEdge | SE5000H-USRGM | 5000 |  | 1 |  |  | 0.97 |  | Outdoor | SIDE OF HOUSE
NJADRE1553523024 | Administratively Determined Incentive Program | Vineland | 8360 | 20 | 7.4 | Residential | Behind the Meter | No | Net Metered Residential | Vision Solar LLC | None | Vineland Muni Electric | Accepted | 2023-05-10 | 2023-06-01 | 2024-06-01 | Solar Panels | ZNSHINE SOLAR | ZXM6-NH120-370/M |  | 0.37 | 15 | 9 | 33 |  | Fixed | Roof
NJADRE1553523024 | Administratively Determined Incentive Program | Vineland | 8360 | 20 | 7.4 | Residential | Behind the Meter | No | Net Metered Residential | Vision Solar LLC | None | Vineland Muni Electric | Accepted | 2023-05-10 | 2023-06-01 | 2024-06-01 | Solar Panels | ZNSHINE SOLAR | ZXM6-NH120-370/M |  | 0.37 | 5 | 189 | 33 |  | Fixed | Roof
NJADRE1553523044 | Administratively Determined Incentive Program | WEST ORANGE TWP | 7052 | 9 | 8.69 | Residential | Behind the Meter | Yes | Net Metered Residential | Freedom Forever New Jersey LLC | None | PSE&G | Accepted | 2023-05-10 | 2023-06-01 | 2024-06-01 | Inverters | Solar Edge | SE6000H-USRGM | 6000 |  | 1 |  |  | 0.99 |  | Outdoor
NJADRE1553523044 | Administratively Determined Incentive Program | WEST ORANGE TWP | 7052 | 9 | 8.69 | Residential | Behind the Meter | Yes | Net Metered Residential | Freedom Forever New Jersey LLC | None | PSE&G | Accepted | 2023-05-10 | 2023-06-01 | 2024-06-01 | Solar Panels | Canadian Solar | CS3N-395MS |  | 0.395 | 16 | 136 | 22 |  | Fixed | Roof
NJADRE1553523044 | Administratively Determined Incentive Program | WEST ORANGE TWP | 7052 | 9 | 8.69 | Residential | Behind the Meter | Yes | Net Metered Residential | Freedom Forever New Jersey LLC | None | PSE&G | Accepted | 2023-05-10 | 2023-06-01 | 2024-06-01 | Solar Panels | Canadian Solar | CS3N-395MS |  | 0.395 | 6 | 316 | 22 |  | Fixed | Roof
NJADRE1553523048 | Administratively Determined Incentive Program | Demarest | 7627 | 7 | 9.32 | Residential | Behind the Meter | Yes | Net Metered Residential | Trinity Solar | None | Orange Rockland Electric | Accepted | 2023-05-10 | 2023-05-24 | 2024-05-24 | Inverters | Solar Edge | SE7600H-US | 8 |  | 1 |  |  | 0.97 |  | Outdoor
NJADRE1553523048 | Administratively Determined Incentive Program | Demarest | 7627 | 7 | 9.32 | Residential | Behind the Meter | Yes | Net Metered Residential | Trinity Solar | None | Orange Rockland Electric | Accepted | 2023-05-10 | 2023-05-24 | 2024-05-24 | Solar Panels | HANWHA 405 (Q.PEAK DUO BLK ML-G10+ 405) | HANWHA 405 (Q.PEAK DUO BLK ML-G10+ 405) |  | 0.405 | 23 | 218 | 23 |  | Fixed | Roof
NJADRE1553523076 | Administratively Determined Incentive Program | Franklin lakes | 7417 | 7 | 12.15 | Residential | Behind the Meter | Yes | Net Metered Residential | Trinity Solar | None | Orange Rockland Electric | Accepted | 2023-05-10 | 2023-06-01 | 2024-06-01 | Solar Panels | HANWHA 405 (Q.PEAK DUO BLK ML-G10+ 405) | HANWHA 405 (Q.PEAK DUO BLK ML-G10+ 405) |  | 0.405 | 7 | 293 | 37 |  | Fixed | Roof
NJADRE1553523076 | Administratively Determined Incentive Program | Franklin lakes | 7417 | 7 | 12.15 | Residential | Behind the Meter | Yes | Net Metered Residential | Trinity Solar | None | Orange Rockland Electric | Accepted | 2023-05-10 | 2023-06-01 | 2024-06-01 | Solar Panels | HANWHA 405 (Q.PEAK DUO BLK ML-G10+ 405) | HANWHA 405 (Q.PEAK DUO BLK ML-G10+ 405) |  | 0.405 | 21 | 113 | 37 |  | Fixed | Roof
NJADRE1553523076 | Administratively Determined Incentive Program | Franklin lakes | 7417 | 7 | 12.15 | Residential | Behind the Meter | Yes | Net Metered Residential | Trinity Solar | None | Orange Rockland Electric | Accepted | 2023-05-10 | 2023-06-01 | 2024-06-01 | Solar Panels | HANWHA 405 (Q.PEAK DUO BLK ML-G10+ 405) | HANWHA 405 (Q.PEAK DUO BLK ML-G10+ 405) |  | 0.405 | 2 | 113 | 37 |  | Fixed | Roof
NJADRE1553523076 | Administratively Determined Incentive Program | Franklin lakes | 7417 | 7 | 12.15 | Residential | Behind the Meter | Yes | Net Metered Residential | Trinity Solar | None | Orange Rockland Electric | Accepted | 2023-05-10 | 2023-06-01 | 2024-06-01 | Inverters | Solar Edge | SE10000H-US | 10000 |  | 1 |  |  | 0.97 |  | Outside
NJADRE1553523129 | Administratively Determined Incentive Program | Toms River | 8757 | 18 | 10.95 | Residential | Behind the Meter | Yes | Net Metered Residential | Pro Custom Solar dba Momentum Solar | None | JCP&L | Accepted | 2023-05-10 | 2023-06-01 | 2024-06-01 | Solar Panels | hanwha | Â Q. PEAK DUO BLK-G10+365 |  | 0.365 | 21 | 140 | 17 |  | Fixed | Roof
NJADRE1553523129 | Administratively Determined Incentive Program | Toms River | 8757 | 18 | 10.95 | Residential | Behind the Meter | Yes | Net Metered Residential | Pro Custom Solar dba Momentum Solar | None | JCP&L | Accepted | 2023-05-10 | 2023-06-01 | 2024-06-01 | Solar Panels | hanwha | Â Q. PEAK DUO BLK-G10+365 |  | 0.365 | 9 | 320 | 15 |  | Fixed | Roof
NJADRE1553523129 | Administratively Determined Incentive Program | Toms River | 8757 | 18 | 10.95 | Residential | Behind the Meter | Yes | Net Metered Residential | Pro Custom Solar dba Momentum Solar | None | JCP&L | Accepted | 2023-05-10 | 2023-06-01 | 2024-06-01 | Inverters | ENPHASE | IQ8PLUS-72-2-US | 290 |  | 30 |  |  | 0.97 |  | Outdoor
NJADRE1553523192 | Administratively Determined Incentive Program | Camden City | 8105 | 14 | 8.58 | Residential | Behind the Meter | Yes | Net Metered Residential | Sunrun Installation Services, Inc. | None | PSE&G | Accepted | 2023-05-10 | 2023-06-01 | 2024-06-01 | Inverters | SOLAREDGE TECHNOLOGIES | SE6000H-USSN | 6000 |  | 1 |  |  | 0.99 |  | Outdoor | Next To Meter
NJADRE1553523192 | Administratively Determined Incentive Program | Camden City | 8105 | 14 | 8.58 | Residential | Behind the Meter | Yes | Net Metered Residential | Sunrun Installation Services, Inc. | None | PSE&G | Accepted | 2023-05-10 | 2023-06-01 | 2024-06-01 | Solar Panels | TRINA SOLAR | TSM-390DE09C.07 |  | 0.39 | 4 | 218 | 11 |  | Fixed | Roof
NJADRE1553523192 | Administratively Determined Incentive Program | Camden City | 8105 | 14 | 8.58 | Residential | Behind the Meter | Yes | Net Metered Residential | Sunrun Installation Services, Inc. | None | PSE&G | Accepted | 2023-05-10 | 2023-06-01 | 2024-06-01 | Solar Panels | TRINA SOLAR | TSM-390DE09C.07 |  | 0.39 | 4 | 40 | 11 |  | Fixed | Roof
NJADRE1553523192 | Administratively Determined Incentive Program | Camden City | 8105 | 14 | 8.58 | Residential | Behind the Meter | Yes | Net Metered Residential | Sunrun Installation Services, Inc. | None | PSE&G | Accepted | 2023-05-10 | 2023-06-01 | 2024-06-01 | Solar Panels | TRINA SOLAR | TSM-390DE09C.07 |  | 0.39 | 4 | 40 | 4 |  | Fixed | Roof
NJADRE1553523192 | Administratively Determined Incentive Program | Camden City | 8105 | 14 | 8.58 | Residential | Behind the Meter | Yes | Net Metered Residential | Sunrun Installation Services, Inc. | None | PSE&G | Accepted | 2023-05-10 | 2023-06-01 | 2024-06-01 | Solar Panels | TRINA SOLAR | TSM-390DE09C.07 |  | 0.39 | 6 | 310 | 6 |  | Fixed | Roof
NJADRE1553523192 | Administratively Determined Incentive Program | Camden City | 8105 | 14 | 8.58 | Residential | Behind the Meter | Yes | Net Metered Residential | Sunrun Installation Services, Inc. | None | PSE&G | Accepted | 2023-05-10 | 2023-06-01 | 2024-06-01 | Solar Panels | TRINA SOLAR | TSM-390DE09C.07 |  | 0.39 | 4 | 128 | 13 |  | Fixed | Roof
NJADRE1553523205 | Administratively Determined Incentive Program | Avenel | 7001 | 11 | 4.38 | Residential | Behind the Meter | Yes | Net Metered Residential | Ad Energy | None | PSE&G | Accepted | 2023-05-10 | 2023-06-01 | 2024-06-01 | Inverters | SunPower | IQ7HS | 384 |  | 12 |  |  | 0.97 |  | Outdoor | At each panel
NJADRE1553523205 | Administratively Determined Incentive Program | Avenel | 7001 | 11 | 4.38 | Residential | Behind the Meter | Yes | Net Metered Residential | Ad Energy | None | PSE&G | Accepted | 2023-05-10 | 2023-06-01 | 2024-06-01 | Solar Panels | SunPower | SPR-U-365-BLK-QC |  | 0.365 | 12 | 200 | 21 |  | Fixed | Roof
NJADRE1553523593 | Administratively Determined Incentive Program | Woodbury | 8096 | 15 | 10.53 | Residential | Behind the Meter | Yes | Net Metered Residential | Sunrun Installation Services, Inc. | None | PSE&G | Accepted | 2023-05-10 | 2023-06-01 | 2024-06-01 | Inverters | SolarEdge Technologies | SE7600H-USSN | 7600 |  | 1 |  |  | 0.96 |  | Outdoor | Next To Meter
NJADRE1553523593 | Administratively Determined Incentive Program | Woodbury | 8096 | 15 | 10.53 | Residential | Behind the Meter | Yes | Net Metered Residential | Sunrun Installation Services, Inc. | None | PSE&G | Accepted | 2023-05-10 | 2023-06-01 | 2024-06-01 | Solar Panels | Trina Solar | TSM-390DE09C.07 |  | 0.39 | 14 | 19 | 32 |  | Fixed | Roof
NJADRE1553523593 | Administratively Determined Incentive Program | Woodbury | 8096 | 15 | 10.53 | Residential | Behind the Meter | Yes | Net Metered Residential | Sunrun Installation Services, Inc. | None | PSE&G | Accepted | 2023-05-10 | 2023-06-01 | 2024-06-01 | Solar Panels | Trina Solar | TSM-390DE09C.07 |  | 0.39 | 13 | 199 | 32 |  | Fixed | Roof
NJADRE1553523624 | Administratively Determined Incentive Program | West Windsor TWP, | 8550 | 12 | 14.4 | Residential | Behind the Meter | Yes | Net Metered Residential | Tesla Energy Operations Inc | None | PSE&G | Accepted | 2023-05-10 | 2023-06-01 | 2024-06-01 | Inverters | Tesla | 7.6 kW 1538000-00-F (240V) | 7680 |  | 1 |  |  | 0.98 |  | Indoor
NJADRE1553523624 | Administratively Determined Incentive Program | West Windsor TWP, | 8550 | 12 | 14.4 | Residential | Behind the Meter | Yes | Net Metered Residential | Tesla Energy Operations Inc | None | PSE&G | Accepted | 2023-05-10 | 2023-06-01 | 2024-06-01 | Inverters | Tesla | 3.8 kW 1534000-00-F (240V) | 3840 |  | 1 |  |  | 0.975 |  | Indoor
NJADRE1553523624 | Administratively Determined Incentive Program | West Windsor TWP, | 8550 | 12 | 14.4 | Residential | Behind the Meter | Yes | Net Metered Residential | Tesla Energy Operations Inc | None | PSE&G | Accepted | 2023-05-10 | 2023-06-01 | 2024-06-01 | Solar Panels | Tesla | T400H |  | 0.4 | 7 | 280 | 30 |  | Fixed | Roof
NJADRE1553523624 | Administratively Determined Incentive Program | West Windsor TWP, | 8550 | 12 | 14.4 | Residential | Behind the Meter | Yes | Net Metered Residential | Tesla Energy Operations Inc | None | PSE&G | Accepted | 2023-05-10 | 2023-06-01 | 2024-06-01 | Solar Panels | Tesla | T400H |  | 0.4 | 24 | 190 | 30 |  | Fixed | Roof
NJADRE1553523624 | Administratively Determined Incentive Program | West Windsor TWP, | 8550 | 12 | 14.4 | Residential | Behind the Meter | Yes | Net Metered Residential | Tesla Energy Operations Inc | None | PSE&G | Accepted | 2023-05-10 | 2023-06-01 | 2024-06-01 | Solar Panels | Tesla | T400H |  | 0.4 | 5 | 190 | 30 |  | Fixed | Roof
NJADRE1553523625 | Administratively Determined Incentive Program | East Brunswick | 8816 | 11 | 4.86 | Residential | Behind the Meter | Yes | Net Metered Residential | Trinity Solar Inc. | None | JCP&L | Accepted | 2023-05-10 | 2023-06-01 | 2024-06-01 | Inverters | Solar Edge | SE3800H-US | 3800 |  | 1 |  |  | 0.97 |  | Outside
NJADRE1553523625 | Administratively Determined Incentive Program | East Brunswick | 8816 | 11 | 4.86 | Residential | Behind the Meter | Yes | Net Metered Residential | Trinity Solar Inc. | None | JCP&L | Accepted | 2023-05-10 | 2023-06-01 | 2024-06-01 | Solar Panels | Hanwha 405 | HANWHA 405 (Q.PEAK DUO BLK ML-G10+ 405) |  | 0.405 | 12 | 216 | 30 |  | Fixed | Roof
NJADRE1553523727 | Administratively Determined Incentive Program | Moorestown TWP | 8057 | 13 | 20.94 | Residential | Behind the Meter | Yes | Net Metered Residential | Sunrun Installation Services, Inc. | None | PSE&G | Accepted | 2023-05-10 | 2023-06-01 | 2024-06-01 | Inverters | SOLAREDGE TECHNOLOGIES | SE7600H-USSN | 7600 |  | 2 |  |  | 0.992 |  | Outdoor | next to meter
NJADRE1553523727 | Administratively Determined Incentive Program | Moorestown TWP | 8057 | 13 | 20.94 | Residential | Behind the Meter | Yes | Net Metered Residential | Sunrun Installation Services, Inc. | None | PSE&G | Accepted | 2023-05-10 | 2023-06-01 | 2024-06-01 | Solar Panels | TRINA SOLAR | TSM-395DE09C.07 |  | 0.395 | 11 | 212 | 19 |  | Fixed | Roof
NJADRE1553523727 | Administratively Determined Incentive Program | Moorestown TWP | 8057 | 13 | 20.94 | Residential | Behind the Meter | Yes | Net Metered Residential | Sunrun Installation Services, Inc. | None | PSE&G | Accepted | 2023-05-10 | 2023-06-01 | 2024-06-01 | Solar Panels | TRINA SOLAR | TSM-395DE09C.07 |  | 0.395 | 14 | 302 | 20 |  | Fixed | Roof
NJADRE1553523727 | Administratively Determined Incentive Program | Moorestown TWP | 8057 | 13 | 20.94 | Residential | Behind the Meter | Yes | Net Metered Residential | Sunrun Installation Services, Inc. | None | PSE&G | Accepted | 2023-05-10 | 2023-06-01 | 2024-06-01 | Solar Panels | TRINA SOLAR | TSM-395DE09C.07 |  | 0.395 | 9 | 302 | 20 |  | Fixed | Roof
NJADRE1553523727 | Administratively Determined Incentive Program | Moorestown TWP | 8057 | 13 | 20.94 | Residential | Behind the Meter | Yes | Net Metered Residential | Sunrun Installation Services, Inc. | None | PSE&G | Accepted | 2023-05-10 | 2023-06-01 | 2024-06-01 | Solar Panels | TRINA SOLAR | TSM-395DE09C.07 |  | 0.395 | 13 | 33 | 19 |  | Fixed | Roof
NJADRE1553523727 | Administratively Determined Incentive Program | Moorestown TWP | 8057 | 13 | 20.94 | Residential | Behind the Meter | Yes | Net Metered Residential | Sunrun Installation Services, Inc. | None | PSE&G | Accepted | 2023-05-10 | 2023-06-01 | 2024-06-01 | Solar Panels | TRINA SOLAR | TSM-395DE09C.07 |  | 0.395 | 6 | 121 | 19 |  | Fixed | Roof
NJADRE1553523736 | Administratively Determined Incentive Program | Mount Laurel Twp | 8054 | 13 | 7.9 | Residential | Behind the Meter | Yes | Net Metered Residential | SunnyMac LLC | None | PSE&G | Accepted | 2023-05-10 | 2023-06-02 | 2024-06-02 | Solar Panels | JA SOLAR | JAM54S31-395/MR |  | 0.395 | 10 | 186 | 12 |  | Fixed | Roof
NJADRE1553523736 | Administratively Determined Incentive Program | Mount Laurel Twp | 8054 | 13 | 7.9 | Residential | Behind the Meter | Yes | Net Metered Residential | SunnyMac LLC | None | PSE&G | Accepted | 2023-05-10 | 2023-06-02 | 2024-06-02 | Solar Panels | JA SOLAR | JAM54S31-395/MR |  | 0.395 | 10 | 6 | 12 |  | Fixed | Roof
NJADRE1553523736 | Administratively Determined Incentive Program | Mount Laurel Twp | 8054 | 13 | 7.9 | Residential | Behind the Meter | Yes | Net Metered Residential | SunnyMac LLC | None | PSE&G | Accepted | 2023-05-10 | 2023-06-02 | 2024-06-02 | Inverters | Solaredge | SE6000H-US | 6000 |  | 1 |  |  | 0.99 |  | Outdoor | NEXT TO METER
NJADRE1553524002 | Administratively Determined Incentive Program | Toms River | 8755 | 18 | 7.56 | Residential | Behind the Meter | Yes | Net Metered Residential | EMT Renewables | None | JCP&L | Accepted | 2023-05-10 | 2023-06-01 | 2024-06-01 | Inverters | ENPHASE | IQ7X | 315 |  | 18 |  |  | 0.98 |  | Other | UNDER EACH PANEL
NJADRE1553524002 | Administratively Determined Incentive Program | Toms River | 8755 | 18 | 7.56 | Residential | Behind the Meter | Yes | Net Metered Residential | EMT Renewables | None | JCP&L | Accepted | 2023-05-10 | 2023-06-01 | 2024-06-01 | Solar Panels | REC ALPHA | REC 420 |  | 0.42 | 12 | 126 | 25 |  | Fixed | Roof
NJADRE1553524002 | Administratively Determined Incentive Program | Toms River | 8755 | 18 | 7.56 | Residential | Behind the Meter | Yes | Net Metered Residential | EMT Renewables | None | JCP&L | Accepted | 2023-05-10 | 2023-06-01 | 2024-06-01 | Solar Panels | REC ALPHA | REC 420 |  | 0.42 | 6 | 306 | 25 |  | Fixed | Roof
NJADRE1553524032 | Administratively Determined Incentive Program | WOODBRIDGE TWP | 8830 | 11 | 8.8 | Residential | Behind the Meter | Yes | Net Metered Residential | Tesla Energy Operations Inc | None | PSE&G | Accepted | 2023-05-10 | 2023-06-01 | 2024-06-01 | Inverters | Tesla | Powerwall+ [240V] #1850000-00-C / PVI Assy. 1538000-35- | 7600 |  | 1 |  |  | 0.986 |  | Outdoor
NJADRE1553524032 | Administratively Determined Incentive Program | WOODBRIDGE TWP | 8830 | 11 | 8.8 | Residential | Behind the Meter | Yes | Net Metered Residential | Tesla Energy Operations Inc | None | PSE&G | Accepted | 2023-05-10 | 2023-06-01 | 2024-06-01 | Meters | Tesla | Powerwall+ [240V] #1850000-00-C / PVI Assy. 1538000-35- |  |  | 1 |  |  |  | Yes | Outdoor
NJADRE1553524032 | Administratively Determined Incentive Program | WOODBRIDGE TWP | 8830 | 11 | 8.8 | Residential | Behind the Meter | Yes | Net Metered Residential | Tesla Energy Operations Inc | None | PSE&G | Accepted | 2023-05-10 | 2023-06-01 | 2024-06-01 | Solar Panels | Hanwha | Q.PEAK DUO BLK ML-G10+/TS 400 |  | 0.4 | 7 | 359 | 23 |  | Fixed | Roof
NJADRE1553524032 | Administratively Determined Incentive Program | WOODBRIDGE TWP | 8830 | 11 | 8.8 | Residential | Behind the Meter | Yes | Net Metered Residential | Tesla Energy Operations Inc | None | PSE&G | Accepted | 2023-05-10 | 2023-06-01 | 2024-06-01 | Solar Panels | Hanwha | Q.PEAK DUO BLK ML-G10+/TS 400 |  | 0.4 | 15 | 179 | 23 |  | Fixed | Roof
NJADRE1553524032 | Administratively Determined Incentive Program | WOODBRIDGE TWP | 8830 | 11 | 8.8 | Residential | Behind the Meter | Yes | Net Metered Residential | Tesla Energy Operations Inc | None | PSE&G | Accepted | 2023-05-10 | 2023-06-01 | 2024-06-01 | Electric Storage Battery | Tesla | AC Powerwall 2.0 |  |  | 1 |  |  |  | Lithium Ion |  | Outside
NJADRE1553524032 | Administratively Determined Incentive Program | WOODBRIDGE TWP | 8830 | 11 | 8.8 | Residential | Behind the Meter | Yes | Net Metered Residential | Tesla Energy Operations Inc | None | PSE&G | Accepted | 2023-05-10 | 2023-06-01 | 2024-06-01 | Electric Storage Battery | Tesla | Powerwall+ [240V] # 1850000-00-D 7.6 kW / 13.5 kWh |  |  | 1 |  |  |  | Lithium Ion |  | Outside
NJADRE1553524057 | Administratively Determined Incentive Program | Roselle Boro | 7203 | 10 | 3.16 | Residential | Behind the Meter | Yes | Net Metered Residential | Sunrun Installation Services, Inc. | None | PSE&G | Accepted | 2023-05-10 | 2023-06-01 | 2024-06-01 | Inverters | SOLAREDGE TECHNOLOGIES | SE3800H-USSN | 3800 |  | 1 |  |  | 0.99 |  | Outdoor | Next To Meter
NJADRE1553524057 | Administratively Determined Incentive Program | Roselle Boro | 7203 | 10 | 3.16 | Residential | Behind the Meter | Yes | Net Metered Residential | Sunrun Installation Services, Inc. | None | PSE&G | Accepted | 2023-05-10 | 2023-06-01 | 2024-06-01 | Solar Panels | TRINA SOLAR | TSM-395DE09C.07 |  | 0.395 | 8 | 260 | 34 |  | Fixed | Roof
NJADRE1553524070 | Administratively Determined Incentive Program | Edison Twp | 8820 | 11 | 6.4 | Residential | Behind the Meter | No | Net Metered Residential | Tesla Energy Operations Inc | None | PSE&G | Accepted | 2023-05-10 | 2023-06-13 | 2024-06-13 | Inverters | Tesla | 5.7 kW Tesla Inc 1538000-45-A (240V) | 5700 |  | 1 |  |  | 0.975 |  | Outdoor
NJADRE1553524070 | Administratively Determined Incentive Program | Edison Twp | 8820 | 11 | 6.4 | Residential | Behind the Meter | No | Net Metered Residential | Tesla Energy Operations Inc | None | PSE&G | Accepted | 2023-05-10 | 2023-06-13 | 2024-06-13 | Meters | Tesla | 5.7 kW Tesla Inc 1538000-45-A (240V) |  |  | 1 |  |  |  | Yes | Outdoor
NJADRE1553524070 | Administratively Determined Incentive Program | Edison Twp | 8820 | 11 | 6.4 | Residential | Behind the Meter | No | Net Metered Residential | Tesla Energy Operations Inc | None | PSE&G | Accepted | 2023-05-10 | 2023-06-13 | 2024-06-13 | Solar Panels | Hanwha | Q.PEAK DUO BLK ML-G10+/TS 400 |  | 0.4 | 16 | 359 | 23 |  | Fixed | Roof
NJADRE1553524107 | Administratively Determined Incentive Program | Trenton City | 8618 | 12 | 5.93 | Residential | Behind the Meter | Yes | Net Metered Residential | Sunrun Installation Services, Inc. | None | PSE&G | Accepted | 2023-05-10 | 2023-06-01 | 2024-06-01 | Inverters | SOLAREDGE TECHNOLOGIES | SE7600H-USSN | 7600 |  | 1 |  |  | 0.992 |  | Outdoor | next to meter
NJADRE1553524107 | Administratively Determined Incentive Program | Trenton City | 8618 | 12 | 5.93 | Residential | Behind the Meter | Yes | Net Metered Residential | Sunrun Installation Services, Inc. | None | PSE&G | Accepted | 2023-05-10 | 2023-06-01 | 2024-06-01 | Solar Panels | TRINA SOLAR | TSM-395DE09C.07 |  | 0.395 | 15 | 208 | 12 |  | Fixed | Roof
NJADRE1553524154 | Administratively Determined Incentive Program | Egg Harbor Township | 8234 | 19 | 9.36 | Residential | Behind the Meter | Yes | Net Metered Residential | Sunrun Installation Services, Inc. | None | AC Electric | Accepted | 2023-05-12 | 2023-06-05 | 2024-06-05 | Inverters | Delta Electronics | E10-TL-US | 10000 |  | 1 |  |  | 0.98 |  | Outdoor | Next to Meter
NJADRE1553524154 | Administratively Determined Incentive Program | Egg Harbor Township | 8234 | 19 | 9.36 | Residential | Behind the Meter | Yes | Net Metered Residential | Sunrun Installation Services, Inc. | None | AC Electric | Accepted | 2023-05-12 | 2023-06-05 | 2024-06-05 | Solar Panels | Trina Solar | TSM-390DE09C.07 |  | 0.39 | 12 | 146 | 28 |  | Fixed | Roof
NJADRE1553524154 | Administratively Determined Incentive Program | Egg Harbor Township | 8234 | 19 | 9.36 | Residential | Behind the Meter | Yes | Net Metered Residential | Sunrun Installation Services, Inc. | None | AC Electric | Accepted | 2023-05-12 | 2023-06-05 | 2024-06-05 | Solar Panels | Trina Solar | TSM-390DE09C.07 |  | 0.39 | 12 | 146 | 18 |  | Fixed | Roof
NJADRE1553525981 | Administratively Determined Incentive Program | Paterson | 7524 | 6 | 11.7 | Residential | Behind the Meter | Yes | Net Metered Residential | Sunrun Installation Services, Inc. | None | PSE&G | Accepted | 2023-05-10 | 2023-06-15 | 2024-06-15 | Inverters | SolarEdge Technologies | SE10000H-USSN | 10000 |  | 1 |  |  | 0.96 |  | Outdoor | Next To Meter
NJADRE1553525981 | Administratively Determined Incentive Program | Paterson | 7524 | 6 | 11.7 | Residential | Behind the Meter | Yes | Net Metered Residential | Sunrun Installation Services, Inc. | None | PSE&G | Accepted | 2023-05-10 | 2023-06-15 | 2024-06-15 | Solar Panels | Trina Solar | TSM-390DE09C.07 |  | 0.39 | 5 | 283 | 45 |  | Fixed | Roof
NJADRE1553525981 | Administratively Determined Incentive Program | Paterson | 7524 | 6 | 11.7 | Residential | Behind the Meter | Yes | Net Metered Residential | Sunrun Installation Services, Inc. | None | PSE&G | Accepted | 2023-05-10 | 2023-06-15 | 2024-06-15 | Solar Panels | Trina Solar | TSM-390DE09C.07 |  | 0.39 | 9 | 102 | 45 |  | Fixed | Roof
NJADRE1553525981 | Administratively Determined Incentive Program | Paterson | 7524 | 6 | 11.7 | Residential | Behind the Meter | Yes | Net Metered Residential | Sunrun Installation Services, Inc. | None | PSE&G | Accepted | 2023-05-10 | 2023-06-15 | 2024-06-15 | Solar Panels | Trina Solar | TSM-390DE09C.07 |  | 0.39 | 16 | 194 | 45 |  | Fixed | Roof
NJADRE1553526143 | Administratively Determined Incentive Program | Willingboro TWP | 8046 | 13 | 6.72 | Residential | Behind the Meter | Yes | Net Metered Residential | Sunrun Installation Services, Inc. | None | PSE&G | Accepted | 2023-05-10 | 2023-06-01 | 2024-06-01 | Inverters | SOLAREDGE TECHNOLOGIES | SE6000H-USSN | 6000 |  | 1 |  |  | 0.992 |  | Outdoor | next to meter
NJADRE1553526143 | Administratively Determined Incentive Program | Willingboro TWP | 8046 | 13 | 6.72 | Residential | Behind the Meter | Yes | Net Metered Residential | Sunrun Installation Services, Inc. | None | PSE&G | Accepted | 2023-05-10 | 2023-06-01 | 2024-06-01 | Solar Panels | TRINA SOLAR | TSM-395DE09C.07 |  | 0.395 | 17 | 167 | 19 |  | Fixed | Roof
NJADRE1553536116 | Administratively Determined Incentive Program | Woodbridge TWP | 7095 | 11 | 7.51 | Residential | Behind the Meter | Yes | Net Metered Residential | Sunrun Installation Services, Inc. | None | PSE&G | Accepted | 2023-05-10 | 2023-06-01 | 2024-06-01 | Inverters | SOLAREDGE TECHNOLOGIES | SE6000H-USSN | 6000 |  | 1 |  |  | 0.99 |  | Outdoor | Next To Meter
NJADRE1553536116 | Administratively Determined Incentive Program | Woodbridge TWP | 7095 | 11 | 7.51 | Residential | Behind the Meter | Yes | Net Metered Residential | Sunrun Installation Services, Inc. | None | PSE&G | Accepted | 2023-05-10 | 2023-06-01 | 2024-06-01 | Solar Panels | TRINA SOLAR | TSM-395DE09C.07 |  | 0.395 | 17 | 107 | 25 |  | Fixed | Roof
NJADRE1553536116 | Administratively Determined Incentive Program | Woodbridge TWP | 7095 | 11 | 7.51 | Residential | Behind the Meter | Yes | Net Metered Residential | Sunrun Installation Services, Inc. | None | PSE&G | Accepted | 2023-05-10 | 2023-06-01 | 2024-06-01 | Solar Panels | TRINA SOLAR | TSM-395DE09C.07 |  | 0.395 | 2 | 287 | 25 |  | Fixed | Roof
NJADRE1553552231 | Administratively Determined Incentive Program | Pennsville Township, New Jersey | 8070 | 16 | 14 | Residential | Behind the Meter | Yes | Net Metered Residential | Suntuity Solar LLC | None | AC Electric | Accepted | 2023-05-11 | 2023-06-01 | 2024-06-01 | Inverters | (35)ENPHASE | IQ8PLUS-72-2-US | 290 |  | 35 |  |  | 0.97 |  | Outdoor | Behind the PV modules
NJADRE1553552231 | Administratively Determined Incentive Program | Pennsville Township, New Jersey | 8070 | 16 | 14 | Residential | Behind the Meter | Yes | Net Metered Residential | Suntuity Solar LLC | None | AC Electric | Accepted | 2023-05-11 | 2023-06-01 | 2024-06-01 | Solar Panels | (35)HYPERION | HY-DH108P8 400B |  | 0.4 | 26 | 219 | 19 |  | Fixed | Roof
NJADRE1553552231 | Administratively Determined Incentive Program | Pennsville Township, New Jersey | 8070 | 16 | 14 | Residential | Behind the Meter | Yes | Net Metered Residential | Suntuity Solar LLC | None | AC Electric | Accepted | 2023-05-11 | 2023-06-01 | 2024-06-01 | Solar Panels | (35)HYPERION | HY-DH108P8 400B |  | 0.4 | 9 | 39 | 19 |  | Fixed | Roof
NJADRE1553552407 | Administratively Determined Incentive Program | Toms River | 8753 | 18 | 6.48 | Residential | Behind the Meter | Yes | Net Metered Residential | Trinity Solar | None | JCP&L | Accepted | 2023-05-11 | 2023-06-02 | 2024-06-02 | Inverters | Solar Edge | SE5000H-US | 5000 |  | 1 |  |  | 0.97 |  | Outdoor
NJADRE1553552407 | Administratively Determined Incentive Program | Toms River | 8753 | 18 | 6.48 | Residential | Behind the Meter | Yes | Net Metered Residential | Trinity Solar | None | JCP&L | Accepted | 2023-05-11 | 2023-06-02 | 2024-06-02 | Solar Panels | HANWHA 405 (Q.PEAK DUO BLK ML-G10+ 405) | HANWHA 405 (Q.PEAK DUO BLK ML-G10+ 405) |  | 0.405 | 16 | 145 | 23 |  | Fixed | Roof
NJADRE1553552431 | Administratively Determined Incentive Program | North Brunswick Township | 8902 | 11 | 8.88 | Residential | Behind the Meter | No | Net Metered Residential | Vision Solar LLC | None | PSE&G | Accepted | 2023-05-11 | 2023-06-02 | 2024-06-02 | Inverters | SolarEdge | SE6000H-USRGM | 6000 |  | 1 |  |  | 0.97 |  | Outdoor | SIDE OF HOUSE
NJADRE1553552431 | Administratively Determined Incentive Program | North Brunswick Township | 8902 | 11 | 8.88 | Residential | Behind the Meter | No | Net Metered Residential | Vision Solar LLC | None | PSE&G | Accepted | 2023-05-11 | 2023-06-02 | 2024-06-02 | Solar Panels | ZNSHINE SOLAR | ZXM6-NH120-370/M |  | 0.37 | 13 | 108 | 24 |  | Fixed | Roof
NJADRE1553552431 | Administratively Determined Incentive Program | North Brunswick Township | 8902 | 11 | 8.88 | Residential | Behind the Meter | No | Net Metered Residential | Vision Solar LLC | None | PSE&G | Accepted | 2023-05-11 | 2023-06-02 | 2024-06-02 | Solar Panels | ZNSHINE SOLAR | ZXM6-NH120-370/M |  | 0.37 | 11 | 288 | 24 |  | Fixed | Roof
NJADRE1553552464 | Administratively Determined Incentive Program | Montgomery TWP | 8502 | 5 | 9.2 | Residential | Behind the Meter | No | Net Metered Residential | Tesla Energy Operations Inc | None | PSE&G | Accepted | 2023-05-11 | 2023-06-02 | 2024-06-02 | Inverters | Tesla | 7.6 kW 1538000-00-F (240V) | 7680 |  | 1 |  |  | 0.98 |  | Outdoor
NJADRE1553552464 | Administratively Determined Incentive Program | Montgomery TWP | 8502 | 5 | 9.2 | Residential | Behind the Meter | No | Net Metered Residential | Tesla Energy Operations Inc | None | PSE&G | Accepted | 2023-05-11 | 2023-06-02 | 2024-06-02 | Solar Panels | Hanwha | Q.PEAK DUO BLK ML-G10+/TS 400 |  | 0.4 | 12 | 277 | 34 |  | Fixed | Roof
NJADRE1553552464 | Administratively Determined Incentive Program | Montgomery TWP | 8502 | 5 | 9.2 | Residential | Behind the Meter | No | Net Metered Residential | Tesla Energy Operations Inc | None | PSE&G | Accepted | 2023-05-11 | 2023-06-02 | 2024-06-02 | Solar Panels | Hanwha | Q.PEAK DUO BLK ML-G10+/TS 400 |  | 0.4 | 6 | 97 | 34 |  | Fixed | Roof
NJADRE1553552464 | Administratively Determined Incentive Program | Montgomery TWP | 8502 | 5 | 9.2 | Residential | Behind the Meter | No | Net Metered Residential | Tesla Energy Operations Inc | None | PSE&G | Accepted | 2023-05-11 | 2023-06-02 | 2024-06-02 | Solar Panels | Hanwha | Q.PEAK DUO BLK ML-G10+/TS 400 |  | 0.4 | 5 | 97 | 34 |  | Fixed | Roof
NJADRE1553552479 | Administratively Determined Incentive Program | Hewitt | 7421 | 6 | 12.21 | Residential | Behind the Meter | No | Net Metered Residential | Vision Solar LLC | None | Orange Rockland Electric | Accepted | 2023-05-11 | 2023-06-02 | 2024-06-02 | Inverters | SolarEdge | SE11400H-USRGM | 11400 |  | 1 |  |  | 0.97 |  | Outdoor | SIDE OF HOUSE
NJADRE1553552479 | Administratively Determined Incentive Program | Hewitt | 7421 | 6 | 12.21 | Residential | Behind the Meter | No | Net Metered Residential | Vision Solar LLC | None | Orange Rockland Electric | Accepted | 2023-05-11 | 2023-06-02 | 2024-06-02 | Solar Panels | ZNSHINE SOLAR | ZXM6-NH120-370/M |  | 0.37 | 15 | 202 | 23 |  | Fixed | Roof
NJADRE1553552479 | Administratively Determined Incentive Program | Hewitt | 7421 | 6 | 12.21 | Residential | Behind the Meter | No | Net Metered Residential | Vision Solar LLC | None | Orange Rockland Electric | Accepted | 2023-05-11 | 2023-06-02 | 2024-06-02 | Solar Panels | ZNSHINE SOLAR | ZXM6-NH120-370/M |  | 0.37 | 18 | 22 | 23 |  | Fixed | Roof
NJADRE1553553697 | Administratively Determined Incentive Program | Sewell | 8080 | 15 | 4.74 | Residential | Behind the Meter | Yes | Net Metered Residential | SunnyMac LLC | None | AC Electric | Accepted | 2023-05-11 | 2023-06-05 | 2024-06-05 | Solar Panels | JA SOLAR | JAM54S31-395/MR |  | 0.395 | 9 | 141 | 40 |  | Fixed | Roof
NJADRE1553553697 | Administratively Determined Incentive Program | Sewell | 8080 | 15 | 4.74 | Residential | Behind the Meter | Yes | Net Metered Residential | SunnyMac LLC | None | AC Electric | Accepted | 2023-05-11 | 2023-06-05 | 2024-06-05 | Solar Panels | JA SOLAR | JAM54S31-395/MR |  | 0.395 | 3 | 231 | 40 |  | Fixed | Roof
NJADRE1553553697 | Administratively Determined Incentive Program | Sewell | 8080 | 15 | 4.74 | Residential | Behind the Meter | Yes | Net Metered Residential | SunnyMac LLC | None | AC Electric | Accepted | 2023-05-11 | 2023-06-05 | 2024-06-05 | Inverters | Solaredge | SE 3800H -US | 3800 |  | 1 |  |  | 0.99 |  | Outdoor | NEXT TO METER
NJADRE1553553857 | Administratively Determined Incentive Program | Sicklerville | 8081 | 14 | 6.24 | Residential | Behind the Meter | Yes | Net Metered Residential | Sunrun Installation Services, Inc. | None | AC Electric | Accepted | 2023-05-11 | 2023-06-02 | 2024-06-02 | Inverters | SolarEdge Technologies | SE6000H-USSN | 6000 |  | 1 |  |  | 0.96 |  | Outdoor | Next To Meter
NJADRE1553553857 | Administratively Determined Incentive Program | Sicklerville | 8081 | 14 | 6.24 | Residential | Behind the Meter | Yes | Net Metered Residential | Sunrun Installation Services, Inc. | None | AC Electric | Accepted | 2023-05-11 | 2023-06-02 | 2024-06-02 | Solar Panels | Trina Solar | TSM-390DE09C.07 |  | 0.39 | 16 | 146 | 26 |  | Fixed | Roof
NJADRE1553553971 | Administratively Determined Incentive Program | Galloway | 8205 | 19 | 10.14 | Residential | Behind the Meter | Yes | Net Metered Residential | Sunrun Installation Services, Inc. | None | AC Electric | Accepted | 2023-05-11 | 2023-06-02 | 2024-06-02 | Inverters | SolarEdge Technologies | SE7600H-USSN | 7600 |  | 1 |  |  | 0.96 |  | Outdoor | Next To Meter
NJADRE1553553971 | Administratively Determined Incentive Program | Galloway | 8205 | 19 | 10.14 | Residential | Behind the Meter | Yes | Net Metered Residential | Sunrun Installation Services, Inc. | None | AC Electric | Accepted | 2023-05-11 | 2023-06-02 | 2024-06-02 | Solar Panels | Trina Solar | TSM-390DE09C.07 |  | 0.39 | 6 | 349 | 27 |  | Fixed | Roof
NJADRE1553553971 | Administratively Determined Incentive Program | Galloway | 8205 | 19 | 10.14 | Residential | Behind the Meter | Yes | Net Metered Residential | Sunrun Installation Services, Inc. | None | AC Electric | Accepted | 2023-05-11 | 2023-06-02 | 2024-06-02 | Solar Panels | Trina Solar | TSM-390DE09C.07 |  | 0.39 | 20 | 170 | 27 |  | Fixed | Roof
NJADRE1553553994 | Administratively Determined Incentive Program | Hopatcong | 7843 | 1 | 14.8 | Residential | Behind the Meter | No | Net Metered Residential | Vision Solar LLC | None | JCP&L | Accepted | 2023-05-11 | 2023-06-02 | 2024-06-02 | Inverters | SolarEdge | SE11400H-USRGM | 11400 |  | 1 |  |  | 0.97 |  | Outdoor | SIDE OF HOUSE
NJADRE1553553994 | Administratively Determined Incentive Program | Hopatcong | 7843 | 1 | 14.8 | Residential | Behind the Meter | No | Net Metered Residential | Vision Solar LLC | None | JCP&L | Accepted | 2023-05-11 | 2023-06-02 | 2024-06-02 | Solar Panels | ZNSHINE SOLAR | ZXM6-NH120-370/M |  | 0.37 | 10 | 356 | 20 |  | Fixed | Roof
NJADRE1553553994 | Administratively Determined Incentive Program | Hopatcong | 7843 | 1 | 14.8 | Residential | Behind the Meter | No | Net Metered Residential | Vision Solar LLC | None | JCP&L | Accepted | 2023-05-11 | 2023-06-02 | 2024-06-02 | Solar Panels | ZNSHINE SOLAR | ZXM6-NH120-370/M |  | 0.37 | 10 | 176 | 20 |  | Fixed | Roof
NJADRE1553553994 | Administratively Determined Incentive Program | Hopatcong | 7843 | 1 | 14.8 | Residential | Behind the Meter | No | Net Metered Residential | Vision Solar LLC | None | JCP&L | Accepted | 2023-05-11 | 2023-06-02 | 2024-06-02 | Solar Panels | ZNSHINE SOLAR | ZXM6-NH120-370/M |  | 0.37 | 12 | 177 | 20 |  | Fixed | Roof
NJADRE1553553994 | Administratively Determined Incentive Program | Hopatcong | 7843 | 1 | 14.8 | Residential | Behind the Meter | No | Net Metered Residential | Vision Solar LLC | None | JCP&L | Accepted | 2023-05-11 | 2023-06-02 | 2024-06-02 | Solar Panels | ZNSHINE SOLAR | ZXM6-NH120-370/M |  | 0.37 | 8 | 357 | 20 |  | Fixed | Roof
NJADRE1553554017 | Administratively Determined Incentive Program | North Plainfield Boro | 7062 | 10 | 8.19 | Residential | Behind the Meter | Yes | Net Metered Residential | Sunrun Installation Services, Inc. | None | PSE&G | Accepted | 2023-05-11 | 2023-06-02 | 2024-06-02 | Inverters | SOLAREDGE TECHNOLOGIES | SE6000H-USSN | 6000 |  | 1 |  |  | 0.992 |  | Outdoor | next to meter
NJADRE1553554017 | Administratively Determined Incentive Program | North Plainfield Boro | 7062 | 10 | 8.19 | Residential | Behind the Meter | Yes | Net Metered Residential | Sunrun Installation Services, Inc. | None | PSE&G | Accepted | 2023-05-11 | 2023-06-02 | 2024-06-02 | Solar Panels | TRINA SOLAR | TSM-390DE09C.07 |  | 0.39 | 8 | 130 | 25 |  | Fixed | Roof
NJADRE1553554017 | Administratively Determined Incentive Program | North Plainfield Boro | 7062 | 10 | 8.19 | Residential | Behind the Meter | Yes | Net Metered Residential | Sunrun Installation Services, Inc. | None | PSE&G | Accepted | 2023-05-11 | 2023-06-02 | 2024-06-02 | Solar Panels | TRINA SOLAR | TSM-390DE09C.07 |  | 0.39 | 13 | 220 | 27 |  | Fixed | Roof
NJADRE1553554451 | Administratively Determined Incentive Program | Egg Harbor Township | 8234 | 19 | 6.8 | Residential | Behind the Meter | Yes | Net Metered Residential | Tesla Energy Operations Inc | None | AC Electric | Accepted | 2023-05-11 | 2023-06-02 | 2024-06-02 | Inverters | Tesla | 7.6 kW Tesla Inc 1538000-45-A (240V) | 7600 |  | 1 |  |  | 0.986 |  | Outdoor
NJADRE1553554451 | Administratively Determined Incentive Program | Egg Harbor Township | 8234 | 19 | 6.8 | Residential | Behind the Meter | Yes | Net Metered Residential | Tesla Energy Operations Inc | None | AC Electric | Accepted | 2023-05-11 | 2023-06-02 | 2024-06-02 | Meters | Tesla | 7.6 kW Tesla Inc 1538000-45-A (240V) |  |  | 1 |  |  |  | Yes | Outdoor
NJADRE1553554451 | Administratively Determined Incentive Program | Egg Harbor Township | 8234 | 19 | 6.8 | Residential | Behind the Meter | Yes | Net Metered Residential | Tesla Energy Operations Inc | None | AC Electric | Accepted | 2023-05-11 | 2023-06-02 | 2024-06-02 | Solar Panels | Hanwha | Q.PEAK DUO BLK ML-G10+/TS 400 |  | 0.4 | 13 | 181 | 27 |  | Fixed | Roof
NJADRE1553554451 | Administratively Determined Incentive Program | Egg Harbor Township | 8234 | 19 | 6.8 | Residential | Behind the Meter | Yes | Net Metered Residential | Tesla Energy Operations Inc | None | AC Electric | Accepted | 2023-05-11 | 2023-06-02 | 2024-06-02 | Solar Panels | Hanwha | Q.PEAK DUO BLK ML-G10+/TS 400 |  | 0.4 | 2 | 271 | 27 |  | Fixed | Roof
NJADRE1553554451 | Administratively Determined Incentive Program | Egg Harbor Township | 8234 | 19 | 6.8 | Residential | Behind the Meter | Yes | Net Metered Residential | Tesla Energy Operations Inc | None | AC Electric | Accepted | 2023-05-11 | 2023-06-02 | 2024-06-02 | Solar Panels | Hanwha | Q.PEAK DUO BLK ML-G10+/TS 400 |  | 0.4 | 2 | 91 | 27 |  | Fixed | Roof
NJADRE1553554492 | Administratively Determined Incentive Program | Bergenfield | 7621 | 7 | 5.4 | Residential | Behind the Meter | Yes | Net Metered Residential | Vision Solar LLC | None | PSE&G | Accepted | 2023-05-11 | 2023-06-02 | 2024-06-02 | Inverters | Solaredge | SE3800H-USRGM | 4 |  | 1 |  |  | 0.97 |  | Outdoor | side of house
NJADRE1553554492 | Administratively Determined Incentive Program | Bergenfield | 7621 | 7 | 5.4 | Residential | Behind the Meter | Yes | Net Metered Residential | Vision Solar LLC | None | PSE&G | Accepted | 2023-05-11 | 2023-06-02 | 2024-06-02 | Solar Panels | Znshine | ZXM6-NH120-360/M |  | 0.36 | 9 | 183 | 38 |  | Fixed | Roof
NJADRE1553554492 | Administratively Determined Incentive Program | Bergenfield | 7621 | 7 | 5.4 | Residential | Behind the Meter | Yes | Net Metered Residential | Vision Solar LLC | None | PSE&G | Accepted | 2023-05-11 | 2023-06-02 | 2024-06-02 | Solar Panels | Znshine | ZXM6-NH120-360/M |  | 0.36 | 6 | 183 | 38 |  | Fixed | Roof
NJADRE1553554576 | Administratively Determined Incentive Program | Bridgeton | 8302 | 20 | 6.32 | Residential | Behind the Meter | Yes | Net Metered Residential | SunnyMac LLC | None | AC Electric | Accepted | 2023-05-11 | 2023-05-12 | 2024-05-12 | Solar Panels | JA SOLAR | JAM54S31-395/MR |  | 0.395 | 3 | 124 | 31 |  | Fixed | Roof
NJADRE1553554576 | Administratively Determined Incentive Program | Bridgeton | 8302 | 20 | 6.32 | Residential | Behind the Meter | Yes | Net Metered Residential | SunnyMac LLC | None | AC Electric | Accepted | 2023-05-11 | 2023-05-12 | 2024-05-12 | Solar Panels | JA SOLAR | JAM54S31-395/MR |  | 0.395 | 8 | 34 | 31 |  | Fixed | Roof
NJADRE1553554576 | Administratively Determined Incentive Program | Bridgeton | 8302 | 20 | 6.32 | Residential | Behind the Meter | Yes | Net Metered Residential | SunnyMac LLC | None | AC Electric | Accepted | 2023-05-11 | 2023-05-12 | 2024-05-12 | Solar Panels | JA SOLAR | JAM54S31-395/MR |  | 0.395 | 5 | 214 | 31 |  | Fixed | Roof
NJADRE1553554576 | Administratively Determined Incentive Program | Bridgeton | 8302 | 20 | 6.32 | Residential | Behind the Meter | Yes | Net Metered Residential | SunnyMac LLC | None | AC Electric | Accepted | 2023-05-11 | 2023-05-12 | 2024-05-12 | Inverters | Solaredge | SE5000H-US | 5000 |  | 1 |  |  | 0.99 |  | Outdoor | NEXT TO METER
NJADRE1553554579 | Administratively Determined Incentive Program | Fort Lee | 7024 | 7 | 4.68 | Residential | Behind the Meter | Yes | Net Metered Residential | Sunrun Installation Services, Inc. | None | PSE&G | Accepted | 2023-05-11 | 2023-06-02 | 2024-06-02 | Inverters | SolarEdge Technologies | SE3800H-USMN | 3800 |  | 1 |  |  | 0.96 |  | Outdoor | Next To Meter
NJADRE1553554579 | Administratively Determined Incentive Program | Fort Lee | 7024 | 7 | 4.68 | Residential | Behind the Meter | Yes | Net Metered Residential | Sunrun Installation Services, Inc. | None | PSE&G | Accepted | 2023-05-11 | 2023-06-02 | 2024-06-02 | Solar Panels | Trina Solar | TSM-390DE09C.07 |  | 0.39 | 4 | 218 | 8 |  | Fixed | Roof
NJADRE1553554579 | Administratively Determined Incentive Program | Fort Lee | 7024 | 7 | 4.68 | Residential | Behind the Meter | Yes | Net Metered Residential | Sunrun Installation Services, Inc. | None | PSE&G | Accepted | 2023-05-11 | 2023-06-02 | 2024-06-02 | Solar Panels | Trina Solar | TSM-390DE09C.07 |  | 0.39 | 8 | 38 | 10 |  | Fixed | Roof
NJADRE1553554591 | Administratively Determined Incentive Program | East Orange City | 7017 | 9 | 3.95 | Residential | Behind the Meter | Yes | Net Metered Residential | Sunrun Installation Services, Inc. | None | PSE&G | Accepted | 2023-05-11 | 2023-06-02 | 2024-06-02 | Inverters | SOLAREDGE TECHNOLOGIES | SE3800H-USMN | 3800 |  | 1 |  |  | 0.99 |  | Outdoor | next to meter
NJADRE1553554591 | Administratively Determined Incentive Program | East Orange City | 7017 | 9 | 3.95 | Residential | Behind the Meter | Yes | Net Metered Residential | Sunrun Installation Services, Inc. | None | PSE&G | Accepted | 2023-05-11 | 2023-06-02 | 2024-06-02 | Solar Panels | TRINA SOLAR | TSM-395DE09C.07 |  | 0.395 | 4 | 104 | 30 |  | Fixed | Roof
NJADRE1553554591 | Administratively Determined Incentive Program | East Orange City | 7017 | 9 | 3.95 | Residential | Behind the Meter | Yes | Net Metered Residential | Sunrun Installation Services, Inc. | None | PSE&G | Accepted | 2023-05-11 | 2023-06-02 | 2024-06-02 | Solar Panels | TRINA SOLAR | TSM-395DE09C.07 |  | 0.395 | 6 | 284 | 30 |  | Fixed | Roof
NJADRE1553554599 | Administratively Determined Incentive Program | TOMS RIVER | 8753 | 18 | 14.22 | Residential | Behind the Meter | Yes | Net Metered Residential | Freedom Forever New Jersey LLC | None | JCP&L | Accepted | 2023-05-11 | 2023-06-02 | 2024-06-02 | Inverters | Solar Edge | SE10000H-USRGM | 10000 |  | 1 |  |  | 0.99 |  | Outdoor
NJADRE1553554599 | Administratively Determined Incentive Program | TOMS RIVER | 8753 | 18 | 14.22 | Residential | Behind the Meter | Yes | Net Metered Residential | Freedom Forever New Jersey LLC | None | JCP&L | Accepted | 2023-05-11 | 2023-06-02 | 2024-06-02 | Solar Panels | Canadian Solar | CS3N-395MS |  | 0.395 | 17 | 266 | 38 |  | Fixed | Roof
NJADRE1553554599 | Administratively Determined Incentive Program | TOMS RIVER | 8753 | 18 | 14.22 | Residential | Behind the Meter | Yes | Net Metered Residential | Freedom Forever New Jersey LLC | None | JCP&L | Accepted | 2023-05-11 | 2023-06-02 | 2024-06-02 | Solar Panels | Canadian Solar | CS3N-395MS |  | 0.395 | 8 | 86 | 38 |  | Fixed | Roof
NJADRE1553554599 | Administratively Determined Incentive Program | TOMS RIVER | 8753 | 18 | 14.22 | Residential | Behind the Meter | Yes | Net Metered Residential | Freedom Forever New Jersey LLC | None | JCP&L | Accepted | 2023-05-11 | 2023-06-02 | 2024-06-02 | Solar Panels | Canadian Solar | CS3N-395MS |  | 0.395 | 6 | 266 | 22 |  | Fixed | Roof
NJADRE1553554599 | Administratively Determined Incentive Program | TOMS RIVER | 8753 | 18 | 14.22 | Residential | Behind the Meter | Yes | Net Metered Residential | Freedom Forever New Jersey LLC | None | JCP&L | Accepted | 2023-05-11 | 2023-06-02 | 2024-06-02 | Solar Panels | Canadian Solar | CS3N-395MS |  | 0.395 | 3 | 86 | 16 |  | Fixed | Roof
NJADRE1553554599 | Administratively Determined Incentive Program | TOMS RIVER | 8753 | 18 | 14.22 | Residential | Behind the Meter | Yes | Net Metered Residential | Freedom Forever New Jersey LLC | None | JCP&L | Accepted | 2023-05-11 | 2023-06-02 | 2024-06-02 | Solar Panels | Canadian Solar | CS3N-395MS |  | 0.395 | 2 | 86 | 22 |  | Fixed | Roof
NJADRE1553554618 | Administratively Determined Incentive Program | Woodbridge Township | 8840 | 11 | 5.14 | Residential | Behind the Meter | Yes | Net Metered Residential | Sunrun Installation Services, Inc. | None | PSE&G | Accepted | 2023-05-11 | 2023-06-02 | 2024-06-02 | Inverters | SolarEdge Technologies | SE3800H-USMN | 3800 |  | 1 |  |  | 0.99 |  | Outdoor | Next to Meter
NJADRE1553554618 | Administratively Determined Incentive Program | Woodbridge Township | 8840 | 11 | 5.14 | Residential | Behind the Meter | Yes | Net Metered Residential | Sunrun Installation Services, Inc. | None | PSE&G | Accepted | 2023-05-11 | 2023-06-02 | 2024-06-02 | Solar Panels | Trina Solar | TSM-395DE09C.07 |  | 0.395 | 13 | 163 | 36 |  | Fixed | Roof
NJADRE1553554636 | Administratively Determined Incentive Program | Atco | 8004 | 14 | 5.11 | Residential | Behind the Meter | Yes | Net Metered Residential | Pro Custom Solar dba Momentum Solar | None | AC Electric | Accepted | 2023-05-11 | 2023-06-02 | 2024-06-02 | Solar Panels | hanwha | Â Q. PEAK DUO BLK-G10+365 |  | 0.365 | 5 | 267 | 27 |  | Fixed | Roof
NJADRE1553554636 | Administratively Determined Incentive Program | Atco | 8004 | 14 | 5.11 | Residential | Behind the Meter | Yes | Net Metered Residential | Pro Custom Solar dba Momentum Solar | None | AC Electric | Accepted | 2023-05-11 | 2023-06-02 | 2024-06-02 | Solar Panels | hanwha | Â Q. PEAK DUO BLK-G10+365 |  | 0.365 | 9 | 87 | 27 |  | Fixed | Roof
NJADRE1553554636 | Administratively Determined Incentive Program | Atco | 8004 | 14 | 5.11 | Residential | Behind the Meter | Yes | Net Metered Residential | Pro Custom Solar dba Momentum Solar | None | AC Electric | Accepted | 2023-05-11 | 2023-06-02 | 2024-06-02 | Inverters | enphase | IQ8PLUS-72-2-US | 290 |  | 14 |  |  | 0.97 |  | Outdoor
NJADRE1553554675 | Administratively Determined Incentive Program | Manville | 8835 | 5 | 6.32 | Residential | Behind the Meter | Yes | Net Metered Residential | Sunrun Installation Services, Inc. | None | PSE&G | Accepted | 2023-05-11 | 2023-06-02 | 2024-06-02 | Inverters | SolarEdge Technologies | SE6000H-USSN | 6000 |  | 1 |  |  | 0.96 |  | Outdoor | Next To Meter
NJADRE1553554675 | Administratively Determined Incentive Program | Manville | 8835 | 5 | 6.32 | Residential | Behind the Meter | Yes | Net Metered Residential | Sunrun Installation Services, Inc. | None | PSE&G | Accepted | 2023-05-11 | 2023-06-02 | 2024-06-02 | Solar Panels | Trina Solar | TSM-395DE09C.07 |  | 0.395 | 8 | 164 | 40 |  | Fixed | Roof
NJADRE1553554675 | Administratively Determined Incentive Program | Manville | 8835 | 5 | 6.32 | Residential | Behind the Meter | Yes | Net Metered Residential | Sunrun Installation Services, Inc. | None | PSE&G | Accepted | 2023-05-11 | 2023-06-02 | 2024-06-02 | Solar Panels | Trina Solar | TSM-395DE09C.07 |  | 0.395 | 8 | 342 | 39 |  | Fixed | Roof
NJADRE1553554681 | Administratively Determined Incentive Program | Franklin | 8873 | 5 | 8.69 | Residential | Behind the Meter | No | Net Metered Residential | Sunrun Installation Services, Inc. | None | PSE&G | Accepted | 2023-05-11 | 2023-06-02 | 2024-06-02 | Inverters | SolarEdge Technologies | SE6000H-USSN | 6000 |  | 1 |  |  | 0.96 |  | Outdoor | Next To Meter
NJADRE1553554681 | Administratively Determined Incentive Program | Franklin | 8873 | 5 | 8.69 | Residential | Behind the Meter | No | Net Metered Residential | Sunrun Installation Services, Inc. | None | PSE&G | Accepted | 2023-05-11 | 2023-06-02 | 2024-06-02 | Solar Panels | Trina Solar | TSM-395DE09C.07 |  | 0.395 | 5 | 190 | 19 |  | Fixed | Roof
NJADRE1553554681 | Administratively Determined Incentive Program | Franklin | 8873 | 5 | 8.69 | Residential | Behind the Meter | No | Net Metered Residential | Sunrun Installation Services, Inc. | None | PSE&G | Accepted | 2023-05-11 | 2023-06-02 | 2024-06-02 | Solar Panels | Trina Solar | TSM-395DE09C.07 |  | 0.395 | 17 | 100 | 18 |  | Fixed | Roof
NJADRE1553570139 | Administratively Determined Incentive Program | HILLSIDE TWP | 7205 | 10 | 3.9 | Residential | Behind the Meter | Yes | Net Metered Residential | Sunrun Installation Services, Inc. | None | PSE&G | Accepted | 2023-05-11 | 2023-06-02 | 2024-06-02 | Inverters | SolarEdge Technologies | SE3800H-USMN | 3800 |  | 1 |  |  | 0.99 |  | Outdoor | Next To Meter
NJADRE1553570139 | Administratively Determined Incentive Program | HILLSIDE TWP | 7205 | 10 | 3.9 | Residential | Behind the Meter | Yes | Net Metered Residential | Sunrun Installation Services, Inc. | None | PSE&G | Accepted | 2023-05-11 | 2023-06-02 | 2024-06-02 | Solar Panels | Trina Solar | TSM-390DE09C.07 |  | 0.39 | 10 | 224 | 30 |  | Fixed | Roof
NJADRE1553576300 | Administratively Determined Incentive Program | North Arlington Boro | 7031 | 7 | 4.74 | Residential | Behind the Meter | Yes | Net Metered Residential | Sunrun Installation Services, Inc. | None | PSE&G | Accepted | 2023-05-11 | 2023-06-02 | 2024-06-02 | Inverters | SOLAREDGE TECHNOLOGIES | SE3800H-USMN | 3800 |  | 1 |  |  | 0.99 |  | Outdoor | Next To Meter
NJADRE1553576300 | Administratively Determined Incentive Program | North Arlington Boro | 7031 | 7 | 4.74 | Residential | Behind the Meter | Yes | Net Metered Residential | Sunrun Installation Services, Inc. | None | PSE&G | Accepted | 2023-05-11 | 2023-06-02 | 2024-06-02 | Solar Panels | TRINA SOLAR | TSM-395DE09C.07 |  | 0.395 | 12 | 215 | 22 |  | Fixed | Roof
NJADRE1553576560 | Administratively Determined Incentive Program | HALEDON BORO | 7508 | 6 | 9.36 | Residential | Behind the Meter | Yes | Net Metered Residential | Sunrun Installation Services, Inc. | None | PSE&G | Accepted | 2023-05-11 | 2023-06-02 | 2024-06-02 | Inverters | SolarEdge Technologies | SE7600H-USSN | 7600 |  | 1 |  |  | 0.99 |  | Outdoor | Next To Meter
NJADRE1553576560 | Administratively Determined Incentive Program | HALEDON BORO | 7508 | 6 | 9.36 | Residential | Behind the Meter | Yes | Net Metered Residential | Sunrun Installation Services, Inc. | None | PSE&G | Accepted | 2023-05-11 | 2023-06-02 | 2024-06-02 | Solar Panels | Trina Solar | TSM-390DE09C.07 |  | 0.39 | 4 | 78 | 14 |  | Fixed | Roof
NJADRE1553576560 | Administratively Determined Incentive Program | HALEDON BORO | 7508 | 6 | 9.36 | Residential | Behind the Meter | Yes | Net Metered Residential | Sunrun Installation Services, Inc. | None | PSE&G | Accepted | 2023-05-11 | 2023-06-02 | 2024-06-02 | Solar Panels | Trina Solar | TSM-390DE09C.07 |  | 0.39 | 20 | 258 | 42 |  | Fixed | Roof
NJADRE1553582130 | Administratively Determined Incentive Program | TEANECK TWP | 7666 | 7 | 4.8 | Residential | Behind the Meter | No | Net Metered Residential | Tesla Energy Operations Inc | None | PSE&G | Accepted | 2023-05-11 | 2023-06-02 | 2024-06-02 | Inverters | Tesla | 3.8 kW Tesla Inc 1538000-45-A (240V) | 3800 |  | 1 |  |  | 0.981 |  | Outdoor
NJADRE1553582130 | Administratively Determined Incentive Program | TEANECK TWP | 7666 | 7 | 4.8 | Residential | Behind the Meter | No | Net Metered Residential | Tesla Energy Operations Inc | None | PSE&G | Accepted | 2023-05-11 | 2023-06-02 | 2024-06-02 | Solar Panels | Hanwha | Q.PEAK DUO BLK ML-G10+/TS 400 |  | 0.4 | 6 | 115 | 42 |  | Fixed | Roof
NJADRE1553582130 | Administratively Determined Incentive Program | TEANECK TWP | 7666 | 7 | 4.8 | Residential | Behind the Meter | No | Net Metered Residential | Tesla Energy Operations Inc | None | PSE&G | Accepted | 2023-05-11 | 2023-06-02 | 2024-06-02 | Solar Panels | Hanwha | Q.PEAK DUO BLK ML-G10+/TS 400 |  | 0.4 | 6 | 295 | 43 |  | Fixed | Roof
NJADRE1553594245 | Administratively Determined Incentive Program | Edison Twp | 8817 | 11 | 7.6 | Residential | Behind the Meter | No | Net Metered Residential | Tesla Energy Operations Inc | None | PSE&G | Accepted | 2023-05-12 | 2023-06-02 | 2024-06-02 | Inverters | Tesla | Powerwall+ [240V] #1850000-00-C / PVI Assy. 1538000-25- | 7600 |  | 1 |  |  | 0.986 |  | Outdoor
NJADRE1553594245 | Administratively Determined Incentive Program | Edison Twp | 8817 | 11 | 7.6 | Residential | Behind the Meter | No | Net Metered Residential | Tesla Energy Operations Inc | None | PSE&G | Accepted | 2023-05-12 | 2023-06-02 | 2024-06-02 | Meters | Tesla | Powerwall+ [240V] #1850000-00-C / PVI Assy. 1538000-25- |  |  | 1 |  |  |  | Yes | Outdoor
NJADRE1553594245 | Administratively Determined Incentive Program | Edison Twp | 8817 | 11 | 7.6 | Residential | Behind the Meter | No | Net Metered Residential | Tesla Energy Operations Inc | None | PSE&G | Accepted | 2023-05-12 | 2023-06-02 | 2024-06-02 | Solar Panels | Hanwha | Q.PEAK DUO BLK ML-G10+/TS 400 |  | 0.4 | 11 | 154 | 21 |  | Fixed | Roof
NJADRE1553594245 | Administratively Determined Incentive Program | Edison Twp | 8817 | 11 | 7.6 | Residential | Behind the Meter | No | Net Metered Residential | Tesla Energy Operations Inc | None | PSE&G | Accepted | 2023-05-12 | 2023-06-02 | 2024-06-02 | Solar Panels | Hanwha | Q.PEAK DUO BLK ML-G10+/TS 400 |  | 0.4 | 8 | 335 | 21 |  | Fixed | Roof
NJADRE1553594245 | Administratively Determined Incentive Program | Edison Twp | 8817 | 11 | 7.6 | Residential | Behind the Meter | No | Net Metered Residential | Tesla Energy Operations Inc | None | PSE&G | Accepted | 2023-05-12 | 2023-06-02 | 2024-06-02 | Electric Storage Battery | Tesla | Powerwall+ [240V] # 1850000-00-D 7.6 kW / 13.5 kWh |  |  | 1 |  |  |  | Lithium Ion |  | Outside
NJADRE1553595750 | Administratively Determined Incentive Program | Nutley Town, | 7110 | 9 | 10 | Residential | Behind the Meter | No | Net Metered Residential | Suntuity Solar LLC | None | PSE&G | Accepted | 2023-05-12 | 2023-06-02 | 2024-06-02 | Inverters | ENPHASE | IQ8PLUS-72-2-US | 290 |  | 25 |  |  | 0.97 |  | Outdoor | Behind the PV modules
NJADRE1553595750 | Administratively Determined Incentive Program | Nutley Town, | 7110 | 9 | 10 | Residential | Behind the Meter | No | Net Metered Residential | Suntuity Solar LLC | None | PSE&G | Accepted | 2023-05-12 | 2023-06-02 | 2024-06-02 | Solar Panels | HYPERION | HY-DH108P8 400B |  | 0.4 | 9 | 316 | 33 |  | Fixed | Roof
NJADRE1553595750 | Administratively Determined Incentive Program | Nutley Town, | 7110 | 9 | 10 | Residential | Behind the Meter | No | Net Metered Residential | Suntuity Solar LLC | None | PSE&G | Accepted | 2023-05-12 | 2023-06-02 | 2024-06-02 | Solar Panels | HYPERION | HY-DH108P8 400B |  | 0.4 | 9 | 136 | 33 |  | Fixed | Roof
NJADRE1553595750 | Administratively Determined Incentive Program | Nutley Town, | 7110 | 9 | 10 | Residential | Behind the Meter | No | Net Metered Residential | Suntuity Solar LLC | None | PSE&G | Accepted | 2023-05-12 | 2023-06-02 | 2024-06-02 | Solar Panels | HYPERION | HY-DH108P8 400B |  | 0.4 | 5 | 228 | 26 |  | Fixed | Roof
NJADRE1553595750 | Administratively Determined Incentive Program | Nutley Town, | 7110 | 9 | 10 | Residential | Behind the Meter | No | Net Metered Residential | Suntuity Solar LLC | None | PSE&G | Accepted | 2023-05-12 | 2023-06-02 | 2024-06-02 | Solar Panels | HYPERION | HY-DH108P8 400B |  | 0.4 | 2 | 48 | 26 |  | Fixed | Roof
NJADRE1553606068 | Administratively Determined Incentive Program | Millville, New Jersey | 8332 | 20 | 9.2 | Residential | Behind the Meter | Yes | Net Metered Residential | Suntuity Solar LLC | None | AC Electric | Accepted | 2023-05-12 | 2023-06-02 | 2024-06-02 | Inverters | (23)ENPHASE | IQ8PLUS-72-2-US | 290 |  | 23 |  |  | 0.97 |  | Outdoor | Behind the PV modules
NJADRE1553606068 | Administratively Determined Incentive Program | Millville, New Jersey | 8332 | 20 | 9.2 | Residential | Behind the Meter | Yes | Net Metered Residential | Suntuity Solar LLC | None | AC Electric | Accepted | 2023-05-12 | 2023-06-02 | 2024-06-02 | Solar Panels | (23)HANWHA | Q.PEAK DUO BLK ML-G10+ 400 |  | 0.4 | 14 | 193 | 27 |  | Fixed | Roof
NJADRE1553606068 | Administratively Determined Incentive Program | Millville, New Jersey | 8332 | 20 | 9.2 | Residential | Behind the Meter | Yes | Net Metered Residential | Suntuity Solar LLC | None | AC Electric | Accepted | 2023-05-12 | 2023-06-02 | 2024-06-02 | Solar Panels | (23)HANWHA | Q.PEAK DUO BLK ML-G10+ 400 |  | 0.4 | 4 | 103 | 27 |  | Fixed | Roof
NJADRE1553606068 | Administratively Determined Incentive Program | Millville, New Jersey | 8332 | 20 | 9.2 | Residential | Behind the Meter | Yes | Net Metered Residential | Suntuity Solar LLC | None | AC Electric | Accepted | 2023-05-12 | 2023-06-02 | 2024-06-02 | Solar Panels | (23)HANWHA | Q.PEAK DUO BLK ML-G10+ 400 |  | 0.4 | 5 | 192 | 27 |  | Fixed | Roof
NJADRE1553606070 | Administratively Determined Incentive Program | Gloucester Township | 8012 | 14 | 7.3 | Residential | Behind the Meter | Yes | Net Metered Residential | Sunrun Installation Services, Inc. | None | PSE&G | Accepted | 2023-05-12 | 2023-06-08 | 2024-06-08 | Inverters | SOLAREDGE TECHNOLOGIES | SE6000H-USSN | 6000 |  | 1 |  |  | 0.99 |  | Outside
NJADRE1553606070 | Administratively Determined Incentive Program | Gloucester Township | 8012 | 14 | 7.3 | Residential | Behind the Meter | Yes | Net Metered Residential | Sunrun Installation Services, Inc. | None | PSE&G | Accepted | 2023-05-12 | 2023-06-08 | 2024-06-08 | Solar Panels | LONGI GREEN ENERGY TECHNOLOGY CO | LR4-60HPH-365M |  | 0.365 | 20 | 132 | 24 |  | Fixed | Roof
NJADRE1553606082 | Administratively Determined Incentive Program | Newark City, New Jersey | 7114 | 9 | 5.6 | Residential | Behind the Meter | Yes | Net Metered Residential | Suntuity Solar LLC | None | PSE&G | Accepted | 2023-05-12 | 2023-06-05 | 2024-06-05 | Inverters | (14)ENPHASE | IQ8PLUS-72-2-US | 290 |  | 14 |  |  | 0.97 |  | Outdoor | Behind the PV modules
NJADRE1553606082 | Administratively Determined Incentive Program | Newark City, New Jersey | 7114 | 9 | 5.6 | Residential | Behind the Meter | Yes | Net Metered Residential | Suntuity Solar LLC | None | PSE&G | Accepted | 2023-05-12 | 2023-06-05 | 2024-06-05 | Solar Panels | (14)HANWHA | Q.PEAK DUO BLK ML-G10+ 400 |  | 0.4 | 8 | 98 | 22 |  | Fixed | Roof
NJADRE1553606082 | Administratively Determined Incentive Program | Newark City, New Jersey | 7114 | 9 | 5.6 | Residential | Behind the Meter | Yes | Net Metered Residential | Suntuity Solar LLC | None | PSE&G | Accepted | 2023-05-12 | 2023-06-05 | 2024-06-05 | Solar Panels | (14)HANWHA | Q.PEAK DUO BLK ML-G10+ 400 |  | 0.4 | 6 | 278 | 22 |  | Fixed | Roof
NJADRE1553606111 | Administratively Determined Incentive Program | Stanhope | 7874 | 1 | 9.25 | Residential | Behind the Meter | No | Net Metered Residential | Vision Solar LLC | None | JCP&L | Accepted | 2023-05-12 | 2023-06-02 | 2024-06-02 | Inverters | SolarEdge | 6000H-USRGM | 6000 |  | 1 |  |  | 0.97 |  | Outdoor | SIDE OF HOUSE
NJADRE1553606111 | Administratively Determined Incentive Program | Stanhope | 7874 | 1 | 9.25 | Residential | Behind the Meter | No | Net Metered Residential | Vision Solar LLC | None | JCP&L | Accepted | 2023-05-12 | 2023-06-02 | 2024-06-02 | Solar Panels | ZNSHINE SOLAR | ZXM6-NH120-370/M |  | 0.37 | 7 | 152 | 24 |  | Fixed | Roof
NJADRE1553606111 | Administratively Determined Incentive Program | Stanhope | 7874 | 1 | 9.25 | Residential | Behind the Meter | No | Net Metered Residential | Vision Solar LLC | None | JCP&L | Accepted | 2023-05-12 | 2023-06-02 | 2024-06-02 | Solar Panels | ZNSHINE SOLAR | ZXM6-NH120-370/M |  | 0.37 | 6 | 152 | 24 |  | Fixed | Roof
NJADRE1553606111 | Administratively Determined Incentive Program | Stanhope | 7874 | 1 | 9.25 | Residential | Behind the Meter | No | Net Metered Residential | Vision Solar LLC | None | JCP&L | Accepted | 2023-05-12 | 2023-06-02 | 2024-06-02 | Solar Panels | ZNSHINE SOLAR | ZXM6-NH120-370/M |  | 0.37 | 12 | 332 | 24 |  | Fixed | Roof
NJADRE1553606118 | Administratively Determined Incentive Program | Washington TWP MER | 8691 | 12 | 12 | Residential | Behind the Meter | No | Net Metered Residential | Tesla Energy Operations Inc | None | PSE&G | Accepted | 2023-05-12 | 2023-06-05 | 2024-06-05 | Solar Panels | Hanwha | Q.PEAK DUO BLK ML-G10.a+/TS 400: PV Module, 400W |  | 0.4 | 10 | 65 | 34 |  | Fixed | Roof
NJADRE1553606118 | Administratively Determined Incentive Program | Washington TWP MER | 8691 | 12 | 12 | Residential | Behind the Meter | No | Net Metered Residential | Tesla Energy Operations Inc | None | PSE&G | Accepted | 2023-05-12 | 2023-06-05 | 2024-06-05 | Solar Panels | Hanwha | Q.PEAK DUO BLK ML-G10.a+/TS 400: PV Module, 400W |  | 0.4 | 10 | 155 | 45 |  | Fixed | Roof
NJADRE1553606118 | Administratively Determined Incentive Program | Washington TWP MER | 8691 | 12 | 12 | Residential | Behind the Meter | No | Net Metered Residential | Tesla Energy Operations Inc | None | PSE&G | Accepted | 2023-05-12 | 2023-06-05 | 2024-06-05 | Solar Panels | Hanwha | Q.PEAK DUO BLK ML-G10.a+/TS 400: PV Module, 400W |  | 0.4 | 10 | 245 | 34 |  | Fixed | Roof
NJADRE1553606118 | Administratively Determined Incentive Program | Washington TWP MER | 8691 | 12 | 12 | Residential | Behind the Meter | No | Net Metered Residential | Tesla Energy Operations Inc | None | PSE&G | Accepted | 2023-05-12 | 2023-06-05 | 2024-06-05 | Inverters | Tesla | 7.6 kW Tesla Inc 1538000-00-F | 7600 |  | 1 |  |  | 0.98 |  | Indoor
NJADRE1553606118 | Administratively Determined Incentive Program | Washington TWP MER | 8691 | 12 | 12 | Residential | Behind the Meter | No | Net Metered Residential | Tesla Energy Operations Inc | None | PSE&G | Accepted | 2023-05-12 | 2023-06-05 | 2024-06-05 | Inverters | Tesla | 3.8 kW Tesla Inc 1534000-00-F | 7600 |  | 1 |  |  | 0.98 |  | Indoor
NJADRE1553606158 | Administratively Determined Incentive Program | Toms River | 8757 | 18 | 6.08 | Residential | Behind the Meter | Yes | Net Metered Residential | Trinity Solar Inc. | None | JCP&L | Accepted | 2023-05-12 | 2023-06-02 | 2024-06-02 | Inverters | Solar Edge | SE5000H-US | 5000 |  | 1 |  |  | 0.97 |  | Outdoor
NJADRE1553606158 | Administratively Determined Incentive Program | Toms River | 8757 | 18 | 6.08 | Residential | Behind the Meter | Yes | Net Metered Residential | Trinity Solar Inc. | None | JCP&L | Accepted | 2023-05-12 | 2023-06-02 | 2024-06-02 | Solar Panels | HANWHA 405 (Q.PEAK DUO BLK ML-G10+ 405) | HANWHA 405 (Q.PEAK DUO BLK ML-G10+ 405) |  | 0.405 | 15 | 167 | 10 |  | Fixed | Roof
NJADRE1553606261 | Administratively Determined Incentive Program | Elizabeth | 7201 | 10 | 7.77 | Residential | Behind the Meter | No | Net Metered Residential | Vision Solar LLC | None | PSE&G | Accepted | 2023-05-12 | 2023-06-02 | 2024-06-02 | Inverters | SolarEdge | SE6000H-USRGM | 6000 |  | 1 |  |  | 0.97 |  | Outdoor | SIDE OF HOUSE
NJADRE1553606261 | Administratively Determined Incentive Program | Elizabeth | 7201 | 10 | 7.77 | Residential | Behind the Meter | No | Net Metered Residential | Vision Solar LLC | None | PSE&G | Accepted | 2023-05-12 | 2023-06-02 | 2024-06-02 | Solar Panels | ZNSHINE SOLAR | ZXM6-NH120-370/M |  | 0.37 | 6 | 201 | 20 |  | Fixed | Roof
NJADRE1553606261 | Administratively Determined Incentive Program | Elizabeth | 7201 | 10 | 7.77 | Residential | Behind the Meter | No | Net Metered Residential | Vision Solar LLC | None | PSE&G | Accepted | 2023-05-12 | 2023-06-02 | 2024-06-02 | Solar Panels | ZNSHINE SOLAR | ZXM6-NH120-370/M |  | 0.37 | 12 | 111 | 20 |  | Fixed | Roof
NJADRE1553606261 | Administratively Determined Incentive Program | Elizabeth | 7201 | 10 | 7.77 | Residential | Behind the Meter | No | Net Metered Residential | Vision Solar LLC | None | PSE&G | Accepted | 2023-05-12 | 2023-06-02 | 2024-06-02 | Solar Panels | ZNSHINE SOLAR | ZXM6-NH120-370/M |  | 0.37 | 3 | 291 | 20 |  | Fixed | Roof
NJADRE1553606264 | Administratively Determined Incentive Program | Bridgewater Twp | 8807 | 5 | 5.53 | Residential | Behind the Meter | Yes | Net Metered Residential | Sunrun Installation Services, Inc. | None | PSE&G | Accepted | 2023-05-12 | 2023-06-02 | 2024-06-02 | Inverters | SolarEdge Technologies | SE3800H-USMN | 3800 |  | 1 |  |  | 0.99 |  | Outdoor | Next to the meter
NJADRE1553606264 | Administratively Determined Incentive Program | Bridgewater Twp | 8807 | 5 | 5.53 | Residential | Behind the Meter | Yes | Net Metered Residential | Sunrun Installation Services, Inc. | None | PSE&G | Accepted | 2023-05-12 | 2023-06-02 | 2024-06-02 | Solar Panels | Trina Solar | TSM-395DE09C.07 |  | 0.395 | 8 | 265 | 27 |  | Fixed | Roof
NJADRE1553606264 | Administratively Determined Incentive Program | Bridgewater Twp | 8807 | 5 | 5.53 | Residential | Behind the Meter | Yes | Net Metered Residential | Sunrun Installation Services, Inc. | None | PSE&G | Accepted | 2023-05-12 | 2023-06-02 | 2024-06-02 | Solar Panels | Trina Solar | TSM-395DE09C.07 |  | 0.395 | 6 | 175 | 44 |  | Fixed | Roof
NJADRE1553606268 | Administratively Determined Incentive Program | Bridgeton | 8302 | 20 | 4.68 | Residential | Behind the Meter | No | Net Metered Residential | Sunrun Installation Services, Inc. | None | AC Electric | Accepted | 2023-05-12 | 2023-06-02 | 2024-06-02 | Inverters | SolarEdge Technologies | SE3800H-USMN | 3800 |  | 1 |  |  | 0.96 |  | Outdoor | Next To Meter
NJADRE1553606268 | Administratively Determined Incentive Program | Bridgeton | 8302 | 20 | 4.68 | Residential | Behind the Meter | No | Net Metered Residential | Sunrun Installation Services, Inc. | None | AC Electric | Accepted | 2023-05-12 | 2023-06-02 | 2024-06-02 | Solar Panels | Trina Solar | TSM-390DE09C.07 |  | 0.39 | 4 | 73 | 39 |  | Fixed | Roof
NJADRE1553606268 | Administratively Determined Incentive Program | Bridgeton | 8302 | 20 | 4.68 | Residential | Behind the Meter | No | Net Metered Residential | Sunrun Installation Services, Inc. | None | AC Electric | Accepted | 2023-05-12 | 2023-06-02 | 2024-06-02 | Solar Panels | Trina Solar | TSM-390DE09C.07 |  | 0.39 | 2 | 162 | 39 |  | Fixed | Roof
NJADRE1553606268 | Administratively Determined Incentive Program | Bridgeton | 8302 | 20 | 4.68 | Residential | Behind the Meter | No | Net Metered Residential | Sunrun Installation Services, Inc. | None | AC Electric | Accepted | 2023-05-12 | 2023-06-02 | 2024-06-02 | Solar Panels | Trina Solar | TSM-390DE09C.07 |  | 0.39 | 6 | 162 | 11 |  | Fixed | Roof
NJADRE1553606317 | Administratively Determined Incentive Program | Elizabeth | 7201 | 10 | 4.07 | Residential | Behind the Meter | No | Net Metered Residential | Vision Solar LLC | None | PSE&G | Accepted | 2023-05-12 | 2023-06-02 | 2024-06-02 | Inverters | SolarEdge | SE3800H-USGM | 3800 |  | 1 |  |  | 0.97 |  | Outdoor | SIDE OF HOUSE
NJADRE1553606317 | Administratively Determined Incentive Program | Elizabeth | 7201 | 10 | 4.07 | Residential | Behind the Meter | No | Net Metered Residential | Vision Solar LLC | None | PSE&G | Accepted | 2023-05-12 | 2023-06-02 | 2024-06-02 | Solar Panels | ZNSHINE SOLAR | ZXM6-NH120-370/M |  | 0.37 | 5 | 291 | 20 |  | Fixed | Roof
NJADRE1553606317 | Administratively Determined Incentive Program | Elizabeth | 7201 | 10 | 4.07 | Residential | Behind the Meter | No | Net Metered Residential | Vision Solar LLC | None | PSE&G | Accepted | 2023-05-12 | 2023-06-02 | 2024-06-02 | Solar Panels | ZNSHINE SOLAR | ZXM6-NH120-370/M |  | 0.37 | 6 | 21 | 20 |  | Fixed | Roof
NJADRE1553606355 | Administratively Determined Incentive Program | Irvington Town | 7111 | 9 | 7.41 | Residential | Behind the Meter | Yes | Net Metered Residential | Sunrun Installation Services, Inc. | None | PSE&G | Accepted | 2023-05-12 | 2023-06-02 | 2024-06-02 | Inverters | SolarEdge Technologies | SE6000H-USSN | 6000 |  | 1 |  |  | 0.99 |  | Outdoor | Next to the meter
NJADRE1553606355 | Administratively Determined Incentive Program | Irvington Town | 7111 | 9 | 7.41 | Residential | Behind the Meter | Yes | Net Metered Residential | Sunrun Installation Services, Inc. | None | PSE&G | Accepted | 2023-05-12 | 2023-06-02 | 2024-06-02 | Solar Panels | Trina Solar | TSM-390DE09C.07 |  | 0.39 | 9 | 37 | 15 |  | Fixed | Roof
NJADRE1553606355 | Administratively Determined Incentive Program | Irvington Town | 7111 | 9 | 7.41 | Residential | Behind the Meter | Yes | Net Metered Residential | Sunrun Installation Services, Inc. | None | PSE&G | Accepted | 2023-05-12 | 2023-06-02 | 2024-06-02 | Solar Panels | Trina Solar | TSM-390DE09C.07 |  | 0.39 | 10 | 37 | 21 |  | Fixed | Roof
NJADRE1553606369 | Administratively Determined Incentive Program | CARTERET BORO | 7008 | 11 | 5.14 | Residential | Behind the Meter | Yes | Net Metered Residential | Freedom Forever New Jersey LLC | None | PSE&G | Accepted | 2023-05-12 | 2023-06-02 | 2024-06-02 | Inverters | Solar Edge | SE5000H-USRGM | 5000 |  | 1 |  |  | 0.99 |  | Outdoor
NJADRE1553606369 | Administratively Determined Incentive Program | CARTERET BORO | 7008 | 11 | 5.14 | Residential | Behind the Meter | Yes | Net Metered Residential | Freedom Forever New Jersey LLC | None | PSE&G | Accepted | 2023-05-12 | 2023-06-02 | 2024-06-02 | Solar Panels | Canadian Solar | CS3N-395MS |  | 0.395 | 3 | 275 | 38 |  | Fixed | Roof
NJADRE1553606369 | Administratively Determined Incentive Program | CARTERET BORO | 7008 | 11 | 5.14 | Residential | Behind the Meter | Yes | Net Metered Residential | Freedom Forever New Jersey LLC | None | PSE&G | Accepted | 2023-05-12 | 2023-06-02 | 2024-06-02 | Solar Panels | Canadian Solar | CS3N-395MS |  | 0.395 | 10 | 95 | 38 |  | Fixed | Roof
NJADRE1553606873 | Administratively Determined Incentive Program | Piscataway Twp | 8854 | 11 | 7.11 | Residential | Behind the Meter | Yes | Net Metered Residential | SunnyMac LLC | None | PSE&G | Accepted | 2023-05-12 | 2023-06-02 | 2024-06-02 | Solar Panels | JA SOLAR | JAM54S31-395/MR |  | 0.395 | 5 | 127 | 37 |  | Fixed | Roof
NJADRE1553606873 | Administratively Determined Incentive Program | Piscataway Twp | 8854 | 11 | 7.11 | Residential | Behind the Meter | Yes | Net Metered Residential | SunnyMac LLC | None | PSE&G | Accepted | 2023-05-12 | 2023-06-02 | 2024-06-02 | Solar Panels | JA SOLAR | JAM54S31-395/MR |  | 0.395 | 8 | 307 | 36 |  | Fixed | Roof
NJADRE1553606873 | Administratively Determined Incentive Program | Piscataway Twp | 8854 | 11 | 7.11 | Residential | Behind the Meter | Yes | Net Metered Residential | SunnyMac LLC | None | PSE&G | Accepted | 2023-05-12 | 2023-06-02 | 2024-06-02 | Solar Panels | JA SOLAR | JAM54S31-395/MR |  | 0.395 | 5 | 127 | 7 |  | Fixed | Roof
NJADRE1553606873 | Administratively Determined Incentive Program | Piscataway Twp | 8854 | 11 | 7.11 | Residential | Behind the Meter | Yes | Net Metered Residential | SunnyMac LLC | None | PSE&G | Accepted | 2023-05-12 | 2023-06-02 | 2024-06-02 | Inverters | SOLAREDGE | SE5000H -US | 5000 |  | 1 |  |  | 0.99 |  | Outdoor | NEXT TO METER
NJADRE1553606874 | Administratively Determined Incentive Program | Somers Point | 8244 | 19 | 12.56 | Residential | Behind the Meter | Yes | Net Metered Residential | Skyline Solar LLC | None | AC Electric | Accepted | 2023-05-12 | 2023-06-02 | 2024-06-02 | Solar Panels | Q CELLS | Q.PEAK DUO ML-G10.A+ |  | 0.405 | 19 | 203 | 24 |  | Fixed | Roof
NJADRE1553606874 | Administratively Determined Incentive Program | Somers Point | 8244 | 19 | 12.56 | Residential | Behind the Meter | Yes | Net Metered Residential | Skyline Solar LLC | None | AC Electric | Accepted | 2023-05-12 | 2023-06-02 | 2024-06-02 | Solar Panels | JA SOLAR | Q.PEAK DUO ML-G10.A+ |  | 0.405 | 12 | 23 | 25 |  | Fixed | Roof
NJADRE1553606874 | Administratively Determined Incentive Program | Somers Point | 8244 | 19 | 12.56 | Residential | Behind the Meter | Yes | Net Metered Residential | Skyline Solar LLC | None | AC Electric | Accepted | 2023-05-12 | 2023-06-02 | 2024-06-02 | Inverters | SOLAREDGE | SE10000H-US | 10000 |  | 1 |  |  | 0.992 |  | Outdoor
NJADRE1553606901 | Administratively Determined Incentive Program | New Brunswick | 8901 | 11 | 3.29 | Residential | Behind the Meter | Yes | Net Metered Residential | Pro Custom Solar dba Momentum Solar | None | PSE&G | Accepted | 2023-05-12 | 2023-06-02 | 2024-06-02 | Solar Panels | hanwha | Â Q. PEAK DUO BLK-G10+365 |  | 0.365 | 9 | 129 | 4 |  | Fixed | Roof
NJADRE1553606901 | Administratively Determined Incentive Program | New Brunswick | 8901 | 11 | 3.29 | Residential | Behind the Meter | Yes | Net Metered Residential | Pro Custom Solar dba Momentum Solar | None | PSE&G | Accepted | 2023-05-12 | 2023-06-02 | 2024-06-02 | Inverters | enphase | IQ8PLUS-72-2-US | 290 |  | 9 |  |  | 0.97 |  | Outdoor
NJADRE1553606906 | Administratively Determined Incentive Program | Cherry Hill TWP | 8002 | 14 | 4.68 | Residential | Behind the Meter | Yes | Net Metered Residential | Sunrun Installation Services, Inc. | None | PSE&G | Accepted | 2023-05-12 | 2023-06-05 | 2024-06-05 | Inverters | SOLAREDGE TECHNOLOGIES | SE3800H-USMN | 3800 |  | 1 |  |  | 0.99 |  | Outdoor | Next To Meter
NJADRE1553606906 | Administratively Determined Incentive Program | Cherry Hill TWP | 8002 | 14 | 4.68 | Residential | Behind the Meter | Yes | Net Metered Residential | Sunrun Installation Services, Inc. | None | PSE&G | Accepted | 2023-05-12 | 2023-06-05 | 2024-06-05 | Solar Panels | TRINA SOLAR | TSM-390DE09C.07 |  | 0.39 | 12 | 188 | 41 |  | Fixed | Roof
NJADRE1553606979 | Administratively Determined Incentive Program | WEST ORANGE | 7052 | 9 | 7.51 | Residential | Behind the Meter | Yes | Net Metered Residential | Freedom Forever New Jersey LLC | None | PSE&G | Accepted | 2023-05-12 | 2023-06-05 | 2024-06-05 | Inverters | Enphase | IQ8PLUS-72-2-US | 290 |  | 19 |  |  | 0.99 |  | Outdoor
NJADRE1553606979 | Administratively Determined Incentive Program | WEST ORANGE | 7052 | 9 | 7.51 | Residential | Behind the Meter | Yes | Net Metered Residential | Freedom Forever New Jersey LLC | None | PSE&G | Accepted | 2023-05-12 | 2023-06-05 | 2024-06-05 | Solar Panels | Canadian Solar | CS3N-395MS |  | 0.395 | 8 | 214 | 23 |  | Fixed | Roof
NJADRE1553606979 | Administratively Determined Incentive Program | WEST ORANGE | 7052 | 9 | 7.51 | Residential | Behind the Meter | Yes | Net Metered Residential | Freedom Forever New Jersey LLC | None | PSE&G | Accepted | 2023-05-12 | 2023-06-05 | 2024-06-05 | Solar Panels | Canadian Solar | CS3N-395MS |  | 0.395 | 3 | 34 | 23 |  | Fixed | Roof
NJADRE1553606979 | Administratively Determined Incentive Program | WEST ORANGE | 7052 | 9 | 7.51 | Residential | Behind the Meter | Yes | Net Metered Residential | Freedom Forever New Jersey LLC | None | PSE&G | Accepted | 2023-05-12 | 2023-06-05 | 2024-06-05 | Solar Panels | Canadian Solar | CS3N-395MS |  | 0.395 | 8 | 304 | 23 |  | Fixed | Roof
NJADRE1553607002 | Administratively Determined Incentive Program | Norma | 8347 | 16 | 17.2 | Residential | Behind the Meter | No | Net Metered Residential | Tesla Energy Operations Inc | None | AC Electric | Accepted | 2023-05-12 | 2023-06-05 | 2024-06-05 | Inverters | Tesla | 7.6 kW Tesla Inc 1538000-00-F (240V) | 7600 |  | 2 |  |  | 0.986 |  | Indoor
NJADRE1553607002 | Administratively Determined Incentive Program | Norma | 8347 | 16 | 17.2 | Residential | Behind the Meter | No | Net Metered Residential | Tesla Energy Operations Inc | None | AC Electric | Accepted | 2023-05-12 | 2023-06-05 | 2024-06-05 | Meters | Tesla | 7.6 kW Tesla Inc 1538000-00-F (240V) |  |  | 2 |  |  |  | Yes | Indoor
NJADRE1553607002 | Administratively Determined Incentive Program | Norma | 8347 | 16 | 17.2 | Residential | Behind the Meter | No | Net Metered Residential | Tesla Energy Operations Inc | None | AC Electric | Accepted | 2023-05-12 | 2023-06-05 | 2024-06-05 | Solar Panels | Hanwha | Q.PEAK DUO BLK ML-G10+/TS 400 |  | 0.4 | 6 | 18 | 20 |  | Fixed | Roof
NJADRE1553607002 | Administratively Determined Incentive Program | Norma | 8347 | 16 | 17.2 | Residential | Behind the Meter | No | Net Metered Residential | Tesla Energy Operations Inc | None | AC Electric | Accepted | 2023-05-12 | 2023-06-05 | 2024-06-05 | Solar Panels | Hanwha | Q.PEAK DUO BLK ML-G10+/TS 400 |  | 0.4 | 7 | 198 | 20 |  | Fixed | Roof
NJADRE1553607002 | Administratively Determined Incentive Program | Norma | 8347 | 16 | 17.2 | Residential | Behind the Meter | No | Net Metered Residential | Tesla Energy Operations Inc | None | AC Electric | Accepted | 2023-05-12 | 2023-06-05 | 2024-06-05 | Solar Panels | Hanwha | Q.PEAK DUO BLK ML-G10+/TS 400 |  | 0.4 | 15 | 108 | 18 |  | Fixed | Roof
NJADRE1553607002 | Administratively Determined Incentive Program | Norma | 8347 | 16 | 17.2 | Residential | Behind the Meter | No | Net Metered Residential | Tesla Energy Operations Inc | None | AC Electric | Accepted | 2023-05-12 | 2023-06-05 | 2024-06-05 | Solar Panels | Hanwha | Q.PEAK DUO BLK ML-G10+/TS 400 |  | 0.4 | 13 | 288 | 18 |  | Fixed | Roof
NJADRE1553607002 | Administratively Determined Incentive Program | Norma | 8347 | 16 | 17.2 | Residential | Behind the Meter | No | Net Metered Residential | Tesla Energy Operations Inc | None | AC Electric | Accepted | 2023-05-12 | 2023-06-05 | 2024-06-05 | Solar Panels | Hanwha | Q.PEAK DUO BLK ML-G10+/TS 400 |  | 0.4 | 2 | 198 | 20 |  | Fixed | Roof
NJADRE1553607002 | Administratively Determined Incentive Program | Norma | 8347 | 16 | 17.2 | Residential | Behind the Meter | No | Net Metered Residential | Tesla Energy Operations Inc | None | AC Electric | Accepted | 2023-05-12 | 2023-06-05 | 2024-06-05 | Electric Storage Battery | Tesla | AC Powerwall 2.2 |  |  | 6 |  |  |  | Lithium Ion |  | Inside
NJADRE1553608064 | Administratively Determined Incentive Program | Lodi | 7644 | 7 | 8.1 | Residential | Behind the Meter | Yes | Net Metered Residential | Trinity Solar | None | PSE&G | Accepted | 2023-05-12 | 2023-06-05 | 2024-06-05 | Inverters | Solar Edge | SE6000H-US000BEi4 | 6000 |  | 1 |  |  | 0.97 |  | Outdoor
NJADRE1553608064 | Administratively Determined Incentive Program | Lodi | 7644 | 7 | 8.1 | Residential | Behind the Meter | Yes | Net Metered Residential | Trinity Solar | None | PSE&G | Accepted | 2023-05-12 | 2023-06-05 | 2024-06-05 | Solar Panels | HANWHA | Q.PEAK DUO BLK ML-G10+ 405 |  | 0.405 | 9 | 217 | 23 |  | Fixed | Roof
NJADRE1553608064 | Administratively Determined Incentive Program | Lodi | 7644 | 7 | 8.1 | Residential | Behind the Meter | Yes | Net Metered Residential | Trinity Solar | None | PSE&G | Accepted | 2023-05-12 | 2023-06-05 | 2024-06-05 | Solar Panels | HANWHA | Q.PEAK DUO BLK ML-G10+ 405 |  | 0.405 | 5 | 127 | 23 |  | Fixed | Roof
NJADRE1553608064 | Administratively Determined Incentive Program | Lodi | 7644 | 7 | 8.1 | Residential | Behind the Meter | Yes | Net Metered Residential | Trinity Solar | None | PSE&G | Accepted | 2023-05-12 | 2023-06-05 | 2024-06-05 | Solar Panels | HANWHA | Q.PEAK DUO BLK ML-G10+ 405 |  | 0.405 | 6 | 37 | 10 |  | Fixed | Roof
NJADRE1553608108 | Administratively Determined Incentive Program | METUCHEN BORO | 8840 | 11 | 6.8 | Residential | Behind the Meter | No | Net Metered Residential | Tesla Energy Operations Inc | None | PSE&G | Accepted | 2023-05-12 | 2023-06-05 | 2024-06-05 | Inverters | Tesla | 7.6 kW Tesla Inc 1538000-00-F (240V) | 7600 |  | 1 |  |  | 0.986 |  | Outdoor
NJADRE1553608108 | Administratively Determined Incentive Program | METUCHEN BORO | 8840 | 11 | 6.8 | Residential | Behind the Meter | No | Net Metered Residential | Tesla Energy Operations Inc | None | PSE&G | Accepted | 2023-05-12 | 2023-06-05 | 2024-06-05 | Meters | Tesla | 7.6 kW Tesla Inc 1538000-00-F (240V) |  |  | 1 |  |  |  | Yes | Outdoor
NJADRE1553608108 | Administratively Determined Incentive Program | METUCHEN BORO | 8840 | 11 | 6.8 | Residential | Behind the Meter | No | Net Metered Residential | Tesla Energy Operations Inc | None | PSE&G | Accepted | 2023-05-12 | 2023-06-05 | 2024-06-05 | Solar Panels | Hanwha | Q.PEAK DUO BLK ML-G10+/TS 400 |  | 0.4 | 4 | 244 | 45 |  | Fixed | Roof
NJADRE1553608108 | Administratively Determined Incentive Program | METUCHEN BORO | 8840 | 11 | 6.8 | Residential | Behind the Meter | No | Net Metered Residential | Tesla Energy Operations Inc | None | PSE&G | Accepted | 2023-05-12 | 2023-06-05 | 2024-06-05 | Solar Panels | Hanwha | Q.PEAK DUO BLK ML-G10+/TS 400 |  | 0.4 | 4 | 64 | 45 |  | Fixed | Roof
NJADRE1553608108 | Administratively Determined Incentive Program | METUCHEN BORO | 8840 | 11 | 6.8 | Residential | Behind the Meter | No | Net Metered Residential | Tesla Energy Operations Inc | None | PSE&G | Accepted | 2023-05-12 | 2023-06-05 | 2024-06-05 | Solar Panels | Hanwha | Q.PEAK DUO BLK ML-G10+/TS 400 |  | 0.4 | 3 | 63 | 42 |  | Fixed | Roof
NJADRE1553608108 | Administratively Determined Incentive Program | METUCHEN BORO | 8840 | 11 | 6.8 | Residential | Behind the Meter | No | Net Metered Residential | Tesla Energy Operations Inc | None | PSE&G | Accepted | 2023-05-12 | 2023-06-05 | 2024-06-05 | Solar Panels | Hanwha | Q.PEAK DUO BLK ML-G10+/TS 400 |  | 0.4 | 6 | 243 | 42 |  | Fixed | Roof
NJADRE1553608120 | Administratively Determined Incentive Program | Linden | 7036 | 10 | 4.02 | Residential | Behind the Meter | Yes | Net Metered Residential | Pro Custom Solar dba Momentum Solar | None | PSE&G | Accepted | 2023-05-12 | 2023-06-05 | 2024-06-05 | Solar Panels | hanwha | Â Q. PEAK DUO BLK-G10+365 |  | 0.365 | 2 | 309 | 39 |  | Fixed | Roof
NJADRE1553608120 | Administratively Determined Incentive Program | Linden | 7036 | 10 | 4.02 | Residential | Behind the Meter | Yes | Net Metered Residential | Pro Custom Solar dba Momentum Solar | None | PSE&G | Accepted | 2023-05-12 | 2023-06-05 | 2024-06-05 | Solar Panels | hanwha | Â Q. PEAK DUO BLK-G10+365 |  | 0.365 | 9 | 129 | 39 |  | Fixed | Roof
NJADRE1553608120 | Administratively Determined Incentive Program | Linden | 7036 | 10 | 4.02 | Residential | Behind the Meter | Yes | Net Metered Residential | Pro Custom Solar dba Momentum Solar | None | PSE&G | Accepted | 2023-05-12 | 2023-06-05 | 2024-06-05 | Inverters | enphase | IQ8PLUS-72-2-US | 290 |  | 11 |  |  | 0.97 |  | Outdoor
NJADRE1553608142 | Administratively Determined Incentive Program | Villas | 8251 | 21 | 7.02 | Residential | Behind the Meter | Yes | Net Metered Residential | Sunrun Installation Services, Inc. | None | AC Electric | Accepted | 2023-05-12 | 2023-06-05 | 2024-06-05 | Inverters | SolarEdge Technologies | SE6000H-USSN | 6000 |  | 1 |  |  | 0.96 |  | Outdoor | Next To Meter
NJADRE1553608142 | Administratively Determined Incentive Program | Villas | 8251 | 21 | 7.02 | Residential | Behind the Meter | Yes | Net Metered Residential | Sunrun Installation Services, Inc. | None | AC Electric | Accepted | 2023-05-12 | 2023-06-05 | 2024-06-05 | Solar Panels | Trina Solar | TSM-390DE09C.07 |  | 0.39 | 4 | 305 | 27 |  | Fixed | Roof
NJADRE1553608142 | Administratively Determined Incentive Program | Villas | 8251 | 21 | 7.02 | Residential | Behind the Meter | Yes | Net Metered Residential | Sunrun Installation Services, Inc. | None | AC Electric | Accepted | 2023-05-12 | 2023-06-05 | 2024-06-05 | Solar Panels | Trina Solar | TSM-390DE09C.07 |  | 0.39 | 4 | 127 | 26 |  | Fixed | Roof
NJADRE1553608142 | Administratively Determined Incentive Program | Villas | 8251 | 21 | 7.02 | Residential | Behind the Meter | Yes | Net Metered Residential | Sunrun Installation Services, Inc. | None | AC Electric | Accepted | 2023-05-12 | 2023-06-05 | 2024-06-05 | Solar Panels | Trina Solar | TSM-390DE09C.07 |  | 0.39 | 5 | 36 | 19 |  | Fixed | Roof
NJADRE1553608142 | Administratively Determined Incentive Program | Villas | 8251 | 21 | 7.02 | Residential | Behind the Meter | Yes | Net Metered Residential | Sunrun Installation Services, Inc. | None | AC Electric | Accepted | 2023-05-12 | 2023-06-05 | 2024-06-05 | Solar Panels | Trina Solar | TSM-390DE09C.07 |  | 0.39 | 5 | 216 | 20 |  | Fixed | Roof
NJADRE1553608155 | Administratively Determined Incentive Program | Hamilton | 8610 | 12 | 11.7 | Residential | Behind the Meter | Yes | Net Metered Residential | Sunrun Installation Services, Inc. | None | PSE&G | Accepted | 2023-05-12 | 2023-06-05 | 2024-06-05 | Inverters | SolarEdge Technologies | SE3800H-USMN | 3800 |  | 1 |  |  | 0.96 |  | Outdoor | Next To Meter
NJADRE1553608155 | Administratively Determined Incentive Program | Hamilton | 8610 | 12 | 11.7 | Residential | Behind the Meter | Yes | Net Metered Residential | Sunrun Installation Services, Inc. | None | PSE&G | Accepted | 2023-05-12 | 2023-06-05 | 2024-06-05 | Inverters | SolarEdge Technologies | SE6000H-USSN | 6000 |  | 1 |  |  | 0.96 |  | Outdoor | Next To Meter
NJADRE1553608155 | Administratively Determined Incentive Program | Hamilton | 8610 | 12 | 11.7 | Residential | Behind the Meter | Yes | Net Metered Residential | Sunrun Installation Services, Inc. | None | PSE&G | Accepted | 2023-05-12 | 2023-06-05 | 2024-06-05 | Solar Panels | Trina Solar | TSM-390DE09C.07 |  | 0.39 | 8 | 323 | 18 |  | Fixed | Roof
NJADRE1553608155 | Administratively Determined Incentive Program | Hamilton | 8610 | 12 | 11.7 | Residential | Behind the Meter | Yes | Net Metered Residential | Sunrun Installation Services, Inc. | None | PSE&G | Accepted | 2023-05-12 | 2023-06-05 | 2024-06-05 | Solar Panels | Trina Solar | TSM-390DE09C.07 |  | 0.39 | 1 | 323 | 18 |  | Fixed | Roof
NJADRE1553608155 | Administratively Determined Incentive Program | Hamilton | 8610 | 12 | 11.7 | Residential | Behind the Meter | Yes | Net Metered Residential | Sunrun Installation Services, Inc. | None | PSE&G | Accepted | 2023-05-12 | 2023-06-05 | 2024-06-05 | Solar Panels | Trina Solar | TSM-390DE09C.07 |  | 0.39 | 9 | 143 | 21 |  | Fixed | Roof
NJADRE1553608155 | Administratively Determined Incentive Program | Hamilton | 8610 | 12 | 11.7 | Residential | Behind the Meter | Yes | Net Metered Residential | Sunrun Installation Services, Inc. | None | PSE&G | Accepted | 2023-05-12 | 2023-06-05 | 2024-06-05 | Solar Panels | Trina Solar | TSM-390DE09C.07 |  | 0.39 | 12 | 326 | 31 |  | Fixed | Roof
NJADRE1553608159 | Administratively Determined Incentive Program | Pitman | 8071 | 15 | 10.14 | Residential | Behind the Meter | Yes | Net Metered Residential | Sunrun Installation Services, Inc. | None | JCP&L | Accepted | 2023-05-12 | 2023-06-05 | 2024-06-05 | Inverters | SOLAREDGE TECHNOLOGIES | SE7600H-USSN | 7600 |  | 1 |  |  | 0.99 |  | Outdoor | next to meter
NJADRE1553608159 | Administratively Determined Incentive Program | Pitman | 8071 | 15 | 10.14 | Residential | Behind the Meter | Yes | Net Metered Residential | Sunrun Installation Services, Inc. | None | JCP&L | Accepted | 2023-05-12 | 2023-06-05 | 2024-06-05 | Solar Panels | TRINA SOLAR | TSM-390DE09C.07 |  | 0.39 | 6 | 338 | 36 |  | Fixed | Roof
NJADRE1553608159 | Administratively Determined Incentive Program | Pitman | 8071 | 15 | 10.14 | Residential | Behind the Meter | Yes | Net Metered Residential | Sunrun Installation Services, Inc. | None | JCP&L | Accepted | 2023-05-12 | 2023-06-05 | 2024-06-05 | Solar Panels | TRINA SOLAR | TSM-390DE09C.07 |  | 0.39 | 20 | 158 | 36 |  | Fixed | Roof
NJADRE1553610948 | Administratively Determined Incentive Program | Paterson City | 7504 | 6 | 3.9 | Residential | Behind the Meter | Yes | Net Metered Residential | Sunrun Installation Services, Inc. | None | PSE&G | Accepted | 2023-05-12 | 2023-06-05 | 2024-06-05 | Inverters | DELTA ELECTRONICS | E4-TL-US | 3840 |  | 1 |  |  | 0.97 |  | Outdoor | Next To Meter
NJADRE1553610948 | Administratively Determined Incentive Program | Paterson City | 7504 | 6 | 3.9 | Residential | Behind the Meter | Yes | Net Metered Residential | Sunrun Installation Services, Inc. | None | PSE&G | Accepted | 2023-05-12 | 2023-06-05 | 2024-06-05 | Solar Panels | TRINA SOLAR | TSM-390DE09C.07 |  | 0.39 | 10 | 180 | 30 |  | Fixed | Roof
NJADRE1553612351 | Administratively Determined Incentive Program | Piscataway | 8854 | 11 | 9.36 | Residential | Behind the Meter | Yes | Net Metered Residential | Sunrun Installation Services, Inc. | None | PSE&G | Accepted | 2023-05-12 | 2023-06-05 | 2024-06-05 | Inverters | SolarEdge Technologies | SE7600H-USSN | 7600 |  | 1 |  |  | 0.96 |  | Outdoor | Next To Meter
NJADRE1553612351 | Administratively Determined Incentive Program | Piscataway | 8854 | 11 | 9.36 | Residential | Behind the Meter | Yes | Net Metered Residential | Sunrun Installation Services, Inc. | None | PSE&G | Accepted | 2023-05-12 | 2023-06-05 | 2024-06-05 | Solar Panels | Trina Solar | TSM-390DE09C.07 |  | 0.39 | 24 | 4 | 34 |  | Fixed | Roof
NJADRE1553619106 | Administratively Determined Incentive Program | Willingboro TWP | 8046 | 13 | 8.69 | Residential | Behind the Meter | Yes | Net Metered Residential | Sunrun Installation Services, Inc. | None | PSE&G | Accepted | 2023-05-12 | 2023-06-05 | 2024-06-05 | Inverters | DELTA ELECTRONICS | E8-TL-US | 7680 |  | 1 |  |  | 0.99 |  | Outdoor | Next To Meter
NJADRE1553619106 | Administratively Determined Incentive Program | Willingboro TWP | 8046 | 13 | 8.69 | Residential | Behind the Meter | Yes | Net Metered Residential | Sunrun Installation Services, Inc. | None | PSE&G | Accepted | 2023-05-12 | 2023-06-05 | 2024-06-05 | Solar Panels | TRINA SOLAR | TSM-395DE09C.07 |  | 0.395 | 14 | 148 | 18 |  | Fixed | Roof
NJADRE1553619106 | Administratively Determined Incentive Program | Willingboro TWP | 8046 | 13 | 8.69 | Residential | Behind the Meter | Yes | Net Metered Residential | Sunrun Installation Services, Inc. | None | PSE&G | Accepted | 2023-05-12 | 2023-06-05 | 2024-06-05 | Solar Panels | TRINA SOLAR | TSM-395DE09C.07 |  | 0.395 | 8 | 328 | 27 |  | Fixed | Roof
NJADRE1553690401 | Administratively Determined Incentive Program | Barnegat | 8005 | 18 | 6.32 | Residential | Behind the Meter | Yes | Net Metered Residential | Sunrun Installation Services, Inc. | None | JCP&L | Accepted | 2023-05-13 | 2023-06-05 | 2024-06-05 | Inverters | SOLAREDGE TECHNOLOGIES | SE6000H-USSN | 6000 |  | 1 |  |  | 0.99 |  | Outdoor | Next to meter
NJADRE1553690401 | Administratively Determined Incentive Program | Barnegat | 8005 | 18 | 6.32 | Residential | Behind the Meter | Yes | Net Metered Residential | Sunrun Installation Services, Inc. | None | JCP&L | Accepted | 2023-05-13 | 2023-06-05 | 2024-06-05 | Solar Panels | TRINA SOLAR | TSM-395DE09C.07 |  | 0.395 | 6 | 113 | 40 |  | Fixed | Roof
NJADRE1553690401 | Administratively Determined Incentive Program | Barnegat | 8005 | 18 | 6.32 | Residential | Behind the Meter | Yes | Net Metered Residential | Sunrun Installation Services, Inc. | None | JCP&L | Accepted | 2023-05-13 | 2023-06-05 | 2024-06-05 | Solar Panels | TRINA SOLAR | TSM-395DE09C.07 |  | 0.395 | 4 | 113 | 40 |  | Fixed | Roof
NJADRE1553690401 | Administratively Determined Incentive Program | Barnegat | 8005 | 18 | 6.32 | Residential | Behind the Meter | Yes | Net Metered Residential | Sunrun Installation Services, Inc. | None | JCP&L | Accepted | 2023-05-13 | 2023-06-05 | 2024-06-05 | Solar Panels | TRINA SOLAR | TSM-395DE09C.07 |  | 0.395 | 6 | 203 | 40 |  | Fixed | Roof
NJADRE1553693198 | Administratively Determined Incentive Program | Cranford | 7016 | 10 | 8.19 | Residential | Behind the Meter | Yes | Net Metered Residential | Sunrun Installation Services, Inc. | None | PSE&G | Accepted | 2023-05-13 | 2023-06-05 | 2024-06-05 | Inverters | Delta Electronics | E6-TL-US | 5760 |  | 1 |  |  | 0.96 |  | Outdoor | Next To Meter
NJADRE1553693198 | Administratively Determined Incentive Program | Cranford | 7016 | 10 | 8.19 | Residential | Behind the Meter | Yes | Net Metered Residential | Sunrun Installation Services, Inc. | None | PSE&G | Accepted | 2023-05-13 | 2023-06-05 | 2024-06-05 | Solar Panels | Trina Solar | TSM-390DE09C.07 |  | 0.39 | 7 | 45 | 43 |  | Fixed | Roof
NJADRE1553693198 | Administratively Determined Incentive Program | Cranford | 7016 | 10 | 8.19 | Residential | Behind the Meter | Yes | Net Metered Residential | Sunrun Installation Services, Inc. | None | PSE&G | Accepted | 2023-05-13 | 2023-06-05 | 2024-06-05 | Solar Panels | Trina Solar | TSM-390DE09C.07 |  | 0.39 | 14 | 225 | 43 |  | Fixed | Roof
NJADRE1553704337 | Administratively Determined Incentive Program | Delanco | 8075 | 13 | 3.16 | Residential | Behind the Meter | Yes | Net Metered Residential | Sunrun Installation Services, Inc. | None | PSE&G | Accepted | 2023-05-13 | 2023-06-06 | 2024-06-06 | Inverters | Delta Electronics | E4-TL-US | 3840 |  | 1 |  |  | 0.96 |  | Outdoor | Next To Meter
NJADRE1553704337 | Administratively Determined Incentive Program | Delanco | 8075 | 13 | 3.16 | Residential | Behind the Meter | Yes | Net Metered Residential | Sunrun Installation Services, Inc. | None | PSE&G | Accepted | 2023-05-13 | 2023-06-06 | 2024-06-06 | Solar Panels | Trina Solar | TSM-395DE09C.07 |  | 0.395 | 8 | 124 | 33 |  | Fixed | Roof
NJADRE1553733850 | Administratively Determined Incentive Program | Somerdale | 8083 | 14 | 7.2 | Residential | Behind the Meter | No | Net Metered Residential | Supreme Solar Services | None | PSE&G | Accepted | 2023-05-14 | 2023-06-05 | 2024-06-05 | Solar Panels | VSUN | 400 108-Bhm |  | 0.4 | 18 | 165 | 45 |  | Fixed | Roof
NJADRE1553733850 | Administratively Determined Incentive Program | Somerdale | 8083 | 14 | 7.2 | Residential | Behind the Meter | No | Net Metered Residential | Supreme Solar Services | None | PSE&G | Accepted | 2023-05-14 | 2023-06-05 | 2024-06-05 | Inverters | Enphase | IQ8+ | 290 |  | 18 |  |  | 0.98 |  | Outside
NJADRE1553734296 | Administratively Determined Incentive Program | Lawrence Twp Mer | 8648 | 12 | 12 | Residential | Behind the Meter | No | Net Metered Residential | Tesla Energy Operations Inc | None | PSE&G | Accepted | 2023-05-14 | 2023-06-05 | 2024-06-05 | Inverters | Tesla | Powerwall+ [240V] #1850000-00-C | 7600 |  | 2 |  |  | 0.986 |  | Outdoor
NJADRE1553734296 | Administratively Determined Incentive Program | Lawrence Twp Mer | 8648 | 12 | 12 | Residential | Behind the Meter | No | Net Metered Residential | Tesla Energy Operations Inc | None | PSE&G | Accepted | 2023-05-14 | 2023-06-05 | 2024-06-05 | Meters | Tesla | Powerwall+ [240V] #1850000-00-C |  |  | 2 |  |  |  | Yes | Outdoor
NJADRE1553734296 | Administratively Determined Incentive Program | Lawrence Twp Mer | 8648 | 12 | 12 | Residential | Behind the Meter | No | Net Metered Residential | Tesla Energy Operations Inc | None | PSE&G | Accepted | 2023-05-14 | 2023-06-05 | 2024-06-05 | Solar Panels | Hanwha | Q.PEAK DUO BLK ML-G10+/TS 400 |  | 0.4 | 16 | 125 | 31 |  | Fixed | Roof
NJADRE1553734296 | Administratively Determined Incentive Program | Lawrence Twp Mer | 8648 | 12 | 12 | Residential | Behind the Meter | No | Net Metered Residential | Tesla Energy Operations Inc | None | PSE&G | Accepted | 2023-05-14 | 2023-06-05 | 2024-06-05 | Solar Panels | Hanwha | Q.PEAK DUO BLK ML-G10+/TS 400 |  | 0.4 | 14 | 125 | 31 |  | Fixed | Roof
NJADRE1553734296 | Administratively Determined Incentive Program | Lawrence Twp Mer | 8648 | 12 | 12 | Residential | Behind the Meter | No | Net Metered Residential | Tesla Energy Operations Inc | None | PSE&G | Accepted | 2023-05-14 | 2023-06-05 | 2024-06-05 | Electric Storage Battery | Tesla | Powerwall+ [240V] # 1850000-00-D 7.6 kW / 13.5 kWh |  |  | 2 |  |  |  | Lithium Ion |  | Outside
NJADRE1553734490 | Administratively Determined Incentive Program | WAYNE | 7470 | 6 | 4 | Residential | Behind the Meter | Yes | Net Metered Residential | Suntuity Solar LLC | None | PSE&G | Accepted | 2023-05-15 | 2023-06-08 | 2024-06-08 | Inverters | (10)ENPHASE | IQ8PLUS-72-2-US | 290 |  | 10 |  |  | 0.97 |  | Outdoor | Behind the PV modules
NJADRE1553734490 | Administratively Determined Incentive Program | WAYNE | 7470 | 6 | 4 | Residential | Behind the Meter | Yes | Net Metered Residential | Suntuity Solar LLC | None | PSE&G | Accepted | 2023-05-15 | 2023-06-08 | 2024-06-08 | Solar Panels | (10)HANWHA | Q.PEAK DUO BLK ML-G10+ 400 |  | 0.4 | 8 | 68 | 11 |  | Fixed | Roof
NJADRE1553734490 | Administratively Determined Incentive Program | WAYNE | 7470 | 6 | 4 | Residential | Behind the Meter | Yes | Net Metered Residential | Suntuity Solar LLC | None | PSE&G | Accepted | 2023-05-15 | 2023-06-08 | 2024-06-08 | Solar Panels | (10)HANWHA | Q.PEAK DUO BLK ML-G10+ 400 |  | 0.4 | 2 | 68 | 11 |  | Fixed | Roof
NJADRE1553734509 | Administratively Determined Incentive Program | Clifton | 7012 | 6 | 6.66 | Residential | Behind the Meter | No | Net Metered Residential | Vision Solar LLC | None | JCP&L | Accepted | 2023-05-15 | 2023-06-05 | 2024-06-05 | Inverters | SolarEdge | SE6000H-USRGM | 6000 |  | 1 |  |  | 0.97 |  | Outdoor | SIDE OF HOUSE
NJADRE1553734509 | Administratively Determined Incentive Program | Clifton | 7012 | 6 | 6.66 | Residential | Behind the Meter | No | Net Metered Residential | Vision Solar LLC | None | JCP&L | Accepted | 2023-05-15 | 2023-06-05 | 2024-06-05 | Solar Panels | ZNSHINE SOLAR | ZXM6-NH120-370/M |  | 0.37 | 9 | 45 | 19 |  | Fixed | Roof
NJADRE1553734509 | Administratively Determined Incentive Program | Clifton | 7012 | 6 | 6.66 | Residential | Behind the Meter | No | Net Metered Residential | Vision Solar LLC | None | JCP&L | Accepted | 2023-05-15 | 2023-06-05 | 2024-06-05 | Solar Panels | ZNSHINE SOLAR | ZXM6-NH120-370/M |  | 0.37 | 5 | 335 | 19 |  | Fixed | Roof
NJADRE1553734509 | Administratively Determined Incentive Program | Clifton | 7012 | 6 | 6.66 | Residential | Behind the Meter | No | Net Metered Residential | Vision Solar LLC | None | JCP&L | Accepted | 2023-05-15 | 2023-06-05 | 2024-06-05 | Solar Panels | ZNSHINE SOLAR | ZXM6-NH120-370/M |  | 0.37 | 2 | 224 | 33 |  | Fixed | Roof
NJADRE1553734509 | Administratively Determined Incentive Program | Clifton | 7012 | 6 | 6.66 | Residential | Behind the Meter | No | Net Metered Residential | Vision Solar LLC | None | JCP&L | Accepted | 2023-05-15 | 2023-06-05 | 2024-06-05 | Solar Panels | ZNSHINE SOLAR | ZXM6-NH120-370/M |  | 0.37 | 2 | 44 | 33 |  | Fixed | Roof
NJADRE1553734586 | Administratively Determined Incentive Program | New Gretna | 8224 | 13 | 18.8 | Residential | Behind the Meter | Yes | Net Metered Residential | Pro Custom Solar dba Momentum Solar | None | AC Electric | Accepted | 2023-05-15 | 2023-06-05 | 2024-06-05 | Solar Panels | hanwha | Â Q. PEAK DUO BLK-G10+400 |  | 0.4 | 16 | 168 | 18 |  | Fixed | Roof
NJADRE1553734586 | Administratively Determined Incentive Program | New Gretna | 8224 | 13 | 18.8 | Residential | Behind the Meter | Yes | Net Metered Residential | Pro Custom Solar dba Momentum Solar | None | AC Electric | Accepted | 2023-05-15 | 2023-06-05 | 2024-06-05 | Solar Panels | hanwha | Â Q. PEAK DUO BLK-G10+400 |  | 0.4 | 16 | 348 | 17 |  | Fixed | Roof
NJADRE1553734586 | Administratively Determined Incentive Program | New Gretna | 8224 | 13 | 18.8 | Residential | Behind the Meter | Yes | Net Metered Residential | Pro Custom Solar dba Momentum Solar | None | AC Electric | Accepted | 2023-05-15 | 2023-06-05 | 2024-06-05 | Solar Panels | hanwha | Â Q. PEAK DUO BLK-G10+400 |  | 0.4 | 8 | 256 | 30 |  | Fixed | Roof
NJADRE1553734586 | Administratively Determined Incentive Program | New Gretna | 8224 | 13 | 18.8 | Residential | Behind the Meter | Yes | Net Metered Residential | Pro Custom Solar dba Momentum Solar | None | AC Electric | Accepted | 2023-05-15 | 2023-06-05 | 2024-06-05 | Solar Panels | hanwha | Â Q. PEAK DUO BLK-G10+400 |  | 0.4 | 4 | 76 | 31 |  | Fixed | Roof
NJADRE1553734586 | Administratively Determined Incentive Program | New Gretna | 8224 | 13 | 18.8 | Residential | Behind the Meter | Yes | Net Metered Residential | Pro Custom Solar dba Momentum Solar | None | AC Electric | Accepted | 2023-05-15 | 2023-06-05 | 2024-06-05 | Solar Panels | hanwha | Â Q. PEAK DUO BLK-G10+400 |  | 0.4 | 3 | 346 | 35 |  | Fixed | Roof
NJADRE1553734586 | Administratively Determined Incentive Program | New Gretna | 8224 | 13 | 18.8 | Residential | Behind the Meter | Yes | Net Metered Residential | Pro Custom Solar dba Momentum Solar | None | AC Electric | Accepted | 2023-05-15 | 2023-06-05 | 2024-06-05 | Inverters | enphase | IQ8PLUS-72-2-US | 290 |  | 47 |  |  | 0.97 |  | Outdoor
NJADRE1553734606 | Administratively Determined Incentive Program | Toms River | 8757 | 18 | 15.21 | Residential | Behind the Meter | Yes | Net Metered Residential | Sunrun Installation Services, Inc. | None | JCP&L | Accepted | 2023-05-15 | 2023-06-05 | 2024-06-05 | Inverters | DELTA ELECTRONICS | E8-TL-US | 8000 |  | 1 |  |  | 0.98 |  | Outdoor | next to meter
NJADRE1553734606 | Administratively Determined Incentive Program | Toms River | 8757 | 18 | 15.21 | Residential | Behind the Meter | Yes | Net Metered Residential | Sunrun Installation Services, Inc. | None | JCP&L | Accepted | 2023-05-15 | 2023-06-05 | 2024-06-05 | Inverters | DELTA ELECTRONICS | E4-TL-US | 4000 |  | 1 |  |  | 0.98 |  | Outdoor | next to meter
NJADRE1553734606 | Administratively Determined Incentive Program | Toms River | 8757 | 18 | 15.21 | Residential | Behind the Meter | Yes | Net Metered Residential | Sunrun Installation Services, Inc. | None | JCP&L | Accepted | 2023-05-15 | 2023-06-05 | 2024-06-05 | Solar Panels | TRINA SOLAR | TSM-390DE09C.07 |  | 0.39 | 19 | 348 | 23 |  | Fixed | Roof
NJADRE1553734606 | Administratively Determined Incentive Program | Toms River | 8757 | 18 | 15.21 | Residential | Behind the Meter | Yes | Net Metered Residential | Sunrun Installation Services, Inc. | None | JCP&L | Accepted | 2023-05-15 | 2023-06-05 | 2024-06-05 | Solar Panels | TRINA SOLAR | TSM-390DE09C.07 |  | 0.39 | 20 | 168 | 23 |  | Fixed | Roof
NJADRE1553734658 | Administratively Determined Incentive Program | Woodbridge Twp | 7001 | 11 | 4.2 | Residential | Behind the Meter | No | Net Metered Residential | Power Home Remodeling Group | None | PSE&G | Accepted | 2023-05-15 | 2023-06-05 | 2024-06-05 | Inverters | SolarEdge | SE3800H-US | 3800 |  | 1 |  |  | 0.99 |  | Outdoor
NJADRE1553734658 | Administratively Determined Incentive Program | Woodbridge Twp | 7001 | 11 | 4.2 | Residential | Behind the Meter | No | Net Metered Residential | Power Home Remodeling Group | None | PSE&G | Accepted | 2023-05-15 | 2023-06-05 | 2024-06-05 | Meters | SolarEdge | Revenue Grade Data Ansi C12.20 |  |  | 1 |  |  |  | Yes | Outdoor
NJADRE1553734658 | Administratively Determined Incentive Program | Woodbridge Twp | 7001 | 11 | 4.2 | Residential | Behind the Meter | No | Net Metered Residential | Power Home Remodeling Group | None | PSE&G | Accepted | 2023-05-15 | 2023-06-05 | 2024-06-05 | Solar Panels | Longi | LR4-60HPB-350M |  | 0.35 | 8 | 94 | 21 |  | Fixed | Roof
NJADRE1553734658 | Administratively Determined Incentive Program | Woodbridge Twp | 7001 | 11 | 4.2 | Residential | Behind the Meter | No | Net Metered Residential | Power Home Remodeling Group | None | PSE&G | Accepted | 2023-05-15 | 2023-06-05 | 2024-06-05 | Solar Panels | Longi | LR4-60HPB-350M |  | 0.35 | 4 | 94 | 21 |  | Fixed | Roof
NJADRE1553734661 | Administratively Determined Incentive Program | Trenton | 8618 | 12 | 3.24 | Residential | Behind the Meter | No | Net Metered Residential | Vision Solar LLC | None | PSE&G | Accepted | 2023-05-15 | 2023-06-06 | 2024-06-06 | Inverters | Solaredge | SE3000H-USRGM | 3 |  | 1 |  |  | 0.97 |  | Outdoor | side of house
NJADRE1553734661 | Administratively Determined Incentive Program | Trenton | 8618 | 12 | 3.24 | Residential | Behind the Meter | No | Net Metered Residential | Vision Solar LLC | None | PSE&G | Accepted | 2023-05-15 | 2023-06-06 | 2024-06-06 | Solar Panels | Znshine | ZXM6-NH120-360/M |  | 0.36 | 9 | 219 | 20 |  | Fixed | Roof
NJADRE1553734828 | Administratively Determined Incentive Program | Morristown | 7960 | 3 | 23.09 | Residential | Behind the Meter | No | Net Metered Residential | Infinity Solar Systems | None | JCP&L | Accepted | 2023-05-15 | 2023-06-05 | 2024-06-05 | Inverters | Enphase | IQ8Plus-72-2-US | 290 |  | 57 |  |  | 0.97 |  | Outdoor
NJADRE1553734828 | Administratively Determined Incentive Program | Morristown | 7960 | 3 | 23.09 | Residential | Behind the Meter | No | Net Metered Residential | Infinity Solar Systems | None | JCP&L | Accepted | 2023-05-15 | 2023-06-05 | 2024-06-05 | Solar Panels | REC Solar | REC405AA Black |  | 0.405 | 57 | 124 | 5 |  | Fixed | Roof
NJADRE1553734844 | Administratively Determined Incentive Program | New Milford Boro | 7646 | 7 | 3.95 | Residential | Behind the Meter | Yes | Net Metered Residential | Sunrun Installation Services, Inc. | None | PSE&G | Accepted | 2023-05-15 | 2023-06-05 | 2024-06-05 | Inverters | DELTA ELECTRONICS | E4-TL-US | 3840 |  | 1 |  |  | 0.97 |  | Outdoor | Next To Meter
NJADRE1553734844 | Administratively Determined Incentive Program | New Milford Boro | 7646 | 7 | 3.95 | Residential | Behind the Meter | Yes | Net Metered Residential | Sunrun Installation Services, Inc. | None | PSE&G | Accepted | 2023-05-15 | 2023-06-05 | 2024-06-05 | Solar Panels | TRINA SOLAR | TSM-395DE09C.07 |  | 0.395 | 10 | 181 | 30 |  | Fixed | Roof
NJADRE1553734896 | Administratively Determined Incentive Program | SICKLERVILLE | 8081 | 14 | 9.2 | Residential | Behind the Meter | No | Net Metered Residential | Freedom Forever New Jersey LLC | None | AC Electric | Accepted | 2023-05-15 | 2023-06-05 | 2024-06-05 | Inverters | Solar Edge | SE6000H-USRGM | 6000 |  | 1 |  |  | 0.99 |  | Outdoor
NJADRE1553734896 | Administratively Determined Incentive Program | SICKLERVILLE | 8081 | 14 | 9.2 | Residential | Behind the Meter | No | Net Metered Residential | Freedom Forever New Jersey LLC | None | AC Electric | Accepted | 2023-05-15 | 2023-06-05 | 2024-06-05 | Solar Panels | Freedom Forever | FF-MP-BBB-400 |  | 0.4 | 19 | 149 | 29 |  | Fixed | Roof
NJADRE1553734896 | Administratively Determined Incentive Program | SICKLERVILLE | 8081 | 14 | 9.2 | Residential | Behind the Meter | No | Net Metered Residential | Freedom Forever New Jersey LLC | None | AC Electric | Accepted | 2023-05-15 | 2023-06-05 | 2024-06-05 | Solar Panels | Freedom Forever | FF-MP-BBB-400 |  | 0.4 | 4 | 149 | 29 |  | Fixed | Roof
NJADRE1553734910 | Administratively Determined Incentive Program | Rosenhayn | 8352 | 20 | 16 | Residential | Behind the Meter | Yes | Net Metered Residential | Bright Planet Solar | None | AC Electric | Accepted | 2023-05-15 | 2023-06-06 | 2024-06-06 | Inverters | SolarEdge | SE7600H-USRGM | 7600 |  | 1 |  |  | 0.98 |  | Outdoor
NJADRE1553734910 | Administratively Determined Incentive Program | Rosenhayn | 8352 | 20 | 16 | Residential | Behind the Meter | Yes | Net Metered Residential | Bright Planet Solar | None | AC Electric | Accepted | 2023-05-15 | 2023-06-06 | 2024-06-06 | Solar Panels | Hanwha Q-Cells | Q.PEAK DUO BLK ML-G10.a+ 400 |  | 0.4 | 40 | 180 | 25 |  | Fixed | Ground
NJADRE1553734986 | Administratively Determined Incentive Program | Bayonne | 7002 | 8 | 2.96 | Residential | Behind the Meter | No | Net Metered Residential | Vision Solar LLC | None | PSE&G | Accepted | 2023-05-15 | 2023-06-06 | 2024-06-06 | Inverters | Solaredge | SE3800H-USRGM | 3800 |  | 1 |  |  | 0.97 |  | Outdoor | SIDE OF HOUSE
NJADRE1553734986 | Administratively Determined Incentive Program | Bayonne | 7002 | 8 | 2.96 | Residential | Behind the Meter | No | Net Metered Residential | Vision Solar LLC | None | PSE&G | Accepted | 2023-05-15 | 2023-06-06 | 2024-06-06 | Solar Panels | ZNSHINE SOLAR | ZXM6-NH120-370/M |  | 0.37 | 8 | 212 | 43 |  | Fixed | Roof
NJADRE1553735010 | Administratively Determined Incentive Program | Woodbridge Township | 7077 | 11 | 17.78 | Residential | Behind the Meter | Yes | Net Metered Residential | Freedom Forever New Jersey LLC | None | PSE&G | Accepted | 2023-05-15 | 2023-06-05 | 2024-06-05 | Inverters | Solar Edge | SE6000H-USRGM [SI1 | 6000 |  | 1 |  |  | 0.99 |  | Outdoor
NJADRE1553735010 | Administratively Determined Incentive Program | Woodbridge Township | 7077 | 11 | 17.78 | Residential | Behind the Meter | Yes | Net Metered Residential | Freedom Forever New Jersey LLC | None | PSE&G | Accepted | 2023-05-15 | 2023-06-05 | 2024-06-05 | Inverters | Solar Edge | SE7600H-USRGM [SI1 | 7600 |  | 1 |  |  | 0.99 |  | Outdoor
NJADRE1553735010 | Administratively Determined Incentive Program | Woodbridge Township | 7077 | 11 | 17.78 | Residential | Behind the Meter | Yes | Net Metered Residential | Freedom Forever New Jersey LLC | None | PSE&G | Accepted | 2023-05-15 | 2023-06-05 | 2024-06-05 | Solar Panels | Hanwha | Q.PEAK DUO L-G5.2 395 |  | 0.395 | 9 | 114 | 33 |  | Fixed | Roof
NJADRE1553735010 | Administratively Determined Incentive Program | Woodbridge Township | 7077 | 11 | 17.78 | Residential | Behind the Meter | Yes | Net Metered Residential | Freedom Forever New Jersey LLC | None | PSE&G | Accepted | 2023-05-15 | 2023-06-05 | 2024-06-05 | Solar Panels | Hanwha | Q.PEAK DUO L-G5.2 395 |  | 0.395 | 12 | 294 | 33 |  | Fixed | Roof
NJADRE1553735010 | Administratively Determined Incentive Program | Woodbridge Township | 7077 | 11 | 17.78 | Residential | Behind the Meter | Yes | Net Metered Residential | Freedom Forever New Jersey LLC | None | PSE&G | Accepted | 2023-05-15 | 2023-06-05 | 2024-06-05 | Solar Panels | Hanwha | Q.PEAK DUO L-G5.2 395 |  | 0.395 | 12 | 114 | 53 |  | Fixed | Roof
NJADRE1553735010 | Administratively Determined Incentive Program | Woodbridge Township | 7077 | 11 | 17.78 | Residential | Behind the Meter | Yes | Net Metered Residential | Freedom Forever New Jersey LLC | None | PSE&G | Accepted | 2023-05-15 | 2023-06-05 | 2024-06-05 | Solar Panels | Hanwha | Q.PEAK DUO L-G5.2 395 |  | 0.395 | 12 | 294 | 53 |  | Fixed | Roof
NJADRE1553735050 | Administratively Determined Incentive Program | Atlantic City | 8401 | 19 | 3.28 | Residential | Behind the Meter | Yes | Net Metered Residential | Rhythm Solar LLC | None | AC Electric | Accepted | 2023-05-24 | 2023-06-12 | 2024-06-12 | Meters | Enphase | ENV-IQ-AM1-240 |  |  | 1 |  |  |  | Yes | Outdoor
NJADRE1553735050 | Administratively Determined Incentive Program | Atlantic City | 8401 | 19 | 3.28 | Residential | Behind the Meter | Yes | Net Metered Residential | Rhythm Solar LLC | None | AC Electric | Accepted | 2023-05-24 | 2023-06-12 | 2024-06-12 | Inverters | Enphase | IQ8PLUS-72-2-US | 298 |  | 2 |  |  | 0.976 |  | Outside | Under each pv panel
NJADRE1553735050 | Administratively Determined Incentive Program | Atlantic City | 8401 | 19 | 3.28 | Residential | Behind the Meter | Yes | Net Metered Residential | Rhythm Solar LLC | None | AC Electric | Accepted | 2023-05-24 | 2023-06-12 | 2024-06-12 | Inverters | Enphase | IQ8PLUS-72-2-US | 298 |  | 2 |  |  | 0.976 |  | Outside | Under each pv panel
NJADRE1553735050 | Administratively Determined Incentive Program | Atlantic City | 8401 | 19 | 3.28 | Residential | Behind the Meter | Yes | Net Metered Residential | Rhythm Solar LLC | None | AC Electric | Accepted | 2023-05-24 | 2023-06-12 | 2024-06-12 | Inverters | Enphase | IQ8PLUS-72-2-US | 298 |  | 2 |  |  | 0.976 |  | Outside | Under each pv panel
NJADRE1553735050 | Administratively Determined Incentive Program | Atlantic City | 8401 | 19 | 3.28 | Residential | Behind the Meter | Yes | Net Metered Residential | Rhythm Solar LLC | None | AC Electric | Accepted | 2023-05-24 | 2023-06-12 | 2024-06-12 | Inverters | Enphase | IQ8PLUS-72-2-US | 298 |  | 1 |  |  | 0.976 |  | Outside | Under each pv panel
NJADRE1553735050 | Administratively Determined Incentive Program | Atlantic City | 8401 | 19 | 3.28 | Residential | Behind the Meter | Yes | Net Metered Residential | Rhythm Solar LLC | None | AC Electric | Accepted | 2023-05-24 | 2023-06-12 | 2024-06-12 | Inverters | Enphase | IQ8PLUS-72-2-US | 298 |  | 1 |  |  | 0.976 |  | Outside | Under each pv panel
NJADRE1553735050 | Administratively Determined Incentive Program | Atlantic City | 8401 | 19 | 3.28 | Residential | Behind the Meter | Yes | Net Metered Residential | Rhythm Solar LLC | None | AC Electric | Accepted | 2023-05-24 | 2023-06-12 | 2024-06-12 | Solar Panels | ZNShine | ZXM7-SH108 410W |  | 0.41 | 2 | 110 | 30 |  | Fixed | Roof
NJADRE1553735050 | Administratively Determined Incentive Program | Atlantic City | 8401 | 19 | 3.28 | Residential | Behind the Meter | Yes | Net Metered Residential | Rhythm Solar LLC | None | AC Electric | Accepted | 2023-05-24 | 2023-06-12 | 2024-06-12 | Solar Panels | ZNShine | ZXM7-SH108 410W |  | 0.41 | 2 | 110 | 29 |  | Fixed | Roof
NJADRE1553735050 | Administratively Determined Incentive Program | Atlantic City | 8401 | 19 | 3.28 | Residential | Behind the Meter | Yes | Net Metered Residential | Rhythm Solar LLC | None | AC Electric | Accepted | 2023-05-24 | 2023-06-12 | 2024-06-12 | Solar Panels | ZNShine | ZXM7-SH108 410W |  | 0.41 | 2 | 290 | 31 |  | Fixed | Roof
NJADRE1553735050 | Administratively Determined Incentive Program | Atlantic City | 8401 | 19 | 3.28 | Residential | Behind the Meter | Yes | Net Metered Residential | Rhythm Solar LLC | None | AC Electric | Accepted | 2023-05-24 | 2023-06-12 | 2024-06-12 | Solar Panels | ZNShine | ZXM7-SH108 410W |  | 0.41 | 1 | 200 | 31 |  | Fixed | Roof
NJADRE1553735050 | Administratively Determined Incentive Program | Atlantic City | 8401 | 19 | 3.28 | Residential | Behind the Meter | Yes | Net Metered Residential | Rhythm Solar LLC | None | AC Electric | Accepted | 2023-05-24 | 2023-06-12 | 2024-06-12 | Solar Panels | ZNShine | ZXM7-SH108 410W |  | 0.41 | 1 | 20 | 27 |  | Fixed | Roof
NJADRE1553735084 | Administratively Determined Incentive Program | Burlington | 8016 | 13 | 10.59 | Residential | Behind the Meter | Yes | Net Metered Residential | Pro Custom Solar dba Momentum Solar | None | PSE&G | Accepted | 2023-05-15 | 2023-06-05 | 2024-06-05 | Solar Panels | hanwha | Â Q. PEAK DUO BLK-G10+365 |  | 0.365 | 15 | 181 | 25 |  | Fixed | Roof
NJADRE1553735084 | Administratively Determined Incentive Program | Burlington | 8016 | 13 | 10.59 | Residential | Behind the Meter | Yes | Net Metered Residential | Pro Custom Solar dba Momentum Solar | None | PSE&G | Accepted | 2023-05-15 | 2023-06-05 | 2024-06-05 | Solar Panels | hanwha | Â Q. PEAK DUO BLK-G10+365 |  | 0.365 | 14 | 1 | 24 |  | Fixed | Roof
NJADRE1553735084 | Administratively Determined Incentive Program | Burlington | 8016 | 13 | 10.59 | Residential | Behind the Meter | Yes | Net Metered Residential | Pro Custom Solar dba Momentum Solar | None | PSE&G | Accepted | 2023-05-15 | 2023-06-05 | 2024-06-05 | Inverters | enphase | IQ8PLUS-72-2-US | 290 |  | 29 |  |  | 0.97 |  | Outdoor
NJADRE1553735108 | Administratively Determined Incentive Program | Woodbine | 8270 | 21 | 5.18 | Residential | Behind the Meter | Yes | Net Metered Residential | Vision Solar LLC | None | AC Electric | Accepted | 2023-05-15 | 2023-06-06 | 2024-06-06 | Inverters | Solaredge | SE3800H-USRGM | 4 |  | 1 |  |  | 0.97 |  | Outdoor | side of house
NJADRE1553735108 | Administratively Determined Incentive Program | Woodbine | 8270 | 21 | 5.18 | Residential | Behind the Meter | Yes | Net Metered Residential | Vision Solar LLC | None | AC Electric | Accepted | 2023-05-15 | 2023-06-06 | 2024-06-06 | Solar Panels | Znshine | ZXM6-NH120-370/M |  | 0.37 | 8 | 128 | 39 |  | Fixed | Roof
NJADRE1553735108 | Administratively Determined Incentive Program | Woodbine | 8270 | 21 | 5.18 | Residential | Behind the Meter | Yes | Net Metered Residential | Vision Solar LLC | None | AC Electric | Accepted | 2023-05-15 | 2023-06-06 | 2024-06-06 | Solar Panels | Znshine | ZXM6-NH120-370/M |  | 0.37 | 2 | 305 | 39 |  | Fixed | Roof
NJADRE1553735108 | Administratively Determined Incentive Program | Woodbine | 8270 | 21 | 5.18 | Residential | Behind the Meter | Yes | Net Metered Residential | Vision Solar LLC | None | AC Electric | Accepted | 2023-05-15 | 2023-06-06 | 2024-06-06 | Solar Panels | Znshine | ZXM6-NH120-370/M |  | 0.37 | 2 | 35 | 43 |  | Fixed | Roof
NJADRE1553735108 | Administratively Determined Incentive Program | Woodbine | 8270 | 21 | 5.18 | Residential | Behind the Meter | Yes | Net Metered Residential | Vision Solar LLC | None | AC Electric | Accepted | 2023-05-15 | 2023-06-06 | 2024-06-06 | Solar Panels | Znshine | ZXM6-NH120-370/M |  | 0.37 | 2 | 215 | 43 |  | Fixed | Roof
NJADRE1553735129 | Administratively Determined Incentive Program | Elmwood Park | 7407 | 7 | 6.21 | Residential | Behind the Meter | Yes | Net Metered Residential | Pro Custom Solar dba Momentum Solar | None | PSE&G | Accepted | 2023-05-15 | 2023-06-05 | 2024-06-05 | Solar Panels | hanwha | Â Q. PEAK DUO BLK-G10+365 |  | 0.365 | 7 | 160 | 44 |  | Fixed | Roof
NJADRE1553735129 | Administratively Determined Incentive Program | Elmwood Park | 7407 | 7 | 6.21 | Residential | Behind the Meter | Yes | Net Metered Residential | Pro Custom Solar dba Momentum Solar | None | PSE&G | Accepted | 2023-05-15 | 2023-06-05 | 2024-06-05 | Solar Panels | hanwha | Â Q. PEAK DUO BLK-G10+365 |  | 0.365 | 10 | 160 | 13 |  | Fixed | Roof
NJADRE1553735129 | Administratively Determined Incentive Program | Elmwood Park | 7407 | 7 | 6.21 | Residential | Behind the Meter | Yes | Net Metered Residential | Pro Custom Solar dba Momentum Solar | None | PSE&G | Accepted | 2023-05-15 | 2023-06-05 | 2024-06-05 | Inverters | enphase | IQ8PLUS-72-2-US | 290 |  | 17 |  |  | 0.97 |  | Outdoor
NJADRE1553735139 | Administratively Determined Incentive Program | West Orange | 7052 | 9 | 4.07 | Residential | Behind the Meter | No | Net Metered Residential | Vision Solar LLC | None | PSE&G | Accepted | 2023-05-15 | 2023-06-05 | 2024-06-05 | Inverters | SolarEdge | SE3800H-USRGM | 3800 |  | 1 |  |  | 0.97 |  | Outdoor | SIDE OF HOUSE
NJADRE1553735139 | Administratively Determined Incentive Program | West Orange | 7052 | 9 | 4.07 | Residential | Behind the Meter | No | Net Metered Residential | Vision Solar LLC | None | PSE&G | Accepted | 2023-05-15 | 2023-06-05 | 2024-06-05 | Solar Panels | ZNSHINE SOLAR | ZXM6-NH120-370/M |  | 0.37 | 11 | 229 | 47 |  | Fixed | Roof
NJADRE1553735202 | Administratively Determined Incentive Program | Layton | 7851 | 1 | 13.32 | Residential | Behind the Meter | No | Net Metered Residential | Vision Solar LLC | None | JCP&L | Accepted | 2023-05-15 | 2023-06-05 | 2024-06-05 | Inverters | Solaredge | SE11400H-USRGM | 11400 |  | 1 |  |  | 0.97 |  | Outdoor | side of house
NJADRE1553735202 | Administratively Determined Incentive Program | Layton | 7851 | 1 | 13.32 | Residential | Behind the Meter | No | Net Metered Residential | Vision Solar LLC | None | JCP&L | Accepted | 2023-05-15 | 2023-06-05 | 2024-06-05 | Solar Panels | Znshine | ZXM6-NH120-370/M |  | 0.37 | 13 | 185 | 14 |  | Fixed | Roof
NJADRE1553735202 | Administratively Determined Incentive Program | Layton | 7851 | 1 | 13.32 | Residential | Behind the Meter | No | Net Metered Residential | Vision Solar LLC | None | JCP&L | Accepted | 2023-05-15 | 2023-06-05 | 2024-06-05 | Solar Panels | Znshine | ZXM6-NH120-370/M |  | 0.37 | 18 | 276 | 20 |  | Fixed | Roof
NJADRE1553735202 | Administratively Determined Incentive Program | Layton | 7851 | 1 | 13.32 | Residential | Behind the Meter | No | Net Metered Residential | Vision Solar LLC | None | JCP&L | Accepted | 2023-05-15 | 2023-06-05 | 2024-06-05 | Solar Panels | Znshine | ZXM6-NH120-370/M |  | 0.37 | 5 | 96 | 20 |  | Fixed | Roof
NJADRE1553735227 | Administratively Determined Incentive Program | Bellmawr Boro | 8031 | 14 | 6.63 | Residential | Behind the Meter | Yes | Net Metered Residential | Sunrun Installation Services, Inc. | None | PSE&G | Accepted | 2023-05-15 | 2023-06-05 | 2024-06-05 | Inverters | SOLAREDGE TECHNOLOGIES | SE6000H-USSN | 6000 |  | 1 |  |  | 0.99 |  | Outdoor | next to meter
NJADRE1553735227 | Administratively Determined Incentive Program | Bellmawr Boro | 8031 | 14 | 6.63 | Residential | Behind the Meter | Yes | Net Metered Residential | Sunrun Installation Services, Inc. | None | PSE&G | Accepted | 2023-05-15 | 2023-06-05 | 2024-06-05 | Solar Panels | TRINA SOLAR | TSM-390DE09C.07 |  | 0.39 | 10 | 206 | 16 |  | Fixed | Roof
NJADRE1553735227 | Administratively Determined Incentive Program | Bellmawr Boro | 8031 | 14 | 6.63 | Residential | Behind the Meter | Yes | Net Metered Residential | Sunrun Installation Services, Inc. | None | PSE&G | Accepted | 2023-05-15 | 2023-06-05 | 2024-06-05 | Solar Panels | TRINA SOLAR | TSM-390DE09C.07 |  | 0.39 | 7 | 26 | 17 |  | Fixed | Roof
NJADRE1553735277 | Administratively Determined Incentive Program | Brooklawn | 8030 | 14 | 5.93 | Residential | Behind the Meter | Yes | Net Metered Residential | Big Wave Roofing and Solar LLC | None | PSE&G | Accepted | 2023-05-15 | 2023-06-05 | 2024-06-05 | Solar Panels | JA Solar | JAM54S31-395/MR |  | 0.395 | 10 | 258 | 40 |  | Fixed | Roof
NJADRE1553735277 | Administratively Determined Incentive Program | Brooklawn | 8030 | 14 | 5.93 | Residential | Behind the Meter | Yes | Net Metered Residential | Big Wave Roofing and Solar LLC | None | PSE&G | Accepted | 2023-05-15 | 2023-06-05 | 2024-06-05 | Solar Panels | JA Solar | JAM54S31-395/MR |  | 0.395 | 1 | 168 | 40 |  | Fixed | Roof
NJADRE1553735277 | Administratively Determined Incentive Program | Brooklawn | 8030 | 14 | 5.93 | Residential | Behind the Meter | Yes | Net Metered Residential | Big Wave Roofing and Solar LLC | None | PSE&G | Accepted | 2023-05-15 | 2023-06-05 | 2024-06-05 | Solar Panels | JA SOLAR | JAM54S31-395/MR |  | 0.395 | 4 | 348 | 40 |  | Fixed | Roof
NJADRE1553735277 | Administratively Determined Incentive Program | Brooklawn | 8030 | 14 | 5.93 | Residential | Behind the Meter | Yes | Net Metered Residential | Big Wave Roofing and Solar LLC | None | PSE&G | Accepted | 2023-05-15 | 2023-06-05 | 2024-06-05 | Inverters | Enphase | IQ7PLUS-72-2-US | 290 |  | 15 |  |  | 0.98 |  | Outdoor
NJADRE1553735320 | Administratively Determined Incentive Program | Pemberton | 8068 | 13 | 13.04 | Residential | Behind the Meter | Yes | Net Metered Residential | Sunrun Installation Services, Inc. | None | JCP&L | Accepted | 2023-05-15 | 2023-06-05 | 2024-06-05 | Inverters | SOLAREDGE TECHNOLOGIES | SE10000H-USSN | 10000 |  | 1 |  |  | 0.99 |  | Outdoor | next to meter
NJADRE1553735320 | Administratively Determined Incentive Program | Pemberton | 8068 | 13 | 13.04 | Residential | Behind the Meter | Yes | Net Metered Residential | Sunrun Installation Services, Inc. | None | JCP&L | Accepted | 2023-05-15 | 2023-06-05 | 2024-06-05 | Solar Panels | TRINA SOLAR | TSM-395DE09C.07 |  | 0.395 | 17 | 133 | 26 |  | Fixed | Roof
NJADRE1553735320 | Administratively Determined Incentive Program | Pemberton | 8068 | 13 | 13.04 | Residential | Behind the Meter | Yes | Net Metered Residential | Sunrun Installation Services, Inc. | None | JCP&L | Accepted | 2023-05-15 | 2023-06-05 | 2024-06-05 | Solar Panels | TRINA SOLAR | TSM-395DE09C.07 |  | 0.395 | 16 | 313 | 26 |  | Fixed | Roof
NJADRE1553735324 | Administratively Determined Incentive Program | Paterson | 7524 | 6 | 3.9 | Residential | Behind the Meter | Yes | Net Metered Residential | Sunrun Installation Services, Inc. | None | PSE&G | Accepted | 2023-05-15 | 2023-06-15 | 2024-06-15 | Inverters | SolarEdge Technologies | SE3800H-USMN | 3800 |  | 1 |  |  | 0.99 |  | Outdoor | Next To Meter
NJADRE1553735324 | Administratively Determined Incentive Program | Paterson | 7524 | 6 | 3.9 | Residential | Behind the Meter | Yes | Net Metered Residential | Sunrun Installation Services, Inc. | None | PSE&G | Accepted | 2023-05-15 | 2023-06-15 | 2024-06-15 | Solar Panels | Trina Solar | TSM-390DE09C.07 |  | 0.39 | 10 | 103 | 6 |  | Fixed | Roof
NJADRE1553735331 | Administratively Determined Incentive Program | Upper Saddle Rv | 7458 | 7 | 13.26 | Residential | Behind the Meter | No | Net Metered Residential | Sunrun Installation Services, Inc. | None | Orange Rockland Electric | Accepted | 2023-05-15 | 2023-06-05 | 2024-06-05 | Inverters | SolarEdge Technologies | SE10000H-USSN | 10000 |  | 1 |  |  | 0.96 |  | Outdoor | Next To Meter
NJADRE1553735331 | Administratively Determined Incentive Program | Upper Saddle Rv | 7458 | 7 | 13.26 | Residential | Behind the Meter | No | Net Metered Residential | Sunrun Installation Services, Inc. | None | Orange Rockland Electric | Accepted | 2023-05-15 | 2023-06-05 | 2024-06-05 | Solar Panels | Trina Solar | TSM-390DE09C.07 |  | 0.39 | 6 | 108 | 23 |  | Fixed | Roof
NJADRE1553735331 | Administratively Determined Incentive Program | Upper Saddle Rv | 7458 | 7 | 13.26 | Residential | Behind the Meter | No | Net Metered Residential | Sunrun Installation Services, Inc. | None | Orange Rockland Electric | Accepted | 2023-05-15 | 2023-06-05 | 2024-06-05 | Solar Panels | Trina Solar | TSM-390DE09C.07 |  | 0.39 | 28 | 198 | 22 |  | Fixed | Roof
NJADRE1553735716 | Administratively Determined Incentive Program | Englishtown | 7726 | 17 | 3.27 | Residential | Behind the Meter | No | Net Metered Residential | Tesla Energy Operations Inc | None | JCP&L | Accepted | 2023-05-15 | 2023-05-24 | 2024-05-24 | Inverters | Tesla | 3.8 kW Tesla Inc 1534000-00-F (240V) | 3800 |  | 1 |  |  | 0.981 |  | Outdoor
NJADRE1553735716 | Administratively Determined Incentive Program | Englishtown | 7726 | 17 | 3.27 | Residential | Behind the Meter | No | Net Metered Residential | Tesla Energy Operations Inc | None | JCP&L | Accepted | 2023-05-15 | 2023-05-24 | 2024-05-24 | Meters | Tesla | 3.8 kW Tesla Inc 1534000-00-F (240V) |  |  | 1 |  |  |  | Yes | Outdoor
NJADRE1553735716 | Administratively Determined Incentive Program | Englishtown | 7726 | 17 | 3.27 | Residential | Behind the Meter | No | Net Metered Residential | Tesla Energy Operations Inc | None | JCP&L | Accepted | 2023-05-15 | 2023-05-24 | 2024-05-24 | Solar Panels | Tesla | SR60T1 |  | 0.05847 | 56 | 236 | 10 |  | Fixed | Roof
NJADRE1553735752 | Administratively Determined Incentive Program | JERSEY CITY | 7305 | 8 | 3.56 | Residential | Behind the Meter | Yes | Net Metered Residential | Sunrun Installation Services, Inc. | None | PSE&G | Accepted | 2023-05-15 | 2023-06-06 | 2024-06-06 | Inverters | SolarEdge Technologies | SE3800H-USMN | 3800 |  | 1 |  |  | 0.99 |  | Outdoor | Next To Meter
NJADRE1553735752 | Administratively Determined Incentive Program | JERSEY CITY | 7305 | 8 | 3.56 | Residential | Behind the Meter | Yes | Net Metered Residential | Sunrun Installation Services, Inc. | None | PSE&G | Accepted | 2023-05-15 | 2023-06-06 | 2024-06-06 | Solar Panels | Trina Solar | TSM-395DE09C.07 |  | 0.395 | 9 | 135 | 29 |  | Fixed | Roof
NJADRE1553738485 | Administratively Determined Incentive Program | MANCHESTER | 8759 | 18 | 8.3 | Residential | Behind the Meter | No | Net Metered Residential | Powerlutions | None | JCP&L | Accepted | 2023-05-23 | 2023-06-09 | 2024-06-09 | Solar Panels | trina | TSM-395DE09C.07 |  | 0.395 | 21 | 92 | 20 |  | Fixed | Roof
NJADRE1553738485 | Administratively Determined Incentive Program | MANCHESTER | 8759 | 18 | 8.3 | Residential | Behind the Meter | No | Net Metered Residential | Powerlutions | None | JCP&L | Accepted | 2023-05-23 | 2023-06-09 | 2024-06-09 | Inverters | enphase | IQ7PLUS-72-2-US | 290 |  | 21 |  |  | 0.97 |  | Outdoor
NJADRE1553738580 | Administratively Determined Incentive Program | Newark | 7104 | 9 | 2.92 | Residential | Behind the Meter | Yes | Net Metered Residential | Pro Custom Solar dba Momentum Solar | None | PSE&G | Accepted | 2023-05-16 | 2023-06-06 | 2024-06-06 | Solar Panels | hanwha | Â Q. PEAK DUO BLK-G10+365 |  | 0.365 | 8 | 63 | 6 |  | Fixed | Roof
NJADRE1553738580 | Administratively Determined Incentive Program | Newark | 7104 | 9 | 2.92 | Residential | Behind the Meter | Yes | Net Metered Residential | Pro Custom Solar dba Momentum Solar | None | PSE&G | Accepted | 2023-05-16 | 2023-06-06 | 2024-06-06 | Inverters | enphase | IQ8PLUS-72-2-US | 290 |  | 8 |  |  | 0.97 |  | Outdoor
NJADRE1553738589 | Administratively Determined Incentive Program | FRANKLIN TWP SOM | 8873 | 5 | 12 | Residential | Behind the Meter | Yes | Net Metered Residential | Tesla Energy Operations Inc | None | PSE&G | Accepted | 2023-05-16 | 2023-06-06 | 2024-06-06 | Solar Panels | Tesla | T400H |  | 0.4 | 18 | 60 | 18 |  | Fixed | Roof
NJADRE1553738589 | Administratively Determined Incentive Program | FRANKLIN TWP SOM | 8873 | 5 | 12 | Residential | Behind the Meter | Yes | Net Metered Residential | Tesla Energy Operations Inc | None | PSE&G | Accepted | 2023-05-16 | 2023-06-06 | 2024-06-06 | Solar Panels | Tessla | T400H |  | 0.4 | 12 | 240 | 20 |  | Fixed | Roof
NJADRE1553738589 | Administratively Determined Incentive Program | FRANKLIN TWP SOM | 8873 | 5 | 12 | Residential | Behind the Meter | Yes | Net Metered Residential | Tesla Energy Operations Inc | None | PSE&G | Accepted | 2023-05-16 | 2023-06-06 | 2024-06-06 | Inverters | Tesla | 7.6 kW Tesla Inc 1538000-00-F | 7600 |  | 1 |  |  | 0.98 |  | Outdoor
NJADRE1553738589 | Administratively Determined Incentive Program | FRANKLIN TWP SOM | 8873 | 5 | 12 | Residential | Behind the Meter | Yes | Net Metered Residential | Tesla Energy Operations Inc | None | PSE&G | Accepted | 2023-05-16 | 2023-06-06 | 2024-06-06 | Inverters | Tesla | 3.8 kW Tesla Inc 1534000-00-F | 3800 |  | 1 |  |  | 0.975 |  | Outdoor
NJADRE1553738643 | Administratively Determined Incentive Program | Blackwood | 8012 | 14 | 9.49 | Residential | Behind the Meter | Yes | Net Metered Residential | Pro Custom Solar dba Momentum Solar | None | PSE&G | Accepted | 2023-05-16 | 2023-06-06 | 2024-06-06 | Inverters | enphase | IQ8PLUS-72-2-US | 290 |  | 26 |  |  | 0.97 |  | Outside
NJADRE1553738643 | Administratively Determined Incentive Program | Blackwood | 8012 | 14 | 9.49 | Residential | Behind the Meter | Yes | Net Metered Residential | Pro Custom Solar dba Momentum Solar | None | PSE&G | Accepted | 2023-05-16 | 2023-06-06 | 2024-06-06 | Solar Panels | hanwha | q.peak duo blk-g10+365 |  | 0.365 | 12 | 168 | 27 |  | Fixed | Roof
NJADRE1553738643 | Administratively Determined Incentive Program | Blackwood | 8012 | 14 | 9.49 | Residential | Behind the Meter | Yes | Net Metered Residential | Pro Custom Solar dba Momentum Solar | None | PSE&G | Accepted | 2023-05-16 | 2023-06-06 | 2024-06-06 | Solar Panels | hanwha | q.peak duo blk-g10+365 |  | 0.365 | 14 | 78 | 26 |  | Fixed | Roof
NJADRE1553738680 | Administratively Determined Incentive Program | Willingboro | 8046 | 13 | 8.3 | Residential | Behind the Meter | Yes | Net Metered Residential | SunnyMac LLC | None | PSE&G | Accepted | 2023-05-16 | 2023-05-24 | 2024-05-24 | Solar Panels | JASOLAR | JAM54S31-395/MR MODULES |  | 0.395 | 21 | 164 | 18 |  | Fixed | Roof
NJADRE1553738680 | Administratively Determined Incentive Program | Willingboro | 8046 | 13 | 8.3 | Residential | Behind the Meter | Yes | Net Metered Residential | SunnyMac LLC | None | PSE&G | Accepted | 2023-05-16 | 2023-05-24 | 2024-05-24 | Inverters | Solaredge | SE7600H-US | 7600 |  | 1 |  |  | 0.99 |  | Outdoor | next to meter
NJADRE1553738713 | Administratively Determined Incentive Program | MEDFORD | 8055 | 13 | 16.59 | Residential | Behind the Meter | Yes | Net Metered Residential | Freedom Forever New Jersey LLC | None | AC Electric | Accepted | 2023-05-16 | 2023-06-06 | 2024-06-06 | Inverters | Solar Edge | SE11400H-USRGM | 11400 |  | 1 |  |  | 0.99 |  | Outdoor
NJADRE1553738713 | Administratively Determined Incentive Program | MEDFORD | 8055 | 13 | 16.59 | Residential | Behind the Meter | Yes | Net Metered Residential | Freedom Forever New Jersey LLC | None | AC Electric | Accepted | 2023-05-16 | 2023-06-06 | 2024-06-06 | Solar Panels | Canadian Solar | CS3N-395M |  | 0.395 | 3 | 17 | 22 |  | Fixed | Roof
NJADRE1553738713 | Administratively Determined Incentive Program | MEDFORD | 8055 | 13 | 16.59 | Residential | Behind the Meter | Yes | Net Metered Residential | Freedom Forever New Jersey LLC | None | AC Electric | Accepted | 2023-05-16 | 2023-06-06 | 2024-06-06 | Solar Panels | Canadian Solar | CS3N-395M |  | 0.395 | 16 | 17 | 22 |  | Fixed | Roof
NJADRE1553738713 | Administratively Determined Incentive Program | MEDFORD | 8055 | 13 | 16.59 | Residential | Behind the Meter | Yes | Net Metered Residential | Freedom Forever New Jersey LLC | None | AC Electric | Accepted | 2023-05-16 | 2023-06-06 | 2024-06-06 | Solar Panels | Canadian Solar | CS3N-395M |  | 0.395 | 15 | 197 | 18 |  | Fixed | Roof
NJADRE1553738713 | Administratively Determined Incentive Program | MEDFORD | 8055 | 13 | 16.59 | Residential | Behind the Meter | Yes | Net Metered Residential | Freedom Forever New Jersey LLC | None | AC Electric | Accepted | 2023-05-16 | 2023-06-06 | 2024-06-06 | Solar Panels | Canadian Solar | CS3N-395M |  | 0.395 | 8 | 197 | 18 |  | Fixed | Roof
NJADRE1553738766 | Administratively Determined Incentive Program | Union TWP UNI | 7083 | 10 | 9.88 | Residential | Behind the Meter | Yes | Net Metered Residential | Sunrun Installation Services, Inc. | None | PSE&G | Accepted | 2023-05-16 | 2023-06-06 | 2024-06-06 | Inverters | SOLAREDGE TECHNOLOGIES | SE7600H-USSN | 7600 |  | 1 |  |  | 0.99 |  | Outdoor | Next To Meter
NJADRE1553738766 | Administratively Determined Incentive Program | Union TWP UNI | 7083 | 10 | 9.88 | Residential | Behind the Meter | Yes | Net Metered Residential | Sunrun Installation Services, Inc. | None | PSE&G | Accepted | 2023-05-16 | 2023-06-06 | 2024-06-06 | Solar Panels | TRINA SOLAR | TSM-395DE09C.07 |  | 0.395 | 10 | 213 | 15 |  | Fixed | Roof
NJADRE1553738766 | Administratively Determined Incentive Program | Union TWP UNI | 7083 | 10 | 9.88 | Residential | Behind the Meter | Yes | Net Metered Residential | Sunrun Installation Services, Inc. | None | PSE&G | Accepted | 2023-05-16 | 2023-06-06 | 2024-06-06 | Solar Panels | TRINA SOLAR | TSM-395DE09C.07 |  | 0.395 | 15 | 33 | 26 |  | Fixed | Roof
NJADRE1553738780 | Administratively Determined Incentive Program | West Milford | 7480 | 6 | 13.69 | Residential | Behind the Meter | No | Net Metered Residential | Vision Solar LLC | None | Orange Rockland Electric | Accepted | 2023-05-16 | 2023-06-06 | 2024-06-06 | Inverters | SolarEdge | se11400H-USRGM | 11400 |  | 1 |  |  | 0.97 |  | Outdoor | SIDE OF HOUSE
NJADRE1553738780 | Administratively Determined Incentive Program | West Milford | 7480 | 6 | 13.69 | Residential | Behind the Meter | No | Net Metered Residential | Vision Solar LLC | None | Orange Rockland Electric | Accepted | 2023-05-16 | 2023-06-06 | 2024-06-06 | Solar Panels | ZNSHINE SOLAR | ZXM6-NH120-37/M |  | 0.37 | 5 | 344 | 25 |  | Fixed | Roof
NJADRE1553738780 | Administratively Determined Incentive Program | West Milford | 7480 | 6 | 13.69 | Residential | Behind the Meter | No | Net Metered Residential | Vision Solar LLC | None | Orange Rockland Electric | Accepted | 2023-05-16 | 2023-06-06 | 2024-06-06 | Solar Panels | ZNSHINE SOLAR | ZXM6-NH120-37/M |  | 0.37 | 11 | 254 | 25 |  | Fixed | Roof
NJADRE1553738780 | Administratively Determined Incentive Program | West Milford | 7480 | 6 | 13.69 | Residential | Behind the Meter | No | Net Metered Residential | Vision Solar LLC | None | Orange Rockland Electric | Accepted | 2023-05-16 | 2023-06-06 | 2024-06-06 | Solar Panels | ZNSHINE SOLAR | ZXM6-NH120-37/M |  | 0.37 | 18 | 164 | 27 |  | Fixed | Roof
NJADRE1553738780 | Administratively Determined Incentive Program | West Milford | 7480 | 6 | 13.69 | Residential | Behind the Meter | No | Net Metered Residential | Vision Solar LLC | None | Orange Rockland Electric | Accepted | 2023-05-16 | 2023-06-06 | 2024-06-06 | Solar Panels | ZNSHINE SOLAR | ZXM6-NH120-37/M |  | 0.37 | 3 | 164 | 25 |  | Fixed | Roof
NJADRE1553738792 | Administratively Determined Incentive Program | EAST ORANGE | 7017 | 9 | 8.4 | Residential | Behind the Meter | Yes | Net Metered Residential | Freedom Forever New Jersey LLC | None | PSE&G | Accepted | 2023-05-16 | 2023-06-06 | 2024-06-06 | Inverters | Solar Edge | SE6000H-USRGM | 6000 |  | 1 |  |  | 0.99 |  | Outdoor
NJADRE1553738792 | Administratively Determined Incentive Program | EAST ORANGE | 7017 | 9 | 8.4 | Residential | Behind the Meter | Yes | Net Metered Residential | Freedom Forever New Jersey LLC | None | PSE&G | Accepted | 2023-05-16 | 2023-06-06 | 2024-06-06 | Solar Panels | Freedom Forever | FF-MP-BBB-400 |  | 0.4 | 7 | 202 | 42 |  | Fixed | Roof
NJADRE1553738792 | Administratively Determined Incentive Program | EAST ORANGE | 7017 | 9 | 8.4 | Residential | Behind the Meter | Yes | Net Metered Residential | Freedom Forever New Jersey LLC | None | PSE&G | Accepted | 2023-05-16 | 2023-06-06 | 2024-06-06 | Solar Panels | Freedom Forever | FF-MP-BBB-400 |  | 0.4 | 14 | 112 | 42 |  | Fixed | Roof
NJADRE1553738865 | Administratively Determined Incentive Program | WOODBURY HEIGHTS | 8097 | 15 | 8.76 | Residential | Behind the Meter | Yes | Net Metered Residential | Pro Custom Solar dba Momentum Solar | None | PSE&G | Accepted | 2023-05-16 | 2023-06-06 | 2024-06-06 | Inverters | ENPHASE | IQ8PLUS-72-2-US | 290 |  | 24 |  |  | 0.97 |  | Outdoor
NJADRE1553738865 | Administratively Determined Incentive Program | WOODBURY HEIGHTS | 8097 | 15 | 8.76 | Residential | Behind the Meter | Yes | Net Metered Residential | Pro Custom Solar dba Momentum Solar | None | PSE&G | Accepted | 2023-05-16 | 2023-06-06 | 2024-06-06 | Solar Panels | HANWHA | q.peak duo blk-g10+365 |  | 0.365 | 11 | 176 | 30 |  | Fixed | Roof
NJADRE1553738865 | Administratively Determined Incentive Program | WOODBURY HEIGHTS | 8097 | 15 | 8.76 | Residential | Behind the Meter | Yes | Net Metered Residential | Pro Custom Solar dba Momentum Solar | None | PSE&G | Accepted | 2023-05-16 | 2023-06-06 | 2024-06-06 | Solar Panels | HANWHA | q.peak duo blk-g10+365 |  | 0.365 | 13 | 356 | 29 |  | Fixed | Roof
NJADRE1553738866 | Administratively Determined Incentive Program | NORTH BERGEN TWP | 7047 | 8 | 12.96 | Residential | Behind the Meter | No | Net Metered Residential | Fusion Solar Energy | PSEG | PSE&G | Accepted | 2023-05-16 | 2023-06-06 | 2024-06-06 | Solar Panels | PANASONI | EVPV360K |  | 0.36 | 36 | 191 | 1 |  | Fixed | Roof
NJADRE1553738866 | Administratively Determined Incentive Program | NORTH BERGEN TWP | 7047 | 8 | 12.96 | Residential | Behind the Meter | No | Net Metered Residential | Fusion Solar Energy | PSEG | PSE&G | Accepted | 2023-05-16 | 2023-06-06 | 2024-06-06 | Inverters | ENPHASE | IQ7PLUS-72-2-US | 290 |  | 36 |  |  | 0.94 |  | Outdoor
NJADRE1553739025 | Administratively Determined Incentive Program | Carteret | 7008 | 11 | 5.46 | Residential | Behind the Meter | Yes | Net Metered Residential | Sunrun Installation Services, Inc. | None | PSE&G | Accepted | 2023-05-16 | 2023-06-06 | 2024-06-06 | Inverters | SolarEdge Technologies | SE7600H-USSN | 7600 |  | 1 |  |  | 0.96 |  | Outdoor | Next To Meter
NJADRE1553739025 | Administratively Determined Incentive Program | Carteret | 7008 | 11 | 5.46 | Residential | Behind the Meter | Yes | Net Metered Residential | Sunrun Installation Services, Inc. | None | PSE&G | Accepted | 2023-05-16 | 2023-06-06 | 2024-06-06 | Solar Panels | Trina Solar | TSM-390DE09C.07 |  | 0.39 | 2 | 169 | 16 |  | Fixed | Roof
NJADRE1553739025 | Administratively Determined Incentive Program | Carteret | 7008 | 11 | 5.46 | Residential | Behind the Meter | Yes | Net Metered Residential | Sunrun Installation Services, Inc. | None | PSE&G | Accepted | 2023-05-16 | 2023-06-06 | 2024-06-06 | Solar Panels | Trina Solar | TSM-390DE09C.07 |  | 0.39 | 12 | 169 | 37 |  | Fixed | Roof
NJADRE1553739105 | Administratively Determined Incentive Program | Edison Twp | 8820 | 11 | 20.3 | Residential | Behind the Meter | No | Net Metered Residential | Tesla Energy Operations Inc | None | PSE&G | Accepted | 2023-05-16 | 2023-06-06 | 2024-06-06 | Inverters | Tesla | Powerwall+ [240V] #1850000-00-C | 7600 |  | 2 |  |  | 0.986 |  | Indoor
NJADRE1553739105 | Administratively Determined Incentive Program | Edison Twp | 8820 | 11 | 20.3 | Residential | Behind the Meter | No | Net Metered Residential | Tesla Energy Operations Inc | None | PSE&G | Accepted | 2023-05-16 | 2023-06-06 | 2024-06-06 | Meters | Tesla | Powerwall+ [240V] #1850000-00-C |  |  | 2 |  |  |  | Yes | Indoor
NJADRE1553739105 | Administratively Determined Incentive Program | Edison Twp | 8820 | 11 | 20.3 | Residential | Behind the Meter | No | Net Metered Residential | Tesla Energy Operations Inc | None | PSE&G | Accepted | 2023-05-16 | 2023-06-06 | 2024-06-06 | Solar Panels | Tesla | SR72T2 |  | 0.072 | 15 | 355 | 26 |  | Fixed | Roof
NJADRE1553739105 | Administratively Determined Incentive Program | Edison Twp | 8820 | 11 | 20.3 | Residential | Behind the Meter | No | Net Metered Residential | Tesla Energy Operations Inc | None | PSE&G | Accepted | 2023-05-16 | 2023-06-06 | 2024-06-06 | Solar Panels | Tesla | SR72T2 |  | 0.072 | 76 | 265 | 27 |  | Fixed | Roof
NJADRE1553739105 | Administratively Determined Incentive Program | Edison Twp | 8820 | 11 | 20.3 | Residential | Behind the Meter | No | Net Metered Residential | Tesla Energy Operations Inc | None | PSE&G | Accepted | 2023-05-16 | 2023-06-06 | 2024-06-06 | Solar Panels | Tesla | SR72T2 |  | 0.072 | 80 | 176 | 26 |  | Fixed | Roof
NJADRE1553739105 | Administratively Determined Incentive Program | Edison Twp | 8820 | 11 | 20.3 | Residential | Behind the Meter | No | Net Metered Residential | Tesla Energy Operations Inc | None | PSE&G | Accepted | 2023-05-16 | 2023-06-06 | 2024-06-06 | Solar Panels | Tesla | SR72T2 |  | 0.072 | 71 | 85 | 27 |  | Fixed | Roof
NJADRE1553739105 | Administratively Determined Incentive Program | Edison Twp | 8820 | 11 | 20.3 | Residential | Behind the Meter | No | Net Metered Residential | Tesla Energy Operations Inc | None | PSE&G | Accepted | 2023-05-16 | 2023-06-06 | 2024-06-06 | Solar Panels | Tesla | SR72T2 |  | 0.072 | 40 | 355 | 27 |  | Fixed | Roof
NJADRE1553739105 | Administratively Determined Incentive Program | Edison Twp | 8820 | 11 | 20.3 | Residential | Behind the Meter | No | Net Metered Residential | Tesla Energy Operations Inc | None | PSE&G | Accepted | 2023-05-16 | 2023-06-06 | 2024-06-06 | Electric Storage Battery | Tesla | Powerwall+ [240V] # 1850000-00-C 7.6 kW / 13.5 kWh |  |  | 2 |  |  |  | Lithium Ion |  | Inside
NJADRE1553739107 | Administratively Determined Incentive Program | Jersey City | 7304 | 8 | 6.57 | Residential | Behind the Meter | Yes | Net Metered Residential | Pro Custom Solar dba Momentum Solar | None | PSE&G | Accepted | 2023-05-16 | 2023-06-06 | 2024-06-06 | Inverters | enphase | IQ8PLUS-72-2-US | 290 |  | 18 |  |  | 0.97 |  | Outdoor
NJADRE1553739107 | Administratively Determined Incentive Program | Jersey City | 7304 | 8 | 6.57 | Residential | Behind the Meter | Yes | Net Metered Residential | Pro Custom Solar dba Momentum Solar | None | PSE&G | Accepted | 2023-05-16 | 2023-06-06 | 2024-06-06 | Solar Panels | hanwha | q.peak duo blk-g10+365 |  | 0.365 | 6 | 117 | 28 |  | Fixed | Roof
NJADRE1553739107 | Administratively Determined Incentive Program | Jersey City | 7304 | 8 | 6.57 | Residential | Behind the Meter | Yes | Net Metered Residential | Pro Custom Solar dba Momentum Solar | None | PSE&G | Accepted | 2023-05-16 | 2023-06-06 | 2024-06-06 | Solar Panels | hanwha | q.peak duo blk-g10+365 |  | 0.365 | 12 | 297 | 27 |  | Fixed | Roof
NJADRE1553739126 | Administratively Determined Incentive Program | Paterson City | 7514 | 6 | 6.8 | Residential | Behind the Meter | Yes | Net Metered Residential | Freedom Forever New Jersey LLC | None | PSE&G | Accepted | 2023-05-16 | 2023-06-06 | 2024-06-06 | Inverters | Solar Edge | SE5000H-USRGM | 5000 |  | 1 |  |  | 0.99 |  | Outdoor
NJADRE1553739126 | Administratively Determined Incentive Program | Paterson City | 7514 | 6 | 6.8 | Residential | Behind the Meter | Yes | Net Metered Residential | Freedom Forever New Jersey LLC | None | PSE&G | Accepted | 2023-05-16 | 2023-06-06 | 2024-06-06 | Solar Panels | Freedom Forever | FF-MP-BBB-400 |  | 0.4 | 17 | 193 | 36 |  | Fixed | Roof
NJADRE1553739207 | Administratively Determined Incentive Program | Woodbridge Township | 7001 | 11 | 4.81 | Residential | Behind the Meter | No | Net Metered Residential | Vision Solar LLC | None | PSE&G | Accepted | 2023-05-16 | 2023-06-06 | 2024-06-06 | Inverters | SolarEdge | SE3800H-USRGM | 3800 |  | 1 |  |  | 0.97 |  | Outdoor | SIDE OF HOUSE
NJADRE1553739207 | Administratively Determined Incentive Program | Woodbridge Township | 7001 | 11 | 4.81 | Residential | Behind the Meter | No | Net Metered Residential | Vision Solar LLC | None | PSE&G | Accepted | 2023-05-16 | 2023-06-06 | 2024-06-06 | Solar Panels | ZNSHINE SOLAR | ZXM6-NH120-370/M |  | 0.37 | 7 | 124 | 34 |  | Fixed | Roof
NJADRE1553739207 | Administratively Determined Incentive Program | Woodbridge Township | 7001 | 11 | 4.81 | Residential | Behind the Meter | No | Net Metered Residential | Vision Solar LLC | None | PSE&G | Accepted | 2023-05-16 | 2023-06-06 | 2024-06-06 | Solar Panels | ZNSHINE SOLAR | ZXM6-NH120-370/M |  | 0.37 | 6 | 304 | 19 |  | Fixed | Roof
NJADRE1553739226 | Administratively Determined Incentive Program | Jersey City | 7304 | 8 | 4.02 | Residential | Behind the Meter | Yes | Net Metered Residential | Pro Custom Solar dba Momentum Solar | None | PSE&G | Accepted | 2023-05-16 | 2023-06-06 | 2024-06-06 | Inverters | enphase | IQ8PLUS-72-2-US | 290 |  | 11 |  |  | 0.97 |  | Outdoor
NJADRE1553739226 | Administratively Determined Incentive Program | Jersey City | 7304 | 8 | 4.02 | Residential | Behind the Meter | Yes | Net Metered Residential | Pro Custom Solar dba Momentum Solar | None | PSE&G | Accepted | 2023-05-16 | 2023-06-06 | 2024-06-06 | Solar Panels | hanwha | q.peak duo blk-g10+365 |  | 0.365 | 6 | 117 | 28 |  | Fixed | Roof
NJADRE1553739226 | Administratively Determined Incentive Program | Jersey City | 7304 | 8 | 4.02 | Residential | Behind the Meter | Yes | Net Metered Residential | Pro Custom Solar dba Momentum Solar | None | PSE&G | Accepted | 2023-05-16 | 2023-06-06 | 2024-06-06 | Solar Panels | hanwha | q.peak duo blk-g10+365 |  | 0.365 | 5 | 297 | 27 |  | Fixed | Roof
NJADRE1553739254 | Administratively Determined Incentive Program | Atlantic City | 8401 | 19 | 960.96 | Commercial | Behind the Meter | Yes | Small Net-Metered Non-Residential located on Rooftop, Carport, Canopy and Floating Solar | Distributed Solar Operations, LLC | None | AC Electric | Accepted | 2023-05-16 | 2023-11-01 | 2024-11-01 | Inverters | Chint Power Systems | CPS SCA60KTL-DO/US-480 | 60000 |  | 12 |  |  | 0.988 |  | Outdoor
NJADRE1553739254 | Administratively Determined Incentive Program | Atlantic City | 8401 | 19 | 960.96 | Commercial | Behind the Meter | Yes | Small Net-Metered Non-Residential located on Rooftop, Carport, Canopy and Floating Solar | Distributed Solar Operations, LLC | None | AC Electric | Accepted | 2023-05-16 | 2023-11-01 | 2024-11-01 | Solar Panels | Hanwha Q Cells | Q PEAK DUO XL-G10.3 BFG 480w |  | 0.48 | 1001 | 2 | 5 |  | Fixed | Roof
NJADRE1553739254 | Administratively Determined Incentive Program | Atlantic City | 8401 | 19 | 960.96 | Commercial | Behind the Meter | Yes | Small Net-Metered Non-Residential located on Rooftop, Carport, Canopy and Floating Solar | Distributed Solar Operations, LLC | None | AC Electric | Accepted | 2023-05-16 | 2023-11-01 | 2024-11-01 | Solar Panels | Hanwha Q Cells | Q PEAK DUO XL-G10.3 BFG 480w |  | 0.48 | 1001 | 182 | 5 |  | Fixed | Roof
NJADRE1553739256 | Administratively Determined Incentive Program | EWING TOWNSHIP | 8638 | 12 | 5.85 | Residential | Behind the Meter | Yes | Net Metered Residential | Sunrun Installation Services, Inc. | None | PSE&G | Accepted | 2023-05-16 | 2023-06-06 | 2024-06-06 | Inverters | SolarEdge Technologies | SE7600H-USSN | 7600 |  | 1 |  |  | 0.99 |  | Outdoor | Next To Meter
NJADRE1553739256 | Administratively Determined Incentive Program | EWING TOWNSHIP | 8638 | 12 | 5.85 | Residential | Behind the Meter | Yes | Net Metered Residential | Sunrun Installation Services, Inc. | None | PSE&G | Accepted | 2023-05-16 | 2023-06-06 | 2024-06-06 | Solar Panels | Trina Solar | TSM-390DE09C.07 |  | 0.39 | 8 | 310 | 40 |  | Fixed | Roof
NJADRE1553739256 | Administratively Determined Incentive Program | EWING TOWNSHIP | 8638 | 12 | 5.85 | Residential | Behind the Meter | Yes | Net Metered Residential | Sunrun Installation Services, Inc. | None | PSE&G | Accepted | 2023-05-16 | 2023-06-06 | 2024-06-06 | Solar Panels | Trina Solar | TSM-390DE09C.07 |  | 0.39 | 7 | 129 | 14 |  | Fixed | Roof
NJADRE1553739289 | Administratively Determined Incentive Program | Irvington | 7111 | 9 | 3.29 | Residential | Behind the Meter | Yes | Net Metered Residential | Pro Custom Solar dba Momentum Solar | None | PSE&G | Accepted | 2023-05-16 | 2023-06-06 | 2024-06-06 | Inverters | enphase | IQ8PLUS-72-2-US | 290 |  | 9 |  |  | 0.97 |  | Outdoor
NJADRE1553739289 | Administratively Determined Incentive Program | Irvington | 7111 | 9 | 3.29 | Residential | Behind the Meter | Yes | Net Metered Residential | Pro Custom Solar dba Momentum Solar | None | PSE&G | Accepted | 2023-05-16 | 2023-06-06 | 2024-06-06 | Solar Panels | hanwha | q.peak duo blk-g10+365 |  | 0.365 | 9 | 298 | 20 |  | Fixed | Roof
NJADRE1553739305 | Administratively Determined Incentive Program | Irvington | 7111 | 9 | 5.48 | Residential | Behind the Meter | Yes | Net Metered Residential | Pro Custom Solar dba Momentum Solar | None | PSE&G | Accepted | 2023-05-16 | 2023-06-06 | 2024-06-06 | Inverters | enphase | IQ8PLUS-72-2-US | 290 |  | 15 |  |  | 0.97 |  | Outdoor
NJADRE1553739305 | Administratively Determined Incentive Program | Irvington | 7111 | 9 | 5.48 | Residential | Behind the Meter | Yes | Net Metered Residential | Pro Custom Solar dba Momentum Solar | None | PSE&G | Accepted | 2023-05-16 | 2023-06-06 | 2024-06-06 | Solar Panels | hanwha | q.peak duo blk-g10+365 |  | 0.365 | 6 | 298 | 20 |  | Fixed | Roof
NJADRE1553739305 | Administratively Determined Incentive Program | Irvington | 7111 | 9 | 5.48 | Residential | Behind the Meter | Yes | Net Metered Residential | Pro Custom Solar dba Momentum Solar | None | PSE&G | Accepted | 2023-05-16 | 2023-06-06 | 2024-06-06 | Solar Panels | hanwha | q.peak duo blk-g10+365 |  | 0.365 | 9 | 118 | 25 |  | Fixed | Roof
NJADRE1553739413 | Administratively Determined Incentive Program | Neptune City | 7753 | 17 | 4.44 | Residential | Behind the Meter | No | Net Metered Residential | Vision Solar LLC | None | JCP&L | Accepted | 2023-05-16 | 2023-06-06 | 2024-06-06 | Inverters | SolarEdge | SE3800H-USRGM | 3800 |  | 1 |  |  | 0.97 |  | Outdoor | SIDE OF HOUSE
NJADRE1553739413 | Administratively Determined Incentive Program | Neptune City | 7753 | 17 | 4.44 | Residential | Behind the Meter | No | Net Metered Residential | Vision Solar LLC | None | JCP&L | Accepted | 2023-05-16 | 2023-06-06 | 2024-06-06 | Solar Panels | ZNSHINE SOLAR | ZXM6-NH120-370/M |  | 0.37 | 12 | 311 | 22 |  | Fixed | Roof
NJADRE1553740275 | Administratively Determined Incentive Program | Gloucester City | 8030 | 14 | 5.11 | Residential | Behind the Meter | Yes | Net Metered Residential | Pro Custom Solar dba Momentum Solar | None | PSE&G | Accepted | 2023-05-16 | 2023-06-06 | 2024-06-06 | Solar Panels | hanwha | Â Q. PEAK DUO BLK-G10+365 |  | 0.365 | 9 | 273 | 42 |  | Fixed | Roof
NJADRE1553740275 | Administratively Determined Incentive Program | Gloucester City | 8030 | 14 | 5.11 | Residential | Behind the Meter | Yes | Net Metered Residential | Pro Custom Solar dba Momentum Solar | None | PSE&G | Accepted | 2023-05-16 | 2023-06-06 | 2024-06-06 | Solar Panels | hanwha | Â Q. PEAK DUO BLK-G10+365 |  | 0.365 | 5 | 93 | 43 |  | Fixed | Roof
NJADRE1553740275 | Administratively Determined Incentive Program | Gloucester City | 8030 | 14 | 5.11 | Residential | Behind the Meter | Yes | Net Metered Residential | Pro Custom Solar dba Momentum Solar | None | PSE&G | Accepted | 2023-05-16 | 2023-06-06 | 2024-06-06 | Inverters | enphase | IQ8PLUS-72-2-US | 290 |  | 14 |  |  | 0.97 |  | Outdoor
NJADRE1553740304 | Administratively Determined Incentive Program | Hillsborough | 8844 | 5 | 5.11 | Residential | Behind the Meter | Yes | Net Metered Residential | Pro Custom Solar dba Momentum Solar | None | PSE&G | Accepted | 2023-05-16 | 2023-06-06 | 2024-06-06 | Inverters | enphase | IQ8PLUS-72-2-US | 290 |  | 14 |  |  | 0.97 |  | Outdoor
NJADRE1553740304 | Administratively Determined Incentive Program | Hillsborough | 8844 | 5 | 5.11 | Residential | Behind the Meter | Yes | Net Metered Residential | Pro Custom Solar dba Momentum Solar | None | PSE&G | Accepted | 2023-05-16 | 2023-06-06 | 2024-06-06 | Solar Panels | hanwha | q.peak duo blk-g10+365 |  | 0.365 | 14 | 173 | 34 |  | Fixed | Roof
NJADRE1553740357 | Administratively Determined Incentive Program | DUNELLEN BORO | 8812 | 11 | 6.4 | Residential | Behind the Meter | Yes | Net Metered Residential | Freedom Forever New Jersey LLC | None | PSE&G | Accepted | 2023-05-16 | 2023-05-24 | 2024-05-24 | Inverters | Solar Edge | SE5000H-USRGM | 5000 |  | 1 |  |  | 0.99 |  | Outdoor
NJADRE1553740357 | Administratively Determined Incentive Program | DUNELLEN BORO | 8812 | 11 | 6.4 | Residential | Behind the Meter | Yes | Net Metered Residential | Freedom Forever New Jersey LLC | None | PSE&G | Accepted | 2023-05-16 | 2023-05-24 | 2024-05-24 | Solar Panels | Freedom Forever | FF-MP-BBB-400 |  | 0.4 | 4 | 347 | 34 |  | Fixed | Roof
NJADRE1553740357 | Administratively Determined Incentive Program | DUNELLEN BORO | 8812 | 11 | 6.4 | Residential | Behind the Meter | Yes | Net Metered Residential | Freedom Forever New Jersey LLC | None | PSE&G | Accepted | 2023-05-16 | 2023-05-24 | 2024-05-24 | Solar Panels | Freedom Forever | FF-MP-BBB-400 |  | 0.4 | 12 | 167 | 34 |  | Fixed | Roof
NJADRE1553740373 | Administratively Determined Incentive Program | Atlantic City | 8401 | 19 | 1921.92 | Commercial | Behind the Meter | Yes | Large Net-Metered Non-Residential located on Rooftop, Carport, Canopy and Floating Solar | Distributed Solar Operations, LLC | None | AC Electric | Accepted | 2023-05-16 | 2023-10-30 | 2024-10-30 | Inverters | Chint Power Systems | CPS SCA60KTL-DO/US-480 | 60000 |  | 26 |  |  | 0.988 |  | Outdoor
NJADRE1553740373 | Administratively Determined Incentive Program | Atlantic City | 8401 | 19 | 1921.92 | Commercial | Behind the Meter | Yes | Large Net-Metered Non-Residential located on Rooftop, Carport, Canopy and Floating Solar | Distributed Solar Operations, LLC | None | AC Electric | Accepted | 2023-05-16 | 2023-10-30 | 2024-10-30 | Solar Panels | Hanwha Q Cells | Q PEAK DUO XL-G10.3 BFG 480w |  | 0.48 | 2002 | 197 | 5 |  | Fixed | Parking Lot
NJADRE1553740373 | Administratively Determined Incentive Program | Atlantic City | 8401 | 19 | 1921.92 | Commercial | Behind the Meter | Yes | Large Net-Metered Non-Residential located on Rooftop, Carport, Canopy and Floating Solar | Distributed Solar Operations, LLC | None | AC Electric | Accepted | 2023-05-16 | 2023-10-30 | 2024-10-30 | Solar Panels | Hanwha Q Cells | Q PEAK DUO XL-G10.3 BFG 480w |  | 0.48 | 2002 | 17 | 5 |  | Fixed | Parking Lot
NJADRE1553740407 | Administratively Determined Incentive Program | North Brunswick | 8902 | 11 | 9.49 | Residential | Behind the Meter | Yes | Net Metered Residential | Pro Custom Solar dba Momentum Solar | None | PSE&G | Accepted | 2023-05-16 | 2023-06-06 | 2024-06-06 | Inverters | enphase | IQ8PLUS-72-2-US | 290 |  | 26 |  |  | 0.97 |  | Outside
NJADRE1553740407 | Administratively Determined Incentive Program | North Brunswick | 8902 | 11 | 9.49 | Residential | Behind the Meter | Yes | Net Metered Residential | Pro Custom Solar dba Momentum Solar | None | PSE&G | Accepted | 2023-05-16 | 2023-06-06 | 2024-06-06 | Solar Panels | hanwha | q.peak duo blk-g10+365 |  | 0.365 | 11 | 122 | 22 |  | Fixed | Roof
NJADRE1553740407 | Administratively Determined Incentive Program | North Brunswick | 8902 | 11 | 9.49 | Residential | Behind the Meter | Yes | Net Metered Residential | Pro Custom Solar dba Momentum Solar | None | PSE&G | Accepted | 2023-05-16 | 2023-06-06 | 2024-06-06 | Solar Panels | hanwha | q.peak duo blk-g10+365 |  | 0.365 | 10 | 122 | 20 |  | Fixed | Roof
NJADRE1553740407 | Administratively Determined Incentive Program | North Brunswick | 8902 | 11 | 9.49 | Residential | Behind the Meter | Yes | Net Metered Residential | Pro Custom Solar dba Momentum Solar | None | PSE&G | Accepted | 2023-05-16 | 2023-06-06 | 2024-06-06 | Solar Panels | hanwha | q.peak duo blk-g10+365 |  | 0.365 | 5 | 122 | 22 |  | Fixed | Roof
NJADRE1553740437 | Administratively Determined Incentive Program | Atlantic City | 8401 | 19 | 1940.16 | Commercial | Behind the Meter | Yes | Large Net-Metered Non-Residential located on Rooftop, Carport, Canopy and Floating Solar | Distributed Solar Operations, LLC | None | AC Electric | Accepted | 2023-05-16 | 2023-11-01 | 2024-11-01 | Inverters | Chint Power Systems | CPS SCA60KTL-DO/US-480 | 60000 |  | 30 |  |  | 0.988 |  | Outdoor
NJADRE1553740437 | Administratively Determined Incentive Program | Atlantic City | 8401 | 19 | 1940.16 | Commercial | Behind the Meter | Yes | Large Net-Metered Non-Residential located on Rooftop, Carport, Canopy and Floating Solar | Distributed Solar Operations, LLC | None | AC Electric | Accepted | 2023-05-16 | 2023-11-01 | 2024-11-01 | Solar Panels | Hanwha Q Cells | Q PEAK DUO XL-G10.2 480w |  | 0.48 | 2021 | 153 | 5 |  | Fixed | Parking Lot
NJADRE1553740437 | Administratively Determined Incentive Program | Atlantic City | 8401 | 19 | 1940.16 | Commercial | Behind the Meter | Yes | Large Net-Metered Non-Residential located on Rooftop, Carport, Canopy and Floating Solar | Distributed Solar Operations, LLC | None | AC Electric | Accepted | 2023-05-16 | 2023-11-01 | 2024-11-01 | Solar Panels | Hanwha Q Cells | Q PEAK DUO XL-G10.2 480w |  | 0.48 | 2021 | 333 | 5 |  | Fixed | Parking Lot
NJADRE1553740549 | Administratively Determined Incentive Program | CLIFFSIDE PARK BORO | 7010 | 7 | 10.53 | Residential | Behind the Meter | Yes | Net Metered Residential | Sunrun Installation Services, Inc. | None | PSE&G | Accepted | 2023-05-16 | 2023-06-06 | 2024-06-06 | Inverters | SolarEdge Technologies | SE7600H-USSN | 7600 |  | 1 |  |  | 0.99 |  | Outdoor | Next To Meter
NJADRE1553740549 | Administratively Determined Incentive Program | CLIFFSIDE PARK BORO | 7010 | 7 | 10.53 | Residential | Behind the Meter | Yes | Net Metered Residential | Sunrun Installation Services, Inc. | None | PSE&G | Accepted | 2023-05-16 | 2023-06-06 | 2024-06-06 | Solar Panels | Trina Solar | TSM-390DE09C.07 |  | 0.39 | 9 | 305 | 23 |  | Fixed | Roof
NJADRE1553740549 | Administratively Determined Incentive Program | CLIFFSIDE PARK BORO | 7010 | 7 | 10.53 | Residential | Behind the Meter | Yes | Net Metered Residential | Sunrun Installation Services, Inc. | None | PSE&G | Accepted | 2023-05-16 | 2023-06-06 | 2024-06-06 | Solar Panels | Trina Solar | TSM-390DE09C.07 |  | 0.39 | 7 | 125 | 23 |  | Fixed | Roof
NJADRE1553740549 | Administratively Determined Incentive Program | CLIFFSIDE PARK BORO | 7010 | 7 | 10.53 | Residential | Behind the Meter | Yes | Net Metered Residential | Sunrun Installation Services, Inc. | None | PSE&G | Accepted | 2023-05-16 | 2023-06-06 | 2024-06-06 | Solar Panels | Trina Solar | TSM-390DE09C.07 |  | 0.39 | 11 | 216 | 44 |  | Fixed | Roof
NJADRE1553740557 | Administratively Determined Incentive Program | South Bound Brook Boro | 8880 | 5 | 5.85 | Residential | Behind the Meter | Yes | Net Metered Residential | Sunrun Installation Services, Inc. | None | PSE&G | Accepted | 2023-05-16 | 2023-06-06 | 2024-06-06 | Inverters | SOLAREDGE TECHNOLOGIES | SE7600H-USSN | 7600 |  | 1 |  |  | 0.99 |  | Outdoor | Next To Meter
NJADRE1553740557 | Administratively Determined Incentive Program | South Bound Brook Boro | 8880 | 5 | 5.85 | Residential | Behind the Meter | Yes | Net Metered Residential | Sunrun Installation Services, Inc. | None | PSE&G | Accepted | 2023-05-16 | 2023-06-06 | 2024-06-06 | Solar Panels | TRINA SOLAR | TSM-390DE09C.07 |  | 0.39 | 4 | 202 | 41 |  | Fixed | Roof
NJADRE1553740557 | Administratively Determined Incentive Program | South Bound Brook Boro | 8880 | 5 | 5.85 | Residential | Behind the Meter | Yes | Net Metered Residential | Sunrun Installation Services, Inc. | None | PSE&G | Accepted | 2023-05-16 | 2023-06-06 | 2024-06-06 | Solar Panels | TRINA SOLAR | TSM-390DE09C.07 |  | 0.39 | 3 | 22 | 41 |  | Fixed | Roof
NJADRE1553740557 | Administratively Determined Incentive Program | South Bound Brook Boro | 8880 | 5 | 5.85 | Residential | Behind the Meter | Yes | Net Metered Residential | Sunrun Installation Services, Inc. | None | PSE&G | Accepted | 2023-05-16 | 2023-06-06 | 2024-06-06 | Solar Panels | TRINA SOLAR | TSM-390DE09C.07 |  | 0.39 | 6 | 112 | 41 |  | Fixed | Roof
NJADRE1553740557 | Administratively Determined Incentive Program | South Bound Brook Boro | 8880 | 5 | 5.85 | Residential | Behind the Meter | Yes | Net Metered Residential | Sunrun Installation Services, Inc. | None | PSE&G | Accepted | 2023-05-16 | 2023-06-06 | 2024-06-06 | Solar Panels | TRINA SOLAR | TSM-390DE09C.07 |  | 0.39 | 2 | 292 | 41 |  | Fixed | Roof
NJADRE1553740558 | Administratively Determined Incentive Program | WEST ORANGE TWP | 7052 | 9 | 10 | Residential | Behind the Meter | Yes | Net Metered Residential | Freedom Forever New Jersey LLC | None | PSE&G | Accepted | 2023-05-16 | 2023-06-06 | 2024-06-06 | Inverters | Solar Edge | SE7600H-USRGM | 7600 |  | 1 |  |  | 0.99 |  | Outdoor
NJADRE1553740558 | Administratively Determined Incentive Program | WEST ORANGE TWP | 7052 | 9 | 10 | Residential | Behind the Meter | Yes | Net Metered Residential | Freedom Forever New Jersey LLC | None | PSE&G | Accepted | 2023-05-16 | 2023-06-06 | 2024-06-06 | Solar Panels | Freedom Forever | FF-MP-BBB-400 |  | 0.4 | 21 | 124 | 23 |  | Fixed | Roof
NJADRE1553740558 | Administratively Determined Incentive Program | WEST ORANGE TWP | 7052 | 9 | 10 | Residential | Behind the Meter | Yes | Net Metered Residential | Freedom Forever New Jersey LLC | None | PSE&G | Accepted | 2023-05-16 | 2023-06-06 | 2024-06-06 | Solar Panels | Freedom Forever | FF-MP-BBB-400 |  | 0.4 | 4 | 214 | 23 |  | Fixed | Roof
NJADRE1553742490 | Administratively Determined Incentive Program | Springfield, | 7081 | 10 | 11.6 | Residential | Behind the Meter | No | Net Metered Residential | Suntuity Solar LLC | None | JCP&L | Accepted | 2023-05-17 | 2023-06-06 | 2024-06-06 | Inverters | ENPHASE | IQ8PLUS-72-2-US | 290 |  | 29 |  |  | 0.97 |  | Outdoor | Behind the PV modules
NJADRE1553742490 | Administratively Determined Incentive Program | Springfield, | 7081 | 10 | 11.6 | Residential | Behind the Meter | No | Net Metered Residential | Suntuity Solar LLC | None | JCP&L | Accepted | 2023-05-17 | 2023-06-06 | 2024-06-06 | Solar Panels | HYPERION | HY-DH108P8 400WP |  | 0.4 | 4 | 97 | 38 |  | Fixed | Roof
NJADRE1553742490 | Administratively Determined Incentive Program | Springfield, | 7081 | 10 | 11.6 | Residential | Behind the Meter | No | Net Metered Residential | Suntuity Solar LLC | None | JCP&L | Accepted | 2023-05-17 | 2023-06-06 | 2024-06-06 | Solar Panels | HYPERION | HY-DH108P8 400WP |  | 0.4 | 4 | 97 | 38 |  | Fixed | Roof
NJADRE1553742490 | Administratively Determined Incentive Program | Springfield, | 7081 | 10 | 11.6 | Residential | Behind the Meter | No | Net Metered Residential | Suntuity Solar LLC | None | JCP&L | Accepted | 2023-05-17 | 2023-06-06 | 2024-06-06 | Solar Panels | HYPERION | HY-DH108P8 400WP |  | 0.4 | 5 | 187 | 22 |  | Fixed | Roof
NJADRE1553742490 | Administratively Determined Incentive Program | Springfield, | 7081 | 10 | 11.6 | Residential | Behind the Meter | No | Net Metered Residential | Suntuity Solar LLC | None | JCP&L | Accepted | 2023-05-17 | 2023-06-06 | 2024-06-06 | Solar Panels | HYPERION | HY-DH108P8 400WP |  | 0.4 | 8 | 277 | 38 |  | Fixed | Roof
NJADRE1553742490 | Administratively Determined Incentive Program | Springfield, | 7081 | 10 | 11.6 | Residential | Behind the Meter | No | Net Metered Residential | Suntuity Solar LLC | None | JCP&L | Accepted | 2023-05-17 | 2023-06-06 | 2024-06-06 | Solar Panels | HYPERION | HY-DH108P8 400WP |  | 0.4 | 3 | 277 | 17 |  | Fixed | Roof
NJADRE1553742490 | Administratively Determined Incentive Program | Springfield, | 7081 | 10 | 11.6 | Residential | Behind the Meter | No | Net Metered Residential | Suntuity Solar LLC | None | JCP&L | Accepted | 2023-05-17 | 2023-06-06 | 2024-06-06 | Solar Panels | HYPERION | HY-DH108P8 400WP |  | 0.4 | 5 | 7 | 22 |  | Fixed | Roof
NJADRE1553742517 | Administratively Determined Incentive Program | Montague | 7827 | 1 | 12.4 | Residential | Behind the Meter | No | Net Metered Residential | Solar Bear Energy LLC | None | JCP&L | Accepted | 2023-05-18 | 2023-06-12 | 2024-06-12 | Inverters | Generac | XVT076A03 | 7600 |  | 1 |  |  | 0.973 |  | Indoor
NJADRE1553742517 | Administratively Determined Incentive Program | Montague | 7827 | 1 | 12.4 | Residential | Behind the Meter | No | Net Metered Residential | Solar Bear Energy LLC | None | JCP&L | Accepted | 2023-05-18 | 2023-06-12 | 2024-06-12 | Meters | Itron | Centron Residential Meter | 3 |  | 1 |  |  |  | Yes | Indoor
NJADRE1553742517 | Administratively Determined Incentive Program | Montague | 7827 | 1 | 12.4 | Residential | Behind the Meter | No | Net Metered Residential | Solar Bear Energy LLC | None | JCP&L | Accepted | 2023-05-18 | 2023-06-12 | 2024-06-12 | Solar Panels | Hanwha Q-Cells | Q.PEAK DUO BLK ML-G10+ 400 |  | 0.4 | 21 | 242 | 18 |  | Fixed | Roof
NJADRE1553742517 | Administratively Determined Incentive Program | Montague | 7827 | 1 | 12.4 | Residential | Behind the Meter | No | Net Metered Residential | Solar Bear Energy LLC | None | JCP&L | Accepted | 2023-05-18 | 2023-06-12 | 2024-06-12 | Solar Panels | Hanwha Q-Cells | Q.PEAK DUO BLK ML-G10+ 400 |  | 0.4 | 10 | 62 | 18 |  | Fixed | Roof
NJADRE1553742517 | Administratively Determined Incentive Program | Montague | 7827 | 1 | 12.4 | Residential | Behind the Meter | No | Net Metered Residential | Solar Bear Energy LLC | None | JCP&L | Accepted | 2023-05-18 | 2023-06-12 | 2024-06-12 | Electric Storage Battery | Generac | PWRCELL OR M3 DCB |  |  | 3 |  |  |  | Lithium Ion |  | Inside
NJADRE1553742534 | Administratively Determined Incentive Program | Flanders | 7836 | 3 | 13.37 | Residential | Behind the Meter | Yes | Net Metered Residential | Trinity Solar | None | JCP&L | Accepted | 2023-05-17 | 2023-06-06 | 2024-06-06 | Inverters | Solar Edge | SE10000H-US | 10 |  | 1 |  |  | 0.97 |  | Outside
NJADRE1553742534 | Administratively Determined Incentive Program | Flanders | 7836 | 3 | 13.37 | Residential | Behind the Meter | Yes | Net Metered Residential | Trinity Solar | None | JCP&L | Accepted | 2023-05-17 | 2023-06-06 | 2024-06-06 | Solar Panels | Hanwha 405 | HANWHA 405 (Q.PEAK DUO BLK ML-G10+ 405) |  | 0.405 | 20 | 273 | 30 |  | Fixed | Roof
NJADRE1553742534 | Administratively Determined Incentive Program | Flanders | 7836 | 3 | 13.37 | Residential | Behind the Meter | Yes | Net Metered Residential | Trinity Solar | None | JCP&L | Accepted | 2023-05-17 | 2023-06-06 | 2024-06-06 | Solar Panels | Hanwha 405 | HANWHA 405 (Q.PEAK DUO BLK ML-G10+ 405) |  | 0.405 | 6 | 93 | 30 |  | Fixed | Roof
NJADRE1553742534 | Administratively Determined Incentive Program | Flanders | 7836 | 3 | 13.37 | Residential | Behind the Meter | Yes | Net Metered Residential | Trinity Solar | None | JCP&L | Accepted | 2023-05-17 | 2023-06-06 | 2024-06-06 | Solar Panels | Hanwha 405 | HANWHA 405 (Q.PEAK DUO BLK ML-G10+ 405) |  | 0.405 | 5 | 183 | 45 |  | Fixed | Roof
NJADRE1553742534 | Administratively Determined Incentive Program | Flanders | 7836 | 3 | 13.37 | Residential | Behind the Meter | Yes | Net Metered Residential | Trinity Solar | None | JCP&L | Accepted | 2023-05-17 | 2023-06-06 | 2024-06-06 | Solar Panels | Hanwha 405 | HANWHA 405 (Q.PEAK DUO BLK ML-G10+ 405) |  | 0.405 | 2 | 183 | 40 |  | Fixed | Roof
NJADRE1553742610 | Administratively Determined Incentive Program | Paterson | 7502 | 6 | 5.84 | Residential | Behind the Meter | Yes | Net Metered Residential | Pro Custom Solar dba Momentum Solar | None | PSE&G | Accepted | 2023-05-17 | 2023-06-06 | 2024-06-06 | Solar Panels | hanwha | Â Q. PEAK DUO BLK-G10+365 |  | 0.365 | 8 | 230 | 19 |  | Fixed | Roof
NJADRE1553742610 | Administratively Determined Incentive Program | Paterson | 7502 | 6 | 5.84 | Residential | Behind the Meter | Yes | Net Metered Residential | Pro Custom Solar dba Momentum Solar | None | PSE&G | Accepted | 2023-05-17 | 2023-06-06 | 2024-06-06 | Solar Panels | hanwha | Â Q. PEAK DUO BLK-G10+365 |  | 0.365 | 4 | 140 | 21 |  | Fixed | Roof
NJADRE1553742610 | Administratively Determined Incentive Program | Paterson | 7502 | 6 | 5.84 | Residential | Behind the Meter | Yes | Net Metered Residential | Pro Custom Solar dba Momentum Solar | None | PSE&G | Accepted | 2023-05-17 | 2023-06-06 | 2024-06-06 | Solar Panels | hanwha | Â Q. PEAK DUO BLK-G10+365 |  | 0.365 | 4 | 50 | 20 |  | Fixed | Roof
NJADRE1553742610 | Administratively Determined Incentive Program | Paterson | 7502 | 6 | 5.84 | Residential | Behind the Meter | Yes | Net Metered Residential | Pro Custom Solar dba Momentum Solar | None | PSE&G | Accepted | 2023-05-17 | 2023-06-06 | 2024-06-06 | Inverters | enphase | IQ8PLUS-72-2-US | 290 |  | 16 |  |  | 0.97 |  | Outdoor
NJADRE1553742699 | Administratively Determined Incentive Program | EDISON | 8837 | 11 | 6.21 | Residential | Behind the Meter | Yes | Net Metered Residential | Pro Custom Solar dba Momentum Solar | None | PSE&G | Accepted | 2023-05-17 | 2023-06-06 | 2024-06-06 | Inverters | enphase | iq8plus-72-2-us | 290 |  | 17 |  |  | 0.97 |  | Outside
NJADRE1553742699 | Administratively Determined Incentive Program | EDISON | 8837 | 11 | 6.21 | Residential | Behind the Meter | Yes | Net Metered Residential | Pro Custom Solar dba Momentum Solar | None | PSE&G | Accepted | 2023-05-17 | 2023-06-06 | 2024-06-06 | Solar Panels | hanwha | q.peak duo blk-g10+365 |  | 0.365 | 14 | 284 | 21 |  | Fixed | Roof
NJADRE1553742699 | Administratively Determined Incentive Program | EDISON | 8837 | 11 | 6.21 | Residential | Behind the Meter | Yes | Net Metered Residential | Pro Custom Solar dba Momentum Solar | None | PSE&G | Accepted | 2023-05-17 | 2023-06-06 | 2024-06-06 | Solar Panels | hanwha | q.peak duo blk-g10+365 |  | 0.365 | 3 | 284 | 21 |  | Fixed | Roof
NJADRE1553742700 | Administratively Determined Incentive Program | Westwood | 7675 | 7 | 49.5 | Commercial | Behind the Meter | No | Small Net-Metered Non-Residential located on Rooftop, Carport, Canopy and Floating Solar | Geoscape Solar | None | PSE&G | Accepted | 2023-05-17 | 2023-06-07 | 2024-06-07 | Inverters | Solaredge | SE17.3KUS | 17300 |  | 2 |  |  | 0.99 |  | Outside
NJADRE1553742700 | Administratively Determined Incentive Program | Westwood | 7675 | 7 | 49.5 | Commercial | Behind the Meter | No | Small Net-Metered Non-Residential located on Rooftop, Carport, Canopy and Floating Solar | Geoscape Solar | None | PSE&G | Accepted | 2023-05-17 | 2023-06-07 | 2024-06-07 | Solar Panels | Waaree | Bi-33-450 |  | 0.45 | 39 | 150 | 5 |  | Fixed | Roof
NJADRE1553742700 | Administratively Determined Incentive Program | Westwood | 7675 | 7 | 49.5 | Commercial | Behind the Meter | No | Small Net-Metered Non-Residential located on Rooftop, Carport, Canopy and Floating Solar | Geoscape Solar | None | PSE&G | Accepted | 2023-05-17 | 2023-06-07 | 2024-06-07 | Solar Panels | Waaree | Bi-33-450 |  | 0.45 | 71 | 150 | 5 |  | Fixed | Roof
NJADRE1553742735 | Administratively Determined Incentive Program | Hasbrouck Heights | 7604 | 7 | 10.53 | Residential | Behind the Meter | Yes | Net Metered Residential | Trinity Solar | None | PSE&G | Accepted | 2023-05-17 | 2023-06-06 | 2024-06-06 | Inverters | Solar Edge | SE10000H-US000BEi4 | 10000 |  | 1 |  |  | 0.97 |  | Outdoor
NJADRE1553742735 | Administratively Determined Incentive Program | Hasbrouck Heights | 7604 | 7 | 10.53 | Residential | Behind the Meter | Yes | Net Metered Residential | Trinity Solar | None | PSE&G | Accepted | 2023-05-17 | 2023-06-06 | 2024-06-06 | Solar Panels | HANWHA | Q.PEAK DUO BLK ML-G10+ 405 |  | 0.405 | 8 | 129 | 30 |  | Fixed | Roof
NJADRE1553742735 | Administratively Determined Incentive Program | Hasbrouck Heights | 7604 | 7 | 10.53 | Residential | Behind the Meter | Yes | Net Metered Residential | Trinity Solar | None | PSE&G | Accepted | 2023-05-17 | 2023-06-06 | 2024-06-06 | Solar Panels | HANWHA | Q.PEAK DUO BLK ML-G10+ 405 |  | 0.405 | 4 | 219 | 30 |  | Fixed | Roof
NJADRE1553742735 | Administratively Determined Incentive Program | Hasbrouck Heights | 7604 | 7 | 10.53 | Residential | Behind the Meter | Yes | Net Metered Residential | Trinity Solar | None | PSE&G | Accepted | 2023-05-17 | 2023-06-06 | 2024-06-06 | Solar Panels | HANWHA | Q.PEAK DUO BLK ML-G10+ 405 |  | 0.405 | 4 | 309 | 30 |  | Fixed | Roof
NJADRE1553742735 | Administratively Determined Incentive Program | Hasbrouck Heights | 7604 | 7 | 10.53 | Residential | Behind the Meter | Yes | Net Metered Residential | Trinity Solar | None | PSE&G | Accepted | 2023-05-17 | 2023-06-06 | 2024-06-06 | Solar Panels | HANWHA | Q.PEAK DUO BLK ML-G10+ 405 |  | 0.405 | 4 | 39 | 30 |  | Fixed | Roof
NJADRE1553742735 | Administratively Determined Incentive Program | Hasbrouck Heights | 7604 | 7 | 10.53 | Residential | Behind the Meter | Yes | Net Metered Residential | Trinity Solar | None | PSE&G | Accepted | 2023-05-17 | 2023-06-06 | 2024-06-06 | Solar Panels | HANWHA | Q.PEAK DUO BLK ML-G10+ 405 |  | 0.405 | 2 | 310 | 27 |  | Fixed | Roof
NJADRE1553742735 | Administratively Determined Incentive Program | Hasbrouck Heights | 7604 | 7 | 10.53 | Residential | Behind the Meter | Yes | Net Metered Residential | Trinity Solar | None | PSE&G | Accepted | 2023-05-17 | 2023-06-06 | 2024-06-06 | Solar Panels | HANWHA | Q.PEAK DUO BLK ML-G10+ 405 |  | 0.405 | 2 | 220 | 27 |  | Fixed | Roof
NJADRE1553742735 | Administratively Determined Incentive Program | Hasbrouck Heights | 7604 | 7 | 10.53 | Residential | Behind the Meter | Yes | Net Metered Residential | Trinity Solar | None | PSE&G | Accepted | 2023-05-17 | 2023-06-06 | 2024-06-06 | Solar Panels | HANWHA | Q.PEAK DUO BLK ML-G10+ 405 |  | 0.405 | 2 | 40 | 27 |  | Fixed | Roof
NJADRE1553742759 | Administratively Determined Incentive Program | Edison | 8820 | 11 | 4.97 | Residential | Behind the Meter | No | Net Metered Residential | Power Home Remodeling Group | None | PSE&G | Accepted | 2023-05-18 | 2023-06-07 | 2024-06-07 | Inverters | SolarEdge | SE3800H-US | 3800 |  | 1 |  |  | 0.99 |  | Outdoor
NJADRE1553742759 | Administratively Determined Incentive Program | Edison | 8820 | 11 | 4.97 | Residential | Behind the Meter | No | Net Metered Residential | Power Home Remodeling Group | None | PSE&G | Accepted | 2023-05-18 | 2023-06-07 | 2024-06-07 | Meters | SolarEdge | Revenue Grade Data Ansi C12.20 |  |  | 1 |  |  |  | Yes | Outdoor
NJADRE1553742759 | Administratively Determined Incentive Program | Edison | 8820 | 11 | 4.97 | Residential | Behind the Meter | No | Net Metered Residential | Power Home Remodeling Group | None | PSE&G | Accepted | 2023-05-18 | 2023-06-07 | 2024-06-07 | Solar Panels | Longi | LR4-60HPB-355M |  | 0.355 | 10 | 108 | 21 |  | Fixed | Roof
NJADRE1553742759 | Administratively Determined Incentive Program | Edison | 8820 | 11 | 4.97 | Residential | Behind the Meter | No | Net Metered Residential | Power Home Remodeling Group | None | PSE&G | Accepted | 2023-05-18 | 2023-06-07 | 2024-06-07 | Solar Panels | Longi | LR4-60HPB-355M |  | 0.355 | 4 | 288 | 21 |  | Fixed | Roof
NJADRE1553742764 | Administratively Determined Incentive Program | Livingston Township | 7039 | 9 | 9.35 | Residential | Behind the Meter | Yes | Net Metered Residential | Freedom Forever New Jersey LLC | None | PSE&G | Accepted | 2023-05-17 | 2023-06-06 | 2024-06-06 | Inverters | Solar Edge | SE3800H-USRGM | 3800 |  | 2 |  |  | 0.99 |  | Outdoor
NJADRE1553742764 | Administratively Determined Incentive Program | Livingston Township | 7039 | 9 | 9.35 | Residential | Behind the Meter | Yes | Net Metered Residential | Freedom Forever New Jersey LLC | None | PSE&G | Accepted | 2023-05-17 | 2023-06-06 | 2024-06-06 | Solar Panels | Tesla | T425S |  | 0.425 | 15 | 180 | 20 |  | Fixed | Roof
NJADRE1553742764 | Administratively Determined Incentive Program | Livingston Township | 7039 | 9 | 9.35 | Residential | Behind the Meter | Yes | Net Metered Residential | Freedom Forever New Jersey LLC | None | PSE&G | Accepted | 2023-05-17 | 2023-06-06 | 2024-06-06 | Solar Panels | Tesla | T425S |  | 0.425 | 3 | 180 | 20 |  | Fixed | Roof
NJADRE1553742764 | Administratively Determined Incentive Program | Livingston Township | 7039 | 9 | 9.35 | Residential | Behind the Meter | Yes | Net Metered Residential | Freedom Forever New Jersey LLC | None | PSE&G | Accepted | 2023-05-17 | 2023-06-06 | 2024-06-06 | Solar Panels | Tesla | T425S |  | 0.425 | 4 | 360 | 20 |  | Fixed | Roof
NJADRE1553742805 | Administratively Determined Incentive Program | Maplewood TWP | 7040 | 9 | 7.51 | Residential | Behind the Meter | Yes | Net Metered Residential | Sunrun Installation Services, Inc. | None | PSE&G | Accepted | 2023-05-17 | 2023-06-06 | 2024-06-06 | Inverters | SOLAREDGE TECHNOLOGIES | SE6000H-USSN | 6000 |  | 1 |  |  | 0.99 |  | Outdoor | Next To Meter
NJADRE1553742805 | Administratively Determined Incentive Program | Maplewood TWP | 7040 | 9 | 7.51 | Residential | Behind the Meter | Yes | Net Metered Residential | Sunrun Installation Services, Inc. | None | PSE&G | Accepted | 2023-05-17 | 2023-06-06 | 2024-06-06 | Solar Panels | TRINA SOLAR | TSM-395DE09C.07 |  | 0.395 | 3 | 317 | 32 |  | Fixed | Roof
NJADRE1553742805 | Administratively Determined Incentive Program | Maplewood TWP | 7040 | 9 | 7.51 | Residential | Behind the Meter | Yes | Net Metered Residential | Sunrun Installation Services, Inc. | None | PSE&G | Accepted | 2023-05-17 | 2023-06-06 | 2024-06-06 | Solar Panels | TRINA SOLAR | TSM-395DE09C.07 |  | 0.395 | 16 | 136 | 32 |  | Fixed | Roof
NJADRE1553743232 | Administratively Determined Incentive Program | Stockholm | 7460 | 1 | 8.69 | Residential | Behind the Meter | No | Net Metered Residential | EMT Renewables | None | JCP&L | Accepted | 2023-05-17 | 2023-06-06 | 2024-06-06 | Inverters | ENPHASE | IQ8+ | 290 |  | 22 |  |  | 0.98 |  | Other | UNDER EACH PANEL
NJADRE1553743232 | Administratively Determined Incentive Program | Stockholm | 7460 | 1 | 8.69 | Residential | Behind the Meter | No | Net Metered Residential | EMT Renewables | None | JCP&L | Accepted | 2023-05-17 | 2023-06-06 | 2024-06-06 | Solar Panels | JA SOLAR | JAM54S31 |  | 0.395 | 13 | 287 | 31 |  | Fixed | Roof
NJADRE1553743232 | Administratively Determined Incentive Program | Stockholm | 7460 | 1 | 8.69 | Residential | Behind the Meter | No | Net Metered Residential | EMT Renewables | None | JCP&L | Accepted | 2023-05-17 | 2023-06-06 | 2024-06-06 | Solar Panels | JA SOLAR | JAM54S31 |  | 0.395 | 9 | 107 | 31 |  | Fixed | Roof
NJADRE1553743246 | Administratively Determined Incentive Program | Sparta | 7871 | 1 | 10.92 | Residential | Behind the Meter | Yes | Net Metered Residential | Sunrun Installation Services, Inc. | None | JCP&L | Accepted | 2023-05-17 | 2023-06-06 | 2024-06-06 | Inverters | SolarEdge Technologies | SE7600H-USSN | 7600 |  | 1 |  |  | 0.96 |  | Outdoor | Next To Meter
NJADRE1553743246 | Administratively Determined Incentive Program | Sparta | 7871 | 1 | 10.92 | Residential | Behind the Meter | Yes | Net Metered Residential | Sunrun Installation Services, Inc. | None | JCP&L | Accepted | 2023-05-17 | 2023-06-06 | 2024-06-06 | Solar Panels | Trina Solar | TSM-390DE09C.07 |  | 0.39 | 7 | 94 | 34 |  | Fixed | Roof
NJADRE1553743246 | Administratively Determined Incentive Program | Sparta | 7871 | 1 | 10.92 | Residential | Behind the Meter | Yes | Net Metered Residential | Sunrun Installation Services, Inc. | None | JCP&L | Accepted | 2023-05-17 | 2023-06-06 | 2024-06-06 | Solar Panels | Trina Solar | TSM-390DE09C.07 |  | 0.39 | 2 | 93 | 23 |  | Fixed | Roof
NJADRE1553743246 | Administratively Determined Incentive Program | Sparta | 7871 | 1 | 10.92 | Residential | Behind the Meter | Yes | Net Metered Residential | Sunrun Installation Services, Inc. | None | JCP&L | Accepted | 2023-05-17 | 2023-06-06 | 2024-06-06 | Solar Panels | Trina Solar | TSM-390DE09C.07 |  | 0.39 | 8 | 274 | 31 |  | Fixed | Roof
NJADRE1553743246 | Administratively Determined Incentive Program | Sparta | 7871 | 1 | 10.92 | Residential | Behind the Meter | Yes | Net Metered Residential | Sunrun Installation Services, Inc. | None | JCP&L | Accepted | 2023-05-17 | 2023-06-06 | 2024-06-06 | Solar Panels | Trina Solar | TSM-390DE09C.07 |  | 0.39 | 7 | 275 | 22 |  | Fixed | Roof
NJADRE1553743246 | Administratively Determined Incentive Program | Sparta | 7871 | 1 | 10.92 | Residential | Behind the Meter | Yes | Net Metered Residential | Sunrun Installation Services, Inc. | None | JCP&L | Accepted | 2023-05-17 | 2023-06-06 | 2024-06-06 | Solar Panels | Trina Solar | TSM-390DE09C.07 |  | 0.39 | 4 | 94 | 18 |  | Fixed | Roof
NJADRE1553743277 | Administratively Determined Incentive Program | Toms River | 8755 | 18 | 4 | Residential | Behind the Meter | Yes | Net Metered Residential | SunnyMac LLC | None | JCP&L | Accepted | 2023-05-17 | 2023-06-06 | 2024-06-06 | Solar Panels | HANWHA | Q.PEAK DUO BLK ML-G10+ 400 |  | 0.4 | 10 | 73 | 18 |  | Fixed | Roof
NJADRE1553743277 | Administratively Determined Incentive Program | Toms River | 8755 | 18 | 4 | Residential | Behind the Meter | Yes | Net Metered Residential | SunnyMac LLC | None | JCP&L | Accepted | 2023-05-17 | 2023-06-06 | 2024-06-06 | Inverters | Solaredge | SE 3000H-US | 3000 |  | 1 |  |  | 0.99 |  | Outdoor | NEXT TO METER
NJADRE1553743281 | Administratively Determined Incentive Program | CHERRY HILL TWP | 8003 | 14 | 9.72 | Residential | Behind the Meter | No | Net Metered Residential | Powur, PBC | None | PSE&G | Accepted | 2023-05-17 | 2023-06-06 | 2024-06-06 | Solar Panels | Rec Solar | REC405AA PURE |  | 0.405 | 24 | 115 | 24 |  | Fixed | Roof
NJADRE1553743281 | Administratively Determined Incentive Program | CHERRY HILL TWP | 8003 | 14 | 9.72 | Residential | Behind the Meter | No | Net Metered Residential | Powur, PBC | None | PSE&G | Accepted | 2023-05-17 | 2023-06-06 | 2024-06-06 | Inverters | Solaredge | SE7600H-US RGM | 7600 |  | 1 |  |  | 0.99 |  | Outside
NJADRE1553743281 | Administratively Determined Incentive Program | CHERRY HILL TWP | 8003 | 14 | 9.72 | Residential | Behind the Meter | No | Net Metered Residential | Powur, PBC | None | PSE&G | Accepted | 2023-05-17 | 2023-06-06 | 2024-06-06 | Meters | Solaredge | SE7600H-US RGM |  |  | 1 |  |  |  | Yes | Outdoor
NJADRE1553743290 | Administratively Determined Incentive Program | PLAINSBORO TWP | 8512 | 11 | 15.2 | Residential | Behind the Meter | No | Net Metered Residential | Powur, PBC | None | PSE&G | Accepted | 2023-05-17 | 2023-06-06 | 2024-06-06 | Solar Panels | Hanwha | Q.PEAK DUO BLK ML-G10+ 400 |  | 0.4 | 13 | 214 | 42 |  | Fixed | Roof
NJADRE1553743290 | Administratively Determined Incentive Program | PLAINSBORO TWP | 8512 | 11 | 15.2 | Residential | Behind the Meter | No | Net Metered Residential | Powur, PBC | None | PSE&G | Accepted | 2023-05-17 | 2023-06-06 | 2024-06-06 | Solar Panels | Hanwha | Q.PEAK DUO BLK ML-G10+ 400 |  | 0.4 | 11 | 304 | 38 |  | Fixed | Roof
NJADRE1553743290 | Administratively Determined Incentive Program | PLAINSBORO TWP | 8512 | 11 | 15.2 | Residential | Behind the Meter | No | Net Metered Residential | Powur, PBC | None | PSE&G | Accepted | 2023-05-17 | 2023-06-06 | 2024-06-06 | Solar Panels | Hanwha | Q.PEAK DUO BLK ML-G10+ 400 |  | 0.4 | 4 | 304 | 38 |  | Fixed | Roof
NJADRE1553743290 | Administratively Determined Incentive Program | PLAINSBORO TWP | 8512 | 11 | 15.2 | Residential | Behind the Meter | No | Net Metered Residential | Powur, PBC | None | PSE&G | Accepted | 2023-05-17 | 2023-06-06 | 2024-06-06 | Solar Panels | Hanwha | Q.PEAK DUO BLK ML-G10+ 400 |  | 0.4 | 10 | 124 | 33 |  | Fixed | Roof
NJADRE1553743290 | Administratively Determined Incentive Program | PLAINSBORO TWP | 8512 | 11 | 15.2 | Residential | Behind the Meter | No | Net Metered Residential | Powur, PBC | None | PSE&G | Accepted | 2023-05-17 | 2023-06-06 | 2024-06-06 | Inverters | Enphase | IQ8PLUS-72-2-US | 290 |  | 38 |  |  | 0.99 |  | Outside
NJADRE1553743290 | Administratively Determined Incentive Program | PLAINSBORO TWP | 8512 | 11 | 15.2 | Residential | Behind the Meter | No | Net Metered Residential | Powur, PBC | None | PSE&G | Accepted | 2023-05-17 | 2023-06-06 | 2024-06-06 | Meters | "Enphase Integrated Production Meter Single-Phase (L-L) | X2-IQ-AM1-240-4 |  |  | 1 |  |  |  | Yes | Outdoor
NJADRE1553743342 | Administratively Determined Incentive Program | Westwood | 7675 | 7 | 26.1 | Commercial | Behind the Meter | No | Small Net-Metered Non-Residential located on Rooftop, Carport, Canopy and Floating Solar | Geoscape Solar | None | PSE&G | Accepted | 2023-05-17 | 2023-06-07 | 2024-06-07 | Inverters | Solaredge | SE20KUS | 20000 |  | 1 |  |  | 0.99 |  | Outside
NJADRE1553743342 | Administratively Determined Incentive Program | Westwood | 7675 | 7 | 26.1 | Commercial | Behind the Meter | No | Small Net-Metered Non-Residential located on Rooftop, Carport, Canopy and Floating Solar | Geoscape Solar | None | PSE&G | Accepted | 2023-05-17 | 2023-06-07 | 2024-06-07 | Solar Panels | Waaree | Bi-33-450 |  | 0.45 | 58 | 150 | 5 |  | Fixed | Roof
NJADRE1553743621 | Administratively Determined Incentive Program | Union | 7083 | 10 | 8.97 | Residential | Behind the Meter | Yes | Net Metered Residential | Sunrun, Inc. | None | PSE&G | Accepted | 2023-05-17 | 2023-06-06 | 2024-06-06 | Inverters | SolarEdge Technologies | SE6000H-USSN | 6000 |  | 1 |  |  | 0.96 |  | Outdoor | Next To Meter
NJADRE1553743621 | Administratively Determined Incentive Program | Union | 7083 | 10 | 8.97 | Residential | Behind the Meter | Yes | Net Metered Residential | Sunrun, Inc. | None | PSE&G | Accepted | 2023-05-17 | 2023-06-06 | 2024-06-06 | Solar Panels | Trina Solar | TSM-390DE09C.07 |  | 0.39 | 14 | 217 | 18 |  | Fixed | Roof
NJADRE1553743621 | Administratively Determined Incentive Program | Union | 7083 | 10 | 8.97 | Residential | Behind the Meter | Yes | Net Metered Residential | Sunrun, Inc. | None | PSE&G | Accepted | 2023-05-17 | 2023-06-06 | 2024-06-06 | Solar Panels | Trina Solar | TSM-390DE09C.07 |  | 0.39 | 9 | 37 | 19 |  | Fixed | Roof
NJADRE1553743625 | Administratively Determined Incentive Program | Belle Mead | 8502 | 5 | 6.21 | Residential | Behind the Meter | Yes | Net Metered Residential | Pro Custom Solar dba Momentum Solar | None | PSE&G | Accepted | 2023-05-17 | 2023-06-06 | 2024-06-06 | Inverters | enphase | iq8plus-72-2-us | 290 |  | 17 |  |  | 0.97 |  | Outdoor
NJADRE1553743625 | Administratively Determined Incentive Program | Belle Mead | 8502 | 5 | 6.21 | Residential | Behind the Meter | Yes | Net Metered Residential | Pro Custom Solar dba Momentum Solar | None | PSE&G | Accepted | 2023-05-17 | 2023-06-06 | 2024-06-06 | Solar Panels | hanwha | q.peak duo blk-g10+365 |  | 0.365 | 17 | 123 | 21 |  | Fixed | Roof
NJADRE1553743908 | Administratively Determined Incentive Program | Chesterfield | 8515 | 13 | 3.9 | Residential | Behind the Meter | Yes | Net Metered Residential | Sunrun Installation Services, Inc. | None | PSE&G | Accepted | 2023-05-17 | 2023-06-07 | 2024-06-07 | Inverters | SolarEdge Technologies | SE3800H-USMN | 3800 |  | 1 |  |  | 0.96 |  | Outdoor | Next To Meter
NJADRE1553743908 | Administratively Determined Incentive Program | Chesterfield | 8515 | 13 | 3.9 | Residential | Behind the Meter | Yes | Net Metered Residential | Sunrun Installation Services, Inc. | None | PSE&G | Accepted | 2023-05-17 | 2023-06-07 | 2024-06-07 | Solar Panels | Trina Solar | TSM-390DE09C.07 |  | 0.39 | 10 | 83 | 32 |  | Fixed | Roof
NJADRE1553743943 | Administratively Determined Incentive Program | Willingboro TWP | 8046 | 13 | 4.74 | Residential | Behind the Meter | Yes | Net Metered Residential | Sunrun Installation Services, Inc. | None | PSE&G | Accepted | 2023-05-17 | 2023-06-07 | 2024-06-07 | Inverters | SOLAREDGE TECHNOLOGIES | SE3800H-USMN | 3800 |  | 1 |  |  | 0.99 |  | Outdoor | Next To Meter
NJADRE1553743943 | Administratively Determined Incentive Program | Willingboro TWP | 8046 | 13 | 4.74 | Residential | Behind the Meter | Yes | Net Metered Residential | Sunrun Installation Services, Inc. | None | PSE&G | Accepted | 2023-05-17 | 2023-06-07 | 2024-06-07 | Solar Panels | TRINA SOLAR | TSM-395DE09C.07 |  | 0.395 | 12 | 89 | 42 |  | Fixed | Roof
NJADRE1553743949 | Administratively Determined Incentive Program | Irvington Town | 7111 | 9 | 4.74 | Residential | Behind the Meter | Yes | Net Metered Residential | Sunrun Installation Services, Inc. | None | PSE&G | Accepted | 2023-05-17 | 2023-06-07 | 2024-06-07 | Inverters | SOLAREDGE TECHNOLOGIES | SE3800H-USMN | 3800 |  | 1 |  |  | 0.99 |  | Outdoor | Next To Meter
NJADRE1553743949 | Administratively Determined Incentive Program | Irvington Town | 7111 | 9 | 4.74 | Residential | Behind the Meter | Yes | Net Metered Residential | Sunrun Installation Services, Inc. | None | PSE&G | Accepted | 2023-05-17 | 2023-06-07 | 2024-06-07 | Solar Panels | TRINA SOLAR | TSM-395DE09C.07 |  | 0.395 | 12 | 201 | 41 |  | Fixed | Roof
NJADRE1553746534 | Administratively Determined Incentive Program | New Brunswick City | 8901 | 11 | 6.63 | Residential | Behind the Meter | Yes | Net Metered Residential | Sunrun Installation Services, Inc. | None | PSE&G | Accepted | 2023-05-18 | 2023-06-07 | 2024-06-07 | Inverters | SolarEdge Technologies | SE6000H-USSN | 6000 |  | 1 |  |  | 0.96 |  | Outdoor | Next To Meter
NJADRE1553746534 | Administratively Determined Incentive Program | New Brunswick City | 8901 | 11 | 6.63 | Residential | Behind the Meter | Yes | Net Metered Residential | Sunrun Installation Services, Inc. | None | PSE&G | Accepted | 2023-05-18 | 2023-06-07 | 2024-06-07 | Solar Panels | Trina Solar | TSM-390DE09C.07 |  | 0.39 | 10 | 129 | 36 |  | Fixed | Roof
NJADRE1553746534 | Administratively Determined Incentive Program | New Brunswick City | 8901 | 11 | 6.63 | Residential | Behind the Meter | Yes | Net Metered Residential | Sunrun Installation Services, Inc. | None | PSE&G | Accepted | 2023-05-18 | 2023-06-07 | 2024-06-07 | Solar Panels | Trina Solar | TSM-390DE09C.07 |  | 0.39 | 7 | 309 | 37 |  | Fixed | Roof
NJADRE1553746544 | Administratively Determined Incentive Program | Pleasantville | 8232 | 19 | 10.27 | Residential | Behind the Meter | Yes | Net Metered Residential | SunnyMac LLC | None | PSE&G | Accepted | 2023-05-18 | 2023-06-07 | 2024-06-07 | Solar Panels | JA SOLAR | JAM54S31-395/MR |  | 0.395 | 6 | 314 | 25 |  | Fixed | Roof
NJADRE1553746544 | Administratively Determined Incentive Program | Pleasantville | 8232 | 19 | 10.27 | Residential | Behind the Meter | Yes | Net Metered Residential | SunnyMac LLC | None | PSE&G | Accepted | 2023-05-18 | 2023-06-07 | 2024-06-07 | Solar Panels | JA SOLAR | JAM54S31-395/MR |  | 0.395 | 20 | 134 | 25 |  | Fixed | Roof
NJADRE1553746544 | Administratively Determined Incentive Program | Pleasantville | 8232 | 19 | 10.27 | Residential | Behind the Meter | Yes | Net Metered Residential | SunnyMac LLC | None | PSE&G | Accepted | 2023-05-18 | 2023-06-07 | 2024-06-07 | Inverters | Solaredge | SE10000H-US | 10000 |  | 1 |  |  | 0.99 |  | Outdoor | NEXT TO METER
NJADRE1553746636 | Administratively Determined Incentive Program | Union City | 7087 | 8 | 4.02 | Residential | Behind the Meter | Yes | Net Metered Residential | Pro Custom Solar dba Momentum Solar | None | PSE&G | Accepted | 2023-05-18 | 2023-06-07 | 2024-06-07 | Inverters | ENPHASE | iq8plus-72-2-us | 290 |  | 11 |  |  | 0.97 |  | Outdoor
NJADRE1553746636 | Administratively Determined Incentive Program | Union City | 7087 | 8 | 4.02 | Residential | Behind the Meter | Yes | Net Metered Residential | Pro Custom Solar dba Momentum Solar | None | PSE&G | Accepted | 2023-05-18 | 2023-06-07 | 2024-06-07 | Solar Panels | HANWHA | q.peak duo blk-g10+365 |  | 0.365 | 11 | 34 | 5 |  | Fixed | Roof
NJADRE1553746643 | Administratively Determined Incentive Program | Englishtown | 7726 | 17 | 11.34 | Residential | Behind the Meter | No | Net Metered Residential | EMT Renewables | None | JCP&L | Accepted | 2023-05-18 | 2023-06-07 | 2024-06-07 | Inverters | ENPHASE | IQ8+ | 290 |  | 28 |  |  | 0.98 |  | Other | UNDER EACH PANEL
NJADRE1553746643 | Administratively Determined Incentive Program | Englishtown | 7726 | 17 | 11.34 | Residential | Behind the Meter | No | Net Metered Residential | EMT Renewables | None | JCP&L | Accepted | 2023-05-18 | 2023-06-07 | 2024-06-07 | Solar Panels | REC ALPHA | REC 405 |  | 0.405 | 20 | 207 | 34 |  | Fixed | Roof
NJADRE1553746643 | Administratively Determined Incentive Program | Englishtown | 7726 | 17 | 11.34 | Residential | Behind the Meter | No | Net Metered Residential | EMT Renewables | None | JCP&L | Accepted | 2023-05-18 | 2023-06-07 | 2024-06-07 | Solar Panels | REC ALPHA | REC 405 |  | 0.405 | 6 | 117 | 40 |  | Fixed | Roof
NJADRE1553746643 | Administratively Determined Incentive Program | Englishtown | 7726 | 17 | 11.34 | Residential | Behind the Meter | No | Net Metered Residential | EMT Renewables | None | JCP&L | Accepted | 2023-05-18 | 2023-06-07 | 2024-06-07 | Solar Panels | REC ALPHA | REC 405 |  | 0.405 | 2 | 207 | 34 |  | Fixed | Roof
NJADRE1553746646 | Administratively Determined Incentive Program | Westwood | 7675 | 7 | 5.84 | Residential | Behind the Meter | Yes | Net Metered Residential | Pro Custom Solar dba Momentum Solar | None | PSE&G | Accepted | 2023-05-18 | 2023-06-07 | 2024-06-07 | Inverters | enphase | iq8plus-72-2-us | 290 |  | 16 |  |  | 0.97 |  | Outdoor
NJADRE1553746646 | Administratively Determined Incentive Program | Westwood | 7675 | 7 | 5.84 | Residential | Behind the Meter | Yes | Net Metered Residential | Pro Custom Solar dba Momentum Solar | None | PSE&G | Accepted | 2023-05-18 | 2023-06-07 | 2024-06-07 | Solar Panels | hanwha | q.peak duo blk-g10+365 |  | 0.365 | 14 | 116 | 36 |  | Fixed | Roof
NJADRE1553746646 | Administratively Determined Incentive Program | Westwood | 7675 | 7 | 5.84 | Residential | Behind the Meter | Yes | Net Metered Residential | Pro Custom Solar dba Momentum Solar | None | PSE&G | Accepted | 2023-05-18 | 2023-06-07 | 2024-06-07 | Solar Panels | hanwha | q.peak duo blk-g10+365 |  | 0.365 | 2 | 296 | 39 |  | Fixed | Roof
NJADRE1553746653 | Administratively Determined Incentive Program | KEARNY TOWN | 7032 | 8 | 6 | Residential | Behind the Meter | No | Net Metered Residential | Tesla Energy Operations Inc | None | PSE&G | Accepted | 2023-05-18 | 2023-06-07 | 2024-06-07 | Inverters | Tesla | 5.0 kW Tesla Inc 1538000-45-A | 5000 |  | 1 |  |  | 0.986 |  | Outdoor
NJADRE1553746653 | Administratively Determined Incentive Program | KEARNY TOWN | 7032 | 8 | 6 | Residential | Behind the Meter | No | Net Metered Residential | Tesla Energy Operations Inc | None | PSE&G | Accepted | 2023-05-18 | 2023-06-07 | 2024-06-07 | Solar Panels | Tesla | Q.PEAK |  | 0.4 | 9 | 295 | 23 |  | Fixed | Roof
NJADRE1553746653 | Administratively Determined Incentive Program | KEARNY TOWN | 7032 | 8 | 6 | Residential | Behind the Meter | No | Net Metered Residential | Tesla Energy Operations Inc | None | PSE&G | Accepted | 2023-05-18 | 2023-06-07 | 2024-06-07 | Solar Panels | Tesla | Q.PEAK |  | 0.4 | 6 | 115 | 23 |  | Fixed | Roof
NJADRE1553749313 | Administratively Determined Incentive Program | Manville Boro | 8835 | 5 | 11.76 | Residential | Behind the Meter | No | Net Metered Residential | EMT Renewables | None | PSE&G | Accepted | 2023-05-18 | 2023-06-07 | 2024-06-07 | Inverters | ENPHASE | IQ7x | 315 |  | 28 |  |  | 0.86 |  | Other | UNDER EACH PANEL
NJADRE1553749313 | Administratively Determined Incentive Program | Manville Boro | 8835 | 5 | 11.76 | Residential | Behind the Meter | No | Net Metered Residential | EMT Renewables | None | PSE&G | Accepted | 2023-05-18 | 2023-06-07 | 2024-06-07 | Solar Panels | REC ALPHA | REC 420 |  | 0.42 | 10 | 250 | 27 |  | Fixed | Roof
NJADRE1553749313 | Administratively Determined Incentive Program | Manville Boro | 8835 | 5 | 11.76 | Residential | Behind the Meter | No | Net Metered Residential | EMT Renewables | None | PSE&G | Accepted | 2023-05-18 | 2023-06-07 | 2024-06-07 | Solar Panels | REC ALPHA | REC 420 |  | 0.42 | 8 | 249 | 26 |  | Fixed | Roof
NJADRE1553749313 | Administratively Determined Incentive Program | Manville Boro | 8835 | 5 | 11.76 | Residential | Behind the Meter | No | Net Metered Residential | EMT Renewables | None | PSE&G | Accepted | 2023-05-18 | 2023-06-07 | 2024-06-07 | Solar Panels | REC ALPHA | REC 420 |  | 0.42 | 8 | 70 | 27 |  | Fixed | Roof
NJADRE1553749313 | Administratively Determined Incentive Program | Manville Boro | 8835 | 5 | 11.76 | Residential | Behind the Meter | No | Net Metered Residential | EMT Renewables | None | PSE&G | Accepted | 2023-05-18 | 2023-06-07 | 2024-06-07 | Solar Panels | REC ALPHA | REC 420 |  | 0.42 | 2 | 69 | 12 |  | Fixed | Roof
NJADRE1553749360 | Administratively Determined Incentive Program | Linden | 7036 | 10 | 222.95 | Commercial | Behind the Meter | No | Small Net-Metered Non-Residential located on Rooftop, Carport, Canopy and Floating Solar | Geoscape Solar | None | PSE&G | Accepted | 2023-05-18 | 2023-06-07 | 2024-06-07 | Inverters | Solar Edge | SE50K-us | 50000 |  | 3 |  |  | 0.99 |  | Outside
NJADRE1553749360 | Administratively Determined Incentive Program | Linden | 7036 | 10 | 222.95 | Commercial | Behind the Meter | No | Small Net-Metered Non-Residential located on Rooftop, Carport, Canopy and Floating Solar | Geoscape Solar | None | PSE&G | Accepted | 2023-05-18 | 2023-06-07 | 2024-06-07 | Inverters | Solar Edge | SE17.3K-us | 17300 |  | 1 |  |  | 0.99 |  | Outside
NJADRE1553749360 | Administratively Determined Incentive Program | Linden | 7036 | 10 | 222.95 | Commercial | Behind the Meter | No | Small Net-Metered Non-Residential located on Rooftop, Carport, Canopy and Floating Solar | Geoscape Solar | None | PSE&G | Accepted | 2023-05-18 | 2023-06-07 | 2024-06-07 | Solar Panels | Solar Ever USA | SE-455M-144 |  | 0.455 | 204 | 210 | 26 |  | Fixed | Roof
NJADRE1553749360 | Administratively Determined Incentive Program | Linden | 7036 | 10 | 222.95 | Commercial | Behind the Meter | No | Small Net-Metered Non-Residential located on Rooftop, Carport, Canopy and Floating Solar | Geoscape Solar | None | PSE&G | Accepted | 2023-05-18 | 2023-06-07 | 2024-06-07 | Solar Panels | Solar Ever USA | SE-455M-144 |  | 0.455 | 76 | 128 | 26 |  | Fixed | Roof
NJADRE1553749360 | Administratively Determined Incentive Program | Linden | 7036 | 10 | 222.95 | Commercial | Behind the Meter | No | Small Net-Metered Non-Residential located on Rooftop, Carport, Canopy and Floating Solar | Geoscape Solar | None | PSE&G | Accepted | 2023-05-18 | 2023-06-07 | 2024-06-07 | Solar Panels | Solar Ever USA | SE-455M-144 |  | 0.455 | 124 | 218 | 26 |  | Fixed | Roof
NJADRE1553749360 | Administratively Determined Incentive Program | Linden | 7036 | 10 | 222.95 | Commercial | Behind the Meter | No | Small Net-Metered Non-Residential located on Rooftop, Carport, Canopy and Floating Solar | Geoscape Solar | None | PSE&G | Accepted | 2023-05-18 | 2023-06-07 | 2024-06-07 | Solar Panels | Solar Ever USA | SE-455M-144 |  | 0.455 | 24 | 218 | 19 |  | Fixed | Roof
NJADRE1553749360 | Administratively Determined Incentive Program | Linden | 7036 | 10 | 222.95 | Commercial | Behind the Meter | No | Small Net-Metered Non-Residential located on Rooftop, Carport, Canopy and Floating Solar | Geoscape Solar | None | PSE&G | Accepted | 2023-05-18 | 2023-06-07 | 2024-06-07 | Solar Panels | Solar Ever USA | SE-455M-144 |  | 0.455 | 24 | 218 | 19 |  | Fixed | Roof
NJADRE1553749360 | Administratively Determined Incentive Program | Linden | 7036 | 10 | 222.95 | Commercial | Behind the Meter | No | Small Net-Metered Non-Residential located on Rooftop, Carport, Canopy and Floating Solar | Geoscape Solar | None | PSE&G | Accepted | 2023-05-18 | 2023-06-07 | 2024-06-07 | Solar Panels | Solar Ever USA | SE-455M-144 |  | 0.455 | 38 | 128 | 26 |  | Fixed | Roof
NJADRE1553749364 | Administratively Determined Incentive Program | NORTH PLAINFIELD BORO | 7062 | 10 | 10.14 | Residential | Behind the Meter | Yes | Net Metered Residential | Sunrun Installation Services, Inc. | None | PSE&G | Accepted | 2023-05-18 | 2023-06-07 | 2024-06-07 | Inverters | SolarEdge Technologies | SE7600H-USSN | 7600 |  | 1 |  |  | 0.99 |  | Outdoor | Next To Meter
NJADRE1553749364 | Administratively Determined Incentive Program | NORTH PLAINFIELD BORO | 7062 | 10 | 10.14 | Residential | Behind the Meter | Yes | Net Metered Residential | Sunrun Installation Services, Inc. | None | PSE&G | Accepted | 2023-05-18 | 2023-06-07 | 2024-06-07 | Solar Panels | Trina Solar | TSM-390DE09C.07 |  | 0.39 | 13 | 312 | 18 |  | Fixed | Roof
NJADRE1553749364 | Administratively Determined Incentive Program | NORTH PLAINFIELD BORO | 7062 | 10 | 10.14 | Residential | Behind the Meter | Yes | Net Metered Residential | Sunrun Installation Services, Inc. | None | PSE&G | Accepted | 2023-05-18 | 2023-06-07 | 2024-06-07 | Solar Panels | Trina Solar | TSM-390DE09C.07 |  | 0.39 | 13 | 132 | 18 |  | Fixed | Roof
NJADRE1553749421 | Administratively Determined Incentive Program | Bridgewater TWP | 8807 | 5 | 5.46 | Residential | Behind the Meter | Yes | Net Metered Residential | Sunrun Installation Services, Inc. | None | PSE&G | Accepted | 2023-05-18 | 2023-05-23 | 2024-05-23 | Inverters | SOLAREDGE TECHNOLOGIES | SE3800H-USMN | 3800 |  | 1 |  |  | 0.99 |  | Outdoor | Next To Meter
NJADRE1553749421 | Administratively Determined Incentive Program | Bridgewater TWP | 8807 | 5 | 5.46 | Residential | Behind the Meter | Yes | Net Metered Residential | Sunrun Installation Services, Inc. | None | PSE&G | Accepted | 2023-05-18 | 2023-05-23 | 2024-05-23 | Solar Panels | TRINA SOLAR | TSM-390DE09C.07 |  | 0.39 | 11 | 265 | 23 |  | Fixed | Roof
NJADRE1553749421 | Administratively Determined Incentive Program | Bridgewater TWP | 8807 | 5 | 5.46 | Residential | Behind the Meter | Yes | Net Metered Residential | Sunrun Installation Services, Inc. | None | PSE&G | Accepted | 2023-05-18 | 2023-05-23 | 2024-05-23 | Solar Panels | TRINA SOLAR | TSM-390DE09C.07 |  | 0.39 | 3 | 265 | 23 |  | Fixed | Roof
NJADRE1553749427 | Administratively Determined Incentive Program | Oaklyn | 8107 | 14 | 6 | Residential | Behind the Meter | No | Net Metered Residential | Exact Solar | PSEG | PSE&G | Accepted | 2023-05-25 | 2023-06-13 | 2024-06-13 | Inverters | Enphase | Enphase IQ8+ | 300 |  | 15 |  |  | 0.976 |  | Outdoor
NJADRE1553749427 | Administratively Determined Incentive Program | Oaklyn | 8107 | 14 | 6 | Residential | Behind the Meter | No | Net Metered Residential | Exact Solar | PSEG | PSE&G | Accepted | 2023-05-25 | 2023-06-13 | 2024-06-13 | Solar Panels | VSUN | VSUN-144BMH-DG |  | 0.4 | 15 | 178.3 | 52 |  | Fixed | Roof
NJADRE1553749437 | Administratively Determined Incentive Program | Englishtown | 7726 | 17 | 5.46 | Residential | Behind the Meter | No | Net Metered Residential | EMT Renewables | None | JCP&L | Accepted | 2023-05-18 | 2023-06-07 | 2024-06-07 | Inverters | ENPHASE | IQ7x | 315 |  | 13 |  |  | 0.98 |  | Other | under each panel
NJADRE1553749437 | Administratively Determined Incentive Program | Englishtown | 7726 | 17 | 5.46 | Residential | Behind the Meter | No | Net Metered Residential | EMT Renewables | None | JCP&L | Accepted | 2023-05-18 | 2023-06-07 | 2024-06-07 | Solar Panels | REC ALPHA | REC 420 |  | 0.42 | 13 | 57 | 24 |  | Fixed | Roof
NJADRE1553749441 | Administratively Determined Incentive Program | Roselle Park | 7204 | 10 | 66.43 | Commercial | Behind the Meter | No | Small Net-Metered Non-Residential located on Rooftop, Carport, Canopy and Floating Solar | Geoscape Solar | None | PSE&G | Accepted | 2023-05-18 | 2023-06-07 | 2024-06-07 | Inverters | Solar Edge | SE50K-us | 50000 |  | 1 |  |  | 0.99 |  | Outside
NJADRE1553749441 | Administratively Determined Incentive Program | Roselle Park | 7204 | 10 | 66.43 | Commercial | Behind the Meter | No | Small Net-Metered Non-Residential located on Rooftop, Carport, Canopy and Floating Solar | Geoscape Solar | None | PSE&G | Accepted | 2023-05-18 | 2023-06-07 | 2024-06-07 | Solar Panels | ZN Shine | ZXM6-NHLD144 |  | 0.455 | 40 | 80 | 16 |  | Fixed | Roof
NJADRE1553749441 | Administratively Determined Incentive Program | Roselle Park | 7204 | 10 | 66.43 | Commercial | Behind the Meter | No | Small Net-Metered Non-Residential located on Rooftop, Carport, Canopy and Floating Solar | Geoscape Solar | None | PSE&G | Accepted | 2023-05-18 | 2023-06-07 | 2024-06-07 | Solar Panels | ZN Shine | ZXM6-NHLD144 |  | 0.455 | 18 | 168 | 16 |  | Fixed | Roof
NJADRE1553749441 | Administratively Determined Incentive Program | Roselle Park | 7204 | 10 | 66.43 | Commercial | Behind the Meter | No | Small Net-Metered Non-Residential located on Rooftop, Carport, Canopy and Floating Solar | Geoscape Solar | None | PSE&G | Accepted | 2023-05-18 | 2023-06-07 | 2024-06-07 | Solar Panels | ZN Shine | ZXM6-NHLD144 |  | 0.455 | 88 | 260 | 16 |  | Fixed | Roof
NJADRE1553749926 | Administratively Determined Incentive Program | Livingston TWP | 7039 | 9 | 12.24 | Residential | Behind the Meter | No | Net Metered Residential | Tesla Energy Operations Inc | None | PSE&G | Accepted | 2023-05-18 | 2023-06-07 | 2024-06-07 | Inverters | Tesla | 1538000-00-C (240V) | 7680 |  | 1 |  |  | 0.98 |  | Outdoor
NJADRE1553749926 | Administratively Determined Incentive Program | Livingston TWP | 7039 | 9 | 12.24 | Residential | Behind the Meter | No | Net Metered Residential | Tesla Energy Operations Inc | None | PSE&G | Accepted | 2023-05-18 | 2023-06-07 | 2024-06-07 | Inverters | Tesla | 1534000-00-C (240V) | 3840 |  | 1 |  |  | 0.975 |  | Outdoor
NJADRE1553749926 | Administratively Determined Incentive Program | Livingston TWP | 7039 | 9 | 12.24 | Residential | Behind the Meter | No | Net Metered Residential | Tesla Energy Operations Inc | None | PSE&G | Accepted | 2023-05-18 | 2023-06-07 | 2024-06-07 | Solar Panels | Hanwha Q-CELLS | Q.Peak DUO BLK-G6+ 340 |  | 0.34 | 9 | 201 | 23 |  | Fixed | Roof
NJADRE1553749926 | Administratively Determined Incentive Program | Livingston TWP | 7039 | 9 | 12.24 | Residential | Behind the Meter | No | Net Metered Residential | Tesla Energy Operations Inc | None | PSE&G | Accepted | 2023-05-18 | 2023-06-07 | 2024-06-07 | Solar Panels | Hanwha Q-CELLS | Q.Peak DUO BLK-G6+ 340 |  | 0.34 | 3 | 202 | 23 |  | Fixed | Roof
NJADRE1553749926 | Administratively Determined Incentive Program | Livingston TWP | 7039 | 9 | 12.24 | Residential | Behind the Meter | No | Net Metered Residential | Tesla Energy Operations Inc | None | PSE&G | Accepted | 2023-05-18 | 2023-06-07 | 2024-06-07 | Solar Panels | Hanwha Q-CELLS | Q.Peak DUO BLK-G6+ 340 |  | 0.34 | 6 | 202 | 23 |  | Fixed | Roof
NJADRE1553749926 | Administratively Determined Incentive Program | Livingston TWP | 7039 | 9 | 12.24 | Residential | Behind the Meter | No | Net Metered Residential | Tesla Energy Operations Inc | None | PSE&G | Accepted | 2023-05-18 | 2023-06-07 | 2024-06-07 | Solar Panels | Hanwha Q-CELLS | Q.Peak DUO BLK-G6+ 340 |  | 0.34 | 6 | 21 | 23 |  | Fixed | Roof
NJADRE1553749926 | Administratively Determined Incentive Program | Livingston TWP | 7039 | 9 | 12.24 | Residential | Behind the Meter | No | Net Metered Residential | Tesla Energy Operations Inc | None | PSE&G | Accepted | 2023-05-18 | 2023-06-07 | 2024-06-07 | Solar Panels | Hanwha Q-CELLS | Q.Peak DUO BLK-G6+ 340 |  | 0.34 | 3 | 111 | 23 |  | Fixed | Roof
NJADRE1553749926 | Administratively Determined Incentive Program | Livingston TWP | 7039 | 9 | 12.24 | Residential | Behind the Meter | No | Net Metered Residential | Tesla Energy Operations Inc | None | PSE&G | Accepted | 2023-05-18 | 2023-06-07 | 2024-06-07 | Solar Panels | Hanwha Q-CELLS | Q.Peak DUO BLK-G6+ 340 |  | 0.34 | 2 | 111 | 23 |  | Fixed | Roof
NJADRE1553749926 | Administratively Determined Incentive Program | Livingston TWP | 7039 | 9 | 12.24 | Residential | Behind the Meter | No | Net Metered Residential | Tesla Energy Operations Inc | None | PSE&G | Accepted | 2023-05-18 | 2023-06-07 | 2024-06-07 | Solar Panels | Hanwha Q-CELLS | Q.Peak DUO BLK-G6+ 340 |  | 0.34 | 2 | 201 | 23 |  | Fixed | Roof
NJADRE1553749926 | Administratively Determined Incentive Program | Livingston TWP | 7039 | 9 | 12.24 | Residential | Behind the Meter | No | Net Metered Residential | Tesla Energy Operations Inc | None | PSE&G | Accepted | 2023-05-18 | 2023-06-07 | 2024-06-07 | Solar Panels | Hanwha Q-CELLS | Q.Peak DUO BLK-G6+ 340 |  | 0.34 | 5 | 291 | 25 |  | Fixed | Roof
NJADRE1553749926 | Administratively Determined Incentive Program | Livingston TWP | 7039 | 9 | 12.24 | Residential | Behind the Meter | No | Net Metered Residential | Tesla Energy Operations Inc | None | PSE&G | Accepted | 2023-05-18 | 2023-06-07 | 2024-06-07 | Electric Storage Battery | Tesla | AC Powerwall 2.0 |  |  | 3 |  |  |  | Lithium Ion |  | Inside
NJADRE1553749926 | Administratively Determined Incentive Program | Livingston TWP | 7039 | 9 | 12.24 | Residential | Behind the Meter | No | Net Metered Residential | Tesla Energy Operations Inc | None | PSE&G | Accepted | 2023-05-18 | 2023-06-07 | 2024-06-07 | Meters | Neurio | W2-Tesla |  |  | 1 |  |  |  | Yes | Indoor
NJADRE1553749956 | Administratively Determined Incentive Program | Livingston Twp | 7039 | 9 | 12.18 | Residential | Behind the Meter | No | Net Metered Residential | EMT Renewables | None | PSE&G | Accepted | 2023-05-18 | 2023-06-07 | 2024-06-07 | Inverters | ENPHASE | IQ7X | 315 |  | 29 |  |  | 0.86 |  | Other | UNDER EACH PANEL
NJADRE1553749956 | Administratively Determined Incentive Program | Livingston Twp | 7039 | 9 | 12.18 | Residential | Behind the Meter | No | Net Metered Residential | EMT Renewables | None | PSE&G | Accepted | 2023-05-18 | 2023-06-07 | 2024-06-07 | Solar Panels | REC ALPHA | REC 420 |  | 0.42 | 12 | 20 | 23 |  | Fixed | Roof
NJADRE1553749956 | Administratively Determined Incentive Program | Livingston Twp | 7039 | 9 | 12.18 | Residential | Behind the Meter | No | Net Metered Residential | EMT Renewables | None | PSE&G | Accepted | 2023-05-18 | 2023-06-07 | 2024-06-07 | Solar Panels | REC ALPHA | REC 420 |  | 0.42 | 7 | 200 | 23 |  | Fixed | Roof
NJADRE1553749956 | Administratively Determined Incentive Program | Livingston Twp | 7039 | 9 | 12.18 | Residential | Behind the Meter | No | Net Metered Residential | EMT Renewables | None | PSE&G | Accepted | 2023-05-18 | 2023-06-07 | 2024-06-07 | Solar Panels | REC ALPHA | REC 420 |  | 0.42 | 2 | 110 | 20 |  | Fixed | Roof
NJADRE1553749956 | Administratively Determined Incentive Program | Livingston Twp | 7039 | 9 | 12.18 | Residential | Behind the Meter | No | Net Metered Residential | EMT Renewables | None | PSE&G | Accepted | 2023-05-18 | 2023-06-07 | 2024-06-07 | Solar Panels | REC ALPHA | REC 420 |  | 0.42 | 6 | 200 | 16 |  | Fixed | Roof
NJADRE1553749956 | Administratively Determined Incentive Program | Livingston Twp | 7039 | 9 | 12.18 | Residential | Behind the Meter | No | Net Metered Residential | EMT Renewables | None | PSE&G | Accepted | 2023-05-18 | 2023-06-07 | 2024-06-07 | Solar Panels | REC ALPHA | REC 420 |  | 0.42 | 2 | 290 | 24 |  | Fixed | Roof
NJADRE1553750073 | Administratively Determined Incentive Program | East Brunswick Township | 8816 | 11 | 12.62 | Residential | Behind the Meter | Yes | Net Metered Residential | Freedom Forever New Jersey LLC | None | PSE&G | Accepted | 2023-05-18 | 2023-06-07 | 2024-06-07 | Inverters | Solar Edge | SE10000H-USRGM | 10000 |  | 1 |  |  | 0.99 |  | Outdoor
NJADRE1553750073 | Administratively Determined Incentive Program | East Brunswick Township | 8816 | 11 | 12.62 | Residential | Behind the Meter | Yes | Net Metered Residential | Freedom Forever New Jersey LLC | None | PSE&G | Accepted | 2023-05-18 | 2023-06-07 | 2024-06-07 | Solar Panels | Canadian Solar | CS3N-395MS |  | 0.394 | 20 | 154 | 22 |  | Fixed | Roof
NJADRE1553750073 | Administratively Determined Incentive Program | East Brunswick Township | 8816 | 11 | 12.62 | Residential | Behind the Meter | Yes | Net Metered Residential | Freedom Forever New Jersey LLC | None | PSE&G | Accepted | 2023-05-18 | 2023-06-07 | 2024-06-07 | Solar Panels | Canadian Solar | CS3N-395MS |  | 0.395 | 12 | 334 | 22 |  | Fixed | Roof
NJADRE1553750081 | Administratively Determined Incentive Program | Clayton | 8312 | 15 | 10.14 | Residential | Behind the Meter | Yes | Net Metered Residential | Sunrun Installation Services, Inc. | None | AC Electric | Accepted | 2023-05-18 | 2023-06-07 | 2024-06-07 | Inverters | SolarEdge Technologies | SE7600H-USSN | 7600 |  | 1 |  |  | 0.99 |  | Outdoor | Next to the meter
NJADRE1553750081 | Administratively Determined Incentive Program | Clayton | 8312 | 15 | 10.14 | Residential | Behind the Meter | Yes | Net Metered Residential | Sunrun Installation Services, Inc. | None | AC Electric | Accepted | 2023-05-18 | 2023-06-07 | 2024-06-07 | Solar Panels | Trina Solar | TSM-390DE09C.07 |  | 0.39 | 2 | 78 | 42 |  | Fixed | Roof
NJADRE1553750081 | Administratively Determined Incentive Program | Clayton | 8312 | 15 | 10.14 | Residential | Behind the Meter | Yes | Net Metered Residential | Sunrun Installation Services, Inc. | None | AC Electric | Accepted | 2023-05-18 | 2023-06-07 | 2024-06-07 | Solar Panels | Trina Solar | TSM-390DE09C.07 |  | 0.39 | 4 | 349 | 3 |  | Fixed | Roof
NJADRE1553750081 | Administratively Determined Incentive Program | Clayton | 8312 | 15 | 10.14 | Residential | Behind the Meter | Yes | Net Metered Residential | Sunrun Installation Services, Inc. | None | AC Electric | Accepted | 2023-05-18 | 2023-06-07 | 2024-06-07 | Solar Panels | Trina Solar | TSM-390DE09C.07 |  | 0.39 | 5 | 349 | 40 |  | Fixed | Roof
NJADRE1553750081 | Administratively Determined Incentive Program | Clayton | 8312 | 15 | 10.14 | Residential | Behind the Meter | Yes | Net Metered Residential | Sunrun Installation Services, Inc. | None | AC Electric | Accepted | 2023-05-18 | 2023-06-07 | 2024-06-07 | Solar Panels | Trina Solar | TSM-390DE09C.07 |  | 0.39 | 6 | 168 | 39 |  | Fixed | Roof
NJADRE1553750081 | Administratively Determined Incentive Program | Clayton | 8312 | 15 | 10.14 | Residential | Behind the Meter | Yes | Net Metered Residential | Sunrun Installation Services, Inc. | None | AC Electric | Accepted | 2023-05-18 | 2023-06-07 | 2024-06-07 | Solar Panels | Trina Solar | TSM-390DE09C.07 |  | 0.39 | 9 | 258 | 42 |  | Fixed | Roof
NJADRE1553750086 | Administratively Determined Incentive Program | BridgeWater | 8807 | 5 | 14.4 | Residential | Behind the Meter | No | Net Metered Residential | Ad Energy LLC | None | PSE&G | Accepted | 2023-05-18 | 2023-06-08 | 2024-06-08 | Inverters | SunPower | IQ7HS | 384 |  | 36 |  |  | 0.97 |  | Outdoor | At each panel
NJADRE1553750086 | Administratively Determined Incentive Program | BridgeWater | 8807 | 5 | 14.4 | Residential | Behind the Meter | No | Net Metered Residential | Ad Energy LLC | None | PSE&G | Accepted | 2023-05-18 | 2023-06-08 | 2024-06-08 | Solar Panels | SunPower | SPR-U-400-BLK-W-DC |  | 0.4 | 19 | 168 | 23 |  | Fixed | Roof
NJADRE1553750086 | Administratively Determined Incentive Program | BridgeWater | 8807 | 5 | 14.4 | Residential | Behind the Meter | No | Net Metered Residential | Ad Energy LLC | None | PSE&G | Accepted | 2023-05-18 | 2023-06-08 | 2024-06-08 | Solar Panels | SunPower | SPR-U-400-BLK-W-DC |  | 0.4 | 2 | 168 | 23 |  | Fixed | Roof
NJADRE1553750086 | Administratively Determined Incentive Program | BridgeWater | 8807 | 5 | 14.4 | Residential | Behind the Meter | No | Net Metered Residential | Ad Energy LLC | None | PSE&G | Accepted | 2023-05-18 | 2023-06-08 | 2024-06-08 | Solar Panels | SunPower | SPR-U-400-BLK-W-DC |  | 0.4 | 4 | 258 | 23 |  | Fixed | Roof
NJADRE1553750086 | Administratively Determined Incentive Program | BridgeWater | 8807 | 5 | 14.4 | Residential | Behind the Meter | No | Net Metered Residential | Ad Energy LLC | None | PSE&G | Accepted | 2023-05-18 | 2023-06-08 | 2024-06-08 | Solar Panels | SunPower | 3SPR-U-400-BLK-W-DC |  | 0.4 | 11 | 78 | 23 |  | Fixed | Roof
NJADRE1553750095 | Administratively Determined Incentive Program | Irvington | 7111 | 9 | 2.73 | Residential | Behind the Meter | Yes | Net Metered Residential | Sunrun Installation Services, Inc. | None | PSE&G | Accepted | 2023-05-18 | 2023-06-07 | 2024-06-07 | Inverters | Delta Electronics | E4-TL-US | 3840 |  | 1 |  |  | 0.96 |  | Outdoor | Next To Meter
NJADRE1553750095 | Administratively Determined Incentive Program | Irvington | 7111 | 9 | 2.73 | Residential | Behind the Meter | Yes | Net Metered Residential | Sunrun Installation Services, Inc. | None | PSE&G | Accepted | 2023-05-18 | 2023-06-07 | 2024-06-07 | Solar Panels | Trina Solar | TSM-390DE09C.07 |  | 0.39 | 7 | 220 | 34 |  | Fixed | Roof
NJADRE1553750324 | Administratively Determined Incentive Program | FRANKLINVILLE | 8322 | 15 | 9.48 | Residential | Behind the Meter | Yes | Net Metered Residential | Sunrun Installation Services, Inc. | None | AC Electric | Accepted | 2023-05-23 | 2023-06-09 | 2024-06-09 | Inverters | SolarEdge Technologies | SE7600H-USSN | 7600 |  | 1 |  |  | 0.99 |  | Outdoor | Next To Meter
NJADRE1553750324 | Administratively Determined Incentive Program | FRANKLINVILLE | 8322 | 15 | 9.48 | Residential | Behind the Meter | Yes | Net Metered Residential | Sunrun Installation Services, Inc. | None | AC Electric | Accepted | 2023-05-23 | 2023-06-09 | 2024-06-09 | Solar Panels | Trina Solar | TSM-395DE09C.07 |  | 0.395 | 6 | 263 | 18 |  | Fixed | Roof
NJADRE1553750324 | Administratively Determined Incentive Program | FRANKLINVILLE | 8322 | 15 | 9.48 | Residential | Behind the Meter | Yes | Net Metered Residential | Sunrun Installation Services, Inc. | None | AC Electric | Accepted | 2023-05-23 | 2023-06-09 | 2024-06-09 | Solar Panels | Trina Solar | TSM-395DE09C.07 |  | 0.395 | 18 | 263 | 27 |  | Fixed | Roof
NJADRE1553750332 | Administratively Determined Incentive Program | ATLANTIC CITY | 8401 | 19 | 5.46 | Residential | Behind the Meter | Yes | Net Metered Residential | Sunrun Installation Services, Inc. | None | AC Electric | Accepted | 2023-05-18 | 2023-06-07 | 2024-06-07 | Inverters | SolarEdge Technologies | SE3800H-USMN | 3800 |  | 1 |  |  | 0.99 |  | Outdoor | Next To Meter
NJADRE1553750332 | Administratively Determined Incentive Program | ATLANTIC CITY | 8401 | 19 | 5.46 | Residential | Behind the Meter | Yes | Net Metered Residential | Sunrun Installation Services, Inc. | None | AC Electric | Accepted | 2023-05-18 | 2023-06-07 | 2024-06-07 | Solar Panels | Trina Solar | TSM-390DE09C.07 |  | 0.39 | 5 | 333 | 22 |  | Fixed | Roof
NJADRE1553750332 | Administratively Determined Incentive Program | ATLANTIC CITY | 8401 | 19 | 5.46 | Residential | Behind the Meter | Yes | Net Metered Residential | Sunrun Installation Services, Inc. | None | AC Electric | Accepted | 2023-05-18 | 2023-06-07 | 2024-06-07 | Solar Panels | Trina Solar | TSM-390DE09C.07 |  | 0.39 | 9 | 153 | 22 |  | Fixed | Roof
NJADRE1553752481 | Administratively Determined Incentive Program | Haskell, New Jersey | 7420 | 6 | 14.4 | Residential | Behind the Meter | Yes | Net Metered Residential | Suntuity Solar LLC | None | JCP&L | Accepted | 2023-05-19 | 2023-06-07 | 2024-06-07 | Inverters | (36)ENPHASE | IQ8PLUS-72-2-US | 290 |  | 36 |  |  | 0.97 |  | Outdoor | Behind the PV modules
NJADRE1553752481 | Administratively Determined Incentive Program | Haskell, New Jersey | 7420 | 6 | 14.4 | Residential | Behind the Meter | Yes | Net Metered Residential | Suntuity Solar LLC | None | JCP&L | Accepted | 2023-05-19 | 2023-06-07 | 2024-06-07 | Solar Panels | (36)HANWHA | Q.PEAK DUO BLK ML-G10+ 400 |  | 0.4 | 18 | 203 | 27 |  | Fixed | Roof
NJADRE1553752481 | Administratively Determined Incentive Program | Haskell, New Jersey | 7420 | 6 | 14.4 | Residential | Behind the Meter | Yes | Net Metered Residential | Suntuity Solar LLC | None | JCP&L | Accepted | 2023-05-19 | 2023-06-07 | 2024-06-07 | Solar Panels | (36)HANWHA | Q.PEAK DUO BLK ML-G10+ 400 |  | 0.4 | 12 | 23 | 27 |  | Fixed | Roof
NJADRE1553752481 | Administratively Determined Incentive Program | Haskell, New Jersey | 7420 | 6 | 14.4 | Residential | Behind the Meter | Yes | Net Metered Residential | Suntuity Solar LLC | None | JCP&L | Accepted | 2023-05-19 | 2023-06-07 | 2024-06-07 | Solar Panels | (36)HANWHA | Q.PEAK DUO BLK ML-G10+ 400 |  | 0.4 | 6 | 293 | 27 |  | Fixed | Roof
NJADRE1553752500 | Administratively Determined Incentive Program | Paramus | 7652 | 7 | 3.7 | Residential | Behind the Meter | No | Net Metered Residential | Vision Solar LLC | None | PSE&G | Accepted | 2023-05-19 | 2023-06-07 | 2024-06-07 | Inverters | SolarEdge | SE3800H-USRGM | 3800 |  | 1 |  |  | 0.97 |  | Outdoor | SIDE OF HOUSE
NJADRE1553752500 | Administratively Determined Incentive Program | Paramus | 7652 | 7 | 3.7 | Residential | Behind the Meter | No | Net Metered Residential | Vision Solar LLC | None | PSE&G | Accepted | 2023-05-19 | 2023-06-07 | 2024-06-07 | Solar Panels | ZNSHINE SOLAR | ZXM6-NH120-370/M |  | 0.37 | 10 | 263 | 28 |  | Fixed | Roof
NJADRE1553752510 | Administratively Determined Incentive Program | Newark City | 7103 | 9 | 11.2 | Residential | Behind the Meter | Yes | Net Metered Residential | SunnyMac LLC | None | PSE&G | Accepted | 2023-05-19 | 2023-06-07 | 2024-06-07 | Solar Panels | HANWHA | Q.PEAK DUO BLK ML-G10+ 400 |  | 0.4 | 14 | 16 | 34 |  | Fixed | Roof
NJADRE1553752510 | Administratively Determined Incentive Program | Newark City | 7103 | 9 | 11.2 | Residential | Behind the Meter | Yes | Net Metered Residential | SunnyMac LLC | None | PSE&G | Accepted | 2023-05-19 | 2023-06-07 | 2024-06-07 | Solar Panels | HANWHA | Q.PEAK DUO BLK ML-G10+ 401 |  | 0.4 | 14 | 196 | 34 |  | Fixed | Roof
NJADRE1553752510 | Administratively Determined Incentive Program | Newark City | 7103 | 9 | 11.2 | Residential | Behind the Meter | Yes | Net Metered Residential | SunnyMac LLC | None | PSE&G | Accepted | 2023-05-19 | 2023-06-07 | 2024-06-07 | Inverters | Solaredge | SE7600H-US | 7600 |  | 1 |  |  | 0.99 |  | Outdoor | NEXT TO METER
NJADRE1553752510 | Administratively Determined Incentive Program | Newark City | 7103 | 9 | 11.2 | Residential | Behind the Meter | Yes | Net Metered Residential | SunnyMac LLC | None | PSE&G | Accepted | 2023-05-19 | 2023-06-07 | 2024-06-07 | Meters | SE-RGMTR-1D-240C-B | Solaredge |  |  | 1 |  |  |  | Yes | Outdoor
NJADRE1553752535 | Administratively Determined Incentive Program | Toms River | 8753 | 18 | 5.6 | Residential | Behind the Meter | Yes | Net Metered Residential | SunnyMac LLC | None | JCP&L | Accepted | 2023-05-19 | 2023-06-08 | 2024-06-08 | Solar Panels | HANWHA | Q.PEAK DUO BLK ML-G10+ 400 |  | 0.4 | 9 | 185 | 19 |  | Fixed | Roof
NJADRE1553752535 | Administratively Determined Incentive Program | Toms River | 8753 | 18 | 5.6 | Residential | Behind the Meter | Yes | Net Metered Residential | SunnyMac LLC | None | JCP&L | Accepted | 2023-05-19 | 2023-06-08 | 2024-06-08 | Solar Panels | HANWHA | Q.PEAK DUO BLK ML-G10+ 401 |  | 0.4 | 5 | 95 | 17 |  | Fixed | Roof
NJADRE1553752535 | Administratively Determined Incentive Program | Toms River | 8753 | 18 | 5.6 | Residential | Behind the Meter | Yes | Net Metered Residential | SunnyMac LLC | None | JCP&L | Accepted | 2023-05-19 | 2023-06-08 | 2024-06-08 | Inverters | Solaredge | SE 5000H-US | 5000 |  | 1 |  |  | 0.99 |  | Outdoor | NEXT TO METER
NJADRE1553752563 | Administratively Determined Incentive Program | Newton | 7860 | 1 | 6 | Residential | Behind the Meter | No | Net Metered Residential | Vision Solar LLC | None | JCP&L | Accepted | 2023-05-19 | 2023-06-08 | 2024-06-08 | Inverters | Solaredge | SE7600H-USRGM | 7600 |  | 1 |  |  | 0.97 |  | Outdoor | side of house
NJADRE1553752563 | Administratively Determined Incentive Program | Newton | 7860 | 1 | 6 | Residential | Behind the Meter | No | Net Metered Residential | Vision Solar LLC | None | JCP&L | Accepted | 2023-05-19 | 2023-06-08 | 2024-06-08 | Solar Panels | HT Solar | HT60-166M-375W |  | 0.375 | 4 | 135 | 5 |  | Fixed | Roof
NJADRE1553752563 | Administratively Determined Incentive Program | Newton | 7860 | 1 | 6 | Residential | Behind the Meter | No | Net Metered Residential | Vision Solar LLC | None | JCP&L | Accepted | 2023-05-19 | 2023-06-08 | 2024-06-08 | Solar Panels | HT Solar | HT60-166M-375W |  | 0.375 | 12 | 135 | 27 |  | Fixed | Roof
NJADRE1553752618 | Administratively Determined Incentive Program | Teaneck | 7666 | 7 | 5.92 | Residential | Behind the Meter | No | Net Metered Residential | Vision Solar LLC | None | PSE&G | Accepted | 2023-05-19 | 2023-06-08 | 2024-06-08 | Inverters | SolarEdge | SE6000H-USRGM | 6000 |  | 1 |  |  | 0.97 |  | Outdoor | SIDE OF HOUSE
NJADRE1553752618 | Administratively Determined Incentive Program | Teaneck | 7666 | 7 | 5.92 | Residential | Behind the Meter | No | Net Metered Residential | Vision Solar LLC | None | PSE&G | Accepted | 2023-05-19 | 2023-06-08 | 2024-06-08 | Solar Panels | ZNSHINE SOLAR | ZXM6-NH120-370/M |  | 0.37 | 5 | 105 | 29 |  | Fixed | Roof
NJADRE1553752618 | Administratively Determined Incentive Program | Teaneck | 7666 | 7 | 5.92 | Residential | Behind the Meter | No | Net Metered Residential | Vision Solar LLC | None | PSE&G | Accepted | 2023-05-19 | 2023-06-08 | 2024-06-08 | Solar Panels | ZNSHINE SOLAR | ZXM6-NH120-370/M |  | 0.37 | 9 | 285 | 29 |  | Fixed | Roof
NJADRE1553752618 | Administratively Determined Incentive Program | Teaneck | 7666 | 7 | 5.92 | Residential | Behind the Meter | No | Net Metered Residential | Vision Solar LLC | None | PSE&G | Accepted | 2023-05-19 | 2023-06-08 | 2024-06-08 | Solar Panels | ZNSHINE SOLAR | ZXM6-NH120-370/M |  | 0.37 | 2 | 105 | 20 |  | Fixed | Roof
NJADRE1553752630 | Administratively Determined Incentive Program | Franklin Twp Som | 8873 | 5 | 17.16 | Residential | Behind the Meter | Yes | Net Metered Residential | Sunrun Installation Services, Inc. | None | PSE&G | Accepted | 2023-05-19 | 2023-06-07 | 2024-06-07 | Inverters | SolarEdge Technologies | SE6000H-USSN | 6000 |  | 2 |  |  | 0.99 |  | Outdoor | Next to the meter
NJADRE1553752630 | Administratively Determined Incentive Program | Franklin Twp Som | 8873 | 5 | 17.16 | Residential | Behind the Meter | Yes | Net Metered Residential | Sunrun Installation Services, Inc. | None | PSE&G | Accepted | 2023-05-19 | 2023-06-07 | 2024-06-07 | Solar Panels | Trina Solar | TSM-390DE09C.07 |  | 0.39 | 23 | 218 | 22 |  | Fixed | Roof
NJADRE1553752630 | Administratively Determined Incentive Program | Franklin Twp Som | 8873 | 5 | 17.16 | Residential | Behind the Meter | Yes | Net Metered Residential | Sunrun Installation Services, Inc. | None | PSE&G | Accepted | 2023-05-19 | 2023-06-07 | 2024-06-07 | Solar Panels | Trina Solar | TSM-390DE09C.07 |  | 0.39 | 15 | 218 | 22 |  | Fixed | Roof
NJADRE1553752630 | Administratively Determined Incentive Program | Franklin Twp Som | 8873 | 5 | 17.16 | Residential | Behind the Meter | Yes | Net Metered Residential | Sunrun Installation Services, Inc. | None | PSE&G | Accepted | 2023-05-19 | 2023-06-07 | 2024-06-07 | Solar Panels | Trina Solar | TSM-390DE09C.07 |  | 0.39 | 6 | 38 | 22 |  | Fixed | Roof
NJADRE1553752661 | Administratively Determined Incentive Program | TOTOWA BORO | 7512 | 6 | 6.24 | Residential | Behind the Meter | Yes | Net Metered Residential | Sunrun Installation Services, Inc. | None | PSE&G | Accepted | 2023-05-19 | 2023-06-07 | 2024-06-07 | Inverters | SolarEdge Technologies | SE6000H-USSN | 6000 |  | 1 |  |  | 0.99 |  | Outdoor | Next To Meter
NJADRE1553752661 | Administratively Determined Incentive Program | TOTOWA BORO | 7512 | 6 | 6.24 | Residential | Behind the Meter | Yes | Net Metered Residential | Sunrun Installation Services, Inc. | None | PSE&G | Accepted | 2023-05-19 | 2023-06-07 | 2024-06-07 | Solar Panels | Trina Solar | TSM-390DE09C.07 |  | 0.39 | 4 | 24 | 17 |  | Fixed | Roof
NJADRE1553752661 | Administratively Determined Incentive Program | TOTOWA BORO | 7512 | 6 | 6.24 | Residential | Behind the Meter | Yes | Net Metered Residential | Sunrun Installation Services, Inc. | None | PSE&G | Accepted | 2023-05-19 | 2023-06-07 | 2024-06-07 | Solar Panels | Trina Solar | TSM-390DE09C.07 |  | 0.39 | 12 | 204 | 19 |  | Fixed | Roof
NJADRE1553752664 | Administratively Determined Incentive Program | Edison | 8837 | 11 | 10.95 | Residential | Behind the Meter | Yes | Net Metered Residential | Pro Custom Solar dba Momentum Solar | None | PSE&G | Accepted | 2023-05-19 | 2023-06-07 | 2024-06-07 | Inverters | enphase | iq8plus-72-2-us | 290 |  | 30 |  |  | 0.97 |  | Outdoor
NJADRE1553752664 | Administratively Determined Incentive Program | Edison | 8837 | 11 | 10.95 | Residential | Behind the Meter | Yes | Net Metered Residential | Pro Custom Solar dba Momentum Solar | None | PSE&G | Accepted | 2023-05-19 | 2023-06-07 | 2024-06-07 | Solar Panels | hanwha | q.peak duo blk-g10+365 |  | 0.365 | 18 | 343 | 37 |  | Fixed | Roof
NJADRE1553752664 | Administratively Determined Incentive Program | Edison | 8837 | 11 | 10.95 | Residential | Behind the Meter | Yes | Net Metered Residential | Pro Custom Solar dba Momentum Solar | None | PSE&G | Accepted | 2023-05-19 | 2023-06-07 | 2024-06-07 | Solar Panels | hanwha | q.peak duo blk-g10+365 |  | 0.365 | 7 | 163 | 37 |  | Fixed | Roof
NJADRE1553752664 | Administratively Determined Incentive Program | Edison | 8837 | 11 | 10.95 | Residential | Behind the Meter | Yes | Net Metered Residential | Pro Custom Solar dba Momentum Solar | None | PSE&G | Accepted | 2023-05-19 | 2023-06-07 | 2024-06-07 | Solar Panels | hanwha | q.peak duo blk-g10+365 |  | 0.365 | 5 | 163 | 40 |  | Fixed | Roof
NJADRE1553752704 | Administratively Determined Incentive Program | East Orange | 7017 | 9 | 5.55 | Residential | Behind the Meter | No | Net Metered Residential | Vision Solar LLC | None | PSE&G | Accepted | 2023-05-19 | 2023-06-07 | 2024-06-07 | Inverters | SolarEdge | SE3800H-USRGM | 3800 |  | 1 |  |  | 0.37 |  | Outdoor | SIDE OF HOUSE
NJADRE1553752704 | Administratively Determined Incentive Program | East Orange | 7017 | 9 | 5.55 | Residential | Behind the Meter | No | Net Metered Residential | Vision Solar LLC | None | PSE&G | Accepted | 2023-05-19 | 2023-06-07 | 2024-06-07 | Solar Panels | ZNSHINE SOLAR | ZXM6-NH120-370/M |  | 0.37 | 8 | 126 | 36 |  | Fixed | Roof
NJADRE1553752704 | Administratively Determined Incentive Program | East Orange | 7017 | 9 | 5.55 | Residential | Behind the Meter | No | Net Metered Residential | Vision Solar LLC | None | PSE&G | Accepted | 2023-05-19 | 2023-06-07 | 2024-06-07 | Solar Panels | ZNSHINE SOLAR | ZXM6-NH120-370/M |  | 0.37 | 3 | 306 | 20 |  | Fixed | Roof
NJADRE1553752704 | Administratively Determined Incentive Program | East Orange | 7017 | 9 | 5.55 | Residential | Behind the Meter | No | Net Metered Residential | Vision Solar LLC | None | PSE&G | Accepted | 2023-05-19 | 2023-06-07 | 2024-06-07 | Solar Panels | ZNSHINE SOLAR | ZXM6-NH120-370/M |  | 0.37 | 4 | 217 | 42 |  | Fixed | Roof
NJADRE1553752715 | Administratively Determined Incentive Program | Wall Township | 7719 | 17 | 14.18 | Residential | Behind the Meter | Yes | Net Metered Residential | Trinity Solar | None | JCP&L | Accepted | 2023-05-19 | 2023-06-07 | 2024-06-07 | Inverters | Solar Edge | SE11400H-US000BEi4 | 11400 |  | 1 |  |  | 0.97 |  | Outdoor
NJADRE1553752715 | Administratively Determined Incentive Program | Wall Township | 7719 | 17 | 14.18 | Residential | Behind the Meter | Yes | Net Metered Residential | Trinity Solar | None | JCP&L | Accepted | 2023-05-19 | 2023-06-07 | 2024-06-07 | Solar Panels | HANWHA | Q.PEAK DUO BLK ML-G10+ 405 |  | 0.405 | 18 | 89 | 23 |  | Fixed | Roof
NJADRE1553752715 | Administratively Determined Incentive Program | Wall Township | 7719 | 17 | 14.18 | Residential | Behind the Meter | Yes | Net Metered Residential | Trinity Solar | None | JCP&L | Accepted | 2023-05-19 | 2023-06-07 | 2024-06-07 | Solar Panels | HANWHA | Q.PEAK DUO BLK ML-G10+ 405 |  | 0.405 | 17 | 269 | 23 |  | Fixed | Roof
NJADRE1553752724 | Administratively Determined Incentive Program | Nutley Town | 7110 | 9 | 7.2 | Residential | Behind the Meter | Yes | Net Metered Residential | Freedom Forever New Jersey LLC | None | PSE&G | Accepted | 2023-05-19 | 2023-06-08 | 2024-06-08 | Inverters | Solar Edge | SE5000H-USRGM | 5000 |  | 1 |  |  | 0.99 |  | Outdoor
NJADRE1553752724 | Administratively Determined Incentive Program | Nutley Town | 7110 | 9 | 7.2 | Residential | Behind the Meter | Yes | Net Metered Residential | Freedom Forever New Jersey LLC | None | PSE&G | Accepted | 2023-05-19 | 2023-06-08 | 2024-06-08 | Solar Panels | Freedom Forever | FF-MP-BBB-400 |  | 0.4 | 10 | 1 | 22 |  | Fixed | Roof
NJADRE1553752724 | Administratively Determined Incentive Program | Nutley Town | 7110 | 9 | 7.2 | Residential | Behind the Meter | Yes | Net Metered Residential | Freedom Forever New Jersey LLC | None | PSE&G | Accepted | 2023-05-19 | 2023-06-08 | 2024-06-08 | Solar Panels | Freedom Forever | FF-MP-BBB-400 |  | 0.4 | 8 | 180 | 22 |  | Fixed | Roof
NJADRE1553752734 | Administratively Determined Incentive Program | Paterson | 7502 | 6 | 5.14 | Residential | Behind the Meter | Yes | Net Metered Residential | Sunrun Installation Services, Inc. | None | PSE&G | Accepted | 2023-05-19 | 2023-06-07 | 2024-06-07 | Inverters | SolarEdge Technologies | SE3800H-USSN | 3800 |  | 1 |  |  | 0.96 |  | Outdoor | Next To Meter
NJADRE1553752734 | Administratively Determined Incentive Program | Paterson | 7502 | 6 | 5.14 | Residential | Behind the Meter | Yes | Net Metered Residential | Sunrun Installation Services, Inc. | None | PSE&G | Accepted | 2023-05-19 | 2023-06-07 | 2024-06-07 | Solar Panels | Trina Solar | TSM-395DE09C.07 |  | 0.395 | 4 | 230 | 22 |  | Fixed | Roof
NJADRE1553752734 | Administratively Determined Incentive Program | Paterson | 7502 | 6 | 5.14 | Residential | Behind the Meter | Yes | Net Metered Residential | Sunrun Installation Services, Inc. | None | PSE&G | Accepted | 2023-05-19 | 2023-06-07 | 2024-06-07 | Solar Panels | Trina Solar | TSM-395DE09C.07 |  | 0.395 | 3 | 139 | 35 |  | Fixed | Roof
NJADRE1553752734 | Administratively Determined Incentive Program | Paterson | 7502 | 6 | 5.14 | Residential | Behind the Meter | Yes | Net Metered Residential | Sunrun Installation Services, Inc. | None | PSE&G | Accepted | 2023-05-19 | 2023-06-07 | 2024-06-07 | Solar Panels | Trina Solar | TSM-395DE09C.07 |  | 0.395 | 6 | 50 | 22 |  | Fixed | Roof
NJADRE1553757028 | Administratively Determined Incentive Program | ALLOWAY | 8001 | 16 | 18.25 | Residential | Behind the Meter | Yes | Net Metered Residential | Pro Custom Solar dba Momentum Solar | None | AC Electric | Accepted | 2023-05-19 | 2023-06-08 | 2024-06-08 | Inverters | ENPHASE | iq8plus-72-2-us | 290 |  | 50 |  |  | 0.97 |  | Outdoor
NJADRE1553757028 | Administratively Determined Incentive Program | ALLOWAY | 8001 | 16 | 18.25 | Residential | Behind the Meter | Yes | Net Metered Residential | Pro Custom Solar dba Momentum Solar | None | AC Electric | Accepted | 2023-05-19 | 2023-06-08 | 2024-06-08 | Solar Panels | HANWHA | q.peak duo blk-g10+365 |  | 0.365 | 17 | 160 | 41 |  | Fixed | Roof
NJADRE1553757028 | Administratively Determined Incentive Program | ALLOWAY | 8001 | 16 | 18.25 | Residential | Behind the Meter | Yes | Net Metered Residential | Pro Custom Solar dba Momentum Solar | None | AC Electric | Accepted | 2023-05-19 | 2023-06-08 | 2024-06-08 | Solar Panels | HANWHA | q.peak duo blk-g10+365 |  | 0.365 | 33 | 340 | 23 |  | Fixed | Roof
NJADRE1553763490 | Administratively Determined Incentive Program | Washington | 7882 | 2 | 15.84 | Residential | Behind the Meter | No | Net Metered Residential | Vision Solar LLC | None | JCP&L | Accepted | 2023-05-19 | 2023-06-08 | 2024-06-08 | Inverters | Solaredge | SE11400H-USRGM | 11 |  | 1 |  |  | 0.97 |  | Outdoor | side of house
NJADRE1553763490 | Administratively Determined Incentive Program | Washington | 7882 | 2 | 15.84 | Residential | Behind the Meter | No | Net Metered Residential | Vision Solar LLC | None | JCP&L | Accepted | 2023-05-19 | 2023-06-08 | 2024-06-08 | Solar Panels | Znshine | ZXM6-NH120-360/M |  | 0.36 | 12 | 144 | 25 |  | Fixed | Roof
NJADRE1553763490 | Administratively Determined Incentive Program | Washington | 7882 | 2 | 15.84 | Residential | Behind the Meter | No | Net Metered Residential | Vision Solar LLC | None | JCP&L | Accepted | 2023-05-19 | 2023-06-08 | 2024-06-08 | Solar Panels | Znshine | ZXM6-NH120-360/M |  | 0.36 | 12 | 144 | 25 |  | Fixed | Roof
NJADRE1553763490 | Administratively Determined Incentive Program | Washington | 7882 | 2 | 15.84 | Residential | Behind the Meter | No | Net Metered Residential | Vision Solar LLC | None | JCP&L | Accepted | 2023-05-19 | 2023-06-08 | 2024-06-08 | Solar Panels | Znshine | ZXM6-NH120-360/M |  | 0.36 | 20 | 324 | 25 |  | Fixed | Roof
NJADRE1553763917 | Administratively Determined Incentive Program | Weehawken Twp | 7086 | 8 | 12.56 | Residential | Behind the Meter | Yes | Net Metered Residential | EMT Renewables | None | PSE&G | Accepted | 2023-05-19 | 2023-06-08 | 2024-06-08 | Inverters | ENPHASE | IQ8+ | 290 |  | 31 |  |  | 0.98 |  | Other | UNDER EACH PANEL
NJADRE1553763917 | Administratively Determined Incentive Program | Weehawken Twp | 7086 | 8 | 12.56 | Residential | Behind the Meter | Yes | Net Metered Residential | EMT Renewables | None | PSE&G | Accepted | 2023-05-19 | 2023-06-08 | 2024-06-08 | Solar Panels | REC ALPHA | REC 405 |  | 0.405 | 13 | 300 | 4 |  | Fixed | Roof
NJADRE1553763917 | Administratively Determined Incentive Program | Weehawken Twp | 7086 | 8 | 12.56 | Residential | Behind the Meter | Yes | Net Metered Residential | EMT Renewables | None | PSE&G | Accepted | 2023-05-19 | 2023-06-08 | 2024-06-08 | Solar Panels | REC ALPHA | REC 405 |  | 0.405 | 18 | 120 | 4 |  | Fixed | Roof
NJADRE1553766475 | Administratively Determined Incentive Program | EAST ORANGE CITY | 7018 | 9 | 6.4 | Residential | Behind the Meter | Yes | Net Metered Residential | Freedom Forever New Jersey LLC | None | PSE&G | Accepted | 2023-05-19 | 2023-06-08 | 2024-06-08 | Inverters | Solar Edge | SE5000H-USRGM | 5000 |  | 1 |  |  | 0.99 |  | Outdoor
NJADRE1553766475 | Administratively Determined Incentive Program | EAST ORANGE CITY | 7018 | 9 | 6.4 | Residential | Behind the Meter | Yes | Net Metered Residential | Freedom Forever New Jersey LLC | None | PSE&G | Accepted | 2023-05-19 | 2023-06-08 | 2024-06-08 | Solar Panels | Freedom Forever | FF-MP-BBB-400 |  | 0.4 | 4 | 35 | 32 |  | Fixed | Roof
NJADRE1553766475 | Administratively Determined Incentive Program | EAST ORANGE CITY | 7018 | 9 | 6.4 | Residential | Behind the Meter | Yes | Net Metered Residential | Freedom Forever New Jersey LLC | None | PSE&G | Accepted | 2023-05-19 | 2023-06-08 | 2024-06-08 | Solar Panels | Freedom Forever | FF-MP-BBB-400 |  | 0.4 | 12 | 215 | 32 |  | Fixed | Roof
NJADRE1553767177 | Administratively Determined Incentive Program | Piscataway | 8854 | 11 | 6.57 | Residential | Behind the Meter | No | Net Metered Residential | Ad Energy LLC | None | PSE&G | Accepted | 2023-05-19 | 2023-06-08 | 2024-06-08 | Inverters | SUNPOWER | IQ7HS | 384 |  | 18 |  |  | 0.975 |  | Outdoor
NJADRE1553767177 | Administratively Determined Incentive Program | Piscataway | 8854 | 11 | 6.57 | Residential | Behind the Meter | No | Net Metered Residential | Ad Energy LLC | None | PSE&G | Accepted | 2023-05-19 | 2023-06-08 | 2024-06-08 | Solar Panels | SUNPOWER | SPR-U-365-BLK-QC-DC |  | 0.365 | 18 | 247 | 24 |  | Fixed | Roof
NJADRE1553768490 | Administratively Determined Incentive Program | West Windsor Township | 8550 | 12 | 4.8 | Residential | Behind the Meter | No | Net Metered Residential | Ad Energy LLC | None | PSE&G | Accepted | 2023-05-19 | 2023-06-12 | 2024-06-12 | Inverters | SUNPOWER | IQ7HS | 384 |  | 12 |  |  | 0.975 |  | Outdoor
NJADRE1553768490 | Administratively Determined Incentive Program | West Windsor Township | 8550 | 12 | 4.8 | Residential | Behind the Meter | No | Net Metered Residential | Ad Energy LLC | None | PSE&G | Accepted | 2023-05-19 | 2023-06-12 | 2024-06-12 | Solar Panels | SUNPOWER | SPR-U-400-BLK-W-MODULES |  | 0.4 | 5 | 77 | 22 |  | Fixed | Roof
NJADRE1553768490 | Administratively Determined Incentive Program | West Windsor Township | 8550 | 12 | 4.8 | Residential | Behind the Meter | No | Net Metered Residential | Ad Energy LLC | None | PSE&G | Accepted | 2023-05-19 | 2023-06-12 | 2024-06-12 | Solar Panels | SUNPOWER | SPR-U-400-BLK-W-MODULES |  | 0.4 | 7 | 167 | 41 |  | Fixed | Roof
NJADRE1553770136 | Administratively Determined Incentive Program | Hillsborough Township | 8844 | 5 | 4.4 | Residential | Behind the Meter | No | Net Metered Residential | Ad Energy LLC | None | PSE&G | Accepted | 2023-05-19 | 2023-06-08 | 2024-06-08 | Inverters | SUNPOWER | IQ7HS | 384 |  | 11 |  |  | 0.975 |  | Outdoor
NJADRE1553770136 | Administratively Determined Incentive Program | Hillsborough Township | 8844 | 5 | 4.4 | Residential | Behind the Meter | No | Net Metered Residential | Ad Energy LLC | None | PSE&G | Accepted | 2023-05-19 | 2023-06-08 | 2024-06-08 | Solar Panels | SUNPOWER | SPR-U-400-BLK-W-MODULES |  | 0.4 | 11 | 223 | 27 |  | Fixed | Roof
NJADRE1553771104 | Administratively Determined Incentive Program | Nutley | 7110 | 9 | 9.48 | Residential | Behind the Meter | Yes | Net Metered Residential | Sunrun Installation Services, Inc. | None | PSE&G | Accepted | 2023-05-19 | 2023-06-08 | 2024-06-08 | Inverters | Delta Electronics | E8-TL-US | 7680 |  | 1 |  |  | 0.96 |  | Outdoor | Next To Meter
NJADRE1553771104 | Administratively Determined Incentive Program | Nutley | 7110 | 9 | 9.48 | Residential | Behind the Meter | Yes | Net Metered Residential | Sunrun Installation Services, Inc. | None | PSE&G | Accepted | 2023-05-19 | 2023-06-08 | 2024-06-08 | Solar Panels | Trina Solar | TSM-395DE09C.07 |  | 0.395 | 24 | 118 | 13 |  | Fixed | Roof
NJADRE1553777489 | Administratively Determined Incentive Program | Hamilton | 8610 | 12 | 8.3 | Residential | Behind the Meter | Yes | Net Metered Residential | Sunrun Installation Services, Inc. | None | PSE&G | Accepted | 2023-05-19 | 2023-06-08 | 2024-06-08 | Inverters | SolarEdge Technologies | SE6000H-USSN | 6000 |  | 1 |  |  | 0.96 |  | Outdoor | Next To Meter
NJADRE1553777489 | Administratively Determined Incentive Program | Hamilton | 8610 | 12 | 8.3 | Residential | Behind the Meter | Yes | Net Metered Residential | Sunrun Installation Services, Inc. | None | PSE&G | Accepted | 2023-05-19 | 2023-06-08 | 2024-06-08 | Solar Panels | Trina Solar | TSM-395DE09C.07 |  | 0.395 | 9 | 123 | 16 |  | Fixed | Roof
NJADRE1553777489 | Administratively Determined Incentive Program | Hamilton | 8610 | 12 | 8.3 | Residential | Behind the Meter | Yes | Net Metered Residential | Sunrun Installation Services, Inc. | None | PSE&G | Accepted | 2023-05-19 | 2023-06-08 | 2024-06-08 | Solar Panels | Trina Solar | TSM-395DE09C.07 |  | 0.395 | 6 | 32 | 17 |  | Fixed | Roof
NJADRE1553777489 | Administratively Determined Incentive Program | Hamilton | 8610 | 12 | 8.3 | Residential | Behind the Meter | Yes | Net Metered Residential | Sunrun Installation Services, Inc. | None | PSE&G | Accepted | 2023-05-19 | 2023-06-08 | 2024-06-08 | Solar Panels | Trina Solar | TSM-395DE09C.07 |  | 0.395 | 6 | 302 | 17 |  | Fixed | Roof
NJADRE1553777566 | Administratively Determined Incentive Program | Hillside | 7112 | 9 | 11.47 | Residential | Behind the Meter | No | Net Metered Residential | All Season Solar | None | PSE&G | Accepted | 2023-05-19 | 2023-06-08 | 2024-06-08 | Inverters | Enphase | IQ8 Plus | 290 |  | 31 |  |  | 0.97 |  | Outside
NJADRE1553777566 | Administratively Determined Incentive Program | Hillside | 7112 | 9 | 11.47 | Residential | Behind the Meter | No | Net Metered Residential | All Season Solar | None | PSE&G | Accepted | 2023-05-19 | 2023-06-08 | 2024-06-08 | Solar Panels | Certainteed | CT370HC11-06 |  | 0.37 | 18 | 218 | 28 |  | Fixed | Roof
NJADRE1553777566 | Administratively Determined Incentive Program | Hillside | 7112 | 9 | 11.47 | Residential | Behind the Meter | No | Net Metered Residential | All Season Solar | None | PSE&G | Accepted | 2023-05-19 | 2023-06-08 | 2024-06-08 | Solar Panels | Certainteed | CT370HC11-06 |  | 0.37 | 13 | 38 | 28 |  | Fixed | Roof
NJADRE1553780240 | Administratively Determined Incentive Program | STANHOPE | 7874 | 1 | 6.94 | Residential | Behind the Meter | Yes | Net Metered Residential | Pro Custom Solar dba Momentum Solar | None | JCP&L | Accepted | 2023-05-19 | 2023-06-08 | 2024-06-08 | Inverters | ENPHASE | iq8plus-72-2-us | 290 |  | 19 |  |  | 0.97 |  | Outdoor
NJADRE1553780240 | Administratively Determined Incentive Program | STANHOPE | 7874 | 1 | 6.94 | Residential | Behind the Meter | Yes | Net Metered Residential | Pro Custom Solar dba Momentum Solar | None | JCP&L | Accepted | 2023-05-19 | 2023-06-08 | 2024-06-08 | Solar Panels | HANWHA | q.peak duo blk-g10+365 |  | 0.365 | 19 | 218 | 18 |  | Fixed | Roof
NJADRE1553783490 | Administratively Determined Incentive Program | Milford | 8848 | 4 | 4.68 | Residential | Behind the Meter | Yes | Net Metered Residential | Sunrun Installation Services, Inc. | None | JCP&L | Accepted | 2023-05-19 | 2023-06-08 | 2024-06-08 | Inverters | SolarEdge Technologies | SE3800H-USMN | 3800 |  | 1 |  |  | 0.96 |  | Outdoor | Next To Meter
NJADRE1553783490 | Administratively Determined Incentive Program | Milford | 8848 | 4 | 4.68 | Residential | Behind the Meter | Yes | Net Metered Residential | Sunrun Installation Services, Inc. | None | JCP&L | Accepted | 2023-05-19 | 2023-06-08 | 2024-06-08 | Solar Panels | Trina Solar | TSM-390DE09C.07 |  | 0.39 | 6 | 269 | 34 |  | Fixed | Roof
NJADRE1553783490 | Administratively Determined Incentive Program | Milford | 8848 | 4 | 4.68 | Residential | Behind the Meter | Yes | Net Metered Residential | Sunrun Installation Services, Inc. | None | JCP&L | Accepted | 2023-05-19 | 2023-06-08 | 2024-06-08 | Solar Panels | Trina Solar | TSM-390DE09C.07 |  | 0.39 | 6 | 269 | 21 |  | Fixed | Roof
NJADRE1553783490 | Administratively Determined Incentive Program | Milford | 8848 | 4 | 4.68 | Residential | Behind the Meter | Yes | Net Metered Residential | Sunrun Installation Services, Inc. | None | JCP&L | Accepted | 2023-05-19 | 2023-06-08 | 2024-06-08 | Electric Storage Battery | LG Chem | RESU 10H Prime |  |  | 1 |  |  |  | Lithium Ion |  | outside
NJADRE1553791594 | Administratively Determined Incentive Program | Chesterfield Township | 8515 | 13 | 3.9 | Residential | Behind the Meter | Yes | Net Metered Residential | Sunrun Installation Services, Inc. | None | PSE&G | Accepted | 2023-05-19 | 2023-06-08 | 2024-06-08 | Inverters | Delta Electronics | E4-TL-US | 3840 |  | 1 |  |  | 0.96 |  | Outdoor | Next To Meter
NJADRE1553791594 | Administratively Determined Incentive Program | Chesterfield Township | 8515 | 13 | 3.9 | Residential | Behind the Meter | Yes | Net Metered Residential | Sunrun Installation Services, Inc. | None | PSE&G | Accepted | 2023-05-19 | 2023-06-08 | 2024-06-08 | Solar Panels | Trina Solar | TSM-390DE09C.07 |  | 0.39 | 10 | 171 | 37 |  | Fixed | Roof
NJADRE1553808561 | Administratively Determined Incentive Program | Somerville | 8876 | 5 | 6.6 | Residential | Behind the Meter | No | Net Metered Residential | New Jersey Sun Tech | None | PSE&G | Accepted | 2023-05-20 | 2023-06-08 | 2024-06-08 | Inverters | Solaredge | SE5000H-US | 5000 |  | 1 |  |  | 0.98 |  | Outside
NJADRE1553808561 | Administratively Determined Incentive Program | Somerville | 8876 | 5 | 6.6 | Residential | Behind the Meter | No | Net Metered Residential | New Jersey Sun Tech | None | PSE&G | Accepted | 2023-05-20 | 2023-06-08 | 2024-06-08 | Solar Panels | Trina Solar | TSM330 |  | 0.33 | 4 | 11 | 33 |  | Fixed | Roof
NJADRE1553808561 | Administratively Determined Incentive Program | Somerville | 8876 | 5 | 6.6 | Residential | Behind the Meter | No | Net Metered Residential | New Jersey Sun Tech | None | PSE&G | Accepted | 2023-05-20 | 2023-06-08 | 2024-06-08 | Solar Panels | Trina Solar | TSM330 |  | 0.33 | 7 | 189 | 33 |  | Fixed | Roof
NJADRE1553808561 | Administratively Determined Incentive Program | Somerville | 8876 | 5 | 6.6 | Residential | Behind the Meter | No | Net Metered Residential | New Jersey Sun Tech | None | PSE&G | Accepted | 2023-05-20 | 2023-06-08 | 2024-06-08 | Solar Panels | Trina Solar | TSM330 |  | 0.33 | 5 | 99 | 18 |  | Fixed | Roof
NJADRE1553808561 | Administratively Determined Incentive Program | Somerville | 8876 | 5 | 6.6 | Residential | Behind the Meter | No | Net Metered Residential | New Jersey Sun Tech | None | PSE&G | Accepted | 2023-05-20 | 2023-06-08 | 2024-06-08 | Solar Panels | Trina Solar | TSM330 |  | 0.33 | 4 | 188 | 18 |  | Fixed | Roof
NJADRE1553809718 | Administratively Determined Incentive Program | West Windsor Twp | 8550 | 12 | 11.6 | Residential | Behind the Meter | No | Net Metered Residential | Tesla Energy Operations Inc | None | PSE&G | Accepted | 2023-05-21 | 2023-06-08 | 2024-06-08 | Inverters | Tesla, Inc | 7.6 kW Tesla Inc 1538000-45-A (240V) | 7600 |  | 1 |  |  | 0.986 |  | Outdoor
NJADRE1553809718 | Administratively Determined Incentive Program | West Windsor Twp | 8550 | 12 | 11.6 | Residential | Behind the Meter | No | Net Metered Residential | Tesla Energy Operations Inc | None | PSE&G | Accepted | 2023-05-21 | 2023-06-08 | 2024-06-08 | Meters | Tesla, Inc | 7.6 kW Tesla Inc 1538000-45-A (240V) |  |  | 1 |  |  |  | Yes | Outdoor
NJADRE1553809718 | Administratively Determined Incentive Program | West Windsor Twp | 8550 | 12 | 11.6 | Residential | Behind the Meter | No | Net Metered Residential | Tesla Energy Operations Inc | None | PSE&G | Accepted | 2023-05-21 | 2023-06-08 | 2024-06-08 | Inverters | Tesla, Inc | 3.8 kW Tesla Inc 1538000-45-A (240V) | 3800 |  | 1 |  |  | 0.981 |  | Outdoor
NJADRE1553809718 | Administratively Determined Incentive Program | West Windsor Twp | 8550 | 12 | 11.6 | Residential | Behind the Meter | No | Net Metered Residential | Tesla Energy Operations Inc | None | PSE&G | Accepted | 2023-05-21 | 2023-06-08 | 2024-06-08 | Meters | Tesla, Inc | 3.8 kW Tesla Inc 1538000-45-A (240V) |  |  | 1 |  |  |  | Yes | Outdoor
NJADRE1553809718 | Administratively Determined Incentive Program | West Windsor Twp | 8550 | 12 | 11.6 | Residential | Behind the Meter | No | Net Metered Residential | Tesla Energy Operations Inc | None | PSE&G | Accepted | 2023-05-21 | 2023-06-08 | 2024-06-08 | Solar Panels | Hanwha | Q.PEAK DUO BLK ML-G10+/TS 400 |  | 0.4 | 16 | 262 | 31 |  | Fixed | Roof
NJADRE1553809718 | Administratively Determined Incentive Program | West Windsor Twp | 8550 | 12 | 11.6 | Residential | Behind the Meter | No | Net Metered Residential | Tesla Energy Operations Inc | None | PSE&G | Accepted | 2023-05-21 | 2023-06-08 | 2024-06-08 | Solar Panels | Hanwha | Q.PEAK DUO BLK ML-G10+/TS 400 |  | 0.4 | 5 | 82 | 31 |  | Fixed | Roof
NJADRE1553809718 | Administratively Determined Incentive Program | West Windsor Twp | 8550 | 12 | 11.6 | Residential | Behind the Meter | No | Net Metered Residential | Tesla Energy Operations Inc | None | PSE&G | Accepted | 2023-05-21 | 2023-06-08 | 2024-06-08 | Solar Panels | Hanwha | Q.PEAK DUO BLK ML-G10+/TS 400 |  | 0.4 | 8 | 262 | 30 |  | Fixed | Roof
NJADRE1553809718 | Administratively Determined Incentive Program | West Windsor Twp | 8550 | 12 | 11.6 | Residential | Behind the Meter | No | Net Metered Residential | Tesla Energy Operations Inc | None | PSE&G | Accepted | 2023-05-21 | 2023-06-08 | 2024-06-08 | Electric Storage Battery | Tesla | AC Powerwall 2.0 |  |  | 2 |  |  |  | Lithium Ion |  | Outside
NJADRE1553809816 | Administratively Determined Incentive Program | Manasquan | 8736 | 17 | 7.2 | Residential | Behind the Meter | No | Net Metered Residential | Tesla Energy Operations Inc | None | JCP&L | Accepted | 2023-05-21 | 2023-06-08 | 2024-06-08 | Inverters | Tesla | Powerwall+ [240V] #1850000-00-C | 7600 |  | 1 |  |  | 0.986 |  | Outdoor
NJADRE1553809816 | Administratively Determined Incentive Program | Manasquan | 8736 | 17 | 7.2 | Residential | Behind the Meter | No | Net Metered Residential | Tesla Energy Operations Inc | None | JCP&L | Accepted | 2023-05-21 | 2023-06-08 | 2024-06-08 | Meters | Tesla | Powerwall+ [240V] #1850000-00-C |  |  | 1 |  |  |  | Yes | Outdoor
NJADRE1553809816 | Administratively Determined Incentive Program | Manasquan | 8736 | 17 | 7.2 | Residential | Behind the Meter | No | Net Metered Residential | Tesla Energy Operations Inc | None | JCP&L | Accepted | 2023-05-21 | 2023-06-08 | 2024-06-08 | Solar Panels | Hanwha | Q.PEAK DUO BLK ML-G10+/TS 400 |  | 0.4 | 18 | 192 | 24 |  | Fixed | Roof
NJADRE1553809816 | Administratively Determined Incentive Program | Manasquan | 8736 | 17 | 7.2 | Residential | Behind the Meter | No | Net Metered Residential | Tesla Energy Operations Inc | None | JCP&L | Accepted | 2023-05-21 | 2023-06-08 | 2024-06-08 | Electric Storage Battery | Tesla | Powerwall+ [240V] # 1850000-00-D 7.6 kW / 13.5 kWh |  |  | 1 |  |  |  | Lithium Ion |  | Outside
NJADRE1553809816 | Administratively Determined Incentive Program | Manasquan | 8736 | 17 | 7.2 | Residential | Behind the Meter | No | Net Metered Residential | Tesla Energy Operations Inc | None | JCP&L | Accepted | 2023-05-21 | 2023-06-08 | 2024-06-08 | Electric Storage Battery | Tesla | AC Powerwall 2.0 |  |  | 2 |  |  |  | Lithium Ion |  | Outside
NJADRE1553809834 | Administratively Determined Incentive Program | Kearny | 7032 | 8 | 4.8 | Residential | Behind the Meter | No | Net Metered Residential | Tesla Energy Operations Inc | None | PSE&G | Accepted | 2023-05-21 | 2023-06-08 | 2024-06-08 | Inverters | Tesla | 5.0 kW Tesla Inc 1538000-45-A (240V) | 5000 |  | 1 |  |  | 0.975 |  | Outdoor
NJADRE1553809834 | Administratively Determined Incentive Program | Kearny | 7032 | 8 | 4.8 | Residential | Behind the Meter | No | Net Metered Residential | Tesla Energy Operations Inc | None | PSE&G | Accepted | 2023-05-21 | 2023-06-08 | 2024-06-08 | Meters | Tesla | 5.0 kW Tesla Inc 1538000-45-A (240V) |  |  | 1 |  |  |  | Yes | Outdoor
NJADRE1553809834 | Administratively Determined Incentive Program | Kearny | 7032 | 8 | 4.8 | Residential | Behind the Meter | No | Net Metered Residential | Tesla Energy Operations Inc | None | PSE&G | Accepted | 2023-05-21 | 2023-06-08 | 2024-06-08 | Solar Panels | Hanwha | Q.PEAK DUO BLK ML-G10+/TS 400 |  | 0.4 | 5 | 26 | 23 |  | Fixed | Roof
NJADRE1553809834 | Administratively Determined Incentive Program | Kearny | 7032 | 8 | 4.8 | Residential | Behind the Meter | No | Net Metered Residential | Tesla Energy Operations Inc | None | PSE&G | Accepted | 2023-05-21 | 2023-06-08 | 2024-06-08 | Solar Panels | Hanwha | Q.PEAK DUO BLK ML-G10+/TS 400 |  | 0.4 | 7 | 206 | 23 |  | Fixed | Roof
NJADRE1553809847 | Administratively Determined Incentive Program | SOUTH BRUNSWICK TWP | 8810 | 11 | 8 | Residential | Behind the Meter | No | Net Metered Residential | Tesla Energy Operations Inc | None | PSE&G | Accepted | 2023-05-21 | 2023-06-08 | 2024-06-08 | Inverters | Tesla | Powerwall+ [240V] #1850000-00-C | 7600 |  | 1 |  |  | 0.986 |  | Outdoor
NJADRE1553809847 | Administratively Determined Incentive Program | SOUTH BRUNSWICK TWP | 8810 | 11 | 8 | Residential | Behind the Meter | No | Net Metered Residential | Tesla Energy Operations Inc | None | PSE&G | Accepted | 2023-05-21 | 2023-06-08 | 2024-06-08 | Meters | Tesla | Powerwall+ [240V] #1850000-00-C |  |  | 1 |  |  |  | Yes | Outdoor
NJADRE1553809847 | Administratively Determined Incentive Program | SOUTH BRUNSWICK TWP | 8810 | 11 | 8 | Residential | Behind the Meter | No | Net Metered Residential | Tesla Energy Operations Inc | None | PSE&G | Accepted | 2023-05-21 | 2023-06-08 | 2024-06-08 | Solar Panels | Hanwha | Q.PEAK DUO BLK ML-G10+/TS 400 |  | 0.4 | 11 | 166 | 25 |  | Fixed | Roof
NJADRE1553809847 | Administratively Determined Incentive Program | SOUTH BRUNSWICK TWP | 8810 | 11 | 8 | Residential | Behind the Meter | No | Net Metered Residential | Tesla Energy Operations Inc | None | PSE&G | Accepted | 2023-05-21 | 2023-06-08 | 2024-06-08 | Solar Panels | Hanwha | Q.PEAK DUO BLK ML-G10+/TS 400 |  | 0.4 | 9 | 166 | 25 |  | Fixed | Roof
NJADRE1553809847 | Administratively Determined Incentive Program | SOUTH BRUNSWICK TWP | 8810 | 11 | 8 | Residential | Behind the Meter | No | Net Metered Residential | Tesla Energy Operations Inc | None | PSE&G | Accepted | 2023-05-21 | 2023-06-08 | 2024-06-08 | Electric Storage Battery | Tesla | Powerwall+ [240V] # 1850000-00-D 7.6 kW / 13.5 kWh |  |  | 1 |  |  |  | Lithium Ion |  | Outside
NJADRE1553809900 | Administratively Determined Incentive Program | Woodbridge Twp | 8830 | 11 | 4.8 | Residential | Behind the Meter | No | Net Metered Residential | Tesla Energy Operations Inc | None | PSE&G | Accepted | 2023-05-21 | 2023-06-08 | 2024-06-08 | Inverters | Tesla | 3.8 kW Tesla Inc 1538000-45-A (240V) | 3800 |  | 1 |  |  | 0.981 |  | Outdoor
NJADRE1553809900 | Administratively Determined Incentive Program | Woodbridge Twp | 8830 | 11 | 4.8 | Residential | Behind the Meter | No | Net Metered Residential | Tesla Energy Operations Inc | None | PSE&G | Accepted | 2023-05-21 | 2023-06-08 | 2024-06-08 | Meters | Tesla | 3.8 kW Tesla Inc 1538000-45-A (240V) |  |  | 1 |  |  |  | Yes | Outdoor
NJADRE1553809900 | Administratively Determined Incentive Program | Woodbridge Twp | 8830 | 11 | 4.8 | Residential | Behind the Meter | No | Net Metered Residential | Tesla Energy Operations Inc | None | PSE&G | Accepted | 2023-05-21 | 2023-06-08 | 2024-06-08 | Solar Panels | Tesla | Hanwha # Q.PEAK DUO BLK ML-G10+/TS 400 |  | 0.4 | 12 | 131 | 30 |  | Fixed | Roof
NJADRE1553810559 | Administratively Determined Incentive Program | Woodbridge Township, | 7095 | 11 | 7.8 | Residential | Behind the Meter | Yes | Net Metered Residential | Sunrun Installation Services, Inc. | None | PSE&G | Accepted | 2023-05-22 | 2023-06-08 | 2024-06-08 | Inverters | SolarEdge Technologies | SE6000H-USSN | 6000 |  | 1 |  |  | 0.96 |  | Outdoor | Next To Meter
NJADRE1553810559 | Administratively Determined Incentive Program | Woodbridge Township, | 7095 | 11 | 7.8 | Residential | Behind the Meter | Yes | Net Metered Residential | Sunrun Installation Services, Inc. | None | PSE&G | Accepted | 2023-05-22 | 2023-06-08 | 2024-06-08 | Solar Panels | Trina Solar | TSM-390DE09C.07 |  | 0.39 | 10 | 163 | 23 |  | Fixed | Roof
NJADRE1553810559 | Administratively Determined Incentive Program | Woodbridge Township, | 7095 | 11 | 7.8 | Residential | Behind the Meter | Yes | Net Metered Residential | Sunrun Installation Services, Inc. | None | PSE&G | Accepted | 2023-05-22 | 2023-06-08 | 2024-06-08 | Solar Panels | Trina Solar | TSM-390DE09C.07 |  | 0.39 | 10 | 343 | 23 |  | Fixed | Roof
NJADRE1553810583 | Administratively Determined Incentive Program | Woodbridge Township, | 7095 | 11 | 8.19 | Residential | Behind the Meter | Yes | Net Metered Residential | Sunrun Installation Services, Inc. | None | PSE&G | Accepted | 2023-05-22 | 2023-06-08 | 2024-06-08 | Inverters | SolarEdge Technologies | SE6000H-USSN | 6000 |  | 1 |  |  | 0.96 |  | Outdoor | Next To Meter
NJADRE1553810583 | Administratively Determined Incentive Program | Woodbridge Township, | 7095 | 11 | 8.19 | Residential | Behind the Meter | Yes | Net Metered Residential | Sunrun Installation Services, Inc. | None | PSE&G | Accepted | 2023-05-22 | 2023-06-08 | 2024-06-08 | Solar Panels | Trina Solar | TSM-390DE09C.07 |  | 0.39 | 4 | 9 | 37 |  | Fixed | Roof
NJADRE1553810583 | Administratively Determined Incentive Program | Woodbridge Township, | 7095 | 11 | 8.19 | Residential | Behind the Meter | Yes | Net Metered Residential | Sunrun Installation Services, Inc. | None | PSE&G | Accepted | 2023-05-22 | 2023-06-08 | 2024-06-08 | Solar Panels | Trina Solar | TSM-390DE09C.07 |  | 0.39 | 17 | 189 | 35 |  | Fixed | Roof
NJADRE1553810753 | Administratively Determined Incentive Program | Ramsey | 7446 | 7 | 10.27 | Residential | Behind the Meter | Yes | Net Metered Residential | SunnyMac LLC | None | Orange Rockland Electric | Accepted | 2023-05-22 | 2023-06-12 | 2024-06-12 | Solar Panels | JA SOLAR | JAM54S31-395/MR |  | 0.395 | 16 | 25 | 18 |  | Fixed | Roof
NJADRE1553810753 | Administratively Determined Incentive Program | Ramsey | 7446 | 7 | 10.27 | Residential | Behind the Meter | Yes | Net Metered Residential | SunnyMac LLC | None | Orange Rockland Electric | Accepted | 2023-05-22 | 2023-06-12 | 2024-06-12 | Solar Panels | JA SOLAR | JAM54S31-395/MR |  | 0.395 | 10 | 198 | 24 |  | Fixed | Roof
NJADRE1553810753 | Administratively Determined Incentive Program | Ramsey | 7446 | 7 | 10.27 | Residential | Behind the Meter | Yes | Net Metered Residential | SunnyMac LLC | None | Orange Rockland Electric | Accepted | 2023-05-22 | 2023-06-12 | 2024-06-12 | Inverters | Solaredge | SE7600H-US | 7600 |  | 1 |  |  | 0.99 |  | Outdoor | next to meter
NJADRE1553810753 | Administratively Determined Incentive Program | Ramsey | 7446 | 7 | 10.27 | Residential | Behind the Meter | Yes | Net Metered Residential | SunnyMac LLC | None | Orange Rockland Electric | Accepted | 2023-05-22 | 2023-06-12 | 2024-06-12 | Meters | SE-RGMTR-1D-240C-B | Solaredge |  |  | 1 |  |  |  | Yes | Outdoor
NJADRE1553810777 | Administratively Determined Incentive Program | Edison | 8837 | 11 | 7.3 | Residential | Behind the Meter | Yes | Net Metered Residential | Pro Custom Solar dba Momentum Solar | None | PSE&G | Accepted | 2023-05-22 | 2023-06-08 | 2024-06-08 | Solar Panels | HANWHA | Â Q. PEAK DUO BLK-G10+365 |  | 0.365 | 20 | 173 | 23 |  | Fixed | Roof
NJADRE1553810777 | Administratively Determined Incentive Program | Edison | 8837 | 11 | 7.3 | Residential | Behind the Meter | Yes | Net Metered Residential | Pro Custom Solar dba Momentum Solar | None | PSE&G | Accepted | 2023-05-22 | 2023-06-08 | 2024-06-08 | Inverters | ENPHASE | IQ8PLUS-72-2-US | 290 |  | 20 |  |  | 0.97 |  | Outdoor
NJADRE1553810869 | Administratively Determined Incentive Program | Roselle | 7203 | 10 | 5.93 | Residential | Behind the Meter | Yes | Net Metered Residential | Sunrun Installation Services, Inc. | None | PSE&G | Accepted | 2023-05-22 | 2023-06-08 | 2024-06-08 | Inverters | SolarEdge Technologies | SE7600H-USSN | 7600 |  | 1 |  |  | 0.96 |  | Outdoor | Next To Meter
NJADRE1553810869 | Administratively Determined Incentive Program | Roselle | 7203 | 10 | 5.93 | Residential | Behind the Meter | Yes | Net Metered Residential | Sunrun Installation Services, Inc. | None | PSE&G | Accepted | 2023-05-22 | 2023-06-08 | 2024-06-08 | Solar Panels | Trina Solar | TSM-395DE09C.07 |  | 0.395 | 15 | 260 | 44 |  | Fixed | Roof
NJADRE1553810980 | Administratively Determined Incentive Program | Roselle Park | 7204 | 10 | 241.15 | Commercial | Behind the Meter | No | Small Net-Metered Non-Residential located on Rooftop, Carport, Canopy and Floating Solar | Geoscape Solar | None | PSE&G | Accepted | 2023-05-22 | 2023-06-15 | 2024-06-15 | Solar Panels | ZN Shine | ZXM6-NHLD144 |  | 0.455 | 151 | 170 | 16 |  | Fixed | Roof
NJADRE1553810980 | Administratively Determined Incentive Program | Roselle Park | 7204 | 10 | 241.15 | Commercial | Behind the Meter | No | Small Net-Metered Non-Residential located on Rooftop, Carport, Canopy and Floating Solar | Geoscape Solar | None | PSE&G | Accepted | 2023-05-22 | 2023-06-15 | 2024-06-15 | Solar Panels | ZN Shine | ZXM6-NHLD144 |  | 0.455 | 108 | 170 | 16 |  | Fixed | Roof
NJADRE1553810980 | Administratively Determined Incentive Program | Roselle Park | 7204 | 10 | 241.15 | Commercial | Behind the Meter | No | Small Net-Metered Non-Residential located on Rooftop, Carport, Canopy and Floating Solar | Geoscape Solar | None | PSE&G | Accepted | 2023-05-22 | 2023-06-15 | 2024-06-15 | Solar Panels | ZN Shine | ZXM6-NHLD144 |  | 0.455 | 76 | 260 | 16 |  | Fixed | Roof
NJADRE1553810980 | Administratively Determined Incentive Program | Roselle Park | 7204 | 10 | 241.15 | Commercial | Behind the Meter | No | Small Net-Metered Non-Residential located on Rooftop, Carport, Canopy and Floating Solar | Geoscape Solar | None | PSE&G | Accepted | 2023-05-22 | 2023-06-15 | 2024-06-15 | Solar Panels | ZN Shine | ZXM6-NHLD144 |  | 0.455 | 51 | 80 | 16 |  | Fixed | Roof
NJADRE1553810980 | Administratively Determined Incentive Program | Roselle Park | 7204 | 10 | 241.15 | Commercial | Behind the Meter | No | Small Net-Metered Non-Residential located on Rooftop, Carport, Canopy and Floating Solar | Geoscape Solar | None | PSE&G | Accepted | 2023-05-22 | 2023-06-15 | 2024-06-15 | Solar Panels | ZN Shine | ZXM6-NHLD144 |  | 0.455 | 58 | 260 | 16 |  | Fixed | Roof
NJADRE1553810980 | Administratively Determined Incentive Program | Roselle Park | 7204 | 10 | 241.15 | Commercial | Behind the Meter | No | Small Net-Metered Non-Residential located on Rooftop, Carport, Canopy and Floating Solar | Geoscape Solar | None | PSE&G | Accepted | 2023-05-22 | 2023-06-15 | 2024-06-15 | Solar Panels | ZN Shine | ZXM6-NHLD144 |  | 0.455 | 86 | 80 | 16 |  | Fixed | Roof
NJADRE1553810980 | Administratively Determined Incentive Program | Roselle Park | 7204 | 10 | 241.15 | Commercial | Behind the Meter | No | Small Net-Metered Non-Residential located on Rooftop, Carport, Canopy and Floating Solar | Geoscape Solar | None | PSE&G | Accepted | 2023-05-22 | 2023-06-15 | 2024-06-15 | Inverters | Solar Edge | SE50K-us | 50000 |  | 4 |  |  | 0.99 |  | Outside
NJADRE1553810993 | Administratively Determined Incentive Program | Hackettstown | 7840 | 2 | 18 | Residential | Behind the Meter | No | Net Metered Residential | Green House Solar | None | JCP&L | Accepted | 2023-05-22 | 2023-06-08 | 2024-06-08 | Inverters | Enphase | iq8+ | 290 |  | 48 |  |  | 0.97 |  | Outdoor
NJADRE1553810993 | Administratively Determined Incentive Program | Hackettstown | 7840 | 2 | 18 | Residential | Behind the Meter | No | Net Metered Residential | Green House Solar | None | JCP&L | Accepted | 2023-05-22 | 2023-06-08 | 2024-06-08 | Solar Panels | meyerburger | beyerburger 375 |  | 0.375 | 24 | 181 | 40 |  | Double Axis | Ground
NJADRE1553810993 | Administratively Determined Incentive Program | Hackettstown | 7840 | 2 | 18 | Residential | Behind the Meter | No | Net Metered Residential | Green House Solar | None | JCP&L | Accepted | 2023-05-22 | 2023-06-08 | 2024-06-08 | Solar Panels | Meyer Burger | meyerburger 375 |  | 0.375 | 24 | 182 | 40 |  | Double Axis | Ground
NJADRE1553811030 | Administratively Determined Incentive Program | Vineland | 8360 | 20 | 6.32 | Residential | Behind the Meter | No | Net Metered Residential | Big Solar Energy, LLC | None | Vineland Muni Electric | Accepted | 2023-05-22 | 2023-06-08 | 2024-06-08 | Inverters | SolarEdge | SE5000H-US | 21 |  | 1 |  |  | 0.99 |  | Outside
NJADRE1553811030 | Administratively Determined Incentive Program | Vineland | 8360 | 20 | 6.32 | Residential | Behind the Meter | No | Net Metered Residential | Big Solar Energy, LLC | None | Vineland Muni Electric | Accepted | 2023-05-22 | 2023-06-08 | 2024-06-08 | Solar Panels | JA-Solar | JAM72S09-395 |  | 0.395 | 16 | 94 | 7 |  | Fixed | Roof
NJADRE1553811045 | Administratively Determined Incentive Program | Wes tCaldwell | 7006 | 9 | 2.96 | Residential | Behind the Meter | No | Net Metered Residential | Vision Solar LLC | None | PSE&G | Accepted | 2023-05-22 | 2023-06-08 | 2024-06-08 | Inverters | Solaredge | SE3800H-USRGM | 3800 |  | 1 |  |  | 0.97 |  | Outdoor | side of house
NJADRE1553811045 | Administratively Determined Incentive Program | Wes tCaldwell | 7006 | 9 | 2.96 | Residential | Behind the Meter | No | Net Metered Residential | Vision Solar LLC | None | PSE&G | Accepted | 2023-05-22 | 2023-06-08 | 2024-06-08 | Solar Panels | Znshine | ZXM6-NH120-370/M |  | 0.37 | 8 | 303 | 27 |  | Fixed | Roof
NJADRE1553811060 | Administratively Determined Incentive Program | Mount Laurel Twp | 8054 | 13 | 6 | Residential | Behind the Meter | No | Net Metered Residential | Tesla Energy Operations Inc | None | PSE&G | Accepted | 2023-06-07 | 2023-06-15 | 2024-06-15 | Inverters | Tesla | Powerwall+ [240V] #1850000-00-C | 7600 |  | 1 |  |  | 0.986 |  | Outdoor
NJADRE1553811060 | Administratively Determined Incentive Program | Mount Laurel Twp | 8054 | 13 | 6 | Residential | Behind the Meter | No | Net Metered Residential | Tesla Energy Operations Inc | None | PSE&G | Accepted | 2023-06-07 | 2023-06-15 | 2024-06-15 | Meters | Tesla | Powerwall+ [240V] #1850000-00-C |  |  | 1 |  |  |  | Yes | Outdoor
NJADRE1553811060 | Administratively Determined Incentive Program | Mount Laurel Twp | 8054 | 13 | 6 | Residential | Behind the Meter | No | Net Metered Residential | Tesla Energy Operations Inc | None | PSE&G | Accepted | 2023-06-07 | 2023-06-15 | 2024-06-15 | Solar Panels | Hanwha | Q.PEAK DUO BLK ML-G10+/TS 400 |  | 0.4 | 4 | 292 | 36 |  | Fixed | Roof
NJADRE1553811060 | Administratively Determined Incentive Program | Mount Laurel Twp | 8054 | 13 | 6 | Residential | Behind the Meter | No | Net Metered Residential | Tesla Energy Operations Inc | None | PSE&G | Accepted | 2023-06-07 | 2023-06-15 | 2024-06-15 | Solar Panels | Hanwha | Q.PEAK DUO BLK ML-G10+/TS 400 |  | 0.4 | 8 | 112 | 36 |  | Fixed | Roof
NJADRE1553811060 | Administratively Determined Incentive Program | Mount Laurel Twp | 8054 | 13 | 6 | Residential | Behind the Meter | No | Net Metered Residential | Tesla Energy Operations Inc | None | PSE&G | Accepted | 2023-06-07 | 2023-06-15 | 2024-06-15 | Solar Panels | Hanwha | Q.PEAK DUO BLK ML-G10+/TS 400 |  | 0.4 | 3 | 202 | 45 |  | Fixed | Roof
NJADRE1553811060 | Administratively Determined Incentive Program | Mount Laurel Twp | 8054 | 13 | 6 | Residential | Behind the Meter | No | Net Metered Residential | Tesla Energy Operations Inc | None | PSE&G | Accepted | 2023-06-07 | 2023-06-15 | 2024-06-15 | Electric Storage Battery | Tesla | Powerwall+ [240V] # 1850000-00-D 7.6 kW / 13.5 kWh |  |  | 1 |  |  |  | Lithium Ion |  | Outside
NJADRE1553812319 | Administratively Determined Incentive Program | Toms River | 8753 | 18 | 5.84 | Residential | Behind the Meter | Yes | Net Metered Residential | All Season Solar | None | JCP&L | Accepted | 2023-05-22 | 2023-06-08 | 2024-06-08 | Inverters | Enphase | IQ8 plus | 290 |  | 16 |  |  | 0.97 |  | Outside
NJADRE1553812319 | Administratively Determined Incentive Program | Toms River | 8753 | 18 | 5.84 | Residential | Behind the Meter | Yes | Net Metered Residential | All Season Solar | None | JCP&L | Accepted | 2023-05-22 | 2023-06-08 | 2024-06-08 | Solar Panels | REC | REC365TP4 |  | 0.365 | 16 | 103 | 21 |  | Fixed | Roof
NJADRE1553812361 | Administratively Determined Incentive Program | Hillsborough Twp | 8844 | 5 | 7.2 | Residential | Behind the Meter | No | Net Metered Residential | Tesla Energy Operations Inc | None | PSE&G | Accepted | 2023-05-22 | 2023-06-08 | 2024-06-08 | Inverters | Tesla | 7.6 kW Tesla Inc 1538000-45-A (240V) | 7600 |  | 1 |  |  | 0.986 |  | Outdoor
NJADRE1553812361 | Administratively Determined Incentive Program | Hillsborough Twp | 8844 | 5 | 7.2 | Residential | Behind the Meter | No | Net Metered Residential | Tesla Energy Operations Inc | None | PSE&G | Accepted | 2023-05-22 | 2023-06-08 | 2024-06-08 | Meters | Tesla | 7.6 kW Tesla Inc 1538000-45-A (240V) |  |  | 1 |  |  |  | Yes | Outdoor
NJADRE1553812361 | Administratively Determined Incentive Program | Hillsborough Twp | 8844 | 5 | 7.2 | Residential | Behind the Meter | No | Net Metered Residential | Tesla Energy Operations Inc | None | PSE&G | Accepted | 2023-05-22 | 2023-06-08 | 2024-06-08 | Solar Panels | Hanwha | Q.PEAK DUO BLK ML-G10+/TS 400 |  | 0.4 | 14 | 187 | 35 |  | Fixed | Roof
NJADRE1553812361 | Administratively Determined Incentive Program | Hillsborough Twp | 8844 | 5 | 7.2 | Residential | Behind the Meter | No | Net Metered Residential | Tesla Energy Operations Inc | None | PSE&G | Accepted | 2023-05-22 | 2023-06-08 | 2024-06-08 | Solar Panels | Hanwha | Q.PEAK DUO BLK ML-G10+/TS 400 |  | 0.4 | 4 | 187 | 35 |  | Fixed | Roof
NJADRE1553812418 | Administratively Determined Incentive Program | Evesham Twp | 8053 | 13 | 12.4 | Residential | Behind the Meter | Yes | Net Metered Residential | Tesla Energy Operations Inc | None | PSE&G | Accepted | 2023-05-22 | 2023-06-08 | 2024-06-08 | Inverters | Tesla | 5.0 kW Tesla Inc 1538000-45-A (240V) | 5000 |  | 2 |  |  | 0.975 |  | Outdoor
NJADRE1553812418 | Administratively Determined Incentive Program | Evesham Twp | 8053 | 13 | 12.4 | Residential | Behind the Meter | Yes | Net Metered Residential | Tesla Energy Operations Inc | None | PSE&G | Accepted | 2023-05-22 | 2023-06-08 | 2024-06-08 | Meters | Tesla | 5.0 kW Tesla Inc 1538000-45-A (240V) |  |  | 2 |  |  |  | Yes | Outdoor
NJADRE1553812418 | Administratively Determined Incentive Program | Evesham Twp | 8053 | 13 | 12.4 | Residential | Behind the Meter | Yes | Net Metered Residential | Tesla Energy Operations Inc | None | PSE&G | Accepted | 2023-05-22 | 2023-06-08 | 2024-06-08 | Solar Panels | Hanwha | Q.PEAK DUO BLK ML-G10+/TS 400 |  | 0.4 | 12 | 89 | 23 |  | Fixed | Roof
NJADRE1553812418 | Administratively Determined Incentive Program | Evesham Twp | 8053 | 13 | 12.4 | Residential | Behind the Meter | Yes | Net Metered Residential | Tesla Energy Operations Inc | None | PSE&G | Accepted | 2023-05-22 | 2023-06-08 | 2024-06-08 | Solar Panels | Hanwha | Q.PEAK DUO BLK ML-G10+/TS 400 |  | 0.4 | 19 | 269 | 23 |  | Fixed | Roof
NJADRE1553812418 | Administratively Determined Incentive Program | Evesham Twp | 8053 | 13 | 12.4 | Residential | Behind the Meter | Yes | Net Metered Residential | Tesla Energy Operations Inc | None | PSE&G | Accepted | 2023-05-22 | 2023-06-08 | 2024-06-08 | Electric Storage Battery | Tesla | AC Powerwall 2.0 |  |  | 2 |  |  |  | Lithium Ion |  | Outside
NJADRE1553812461 | Administratively Determined Incentive Program | ATLANTIC CITY | 8401 | 19 | 3.16 | Residential | Behind the Meter | Yes | Net Metered Residential | Sunrun Installation Services, Inc. | None | AC Electric | Accepted | 2023-05-22 | 2023-06-08 | 2024-06-08 | Inverters | Delta Electronics | E4-TL-US | 3840 |  | 1 |  |  | 0.97 |  | Outdoor | Next To Meter
NJADRE1553812461 | Administratively Determined Incentive Program | ATLANTIC CITY | 8401 | 19 | 3.16 | Residential | Behind the Meter | Yes | Net Metered Residential | Sunrun Installation Services, Inc. | None | AC Electric | Accepted | 2023-05-22 | 2023-06-08 | 2024-06-08 | Solar Panels | Trina Solar | TSM-395DE09C.07 |  | 0.395 | 8 | 154 | 36 |  | Fixed | Roof
NJADRE1553812517 | Administratively Determined Incentive Program | Montville | 7045 | 3 | 10.12 | Residential | Behind the Meter | No | Net Metered Residential | GAF Energy | None | JCP&L | Accepted | 2023-05-22 | 2023-06-08 | 2024-06-08 | Inverters | Delta | M10-4-TL-US | 10000 |  | 1 |  |  | 0.975 |  | Outdoor
NJADRE1553812517 | Administratively Determined Incentive Program | Montville | 7045 | 3 | 10.12 | Residential | Behind the Meter | No | Net Metered Residential | GAF Energy | None | JCP&L | Accepted | 2023-05-22 | 2023-06-08 | 2024-06-08 | Solar Panels | GAF Energy | TLS-1 |  | 0.046 | 80 | 253 | 37 |  | Fixed | Roof
NJADRE1553812517 | Administratively Determined Incentive Program | Montville | 7045 | 3 | 10.12 | Residential | Behind the Meter | No | Net Metered Residential | GAF Energy | None | JCP&L | Accepted | 2023-05-22 | 2023-06-08 | 2024-06-08 | Solar Panels | GAF Energy | TLS-1 |  | 0.046 | 80 | 73 | 37 |  | Fixed | Roof
NJADRE1553812517 | Administratively Determined Incentive Program | Montville | 7045 | 3 | 10.12 | Residential | Behind the Meter | No | Net Metered Residential | GAF Energy | None | JCP&L | Accepted | 2023-05-22 | 2023-06-08 | 2024-06-08 | Solar Panels | GAF Energy | TLS-1 |  | 0.046 | 36 | 253 | 34 |  | Fixed | Roof
NJADRE1553812517 | Administratively Determined Incentive Program | Montville | 7045 | 3 | 10.12 | Residential | Behind the Meter | No | Net Metered Residential | GAF Energy | None | JCP&L | Accepted | 2023-05-22 | 2023-06-08 | 2024-06-08 | Solar Panels | GAF Energy | TLS-1 |  | 0.046 | 12 | 73 | 34 |  | Fixed | Roof
NJADRE1553812517 | Administratively Determined Incentive Program | Montville | 7045 | 3 | 10.12 | Residential | Behind the Meter | No | Net Metered Residential | GAF Energy | None | JCP&L | Accepted | 2023-05-22 | 2023-06-08 | 2024-06-08 | Solar Panels | GAF Energy | TLS-1 |  | 0.046 | 12 | 163 | 30 |  | Fixed | Roof
NJADRE1553812969 | Administratively Determined Incentive Program | GALLOWAY | 8205 | 19 | 9.88 | Residential | Behind the Meter | Yes | Net Metered Residential | Sunrun Installation Services, Inc. | None | AC Electric | Accepted | 2023-05-22 | 2023-06-08 | 2024-06-08 | Inverters | SolarEdge Technologies | SE7600H-USSN | 7600 |  | 1 |  |  | 0.99 |  | Outdoor | Next To Meter
NJADRE1553812969 | Administratively Determined Incentive Program | GALLOWAY | 8205 | 19 | 9.88 | Residential | Behind the Meter | Yes | Net Metered Residential | Sunrun Installation Services, Inc. | None | AC Electric | Accepted | 2023-05-22 | 2023-06-08 | 2024-06-08 | Solar Panels | Trina Solar | TSM-395DE09C.07 |  | 0.395 | 5 | 179 | 27 |  | Fixed | Roof
NJADRE1553812969 | Administratively Determined Incentive Program | GALLOWAY | 8205 | 19 | 9.88 | Residential | Behind the Meter | Yes | Net Metered Residential | Sunrun Installation Services, Inc. | None | AC Electric | Accepted | 2023-05-22 | 2023-06-08 | 2024-06-08 | Solar Panels | Trina Solar | TSM-395DE09C.07 |  | 0.395 | 20 | 359 | 26 |  | Fixed | Roof
NJADRE1553812980 | Administratively Determined Incentive Program | Bridgewater | 8807 | 5 | 15.21 | Residential | Behind the Meter | Yes | Net Metered Residential | Sunrun Installation Services, Inc. | None | PSE&G | Accepted | 2023-05-22 | 2023-06-08 | 2024-06-08 | Inverters | SolarEdge Technologies | SE10000H-USSN | 10000 |  | 2 |  |  | 0.96 |  | Outdoor | Next To Meter
NJADRE1553812980 | Administratively Determined Incentive Program | Bridgewater | 8807 | 5 | 15.21 | Residential | Behind the Meter | Yes | Net Metered Residential | Sunrun Installation Services, Inc. | None | PSE&G | Accepted | 2023-05-22 | 2023-06-08 | 2024-06-08 | Solar Panels | Trina Solar | TSM-390DE09C.07 |  | 0.39 | 2 | 188 | 19 |  | Fixed | Roof
NJADRE1553812980 | Administratively Determined Incentive Program | Bridgewater | 8807 | 5 | 15.21 | Residential | Behind the Meter | Yes | Net Metered Residential | Sunrun Installation Services, Inc. | None | PSE&G | Accepted | 2023-05-22 | 2023-06-08 | 2024-06-08 | Solar Panels | Trina Solar | TSM-390DE09C.07 |  | 0.39 | 6 | 98 | 17 |  | Fixed | Roof
NJADRE1553812980 | Administratively Determined Incentive Program | Bridgewater | 8807 | 5 | 15.21 | Residential | Behind the Meter | Yes | Net Metered Residential | Sunrun Installation Services, Inc. | None | PSE&G | Accepted | 2023-05-22 | 2023-06-08 | 2024-06-08 | Solar Panels | Trina Solar | TSM-390DE09C.07 |  | 0.39 | 5 | 98 | 17 |  | Fixed | Roof
NJADRE1553812980 | Administratively Determined Incentive Program | Bridgewater | 8807 | 5 | 15.21 | Residential | Behind the Meter | Yes | Net Metered Residential | Sunrun Installation Services, Inc. | None | PSE&G | Accepted | 2023-05-22 | 2023-06-08 | 2024-06-08 | Solar Panels | Trina Solar | TSM-390DE09C.07 |  | 0.39 | 12 | 278 | 17 |  | Fixed | Roof
NJADRE1553812980 | Administratively Determined Incentive Program | Bridgewater | 8807 | 5 | 15.21 | Residential | Behind the Meter | Yes | Net Metered Residential | Sunrun Installation Services, Inc. | None | PSE&G | Accepted | 2023-05-22 | 2023-06-08 | 2024-06-08 | Solar Panels | Trina Solar | TSM-390DE09C.07 |  | 0.39 | 14 | 188 | 15 |  | Fixed | Roof
NJADRE1553814896 | Administratively Determined Incentive Program | Vineland, | 8361 | 20 | 8.4 | Residential | Behind the Meter | Yes | Net Metered Residential | Suntuity Solar LLC | None | Vineland Muni Electric | Accepted | 2023-05-23 | 2023-05-23 | 2024-05-23 | Inverters | ENPHASE | IQ8PLUS-72-2-US | 290 |  | 21 |  |  | 0.9 |  | Outdoor | Behind the PV modules
NJADRE1553814896 | Administratively Determined Incentive Program | Vineland, | 8361 | 20 | 8.4 | Residential | Behind the Meter | Yes | Net Metered Residential | Suntuity Solar LLC | None | Vineland Muni Electric | Accepted | 2023-05-23 | 2023-05-23 | 2024-05-23 | Solar Panels | HANWHA | Q.PEAK DUO BLK ML-G10+ 400 |  | 0.4 | 12 | 185 | 7 |  | Fixed | Roof
NJADRE1553814896 | Administratively Determined Incentive Program | Vineland, | 8361 | 20 | 8.4 | Residential | Behind the Meter | Yes | Net Metered Residential | Suntuity Solar LLC | None | Vineland Muni Electric | Accepted | 2023-05-23 | 2023-05-23 | 2024-05-23 | Solar Panels | HANWHA | Q.PEAK DUO BLK ML-G10+ 400 |  | 0.4 | 5 | 185 | 28 |  | Fixed | Roof
NJADRE1553814896 | Administratively Determined Incentive Program | Vineland, | 8361 | 20 | 8.4 | Residential | Behind the Meter | Yes | Net Metered Residential | Suntuity Solar LLC | None | Vineland Muni Electric | Accepted | 2023-05-23 | 2023-05-23 | 2024-05-23 | Solar Panels | HANWHA | Q.PEAK DUO BLK ML-G10+ 400 |  | 0.4 | 4 | 5 | 28 |  | Fixed | Roof
NJADRE1553814968 | Administratively Determined Incentive Program | Morganville | 7751 | 17 | 10.88 | Residential | Behind the Meter | No | Net Metered Residential | Tesla Energy Operations Inc | None | JCP&L | Accepted | 2023-05-23 | 2023-06-09 | 2024-06-09 | Inverters | SolarEdge | SolarEdge Technologies Ltd. # SE10000H-US [240V] | 10000 |  | 1 |  |  | 0.99 |  | Outdoor
NJADRE1553814968 | Administratively Determined Incentive Program | Morganville | 7751 | 17 | 10.88 | Residential | Behind the Meter | No | Net Metered Residential | Tesla Energy Operations Inc | None | JCP&L | Accepted | 2023-05-23 | 2023-06-09 | 2024-06-09 | Meters | SolarEdge | SolarEdge Technologies Ltd. # SE10000H-US [240V] |  |  | 1 |  |  |  | Yes | Outdoor
NJADRE1553814968 | Administratively Determined Incentive Program | Morganville | 7751 | 17 | 10.88 | Residential | Behind the Meter | No | Net Metered Residential | Tesla Energy Operations Inc | None | JCP&L | Accepted | 2023-05-23 | 2023-06-09 | 2024-06-09 | Solar Panels | Hanwha | Q-CELLS # Q.Peak DUO BLK-G6+ 340 |  | 0.34 | 9 | 230 | 45 |  | Fixed | Roof
NJADRE1553814968 | Administratively Determined Incentive Program | Morganville | 7751 | 17 | 10.88 | Residential | Behind the Meter | No | Net Metered Residential | Tesla Energy Operations Inc | None | JCP&L | Accepted | 2023-05-23 | 2023-06-09 | 2024-06-09 | Solar Panels | Hanwha | Q-CELLS # Q.Peak DUO BLK-G6+ 340 |  | 0.34 | 23 | 140 | 35 |  | Fixed | Roof
NJADRE1553815018 | Administratively Determined Incentive Program | Lincoln Park | 7035 | 3 | 15.33 | Residential | Behind the Meter | Yes | Net Metered Residential | Pro Custom Solar dba Momentum Solar | None | JCP&L | Accepted | 2023-05-23 | 2023-06-09 | 2024-06-09 | Inverters | ENPHASE | iq8plus-72-2-us | 290 |  | 42 |  |  | 0.97 |  | Outdoor
NJADRE1553815018 | Administratively Determined Incentive Program | Lincoln Park | 7035 | 3 | 15.33 | Residential | Behind the Meter | Yes | Net Metered Residential | Pro Custom Solar dba Momentum Solar | None | JCP&L | Accepted | 2023-05-23 | 2023-06-09 | 2024-06-09 | Solar Panels | HANWHA | q.peak duo blk-g10+365 |  | 0.365 | 24 | 262 | 18 |  | Fixed | Roof
NJADRE1553815018 | Administratively Determined Incentive Program | Lincoln Park | 7035 | 3 | 15.33 | Residential | Behind the Meter | Yes | Net Metered Residential | Pro Custom Solar dba Momentum Solar | None | JCP&L | Accepted | 2023-05-23 | 2023-06-09 | 2024-06-09 | Solar Panels | HANWHA | q.peak duo blk-g10+365 |  | 0.365 | 18 | 82 | 19 |  | Fixed | Roof
NJADRE1553815188 | Administratively Determined Incentive Program | Morganville | 7751 | 17 | 9.25 | Residential | Behind the Meter | No | Net Metered Residential | Vision Solar LLC | None | JCP&L | Accepted | 2023-05-23 | 2023-06-09 | 2024-06-09 | Inverters | SOLAREDGE | SE6000H-USRGM | 6 |  | 1 |  |  | 0.97 |  | Outdoor | SIDE OF HOUSE
NJADRE1553815188 | Administratively Determined Incentive Program | Morganville | 7751 | 17 | 9.25 | Residential | Behind the Meter | No | Net Metered Residential | Vision Solar LLC | None | JCP&L | Accepted | 2023-05-23 | 2023-06-09 | 2024-06-09 | Solar Panels | ZNSHINE SOLAR | ZXM6-NH120-370/M |  | 0.37 | 21 | 59 | 46 |  | Fixed | Roof
NJADRE1553815188 | Administratively Determined Incentive Program | Morganville | 7751 | 17 | 9.25 | Residential | Behind the Meter | No | Net Metered Residential | Vision Solar LLC | None | JCP&L | Accepted | 2023-05-23 | 2023-06-09 | 2024-06-09 | Solar Panels | ZNSHINE | ZXM6-NH120-370/M |  | 0.37 | 4 | 239 | 46 |  | Fixed | Roof
NJADRE1553815265 | Administratively Determined Incentive Program | Howell | 7731 | 17 | 11.68 | Residential | Behind the Meter | Yes | Net Metered Residential | Ad Energy | None | JCP&L | Accepted | 2023-05-24 | 2023-06-12 | 2024-06-12 | Solar Panels | SunPower | SPR-U-365-BLK-QC-DC |  | 0.365 | 22 | 109 | 19 |  | Fixed | Roof
NJADRE1553815265 | Administratively Determined Incentive Program | Howell | 7731 | 17 | 11.68 | Residential | Behind the Meter | Yes | Net Metered Residential | Ad Energy | None | JCP&L | Accepted | 2023-05-24 | 2023-06-12 | 2024-06-12 | Solar Panels | SunPower | SPR-U-365-BLK-QC-Dc |  | 0.365 | 10 | 289 | 19 |  | Fixed | Roof
NJADRE1553815265 | Administratively Determined Incentive Program | Howell | 7731 | 17 | 11.68 | Residential | Behind the Meter | Yes | Net Metered Residential | Ad Energy | None | JCP&L | Accepted | 2023-05-24 | 2023-06-12 | 2024-06-12 | Inverters | SunPower | IQ7HS | 384 |  | 32 |  |  | 0.975 |  | Outdoor | At each panel
NJADRE1553815349 | Administratively Determined Incentive Program | Willingboro Twp | 8046 | 13 | 8.8 | Residential | Behind the Meter | Yes | Net Metered Residential | SunnyMac LLC | None | PSE&G | Accepted | 2023-05-23 | 2023-06-12 | 2024-06-12 | Solar Panels | HANWHA | Q.PEAK DUO BLK ML-G10+400 |  | 0.4 | 16 | 248 | 31 |  | Fixed | Roof
NJADRE1553815349 | Administratively Determined Incentive Program | Willingboro Twp | 8046 | 13 | 8.8 | Residential | Behind the Meter | Yes | Net Metered Residential | SunnyMac LLC | None | PSE&G | Accepted | 2023-05-23 | 2023-06-12 | 2024-06-12 | Solar Panels | HANWHA | Q.PEAK DUO BLK ML-G10+400 |  | 0.4 | 6 | 68 | 31 |  | Fixed | Roof
NJADRE1553815349 | Administratively Determined Incentive Program | Willingboro Twp | 8046 | 13 | 8.8 | Residential | Behind the Meter | Yes | Net Metered Residential | SunnyMac LLC | None | PSE&G | Accepted | 2023-05-23 | 2023-06-12 | 2024-06-12 | Inverters | SOLAREDGE | SE7600H-US | 7600 |  | 1 |  |  | 0.99 |  | Outdoor | NEXT TO METER
NJADRE1553815349 | Administratively Determined Incentive Program | Willingboro Twp | 8046 | 13 | 8.8 | Residential | Behind the Meter | Yes | Net Metered Residential | SunnyMac LLC | None | PSE&G | Accepted | 2023-05-23 | 2023-06-12 | 2024-06-12 | Meters | SE-RGMTR-1D-240C-B | Solaredge |  |  | 1 |  |  |  | Yes | Outdoor
NJADRE1553815690 | Administratively Determined Incentive Program | Tinton Falls | 7753 | 17 | 17.89 | Residential | Behind the Meter | Yes | Net Metered Residential | Ad Energy | None | JCP&L | Accepted | 2023-05-24 | 2023-06-12 | 2024-06-12 | Inverters | SUNPOWER | IQ7HS | 384 |  | 49 |  |  | 0.975 |  | Outdoor
NJADRE1553815690 | Administratively Determined Incentive Program | Tinton Falls | 7753 | 17 | 17.89 | Residential | Behind the Meter | Yes | Net Metered Residential | Ad Energy | None | JCP&L | Accepted | 2023-05-24 | 2023-06-12 | 2024-06-12 | Solar Panels | SUNPOWER | SPR-U365-BLK-Q-MODULES |  | 0.365 | 4 | 122 | 18 |  | Fixed | Roof
NJADRE1553815690 | Administratively Determined Incentive Program | Tinton Falls | 7753 | 17 | 17.89 | Residential | Behind the Meter | Yes | Net Metered Residential | Ad Energy | None | JCP&L | Accepted | 2023-05-24 | 2023-06-12 | 2024-06-12 | Solar Panels | SUNPOWER | SPR-U365-BLK-Q-MODULES |  | 0.365 | 3 | 122 | 18 |  | Fixed | Roof
NJADRE1553815690 | Administratively Determined Incentive Program | Tinton Falls | 7753 | 17 | 17.89 | Residential | Behind the Meter | Yes | Net Metered Residential | Ad Energy | None | JCP&L | Accepted | 2023-05-24 | 2023-06-12 | 2024-06-12 | Solar Panels | SUNPOWER | SPR-U365-BLK-Q-MODULES |  | 0.365 | 14 | 302 | 9 |  | Fixed | Roof
NJADRE1553815690 | Administratively Determined Incentive Program | Tinton Falls | 7753 | 17 | 17.89 | Residential | Behind the Meter | Yes | Net Metered Residential | Ad Energy | None | JCP&L | Accepted | 2023-05-24 | 2023-06-12 | 2024-06-12 | Solar Panels | SUNPOWER | SPR-U365-BLK-Q-MODULES |  | 0.365 | 18 | 122 | 18 |  | Fixed | Roof
NJADRE1553815690 | Administratively Determined Incentive Program | Tinton Falls | 7753 | 17 | 17.89 | Residential | Behind the Meter | Yes | Net Metered Residential | Ad Energy | None | JCP&L | Accepted | 2023-05-24 | 2023-06-12 | 2024-06-12 | Solar Panels | SUNPOWER | SPR-U365-BLK-Q-MODULES |  | 0.365 | 10 | 302 | 18 |  | Fixed | Roof
NJADRE1553815768 | Administratively Determined Incentive Program | Camden City | 8105 | 14 | 7.8 | Residential | Behind the Meter | Yes | Net Metered Residential | Sunrun Installation Services, Inc. | None | PSE&G | Accepted | 2023-05-23 | 2023-06-09 | 2024-06-09 | Inverters | SolarEdge Technologies | SE6000H-USSN | 6000 |  | 1 |  |  | 0.99 |  | Outdoor | Next to the meter
NJADRE1553815768 | Administratively Determined Incentive Program | Camden City | 8105 | 14 | 7.8 | Residential | Behind the Meter | Yes | Net Metered Residential | Sunrun Installation Services, Inc. | None | PSE&G | Accepted | 2023-05-23 | 2023-06-09 | 2024-06-09 | Solar Panels | Trina Solar | TSM-390DE09C.07 |  | 0.39 | 10 | 212 | 25 |  | Fixed | Roof
NJADRE1553815768 | Administratively Determined Incentive Program | Camden City | 8105 | 14 | 7.8 | Residential | Behind the Meter | Yes | Net Metered Residential | Sunrun Installation Services, Inc. | None | PSE&G | Accepted | 2023-05-23 | 2023-06-09 | 2024-06-09 | Solar Panels | Trina Solar | TSM-390DE09C.07 |  | 0.39 | 10 | 32 | 24 |  | Fixed | Roof
NJADRE1553816090 | Administratively Determined Incentive Program | HIGHTSTOWN | 8520 | 12 | 9.2 | Residential | Behind the Meter | No | Net Metered Residential | SunPower Corporation | None | JCP&L | Accepted | 2023-05-23 | 2023-06-09 | 2024-06-09 | Electric Storage Battery | SunPower | SV-BASE13-12-A |  |  | 1 |  |  |  | Lithium Ion |  | Outside
NJADRE1553816090 | Administratively Determined Incentive Program | HIGHTSTOWN | 8520 | 12 | 9.2 | Residential | Behind the Meter | No | Net Metered Residential | SunPower Corporation | None | JCP&L | Accepted | 2023-05-23 | 2023-06-09 | 2024-06-09 | Solar Panels | WAAREE ENERGIES LIMITED | WSMDI-400 |  | 0.4 | 23 | 199 | 34 |  | Fixed | Roof
NJADRE1553816090 | Administratively Determined Incentive Program | HIGHTSTOWN | 8520 | 12 | 9.2 | Residential | Behind the Meter | No | Net Metered Residential | SunPower Corporation | None | JCP&L | Accepted | 2023-05-23 | 2023-06-09 | 2024-06-09 | Inverters | Enphase | IQ7HS-66-M-US | 384 |  | 23 |  |  | 0.97 |  | Other | Under Each Panel
NJADRE1553816097 | Administratively Determined Incentive Program | Blairstown | 7825 | 2 | 10.94 | Residential | Behind the Meter | Yes | Net Metered Residential | Trinity Solar Inc. | None | JCP&L | Accepted | 2023-05-23 | 2023-06-09 | 2024-06-09 | Inverters | Solar Edge | SE10000H-US000BEi4 | 10000 |  | 1 |  |  | 0.97 |  | Outdoor
NJADRE1553816097 | Administratively Determined Incentive Program | Blairstown | 7825 | 2 | 10.94 | Residential | Behind the Meter | Yes | Net Metered Residential | Trinity Solar Inc. | None | JCP&L | Accepted | 2023-05-23 | 2023-06-09 | 2024-06-09 | Solar Panels | HANWHA | Q.PEAK DUO BLK ML-G10+ 405 |  | 0.405 | 27 | 126 | 18 |  | Fixed | Roof
NJADRE1553816301 | Administratively Determined Incentive Program | New Brunswick | 8901 | 11 | 6.29 | Residential | Behind the Meter | No | Net Metered Residential | Vision Solar LLC | None | PSE&G | Accepted | 2023-05-23 | 2023-06-09 | 2024-06-09 | Inverters | Solaredge | SE6000H-USRGM | 6 |  | 1 |  |  | 0.97 |  | Outdoor | side of house
NJADRE1553816301 | Administratively Determined Incentive Program | New Brunswick | 8901 | 11 | 6.29 | Residential | Behind the Meter | No | Net Metered Residential | Vision Solar LLC | None | PSE&G | Accepted | 2023-05-23 | 2023-06-09 | 2024-06-09 | Solar Panels | Znshine | ZXM6-NH120-370/M |  | 0.37 | 17 | 128 | 44 |  | Fixed | Roof
NJADRE1553816767 | Administratively Determined Incentive Program | Boonton | 7005 | 3 | 6.29 | Residential | Behind the Meter | No | Net Metered Residential | Vision Solar LLC | None | JCP&L | Accepted | 2023-05-23 | 2023-06-09 | 2024-06-09 | Inverters | Solaredge | SE6000H-USRGM | 6 |  | 1 |  |  | 0.97 |  | Outdoor | side of house
NJADRE1553816767 | Administratively Determined Incentive Program | Boonton | 7005 | 3 | 6.29 | Residential | Behind the Meter | No | Net Metered Residential | Vision Solar LLC | None | JCP&L | Accepted | 2023-05-23 | 2023-06-09 | 2024-06-09 | Solar Panels | Znshine | ZXM6-NH120-370/M |  | 0.37 | 4 | 211 | 24 |  | Fixed | Roof
NJADRE1553816767 | Administratively Determined Incentive Program | Boonton | 7005 | 3 | 6.29 | Residential | Behind the Meter | No | Net Metered Residential | Vision Solar LLC | None | JCP&L | Accepted | 2023-05-23 | 2023-06-09 | 2024-06-09 | Solar Panels | Znshine | ZXM6-NH120-370/M |  | 0.37 | 2 | 31 | 24 |  | Fixed | Roof
NJADRE1553816767 | Administratively Determined Incentive Program | Boonton | 7005 | 3 | 6.29 | Residential | Behind the Meter | No | Net Metered Residential | Vision Solar LLC | None | JCP&L | Accepted | 2023-05-23 | 2023-06-09 | 2024-06-09 | Solar Panels | Znshine | ZXM6-NH120-370/M |  | 0.37 | 8 | 301 | 36 |  | Fixed | Roof
NJADRE1553816767 | Administratively Determined Incentive Program | Boonton | 7005 | 3 | 6.29 | Residential | Behind the Meter | No | Net Metered Residential | Vision Solar LLC | None | JCP&L | Accepted | 2023-05-23 | 2023-06-09 | 2024-06-09 | Solar Panels | Znshine | ZXM6-NH120-370/M |  | 0.37 | 1 | 121 | 14 |  | Fixed | Roof
NJADRE1553816767 | Administratively Determined Incentive Program | Boonton | 7005 | 3 | 6.29 | Residential | Behind the Meter | No | Net Metered Residential | Vision Solar LLC | None | JCP&L | Accepted | 2023-05-23 | 2023-06-09 | 2024-06-09 | Solar Panels | Znshhine | ZXM6-NH120-370/M |  | 0.37 | 2 | 301 | 20 |  | Fixed | Roof
NJADRE1553817072 | Administratively Determined Incentive Program | Toms River | 8753 | 18 | 10.22 | Residential | Behind the Meter | Yes | Net Metered Residential | Ad Energy | None | JCP&L | Accepted | 2023-06-05 | 2023-06-19 | 2024-06-19 | Inverters | SUNPOWER | IQ7HS | 384 |  | 28 |  |  | 0.975 |  | Outdoor
NJADRE1553817072 | Administratively Determined Incentive Program | Toms River | 8753 | 18 | 10.22 | Residential | Behind the Meter | Yes | Net Metered Residential | Ad Energy | None | JCP&L | Accepted | 2023-06-05 | 2023-06-19 | 2024-06-19 | Solar Panels | SUNPOWER | SPR-U-365-BLK-Q-MODULES |  | 0.365 | 12 | 162 | 21 |  | Fixed | Roof
NJADRE1553817072 | Administratively Determined Incentive Program | Toms River | 8753 | 18 | 10.22 | Residential | Behind the Meter | Yes | Net Metered Residential | Ad Energy | None | JCP&L | Accepted | 2023-06-05 | 2023-06-19 | 2024-06-19 | Solar Panels | SUNPOWER | SPR-U-365-BLK-Q-MODULES |  | 0.365 | 10 | 72 | 21 |  | Fixed | Roof
NJADRE1553817072 | Administratively Determined Incentive Program | Toms River | 8753 | 18 | 10.22 | Residential | Behind the Meter | Yes | Net Metered Residential | Ad Energy | None | JCP&L | Accepted | 2023-06-05 | 2023-06-19 | 2024-06-19 | Solar Panels | SUNPOWER | SPR-U-365-BLK-Q-MODULES |  | 0.365 | 6 | 252 | 21 |  | Fixed | Roof
NJADRE1553817072 | Administratively Determined Incentive Program | Toms River | 8753 | 18 | 10.22 | Residential | Behind the Meter | Yes | Net Metered Residential | Ad Energy | None | JCP&L | Accepted | 2023-06-05 | 2023-06-19 | 2024-06-19 | Meters | Sunpower | PVS6 |  |  | 1 |  |  |  | Yes | Outdoor
NJADRE1553817089 | Administratively Determined Incentive Program | Old Bridge | 8857 | 11 | 5.48 | Residential | Behind the Meter | Yes | Net Metered Residential | Pro Custom Solar dba Momentum Solar | None | JCP&L | Accepted | 2023-05-23 | 2023-06-09 | 2024-06-09 | Solar Panels | hanwha | Â Q. PEAK DUO BLK-G10+365 |  | 0.365 | 8 | 173 | 12 |  | Fixed | Roof
NJADRE1553817089 | Administratively Determined Incentive Program | Old Bridge | 8857 | 11 | 5.48 | Residential | Behind the Meter | Yes | Net Metered Residential | Pro Custom Solar dba Momentum Solar | None | JCP&L | Accepted | 2023-05-23 | 2023-06-09 | 2024-06-09 | Solar Panels | hanwha | Â Q. PEAK DUO BLK-G10+365 |  | 0.365 | 7 | 173 | 10 |  | Fixed | Roof
NJADRE1553817089 | Administratively Determined Incentive Program | Old Bridge | 8857 | 11 | 5.48 | Residential | Behind the Meter | Yes | Net Metered Residential | Pro Custom Solar dba Momentum Solar | None | JCP&L | Accepted | 2023-05-23 | 2023-06-09 | 2024-06-09 | Inverters | Enphase | IQ8PLUS-72-2-US | 290 |  | 15 |  |  | 0.97 |  | Outdoor
NJADRE1553817412 | Administratively Determined Incentive Program | South Amboy | 8879 | 11 | 11.46 | Residential | Behind the Meter | No | Net Metered Residential | Sunrun Installation Services, Inc. | None | JCP&L | Accepted | 2023-05-23 | 2023-06-09 | 2024-06-09 | Inverters | SolarEdge Technologies | SE10000H-USSN | 10000 |  | 1 |  |  | 0.96 |  | Outdoor | Next To Meter
NJADRE1553817412 | Administratively Determined Incentive Program | South Amboy | 8879 | 11 | 11.46 | Residential | Behind the Meter | No | Net Metered Residential | Sunrun Installation Services, Inc. | None | JCP&L | Accepted | 2023-05-23 | 2023-06-09 | 2024-06-09 | Solar Panels | Trina Solar | TSM-395DE09C.07 |  | 0.395 | 11 | 239 | 30 |  | Fixed | Roof
NJADRE1553817412 | Administratively Determined Incentive Program | South Amboy | 8879 | 11 | 11.46 | Residential | Behind the Meter | No | Net Metered Residential | Sunrun Installation Services, Inc. | None | JCP&L | Accepted | 2023-05-23 | 2023-06-09 | 2024-06-09 | Solar Panels | Trina Solar | TSM-395DE09C.07 |  | 0.395 | 18 | 59 | 30 |  | Fixed | Roof
NJADRE1553817616 | Administratively Determined Incentive Program | Parlin | 8859 | 11 | 2.77 | Residential | Behind the Meter | Yes | Net Metered Residential | Sunrun Installation Services, Inc. | None | JCP&L | Accepted | 2023-05-23 | 2023-06-09 | 2024-06-09 | Inverters | Delta Electronics | E4-TL-US | 4000 |  | 1 |  |  | 0.96 |  | Outdoor | Next To Meter
NJADRE1553817616 | Administratively Determined Incentive Program | Parlin | 8859 | 11 | 2.77 | Residential | Behind the Meter | Yes | Net Metered Residential | Sunrun Installation Services, Inc. | None | JCP&L | Accepted | 2023-05-23 | 2023-06-09 | 2024-06-09 | Solar Panels | Trina Solar | TSM-395DE09C.07 |  | 0.395 | 7 | 245 | 19 |  | Fixed | Roof
NJADRE1553818398 | Administratively Determined Incentive Program | PAULSBORO | 8066 | 15 | 6.32 | Residential | Behind the Meter | Yes | Net Metered Residential | Sunrun Installation Services, Inc. | None | AC Electric | Accepted | 2023-05-23 | 2023-06-09 | 2024-06-09 | Inverters | SolarEdge Technologies | SE6000H-USSN | 6000 |  | 1 |  |  | 0.99 |  | Outdoor | Next To Meter
NJADRE1553818398 | Administratively Determined Incentive Program | PAULSBORO | 8066 | 15 | 6.32 | Residential | Behind the Meter | Yes | Net Metered Residential | Sunrun Installation Services, Inc. | None | AC Electric | Accepted | 2023-05-23 | 2023-06-09 | 2024-06-09 | Solar Panels | Trina Solar | TSM-395DE09C.07 |  | 0.395 | 16 | 158 | 24 |  | Fixed | Roof
NJADRE1553821873 | Administratively Determined Incentive Program | Union Twp | 7083 | 10 | 12.15 | Commercial | Behind the Meter | No | Small Net-Metered Non-Residential located on Rooftop, Carport, Canopy and Floating Solar | GenRenew LLC | None | PSE&G | Accepted | 2023-05-24 | 2023-06-09 | 2024-06-09 | Solar Panels | Canadian Solar | CS3W-450MB-AG |  | 0.45 | 27 | 129 | 26 |  | Fixed | Roof
NJADRE1553821873 | Administratively Determined Incentive Program | Union Twp | 7083 | 10 | 12.15 | Commercial | Behind the Meter | No | Small Net-Metered Non-Residential located on Rooftop, Carport, Canopy and Floating Solar | GenRenew LLC | None | PSE&G | Accepted | 2023-05-24 | 2023-06-09 | 2024-06-09 | Inverters | Enphase | IQ7Plus-72-2-US | 290 |  | 27 |  |  | 0.975 |  | Outdoor | under panels
NJADRE1553821873 | Administratively Determined Incentive Program | Union Twp | 7083 | 10 | 12.15 | Commercial | Behind the Meter | No | Small Net-Metered Non-Residential located on Rooftop, Carport, Canopy and Floating Solar | GenRenew LLC | None | PSE&G | Accepted | 2023-05-24 | 2023-06-09 | 2024-06-09 | Meters | Enphase | X-IQ-AM1-240-4 |  |  | 1 |  |  |  | Yes | Indoor
NJADRE1553821923 | Administratively Determined Incentive Program | North Bergen Twp | 7047 | 8 | 4 | Residential | Behind the Meter | Yes | Net Metered Residential | SunnyMac LLC | None | PSE&G | Accepted | 2023-05-24 | 2023-06-12 | 2024-06-12 | Solar Panels | HANWHA | 400 Q.PEAK DUO BLK ML-G10+ |  | 0.4 | 10 | 122 | 5 |  | Fixed | Roof
NJADRE1553821923 | Administratively Determined Incentive Program | North Bergen Twp | 7047 | 8 | 4 | Residential | Behind the Meter | Yes | Net Metered Residential | SunnyMac LLC | None | PSE&G | Accepted | 2023-05-24 | 2023-06-12 | 2024-06-12 | Inverters | SOLAREDGE | SE3000H-US | 3000 |  | 1 |  |  | 0.99 |  | Outdoor | NEXT TO METER
NJADRE1553821987 | Administratively Determined Incentive Program | Pine Hill | 8021 | 14 | 13.6 | Residential | Behind the Meter | Yes | Net Metered Residential | SunnyMac LLC | None | AC Electric | Accepted | 2023-05-24 | 2023-06-12 | 2024-06-12 | Solar Panels | HANWHA | Q.PEAK DUO BLK ML-G10+ 400 |  | 0.4 | 19 | 145 | 31 |  | Fixed | Roof
NJADRE1553821987 | Administratively Determined Incentive Program | Pine Hill | 8021 | 14 | 13.6 | Residential | Behind the Meter | Yes | Net Metered Residential | SunnyMac LLC | None | AC Electric | Accepted | 2023-05-24 | 2023-06-12 | 2024-06-12 | Solar Panels | HANWHA | Q.PEAK DUO BLK ML-G10+ 400 |  | 0.4 | 15 | 325 | 31 |  | Fixed | Roof
NJADRE1553821987 | Administratively Determined Incentive Program | Pine Hill | 8021 | 14 | 13.6 | Residential | Behind the Meter | Yes | Net Metered Residential | SunnyMac LLC | None | AC Electric | Accepted | 2023-05-24 | 2023-06-12 | 2024-06-12 | Inverters | SOLAREDGE | SE10000H-US | 10000 |  | 1 |  |  | 0.99 |  | Outdoor | NEXT TO METER
NJADRE1553822032 | Administratively Determined Incentive Program | Kenilworth Boro | 7033 | 10 | 8.97 | Residential | Behind the Meter | Yes | Net Metered Residential | Sunrun Installation Services, Inc. | None | PSE&G | Accepted | 2023-05-24 | 2023-06-09 | 2024-06-09 | Inverters | SOLAREDGE TECHNOLOGIES | SE6000H-USSN | 6000 |  | 1 |  |  | 0.99 |  | Outdoor | next to meter
NJADRE1553822032 | Administratively Determined Incentive Program | Kenilworth Boro | 7033 | 10 | 8.97 | Residential | Behind the Meter | Yes | Net Metered Residential | Sunrun Installation Services, Inc. | None | PSE&G | Accepted | 2023-05-24 | 2023-06-09 | 2024-06-09 | Solar Panels | TRINA SOLAR | TSM-390DE09C.07 |  | 0.39 | 6 | 84 | 21 |  | Fixed | Roof
NJADRE1553822032 | Administratively Determined Incentive Program | Kenilworth Boro | 7033 | 10 | 8.97 | Residential | Behind the Meter | Yes | Net Metered Residential | Sunrun Installation Services, Inc. | None | PSE&G | Accepted | 2023-05-24 | 2023-06-09 | 2024-06-09 | Solar Panels | TRINA SOLAR | TSM-390DE09C.07 |  | 0.39 | 7 | 84 | 10 |  | Fixed | Roof
NJADRE1553822032 | Administratively Determined Incentive Program | Kenilworth Boro | 7033 | 10 | 8.97 | Residential | Behind the Meter | Yes | Net Metered Residential | Sunrun Installation Services, Inc. | None | PSE&G | Accepted | 2023-05-24 | 2023-06-09 | 2024-06-09 | Solar Panels | TRINA SOLAR | TSM-390DE09C.07 |  | 0.39 | 10 | 264 | 12 |  | Fixed | Roof
NJADRE1553822069 | Administratively Determined Incentive Program | Somerset | 8873 | 5 | 8.51 | Residential | Behind the Meter | No | Net Metered Residential | Vision Solar LLC | None | PSE&G | Accepted | 2023-05-24 | 2023-06-09 | 2024-06-09 | Inverters | Solaredge | SE7600H-USRGM | 7600 |  | 1 |  |  | 0.97 |  | Outdoor | side of house
NJADRE1553822069 | Administratively Determined Incentive Program | Somerset | 8873 | 5 | 8.51 | Residential | Behind the Meter | No | Net Metered Residential | Vision Solar LLC | None | PSE&G | Accepted | 2023-05-24 | 2023-06-09 | 2024-06-09 | Solar Panels | Znshine | ZXM6-NH120-370/M |  | 0.37 | 3 | 218 | 17 |  | Fixed | Roof
NJADRE1553822069 | Administratively Determined Incentive Program | Somerset | 8873 | 5 | 8.51 | Residential | Behind the Meter | No | Net Metered Residential | Vision Solar LLC | None | PSE&G | Accepted | 2023-05-24 | 2023-06-09 | 2024-06-09 | Solar Panels | Znshine | ZXM6-NH120-370/M |  | 0.37 | 3 | 38 | 17 |  | Fixed | Roof
NJADRE1553822069 | Administratively Determined Incentive Program | Somerset | 8873 | 5 | 8.51 | Residential | Behind the Meter | No | Net Metered Residential | Vision Solar LLC | None | PSE&G | Accepted | 2023-05-24 | 2023-06-09 | 2024-06-09 | Solar Panels | znshine | ZXM6-NH120-370/M |  | 0.37 | 13 | 308 | 20 |  | Fixed | Roof
NJADRE1553822069 | Administratively Determined Incentive Program | Somerset | 8873 | 5 | 8.51 | Residential | Behind the Meter | No | Net Metered Residential | Vision Solar LLC | None | PSE&G | Accepted | 2023-05-24 | 2023-06-09 | 2024-06-09 | Solar Panels | Znshine | ZXM6-NH120-370/M |  | 0.37 | 4 | 128 | 20 |  | Fixed | Roof
NJADRE1553822122 | Administratively Determined Incentive Program | Matawan | 7747 | 17 | 6.72 | Residential | Behind the Meter | Yes | Net Metered Residential | Sunrun Installation Services, Inc. | None | JCP&L | Accepted | 2023-05-24 | 2023-06-12 | 2024-06-12 | Inverters | SolarEdge Technologies | SE6000H-USSN | 6000 |  | 1 |  |  | 0.96 |  | Outdoor | Next To Meter
NJADRE1553822122 | Administratively Determined Incentive Program | Matawan | 7747 | 17 | 6.72 | Residential | Behind the Meter | Yes | Net Metered Residential | Sunrun Installation Services, Inc. | None | JCP&L | Accepted | 2023-05-24 | 2023-06-12 | 2024-06-12 | Solar Panels | Trina Solar | TSM-395DE09C.07 |  | 0.395 | 3 | 185 | 25 |  | Fixed | Roof
NJADRE1553822122 | Administratively Determined Incentive Program | Matawan | 7747 | 17 | 6.72 | Residential | Behind the Meter | Yes | Net Metered Residential | Sunrun Installation Services, Inc. | None | JCP&L | Accepted | 2023-05-24 | 2023-06-12 | 2024-06-12 | Solar Panels | Trina Solar | TSM-395DE09C.07 |  | 0.395 | 14 | 6 | 22 |  | Fixed | Roof
NJADRE1553822136 | Administratively Determined Incentive Program | WILLINGBORO TWP | 8046 | 13 | 24.57 | Residential | Behind the Meter | Yes | Net Metered Residential | Sunrun Installation Services, Inc. | None | PSE&G | Accepted | 2023-05-24 | 2023-06-09 | 2024-06-09 | Inverters | SolarEdge Technologies | SE7600H-USSN | 7600 |  | 1 |  |  | 0.99 |  | Outdoor | Next To Meter
NJADRE1553822136 | Administratively Determined Incentive Program | WILLINGBORO TWP | 8046 | 13 | 24.57 | Residential | Behind the Meter | Yes | Net Metered Residential | Sunrun Installation Services, Inc. | None | PSE&G | Accepted | 2023-05-24 | 2023-06-09 | 2024-06-09 | Inverters | SolarEdge Technologies | SE10000H-USSN | 10000 |  | 1 |  |  | 0.99 |  | Outdoor | Next To Meter
NJADRE1553822136 | Administratively Determined Incentive Program | WILLINGBORO TWP | 8046 | 13 | 24.57 | Residential | Behind the Meter | Yes | Net Metered Residential | Sunrun Installation Services, Inc. | None | PSE&G | Accepted | 2023-05-24 | 2023-06-09 | 2024-06-09 | Solar Panels | Trina Solar | TSM-390DE09C.07 |  | 0.39 | 25 | 22 | 32 |  | Fixed | Roof
NJADRE1553822136 | Administratively Determined Incentive Program | WILLINGBORO TWP | 8046 | 13 | 24.57 | Residential | Behind the Meter | Yes | Net Metered Residential | Sunrun Installation Services, Inc. | None | PSE&G | Accepted | 2023-05-24 | 2023-06-09 | 2024-06-09 | Solar Panels | Trina Solar | TSM-390DE09C.07 |  | 0.39 | 1 | 22 | 32 |  | Fixed | Roof
NJADRE1553822136 | Administratively Determined Incentive Program | WILLINGBORO TWP | 8046 | 13 | 24.57 | Residential | Behind the Meter | Yes | Net Metered Residential | Sunrun Installation Services, Inc. | None | PSE&G | Accepted | 2023-05-24 | 2023-06-09 | 2024-06-09 | Solar Panels | Trina Solar | TSM-390DE09C.07 |  | 0.39 | 11 | 293 | 21 |  | Fixed | Roof
NJADRE1553822136 | Administratively Determined Incentive Program | WILLINGBORO TWP | 8046 | 13 | 24.57 | Residential | Behind the Meter | Yes | Net Metered Residential | Sunrun Installation Services, Inc. | None | PSE&G | Accepted | 2023-05-24 | 2023-06-09 | 2024-06-09 | Solar Panels | Trina Solar | TSM-390DE09C.07 |  | 0.39 | 12 | 113 | 21 |  | Fixed | Roof
NJADRE1553822136 | Administratively Determined Incentive Program | WILLINGBORO TWP | 8046 | 13 | 24.57 | Residential | Behind the Meter | Yes | Net Metered Residential | Sunrun Installation Services, Inc. | None | PSE&G | Accepted | 2023-05-24 | 2023-06-09 | 2024-06-09 | Solar Panels | Trina Solar | TSM-390DE09C.07 |  | 0.39 | 14 | 202 | 7 |  | Fixed | Roof
NJADRE1553822150 | Administratively Determined Incentive Program | Roselle | 7203 | 10 | 2.84 | Residential | Behind the Meter | Yes | Net Metered Residential | Trinity Solar | None | PSE&G | Accepted | 2023-05-24 | 2023-06-12 | 2024-06-12 | Solar Panels | HANWHA 405 (Q.PEAK DUO BLK ML-G10+ 405) | HANWHA 405 (Q.PEAK DUO BLK ML-G10+ 405) |  | 0.405 | 7 | 236 | 49 |  | Fixed | Roof
NJADRE1553822150 | Administratively Determined Incentive Program | Roselle | 7203 | 10 | 2.84 | Residential | Behind the Meter | Yes | Net Metered Residential | Trinity Solar | None | PSE&G | Accepted | 2023-05-24 | 2023-06-12 | 2024-06-12 | Inverters | Solar Edge | SE3000H-US | 3000 |  | 1 |  |  | 0.97 |  | Outside
NJADRE1553822157 | Administratively Determined Incentive Program | Hillsborough | 8844 | 5 | 8.76 | Residential | Behind the Meter | Yes | Net Metered Residential | Momentum Solar Energy Services | None | PSE&G | Accepted | 2023-05-24 | 2023-06-12 | 2024-06-12 | Inverters | enphase | iq8plus-72-2-us | 290 |  | 24 |  |  | 0.97 |  | Outdoor
NJADRE1553822157 | Administratively Determined Incentive Program | Hillsborough | 8844 | 5 | 8.76 | Residential | Behind the Meter | Yes | Net Metered Residential | Momentum Solar Energy Services | None | PSE&G | Accepted | 2023-05-24 | 2023-06-12 | 2024-06-12 | Solar Panels | hanwha | q.peak duo blk-g10+365 |  | 0.365 | 24 | 196 | 21 |  | Fixed | Roof
NJADRE1553822165 | Administratively Determined Incentive Program | Westhampton | 8060 | 13 | 3.6 | Residential | Behind the Meter | No | Net Metered Residential | Power Energy Solutions | None | PSE&G | Accepted | 2023-05-24 | 2023-06-09 | 2024-06-09 | Inverters | SOLAREDGE | SE-3800H-US | 3800 |  | 1 |  |  | 0.99 |  | Outdoor | ROOFTOP
NJADRE1553822165 | Administratively Determined Incentive Program | Westhampton | 8060 | 13 | 3.6 | Residential | Behind the Meter | No | Net Metered Residential | Power Energy Solutions | None | PSE&G | Accepted | 2023-05-24 | 2023-06-09 | 2024-06-09 | Solar Panels | SILFAB SOLAR | SIL-400 H+ |  | 0.4 | 9 | 195 | 30 |  | Fixed | Roof | ROOFTOP
NJADRE1553822188 | Administratively Determined Incentive Program | Millville | 8332 | 20 | 15.98 | Residential | Behind the Meter | Yes | Net Metered Residential | Solar Energy World | None | AC Electric | Accepted | 2023-05-24 | 2023-06-09 | 2024-06-09 | Solar Panels | LONGi Green Energy | LR4-60HPB-355M |  | 0.355 | 45 | 150 | 25 |  | Fixed | Ground
NJADRE1553822188 | Administratively Determined Incentive Program | Millville | 8332 | 20 | 15.98 | Residential | Behind the Meter | Yes | Net Metered Residential | Solar Energy World | None | AC Electric | Accepted | 2023-05-24 | 2023-06-09 | 2024-06-09 | Inverters | Solar Edge | SE6000H-USRGM | 6000 |  | 1 |  |  | 0.99 |  | Outside
NJADRE1553822188 | Administratively Determined Incentive Program | Millville | 8332 | 20 | 15.98 | Residential | Behind the Meter | Yes | Net Metered Residential | Solar Energy World | None | AC Electric | Accepted | 2023-05-24 | 2023-06-09 | 2024-06-09 | Inverters | Solar Edge | SE7600H-USRGM | 7600 |  | 1 |  |  | 0.99 |  | Outside
NJADRE1553822540 | Administratively Determined Incentive Program | CARTERET BORO | 7008 | 11 | 5.07 | Residential | Behind the Meter | Yes | Net Metered Residential | Sunrun Installation Services, Inc. | None | PSE&G | Accepted | 2023-05-24 | 2023-06-09 | 2024-06-09 | Inverters | SolarEdge Technologies | SE3800H-USMN | 3800 |  | 1 |  |  | 0.99 |  | Outdoor | Next To Meter
NJADRE1553822540 | Administratively Determined Incentive Program | CARTERET BORO | 7008 | 11 | 5.07 | Residential | Behind the Meter | Yes | Net Metered Residential | Sunrun Installation Services, Inc. | None | PSE&G | Accepted | 2023-05-24 | 2023-06-09 | 2024-06-09 | Solar Panels | Trina Solar | TSM-390DE09C.07 |  | 0.39 | 8 | 182 | 38 |  | Fixed | Roof
NJADRE1553822540 | Administratively Determined Incentive Program | CARTERET BORO | 7008 | 11 | 5.07 | Residential | Behind the Meter | Yes | Net Metered Residential | Sunrun Installation Services, Inc. | None | PSE&G | Accepted | 2023-05-24 | 2023-06-09 | 2024-06-09 | Solar Panels | Trina Solar | TSM-390DE09C.07 |  | 0.39 | 3 | 3 | 38 |  | Fixed | Roof
NJADRE1553822540 | Administratively Determined Incentive Program | CARTERET BORO | 7008 | 11 | 5.07 | Residential | Behind the Meter | Yes | Net Metered Residential | Sunrun Installation Services, Inc. | None | PSE&G | Accepted | 2023-05-24 | 2023-06-09 | 2024-06-09 | Solar Panels | Trina Solar | TSM-390DE09C.07 |  | 0.39 | 2 | 3 | 16 |  | Fixed | Roof
NJADRE1553824354 | Administratively Determined Incentive Program | Lawnside | 8045 | 14 | 9.6 | Residential | Behind the Meter | No | Net Metered Residential | Power Energy Solutions | None | PSE&G | Accepted | 2023-05-24 | 2023-06-12 | 2024-06-12 | Inverters | SOLAREDGE | SE7600H-US | 7600 |  | 1 |  |  | 0.99 |  | Outdoor | ROOFTOP
NJADRE1553824354 | Administratively Determined Incentive Program | Lawnside | 8045 | 14 | 9.6 | Residential | Behind the Meter | No | Net Metered Residential | Power Energy Solutions | None | PSE&G | Accepted | 2023-05-24 | 2023-06-12 | 2024-06-12 | Solar Panels | SILFAB SOLAR | SIL-400 H+ |  | 0.4 | 18 | 225 | 30 |  | Fixed | Roof | ROOFTOP
NJADRE1553824354 | Administratively Determined Incentive Program | Lawnside | 8045 | 14 | 9.6 | Residential | Behind the Meter | No | Net Metered Residential | Power Energy Solutions | None | PSE&G | Accepted | 2023-05-24 | 2023-06-12 | 2024-06-12 | Solar Panels | SILFAB SOLAR | SIL-400 H+ |  | 0.4 | 6 | 45 | 30 |  | Fixed | Roof | ROOFTOP
NJADRE1553824362 | Administratively Determined Incentive Program | BARNEGAT | 8005 | 18 | 6.94 | Residential | Behind the Meter | No | Net Metered Residential | Pro Custom Solar dba Momentum Solar | None | AC Electric | Accepted | 2023-05-24 | 2023-06-12 | 2024-06-12 | Inverters | enphase | iq8plus-72-2-us | 290 |  | 19 |  |  | 0.97 |  | Outdoor
NJADRE1553824362 | Administratively Determined Incentive Program | BARNEGAT | 8005 | 18 | 6.94 | Residential | Behind the Meter | No | Net Metered Residential | Pro Custom Solar dba Momentum Solar | None | AC Electric | Accepted | 2023-05-24 | 2023-06-12 | 2024-06-12 | Solar Panels | hanwha | q.peak duo blk-g10+365 |  | 0.365 | 19 | 196 | 26 |  | Fixed | Roof
NJADRE1553824371 | Administratively Determined Incentive Program | East Orange | 7017 | 9 | 3.65 | Residential | Behind the Meter | Yes | Net Metered Residential | Pro Custom Solar dba Momentum Solar | None | PSE&G | Accepted | 2023-05-24 | 2023-06-12 | 2024-06-12 | Inverters | ENPHASE | iq8plus-72-2-us | 290 |  | 10 |  |  | 0.97 |  | Outdoor
NJADRE1553824371 | Administratively Determined Incentive Program | East Orange | 7017 | 9 | 3.65 | Residential | Behind the Meter | Yes | Net Metered Residential | Pro Custom Solar dba Momentum Solar | None | PSE&G | Accepted | 2023-05-24 | 2023-06-12 | 2024-06-12 | Solar Panels | HANWHA | q.peak duo blk-g10+365 |  | 0.365 | 10 | 263 | 33 |  | Fixed | Roof
NJADRE1553824382 | Administratively Determined Incentive Program | NUTLEY TOWN | 7110 | 9 | 8.97 | Residential | Behind the Meter | Yes | Net Metered Residential | Sunrun Installation Services, Inc. | None | PSE&G | Accepted | 2023-05-24 | 2023-05-24 | 2024-05-24 | Inverters | SolarEdge Technologies | SE6000H-USSN | 6000 |  | 1 |  |  | 0.99 |  | Outdoor | Next To Meter
NJADRE1553824382 | Administratively Determined Incentive Program | NUTLEY TOWN | 7110 | 9 | 8.97 | Residential | Behind the Meter | Yes | Net Metered Residential | Sunrun Installation Services, Inc. | None | PSE&G | Accepted | 2023-05-24 | 2023-05-24 | 2024-05-24 | Solar Panels | Trina Solar | TSM-390DE09C.07 |  | 0.39 | 4 | 105 | 38 |  | Fixed | Roof
NJADRE1553824382 | Administratively Determined Incentive Program | NUTLEY TOWN | 7110 | 9 | 8.97 | Residential | Behind the Meter | Yes | Net Metered Residential | Sunrun Installation Services, Inc. | None | PSE&G | Accepted | 2023-05-24 | 2023-05-24 | 2024-05-24 | Solar Panels | Trina Solar | TSM-390DE09C.07 |  | 0.39 | 12 | 284 | 10 |  | Fixed | Roof
NJADRE1553824382 | Administratively Determined Incentive Program | NUTLEY TOWN | 7110 | 9 | 8.97 | Residential | Behind the Meter | Yes | Net Metered Residential | Sunrun Installation Services, Inc. | None | PSE&G | Accepted | 2023-05-24 | 2023-05-24 | 2024-05-24 | Solar Panels | Trina Solar | TSM-390DE09C.07 |  | 0.39 | 7 | 104 | 22 |  | Fixed | Roof
NJADRE1553824386 | Administratively Determined Incentive Program | Mt Laurel | 8054 | 13 | 8.03 | Residential | Behind the Meter | Yes | Net Metered Residential | Pro Custom Solar dba Momentum Solar | None | PSE&G | Accepted | 2023-05-24 | 2023-06-12 | 2024-06-12 | Inverters | enphase | iq8plus-72-2-us | 290 |  | 22 |  |  | 0.97 |  | Outdoor
NJADRE1553824386 | Administratively Determined Incentive Program | Mt Laurel | 8054 | 13 | 8.03 | Residential | Behind the Meter | Yes | Net Metered Residential | Pro Custom Solar dba Momentum Solar | None | PSE&G | Accepted | 2023-05-24 | 2023-06-12 | 2024-06-12 | Solar Panels | hanwha | q.peak duo blk-g10+365 |  | 0.365 | 10 | 113 | 23 |  | Fixed | Roof
NJADRE1553824386 | Administratively Determined Incentive Program | Mt Laurel | 8054 | 13 | 8.03 | Residential | Behind the Meter | Yes | Net Metered Residential | Pro Custom Solar dba Momentum Solar | None | PSE&G | Accepted | 2023-05-24 | 2023-06-12 | 2024-06-12 | Solar Panels | hanwha | q.peak duo blk-g10+365 |  | 0.365 | 12 | 293 | 23 |  | Fixed | Roof
NJADRE1553824427 | Administratively Determined Incentive Program | Camden City | 8104 | 14 | 5.6 | Residential | Behind the Meter | Yes | Net Metered Residential | SunnyMac LLC | None | PSE&G | Accepted | 2023-05-24 | 2023-06-12 | 2024-06-12 | Solar Panels | HANWHA | Q.PEAK DUO BLK ML-G10+ 400W |  | 0.4 | 8 | 267 | 18 |  | Fixed | Roof
NJADRE1553824427 | Administratively Determined Incentive Program | Camden City | 8104 | 14 | 5.6 | Residential | Behind the Meter | Yes | Net Metered Residential | SunnyMac LLC | None | PSE&G | Accepted | 2023-05-24 | 2023-06-12 | 2024-06-12 | Solar Panels | HANWHA | Q.PEAK DUO BLK ML-G10+ 400W |  | 0.4 | 6 | 87 | 25 |  | Fixed | Roof
NJADRE1553824427 | Administratively Determined Incentive Program | Camden City | 8104 | 14 | 5.6 | Residential | Behind the Meter | Yes | Net Metered Residential | SunnyMac LLC | None | PSE&G | Accepted | 2023-05-24 | 2023-06-12 | 2024-06-12 | Inverters | Solaredge | SE5000H-US | 5000 |  | 1 |  |  | 0.99 |  | Outdoor | NEXT TO METER
NJADRE1553824451 | Administratively Determined Incentive Program | Hackettstown | 7840 | 2 | 5.67 | Residential | Behind the Meter | Yes | Net Metered Residential | Trinity Solar Inc. | None | JCP&L | Accepted | 2023-05-24 | 2023-06-12 | 2024-06-12 | Inverters | Solar Edge | SE5000H-US | 5 |  | 1 |  |  | 0.97 |  | Outdoor
NJADRE1553824451 | Administratively Determined Incentive Program | Hackettstown | 7840 | 2 | 5.67 | Residential | Behind the Meter | Yes | Net Metered Residential | Trinity Solar Inc. | None | JCP&L | Accepted | 2023-05-24 | 2023-06-12 | 2024-06-12 | Solar Panels | HANWHA 405 (Q.PEAK DUO BLK ML-G10+ 405) | HANWHA 405 (Q.PEAK DUO BLK ML-G10+ 405) |  | 0.405 | 6 | 242 | 40 |  | Fixed | Roof
NJADRE1553824451 | Administratively Determined Incentive Program | Hackettstown | 7840 | 2 | 5.67 | Residential | Behind the Meter | Yes | Net Metered Residential | Trinity Solar Inc. | None | JCP&L | Accepted | 2023-05-24 | 2023-06-12 | 2024-06-12 | Solar Panels | HANWHA 405 (Q.PEAK DUO BLK ML-G10+ 405) | HANWHA 405 (Q.PEAK DUO BLK ML-G10+ 405) |  | 0.405 | 8 | 62 | 18 |  | Fixed | Roof
NJADRE1553824465 | Administratively Determined Incentive Program | Fair Lawn Boro | 7410 | 7 | 6.72 | Residential | Behind the Meter | Yes | Net Metered Residential | Sunrun Installation Services, Inc. | None | PSE&G | Accepted | 2023-05-31 | 2023-06-15 | 2024-06-15 | Inverters | SOLAREDGE TECHNOLOGIES | SE6000H-USSN | 6000 |  | 1 |  |  | 0.99 |  | Outdoor | Next To Meter
NJADRE1553824465 | Administratively Determined Incentive Program | Fair Lawn Boro | 7410 | 7 | 6.72 | Residential | Behind the Meter | Yes | Net Metered Residential | Sunrun Installation Services, Inc. | None | PSE&G | Accepted | 2023-05-31 | 2023-06-15 | 2024-06-15 | Solar Panels | TRINA SOLAR | TSM-395DE09C.07 |  | 0.395 | 17 | 191 | 22 |  | Fixed | Roof
NJADRE1553824487 | Administratively Determined Incentive Program | West Milford | 7480 | 6 | 6.21 | Residential | Behind the Meter | Yes | Net Metered Residential | Pro Custom Solar dba Momentum Solar | None | Orange Rockland Electric | Accepted | 2023-05-24 | 2023-06-12 | 2024-06-12 | Solar Panels | HANWHA | Â Q. PEAK DUO BLK-G10+365 |  | 0.365 | 9 | 207 | 23 |  | Fixed | Roof
NJADRE1553824487 | Administratively Determined Incentive Program | West Milford | 7480 | 6 | 6.21 | Residential | Behind the Meter | Yes | Net Metered Residential | Pro Custom Solar dba Momentum Solar | None | Orange Rockland Electric | Accepted | 2023-05-24 | 2023-06-12 | 2024-06-12 | Solar Panels | HANWHA | Â Q. PEAK DUO BLK-G10+365 |  | 0.365 | 8 | 177 | 23 |  | Fixed | Roof
NJADRE1553824487 | Administratively Determined Incentive Program | West Milford | 7480 | 6 | 6.21 | Residential | Behind the Meter | Yes | Net Metered Residential | Pro Custom Solar dba Momentum Solar | None | Orange Rockland Electric | Accepted | 2023-05-24 | 2023-06-12 | 2024-06-12 | Inverters | ENPHASE | IQ8PLUS-72-2-US | 300 |  | 17 |  |  | 0.97 |  | Outdoor
NJADRE1553824515 | Administratively Determined Incentive Program | West Windsor | 8550 | 12 | 11.88 | Residential | Behind the Meter | No | Net Metered Residential | Greentech Solar USA LLC | None | PSE&G | Accepted | 2023-05-24 | 2023-06-14 | 2024-06-14 | Inverters | Growatt | MIN 10000TL-XH-US | 10000 |  | 1 |  |  | 0.96 |  | Outdoor | Outside Wall
NJADRE1553824515 | Administratively Determined Incentive Program | West Windsor | 8550 | 12 | 11.88 | Residential | Behind the Meter | No | Net Metered Residential | Greentech Solar USA LLC | None | PSE&G | Accepted | 2023-05-24 | 2023-06-14 | 2024-06-14 | Solar Panels | Trina Solar | TSM-DD06M05 330 |  | 0.33 | 16 | 100 | 33 |  | Fixed | Roof
NJADRE1553824515 | Administratively Determined Incentive Program | West Windsor | 8550 | 12 | 11.88 | Residential | Behind the Meter | No | Net Metered Residential | Greentech Solar USA LLC | None | PSE&G | Accepted | 2023-05-24 | 2023-06-14 | 2024-06-14 | Solar Panels | Trina Solar | TSM-DD06M05 330 |  | 0.33 | 9 | 190 | 40 |  | Fixed | Roof
NJADRE1553824515 | Administratively Determined Incentive Program | West Windsor | 8550 | 12 | 11.88 | Residential | Behind the Meter | No | Net Metered Residential | Greentech Solar USA LLC | None | PSE&G | Accepted | 2023-05-24 | 2023-06-14 | 2024-06-14 | Solar Panels | Trina Solar | TSM-DD06M05 330 |  | 0.33 | 11 | 280 | 33 |  | Fixed | Roof
NJADRE1553824593 | Administratively Determined Incentive Program | Manahawkin | 8050 | 18 | 6.57 | Residential | Behind the Meter | No | Net Metered Residential | Whitman Construction, LLC | None | AC Electric | Accepted | 2023-05-24 | 2023-06-12 | 2024-06-12 | Solar Panels | Aptos | DNA-120-MF26-365W |  | 0.365 | 18 | 60 | 15 |  | Fixed | Roof
NJADRE1553824593 | Administratively Determined Incentive Program | Manahawkin | 8050 | 18 | 6.57 | Residential | Behind the Meter | No | Net Metered Residential | Whitman Construction, LLC | None | AC Electric | Accepted | 2023-05-24 | 2023-06-12 | 2024-06-12 | Inverters | enphase | iq8plus-72-2-us | 290 |  | 1 |  |  | 0.975 |  | Outside
NJADRE1553824759 | Administratively Determined Incentive Program | Paramus Boro | 7652 | 7 | 10.67 | Residential | Behind the Meter | Yes | Net Metered Residential | Sunrun Installation Services, Inc. | None | PSE&G | Accepted | 2023-05-24 | 2023-06-12 | 2024-06-12 | Inverters | SOLAREDGE TECHNOLOGIES | SE7600H-USSN | 7600 |  | 1 |  |  | 0.99 |  | Other | Next To Meter
NJADRE1553824759 | Administratively Determined Incentive Program | Paramus Boro | 7652 | 7 | 10.67 | Residential | Behind the Meter | Yes | Net Metered Residential | Sunrun Installation Services, Inc. | None | PSE&G | Accepted | 2023-05-24 | 2023-06-12 | 2024-06-12 | Solar Panels | TRINA SOLAR | TSM-395DE09C.07 |  | 0.395 | 27 | 294 | 15 |  | Fixed | Roof
NJADRE1553824788 | Administratively Determined Incentive Program | Jamesburg | 8831 | 11 | 12.4 | Residential | Behind the Meter | Yes | Net Metered Residential | Tesla Energy Operations Inc | None | JCP&L | Accepted | 2023-05-24 | 2023-06-12 | 2024-06-12 | Inverters | Tesla | 7.6 kW Tesla Inc 1538000-45-A | 7600 |  | 1 |  |  | 0.98 |  | Outdoor
NJADRE1553824788 | Administratively Determined Incentive Program | Jamesburg | 8831 | 11 | 12.4 | Residential | Behind the Meter | Yes | Net Metered Residential | Tesla Energy Operations Inc | None | JCP&L | Accepted | 2023-05-24 | 2023-06-12 | 2024-06-12 | Inverters | Tesla | 3.8 kW Tesla Inc 1534000-00-F | 3800 |  | 1 |  |  | 0.975 |  | Outdoor
NJADRE1553824788 | Administratively Determined Incentive Program | Jamesburg | 8831 | 11 | 12.4 | Residential | Behind the Meter | Yes | Net Metered Residential | Tesla Energy Operations Inc | None | JCP&L | Accepted | 2023-05-24 | 2023-06-12 | 2024-06-12 | Solar Panels | Tesla | Q.PEAK |  | 0.4 | 12 | 254 | 28 |  | Fixed | Roof
NJADRE1553824788 | Administratively Determined Incentive Program | Jamesburg | 8831 | 11 | 12.4 | Residential | Behind the Meter | Yes | Net Metered Residential | Tesla Energy Operations Inc | None | JCP&L | Accepted | 2023-05-24 | 2023-06-12 | 2024-06-12 | Solar Panels | Tesla | Q.PEAK |  | 0.4 | 13 | 74 | 28 |  | Fixed | Roof
NJADRE1553824788 | Administratively Determined Incentive Program | Jamesburg | 8831 | 11 | 12.4 | Residential | Behind the Meter | Yes | Net Metered Residential | Tesla Energy Operations Inc | None | JCP&L | Accepted | 2023-05-24 | 2023-06-12 | 2024-06-12 | Solar Panels | Tesla | Q.PEAK |  | 0.4 | 6 | 254 | 26 |  | Fixed | Roof
NJADRE1553824829 | Administratively Determined Incentive Program | Blue Anchor | 8037 | 19 | 23.7 | Residential | Behind the Meter | No | Net Metered Residential | EMT Renewables | None | AC Electric | Accepted | 2023-05-24 | 2023-06-12 | 2024-06-12 | Inverters | ENPHASE | IQ8+ | 290 |  | 60 |  |  | 0.98 |  | Other | UNDER EACH PANEL
NJADRE1553824829 | Administratively Determined Incentive Program | Blue Anchor | 8037 | 19 | 23.7 | Residential | Behind the Meter | No | Net Metered Residential | EMT Renewables | None | AC Electric | Accepted | 2023-05-24 | 2023-06-12 | 2024-06-12 | Solar Panels | JA SOLAR | JAM54S31 |  | 0.395 | 26 | 129 | 21 |  | Fixed | Roof
NJADRE1553824829 | Administratively Determined Incentive Program | Blue Anchor | 8037 | 19 | 23.7 | Residential | Behind the Meter | No | Net Metered Residential | EMT Renewables | None | AC Electric | Accepted | 2023-05-24 | 2023-06-12 | 2024-06-12 | Solar Panels | JA SOLAR | JAM54S31 |  | 0.395 | 3 | 129 | 21 |  | Fixed | Roof
NJADRE1553824829 | Administratively Determined Incentive Program | Blue Anchor | 8037 | 19 | 23.7 | Residential | Behind the Meter | No | Net Metered Residential | EMT Renewables | None | AC Electric | Accepted | 2023-05-24 | 2023-06-12 | 2024-06-12 | Solar Panels | JA SOLAR | JAM54S31 |  | 0.395 | 31 | 309 | 9 |  | Fixed | Roof
NJADRE1553824857 | Administratively Determined Incentive Program | Morristown | 7960 | 3 | 10.8 | Residential | Behind the Meter | No | Net Metered Residential | Tesla Energy Operations Inc | None | JCP&L | Accepted | 2023-05-24 | 2023-06-22 | 2024-06-22 | Inverters | Tesla | Powerwall+ [240V] #1850000-00-C | 7600 |  | 1 |  |  | 0.986 |  | Outdoor
NJADRE1553824857 | Administratively Determined Incentive Program | Morristown | 7960 | 3 | 10.8 | Residential | Behind the Meter | No | Net Metered Residential | Tesla Energy Operations Inc | None | JCP&L | Accepted | 2023-05-24 | 2023-06-22 | 2024-06-22 | Meters | Tesla | Powerwall+ [240V] #1850000-00-C |  |  | 1 |  |  |  | Yes | Outdoor
NJADRE1553824857 | Administratively Determined Incentive Program | Morristown | 7960 | 3 | 10.8 | Residential | Behind the Meter | No | Net Metered Residential | Tesla Energy Operations Inc | None | JCP&L | Accepted | 2023-05-24 | 2023-06-22 | 2024-06-22 | Inverters | Tesla | 3.8 kW Tesla Inc 1538000-45-A (240V) | 3800 |  | 1 |  |  | 0.981 |  | Outdoor
NJADRE1553824857 | Administratively Determined Incentive Program | Morristown | 7960 | 3 | 10.8 | Residential | Behind the Meter | No | Net Metered Residential | Tesla Energy Operations Inc | None | JCP&L | Accepted | 2023-05-24 | 2023-06-22 | 2024-06-22 | Meters | Tesla | 3.8 kW Tesla Inc 1538000-45-A (240V) |  |  | 1 |  |  |  | Yes | Outdoor
NJADRE1553824857 | Administratively Determined Incentive Program | Morristown | 7960 | 3 | 10.8 | Residential | Behind the Meter | No | Net Metered Residential | Tesla Energy Operations Inc | None | JCP&L | Accepted | 2023-05-24 | 2023-06-22 | 2024-06-22 | Solar Panels | Hanwha | Q.PEAK DUO BLK ML-G10+/TS 400 |  | 0.4 | 5 | 20 | 27 |  | Fixed | Roof
NJADRE1553824857 | Administratively Determined Incentive Program | Morristown | 7960 | 3 | 10.8 | Residential | Behind the Meter | No | Net Metered Residential | Tesla Energy Operations Inc | None | JCP&L | Accepted | 2023-05-24 | 2023-06-22 | 2024-06-22 | Solar Panels | Hanwha | Q.PEAK DUO BLK ML-G10+/TS 400 |  | 0.4 | 9 | 199 | 27 |  | Fixed | Roof
NJADRE1553824857 | Administratively Determined Incentive Program | Morristown | 7960 | 3 | 10.8 | Residential | Behind the Meter | No | Net Metered Residential | Tesla Energy Operations Inc | None | JCP&L | Accepted | 2023-05-24 | 2023-06-22 | 2024-06-22 | Solar Panels | Hanwha | Q.PEAK DUO BLK ML-G10+/TS 400 |  | 0.4 | 4 | 20 | 27 |  | Fixed | Roof
NJADRE1553824857 | Administratively Determined Incentive Program | Morristown | 7960 | 3 | 10.8 | Residential | Behind the Meter | No | Net Metered Residential | Tesla Energy Operations Inc | None | JCP&L | Accepted | 2023-05-24 | 2023-06-22 | 2024-06-22 | Solar Panels | Hanwha | Q.PEAK DUO BLK ML-G10+/TS 400 |  | 0.4 | 9 | 199 | 27 |  | Fixed | Roof
NJADRE1553824857 | Administratively Determined Incentive Program | Morristown | 7960 | 3 | 10.8 | Residential | Behind the Meter | No | Net Metered Residential | Tesla Energy Operations Inc | None | JCP&L | Accepted | 2023-05-24 | 2023-06-22 | 2024-06-22 | Electric Storage Battery | Tesla | Powerwall+ [240V] # 1850000-00-D 7.6 kW / 13.5 kWh |  |  | 1 |  |  |  | Lithium Ion |  | Outside
NJADRE1553824875 | Administratively Determined Incentive Program | EMERSON BORO | 7630 | 7 | 7.11 | Residential | Behind the Meter | Yes | Net Metered Residential | Sunrun Installation Services, Inc. | None | PSE&G | Accepted | 2023-05-24 | 2023-06-12 | 2024-06-12 | Inverters | SolarEdge Technologies | SE6000H-USSN | 6000 |  | 1 |  |  | 0.99 |  | Outdoor | Next To Meter
NJADRE1553824875 | Administratively Determined Incentive Program | EMERSON BORO | 7630 | 7 | 7.11 | Residential | Behind the Meter | Yes | Net Metered Residential | Sunrun Installation Services, Inc. | None | PSE&G | Accepted | 2023-05-24 | 2023-06-12 | 2024-06-12 | Solar Panels | Trina Solar | TSM-395DE09C.07 |  | 0.395 | 18 | 194 | 19 |  | Fixed | Roof
NJADRE1553825118 | Administratively Determined Incentive Program | HAMILTON TWP MER | 8610 | 12 | 6.32 | Residential | Behind the Meter | Yes | Net Metered Residential | Sunrun Installation Services, Inc. | None | PSE&G | Accepted | 2023-05-24 | 2023-06-12 | 2024-06-12 | Inverters | SolarEdge Technologies | SE6000H-USSN | 6000 |  | 1 |  |  | 0.99 |  | Outdoor | Next To Meter
NJADRE1553825118 | Administratively Determined Incentive Program | HAMILTON TWP MER | 8610 | 12 | 6.32 | Residential | Behind the Meter | Yes | Net Metered Residential | Sunrun Installation Services, Inc. | None | PSE&G | Accepted | 2023-05-24 | 2023-06-12 | 2024-06-12 | Solar Panels | Trina Solar | TSM-395DE09C.07 |  | 0.395 | 8 | 344 | 28 |  | Fixed | Roof
NJADRE1553825118 | Administratively Determined Incentive Program | HAMILTON TWP MER | 8610 | 12 | 6.32 | Residential | Behind the Meter | Yes | Net Metered Residential | Sunrun Installation Services, Inc. | None | PSE&G | Accepted | 2023-05-24 | 2023-06-12 | 2024-06-12 | Solar Panels | Trina Solar | TSM-395DE09C.07 |  | 0.395 | 8 | 164 | 28 |  | Fixed | Roof
NJADRE1553825130 | Administratively Determined Incentive Program | Ewing TWP | 8618 | 12 | 3.16 | Residential | Behind the Meter | Yes | Net Metered Residential | Sunrun Installation Services, Inc. | None | PSE&G | Accepted | 2023-05-24 | 2023-06-12 | 2024-06-12 | Inverters | SOLAREDGE TECHNOLOGIES | SE3800H-USMN | 3800 |  | 1 |  |  | 0.99 |  | Outdoor | Next To Meter
NJADRE1553825130 | Administratively Determined Incentive Program | Ewing TWP | 8618 | 12 | 3.16 | Residential | Behind the Meter | Yes | Net Metered Residential | Sunrun Installation Services, Inc. | None | PSE&G | Accepted | 2023-05-24 | 2023-06-12 | 2024-06-12 | Solar Panels | TRINA SOLAR | TSM-395DE09C.07 |  | 0.395 | 8 | 218 | 33 |  | Fixed | Roof
NJADRE1553825305 | Administratively Determined Incentive Program | Galloway | 8205 | 19 | 5.53 | Residential | Behind the Meter | Yes | Net Metered Residential | Sunrun Installation Services, Inc. | None | AC Electric | Accepted | 2023-05-24 | 2023-06-12 | 2024-06-12 | Inverters | SolarEdge Technologies | SE3800H-USMN | 3800 |  | 1 |  |  | 0.96 |  | Outdoor | Next To Meter
NJADRE1553825305 | Administratively Determined Incentive Program | Galloway | 8205 | 19 | 5.53 | Residential | Behind the Meter | Yes | Net Metered Residential | Sunrun Installation Services, Inc. | None | AC Electric | Accepted | 2023-05-24 | 2023-06-12 | 2024-06-12 | Solar Panels | Trina Solar | TSM-395DE09C.07 |  | 0.395 | 3 | 86 | 35 |  | Fixed | Roof
NJADRE1553825305 | Administratively Determined Incentive Program | Galloway | 8205 | 19 | 5.53 | Residential | Behind the Meter | Yes | Net Metered Residential | Sunrun Installation Services, Inc. | None | AC Electric | Accepted | 2023-05-24 | 2023-06-12 | 2024-06-12 | Solar Panels | Trina Solar | TSM-395DE09C.07 |  | 0.395 | 11 | 266 | 35 |  | Fixed | Roof
NJADRE1553827143 | Administratively Determined Incentive Program | Green Village | 7935 | 3 | 7.6 | Residential | Behind the Meter | No | Net Metered Residential | Solar Bear Energy | None | JCP&L | Accepted | 2023-06-01 | 2023-06-16 | 2024-06-16 | Inverters | Enphase | iQ8+72-2-US | 290 |  | 19 |  |  | 0.976 |  | Outdoor | Rooftop
NJADRE1553827143 | Administratively Determined Incentive Program | Green Village | 7935 | 3 | 7.6 | Residential | Behind the Meter | No | Net Metered Residential | Solar Bear Energy | None | JCP&L | Accepted | 2023-06-01 | 2023-06-16 | 2024-06-16 | Solar Panels | Q Cells | Q.Peak DUO BLK ML-G10+ 400 |  | 0.4 | 14 | 150 | 26 |  | Fixed | Roof
NJADRE1553827143 | Administratively Determined Incentive Program | Green Village | 7935 | 3 | 7.6 | Residential | Behind the Meter | No | Net Metered Residential | Solar Bear Energy | None | JCP&L | Accepted | 2023-06-01 | 2023-06-16 | 2024-06-16 | Solar Panels | Q Cells | Q.Peak DUO BLK ML-G10+ 400 |  | 0.4 | 5 | 221 | 23 |  | Fixed | Roof
NJADRE1553827143 | Administratively Determined Incentive Program | Green Village | 7935 | 3 | 7.6 | Residential | Behind the Meter | No | Net Metered Residential | Solar Bear Energy | None | JCP&L | Accepted | 2023-06-01 | 2023-06-16 | 2024-06-16 | Meters | Enphase | Integrated Production Meter 800-00647-r09 | 19200 |  | 1 |  |  |  | Yes | Outdoor
NJADRE1553827160 | Administratively Determined Incentive Program | FAR HILLS | 7931 | 5 | 12.64 | Residential | Behind the Meter | Yes | Net Metered Residential | Fusion Solar Energy | JCPL | JCP&L | Accepted | 2023-05-25 | 2023-06-12 | 2024-06-12 | Solar Panels | JA SOLAR | JAM54S31-395/MR |  | 0.395 | 32 | 155 | 13 |  | Fixed | Roof
NJADRE1553827160 | Administratively Determined Incentive Program | FAR HILLS | 7931 | 5 | 12.64 | Residential | Behind the Meter | Yes | Net Metered Residential | Fusion Solar Energy | JCPL | JCP&L | Accepted | 2023-05-25 | 2023-06-12 | 2024-06-12 | Inverters | ENPHASE | IQ7PLUS-72 | 295 |  | 32 |  |  | 0.94 |  | Outdoor
NJADRE1553827203 | Administratively Determined Incentive Program | East Orange | 7108 | 9 | 4.38 | Residential | Behind the Meter | Yes | Net Metered Residential | Pro Custom Solar dba Momentum Solar | None | PSE&G | Accepted | 2023-05-25 | 2023-06-12 | 2024-06-12 | Solar Panels | HANWHA | Â Q. PEAK DUO BLK-G10+365 |  | 0.365 | 8 | 20 | 9 |  | Fixed | Roof
NJADRE1553827203 | Administratively Determined Incentive Program | East Orange | 7108 | 9 | 4.38 | Residential | Behind the Meter | Yes | Net Metered Residential | Pro Custom Solar dba Momentum Solar | None | PSE&G | Accepted | 2023-05-25 | 2023-06-12 | 2024-06-12 | Solar Panels | HANWHA | Â Q. PEAK DUO BLK-G10+365 |  | 0.365 | 4 | 200 | 36 |  | Fixed | Roof
NJADRE1553827203 | Administratively Determined Incentive Program | East Orange | 7108 | 9 | 4.38 | Residential | Behind the Meter | Yes | Net Metered Residential | Pro Custom Solar dba Momentum Solar | None | PSE&G | Accepted | 2023-05-25 | 2023-06-12 | 2024-06-12 | Inverters | ENPHASE | IQ8PLUS-72-2-US | 290 |  | 12 |  |  | 0.97 |  | Outdoor
NJADRE1553827236 | Administratively Determined Incentive Program | Clifton | 7011 | 6 | 5.48 | Residential | Behind the Meter | Yes | Net Metered Residential | Pro Custom Solar dba Momentum Solar | None | PSE&G | Accepted | 2023-05-25 | 2023-06-12 | 2024-06-12 | Solar Panels | HANWHA | Â Q. PEAK DUO BLK-G10+365 |  | 0.365 | 15 | 128 | 38 |  | Fixed | Roof
NJADRE1553827236 | Administratively Determined Incentive Program | Clifton | 7011 | 6 | 5.48 | Residential | Behind the Meter | Yes | Net Metered Residential | Pro Custom Solar dba Momentum Solar | None | PSE&G | Accepted | 2023-05-25 | 2023-06-12 | 2024-06-12 | Inverters | ENPHASE | IQ8PLUS-72-2-US | 290 |  | 15 |  |  | 0.97 |  | Outdoor
NJADRE1553827239 | Administratively Determined Incentive Program | Parsippany | 7054 | 3 | 17.01 | Residential | Behind the Meter | Yes | Net Metered Residential | Trinity Solar Inc. | None | JCP&L | Accepted | 2023-05-25 | 2023-06-12 | 2024-06-12 | Solar Panels | HANWHA 405 (Q.PEAK DUO BLK ML-G10+ 405) | HANWHA 405 (Q.PEAK DUO BLK ML-G10+ 405) |  | 0.405 | 20 | 330 | 23 |  | Fixed | Roof
NJADRE1553827239 | Administratively Determined Incentive Program | Parsippany | 7054 | 3 | 17.01 | Residential | Behind the Meter | Yes | Net Metered Residential | Trinity Solar Inc. | None | JCP&L | Accepted | 2023-05-25 | 2023-06-12 | 2024-06-12 | Solar Panels | HANWHA 405 (Q.PEAK DUO BLK ML-G10+ 405) | HANWHA 405 (Q.PEAK DUO BLK ML-G10+ 405) |  | 0.405 | 19 | 150 | 23 |  | Fixed | Roof
NJADRE1553827239 | Administratively Determined Incentive Program | Parsippany | 7054 | 3 | 17.01 | Residential | Behind the Meter | Yes | Net Metered Residential | Trinity Solar Inc. | None | JCP&L | Accepted | 2023-05-25 | 2023-06-12 | 2024-06-12 | Solar Panels | HANWHA 405 (Q.PEAK DUO BLK ML-G10+ 405) | HANWHA 405 (Q.PEAK DUO BLK ML-G10+ 405) |  | 0.405 | 3 | 150 | 23 |  | Fixed | Roof
NJADRE1553827239 | Administratively Determined Incentive Program | Parsippany | 7054 | 3 | 17.01 | Residential | Behind the Meter | Yes | Net Metered Residential | Trinity Solar Inc. | None | JCP&L | Accepted | 2023-05-25 | 2023-06-12 | 2024-06-12 | Inverters | Solar Edge | SE7600H-US | 7600 |  | 2 |  |  | 0.97 |  | Outside
NJADRE1553827276 | Administratively Determined Incentive Program | ENGLEWOOD CITY | 7631 | 7 | 10.14 | Residential | Behind the Meter | Yes | Net Metered Residential | Sunrun Installation Services, Inc. | None | PSE&G | Accepted | 2023-05-25 | 2023-06-12 | 2024-06-12 | Inverters | SolarEdge Technologies | SE7600H-USSN | 7600 |  | 1 |  |  | 0.99 |  | Outdoor | Next To Meter
NJADRE1553827276 | Administratively Determined Incentive Program | ENGLEWOOD CITY | 7631 | 7 | 10.14 | Residential | Behind the Meter | Yes | Net Metered Residential | Sunrun Installation Services, Inc. | None | PSE&G | Accepted | 2023-05-25 | 2023-06-12 | 2024-06-12 | Solar Panels | Trina Solar | TSM-390DE09C.07 |  | 0.39 | 13 | 44 | 8 |  | Fixed | Roof
NJADRE1553827276 | Administratively Determined Incentive Program | ENGLEWOOD CITY | 7631 | 7 | 10.14 | Residential | Behind the Meter | Yes | Net Metered Residential | Sunrun Installation Services, Inc. | None | PSE&G | Accepted | 2023-05-25 | 2023-06-12 | 2024-06-12 | Solar Panels | Trina Solar | TSM-390DE09C.07 |  | 0.39 | 13 | 224 | 8 |  | Fixed | Roof
NJADRE1553827277 | Administratively Determined Incentive Program | Belmar | 7719 | 17 | 9.6 | Residential | Behind the Meter | Yes | Net Metered Residential | Tesla Energy Operations Inc | None | JCP&L | Accepted | 2023-05-25 | 2023-06-12 | 2024-06-12 | Inverters | Tesla | 7.6 kW Tesla Inc 1538000-00-F | 7600 |  | 1 |  |  | 0.98 |  | Outdoor
NJADRE1553827277 | Administratively Determined Incentive Program | Belmar | 7719 | 17 | 9.6 | Residential | Behind the Meter | Yes | Net Metered Residential | Tesla Energy Operations Inc | None | JCP&L | Accepted | 2023-05-25 | 2023-06-12 | 2024-06-12 | Solar Panels | Tesla | Q.PEAK |  | 0.4 | 12 | 77 | 21 |  | Fixed | Roof
NJADRE1553827277 | Administratively Determined Incentive Program | Belmar | 7719 | 17 | 9.6 | Residential | Behind the Meter | Yes | Net Metered Residential | Tesla Energy Operations Inc | None | JCP&L | Accepted | 2023-05-25 | 2023-06-12 | 2024-06-12 | Solar Panels | Tesla | Q.PEAK |  | 0.4 | 12 | 257 | 21 |  | Fixed | Roof
NJADRE1553827328 | Administratively Determined Incentive Program | Matawan | 7747 | 17 | 10.22 | Residential | Behind the Meter | Yes | Net Metered Residential | Pro Custom Solar dba Momentum Solar | None | JCP&L | Accepted | 2023-05-25 | 2023-06-12 | 2024-06-12 | Inverters | enphase | iq8plus-72-2-us | 290 |  | 28 |  |  | 0.97 |  | Outdoor
NJADRE1553827328 | Administratively Determined Incentive Program | Matawan | 7747 | 17 | 10.22 | Residential | Behind the Meter | Yes | Net Metered Residential | Pro Custom Solar dba Momentum Solar | None | JCP&L | Accepted | 2023-05-25 | 2023-06-12 | 2024-06-12 | Solar Panels | hanwha | q.peak duo blk-g10+365 |  | 0.365 | 2 | 59 | 8 |  | Fixed | Roof
NJADRE1553827328 | Administratively Determined Incentive Program | Matawan | 7747 | 17 | 10.22 | Residential | Behind the Meter | Yes | Net Metered Residential | Pro Custom Solar dba Momentum Solar | None | JCP&L | Accepted | 2023-05-25 | 2023-06-12 | 2024-06-12 | Solar Panels | hanwha | q.peak duo blk-g10+365 |  | 0.365 | 26 | 239 | 31 |  | Fixed | Roof
NJADRE1553827339 | Administratively Determined Incentive Program | Deptford | 8096 | 15 | 6 | Residential | Behind the Meter | No | Net Metered Residential | Skyline Solar Solar | None | PSE&G | Accepted | 2023-05-25 | 2023-06-23 | 2024-06-23 | Solar Panels | Hyperion Solar | HY-DH108P8 |  | 0.4 | 4 | 146 | 18 |  | Fixed | Roof
NJADRE1553827339 | Administratively Determined Incentive Program | Deptford | 8096 | 15 | 6 | Residential | Behind the Meter | No | Net Metered Residential | Skyline Solar Solar | None | PSE&G | Accepted | 2023-05-25 | 2023-06-23 | 2024-06-23 | Solar Panels | Hyperion Solar | HY-DH108P8 |  | 0.4 | 5 | 326 | 18 |  | Fixed | Roof
NJADRE1553827339 | Administratively Determined Incentive Program | Deptford | 8096 | 15 | 6 | Residential | Behind the Meter | No | Net Metered Residential | Skyline Solar Solar | None | PSE&G | Accepted | 2023-05-25 | 2023-06-23 | 2024-06-23 | Solar Panels | Hyperion Solar | HY-DH108P8 |  | 0.4 | 2 | 56 | 18 |  | Fixed | Roof
NJADRE1553827339 | Administratively Determined Incentive Program | Deptford | 8096 | 15 | 6 | Residential | Behind the Meter | No | Net Metered Residential | Skyline Solar Solar | None | PSE&G | Accepted | 2023-05-25 | 2023-06-23 | 2024-06-23 | Solar Panels | Hyperion Solar | HY-DH108P8 |  | 0.4 | 4 | 326 | 16 |  | Fixed | Roof
NJADRE1553827339 | Administratively Determined Incentive Program | Deptford | 8096 | 15 | 6 | Residential | Behind the Meter | No | Net Metered Residential | Skyline Solar Solar | None | PSE&G | Accepted | 2023-05-25 | 2023-06-23 | 2024-06-23 | Inverters | Solaredge | SE5000H-US | 5000 |  | 1 |  |  | 0.99 |  | Outdoor
NJADRE1553827378 | Administratively Determined Incentive Program | Skillman | 8558 | 5 | 7.2 | Residential | Behind the Meter | Yes | Net Metered Residential | Pro Custom Solar dba Momentum Solar | None | PSE&G | Accepted | 2023-05-25 | 2023-06-13 | 2024-06-13 | Inverters | ENPHASE | iq8plus-72-2-us | 290 |  | 20 |  |  | 0.97 |  | Outdoor
NJADRE1553827378 | Administratively Determined Incentive Program | Skillman | 8558 | 5 | 7.2 | Residential | Behind the Meter | Yes | Net Metered Residential | Pro Custom Solar dba Momentum Solar | None | PSE&G | Accepted | 2023-05-25 | 2023-06-13 | 2024-06-13 | Solar Panels | HANWHA | q.peak duo blk-g10+360 |  | 0.36 | 12 | 177 | 24 |  | Fixed | Roof
NJADRE1553827378 | Administratively Determined Incentive Program | Skillman | 8558 | 5 | 7.2 | Residential | Behind the Meter | Yes | Net Metered Residential | Pro Custom Solar dba Momentum Solar | None | PSE&G | Accepted | 2023-05-25 | 2023-06-13 | 2024-06-13 | Solar Panels | HANWHA | q.peak duo blk-g10+360 |  | 0.36 | 8 | 357 | 24 |  | Fixed | Roof
NJADRE1553827379 | Administratively Determined Incentive Program | Englewood City | 7631 | 7 | 7.56 | Residential | Behind the Meter | No | Net Metered Residential | EMT Renewables | None | PSE&G | Accepted | 2023-05-25 | 2023-06-12 | 2024-06-12 | Inverters | ENPHASE | IQ7X | 315 |  | 18 |  |  | 0.98 |  | Other | UNDER EACH PANEL
NJADRE1553827379 | Administratively Determined Incentive Program | Englewood City | 7631 | 7 | 7.56 | Residential | Behind the Meter | No | Net Metered Residential | EMT Renewables | None | PSE&G | Accepted | 2023-05-25 | 2023-06-12 | 2024-06-12 | Solar Panels | REC ALPHA | REC 420 |  | 0.42 | 6 | 115 | 28 |  | Fixed | Roof
NJADRE1553827379 | Administratively Determined Incentive Program | Englewood City | 7631 | 7 | 7.56 | Residential | Behind the Meter | No | Net Metered Residential | EMT Renewables | None | PSE&G | Accepted | 2023-05-25 | 2023-06-12 | 2024-06-12 | Solar Panels | REC ALPHA | REC 420 |  | 0.42 | 2 | 205 | 28 |  | Fixed | Roof
NJADRE1553827379 | Administratively Determined Incentive Program | Englewood City | 7631 | 7 | 7.56 | Residential | Behind the Meter | No | Net Metered Residential | EMT Renewables | None | PSE&G | Accepted | 2023-05-25 | 2023-06-12 | 2024-06-12 | Solar Panels | REC ALPHA | REC 420 |  | 0.42 | 6 | 295 | 28 |  | Fixed | Roof
NJADRE1553827379 | Administratively Determined Incentive Program | Englewood City | 7631 | 7 | 7.56 | Residential | Behind the Meter | No | Net Metered Residential | EMT Renewables | None | PSE&G | Accepted | 2023-05-25 | 2023-06-12 | 2024-06-12 | Solar Panels | REC ALPHA | REC 420 |  | 0.42 | 4 | 25 | 28 |  | Fixed | Roof
NJADRE1553827404 | Administratively Determined Incentive Program | Manahawkin | 8050 | 18 | 8.91 | Residential | Behind the Meter | Yes | Net Metered Residential | Skyline Solar LLC | None | AC Electric | Accepted | 2023-05-25 | 2023-06-12 | 2024-06-12 | Solar Panels | Q CELLS | Q.PEAK DUO ML-G10.A+ |  | 0.405 | 18 | 195 | 34 |  | Fixed | Roof
NJADRE1553827404 | Administratively Determined Incentive Program | Manahawkin | 8050 | 18 | 8.91 | Residential | Behind the Meter | Yes | Net Metered Residential | Skyline Solar LLC | None | AC Electric | Accepted | 2023-05-25 | 2023-06-12 | 2024-06-12 | Solar Panels | Q CELLS | Q.PEAK DUO ML-G10.A+ |  | 0.405 | 4 | 195 | 34 |  | Fixed | Roof
NJADRE1553827404 | Administratively Determined Incentive Program | Manahawkin | 8050 | 18 | 8.91 | Residential | Behind the Meter | Yes | Net Metered Residential | Skyline Solar LLC | None | AC Electric | Accepted | 2023-05-25 | 2023-06-12 | 2024-06-12 | Inverters | SOLAREDGE | SE6000H-US | 6000 |  | 1 |  |  | 0.992 |  | Outdoor
NJADRE1553828756 | Administratively Determined Incentive Program | Montgomery TWP | 8558 | 5 | 8.4 | Residential | Behind the Meter | No | Net Metered Residential | Tesla Energy Operations Inc | None | PSE&G | Accepted | 2023-05-25 | 2023-06-13 | 2024-06-13 | Inverters | Tesla | 7.6 kW Tesla Inc 1538000-45-A | 7600 |  | 1 |  |  | 0.98 |  | Outdoor
NJADRE1553828756 | Administratively Determined Incentive Program | Montgomery TWP | 8558 | 5 | 8.4 | Residential | Behind the Meter | No | Net Metered Residential | Tesla Energy Operations Inc | None | PSE&G | Accepted | 2023-05-25 | 2023-06-13 | 2024-06-13 | Solar Panels | Tesla | Q.PEAK |  | 0.4 | 15 | 170 | 28 |  | Fixed | Roof
NJADRE1553828756 | Administratively Determined Incentive Program | Montgomery TWP | 8558 | 5 | 8.4 | Residential | Behind the Meter | No | Net Metered Residential | Tesla Energy Operations Inc | None | PSE&G | Accepted | 2023-05-25 | 2023-06-13 | 2024-06-13 | Solar Panels | Tesla | Q.PEAK |  | 0.4 | 2 | 260 | 32 |  | Fixed | Roof
NJADRE1553828756 | Administratively Determined Incentive Program | Montgomery TWP | 8558 | 5 | 8.4 | Residential | Behind the Meter | No | Net Metered Residential | Tesla Energy Operations Inc | None | PSE&G | Accepted | 2023-05-25 | 2023-06-13 | 2024-06-13 | Solar Panels | Tesla | Q.PEAK |  | 0.4 | 4 | 350 | 28 |  | Fixed | Roof
NJADRE1553829273 | Administratively Determined Incentive Program | Turnersville | 8012 | 14 | 10.8 | Residential | Behind the Meter | Yes | Net Metered Residential | Freedom Forever New Jersey LLC | None | AC Electric | Accepted | 2023-05-25 | 2023-06-13 | 2024-06-13 | Inverters | Solar Edge | SE7600H-USRGM | 7600 |  | 1 |  |  | 0.99 |  | Outdoor
NJADRE1553829273 | Administratively Determined Incentive Program | Turnersville | 8012 | 14 | 10.8 | Residential | Behind the Meter | Yes | Net Metered Residential | Freedom Forever New Jersey LLC | None | AC Electric | Accepted | 2023-05-25 | 2023-06-13 | 2024-06-13 | Solar Panels | Freedom Forever | FF-MP-BBB-400 |  | 0.4 | 14 | 64 | 22 |  | Fixed | Roof
NJADRE1553829273 | Administratively Determined Incentive Program | Turnersville | 8012 | 14 | 10.8 | Residential | Behind the Meter | Yes | Net Metered Residential | Freedom Forever New Jersey LLC | None | AC Electric | Accepted | 2023-05-25 | 2023-06-13 | 2024-06-13 | Solar Panels | Freedom Forever | FF-MP-BBB-400 |  | 0.4 | 13 | 244 | 22 |  | Fixed | Roof
NJADRE1553829280 | Administratively Determined Incentive Program | Lawnside Boro | 8045 | 14 | 7.11 | Residential | Behind the Meter | Yes | Net Metered Residential | Sunrun Installation Services, Inc. | None | PSE&G | Accepted | 2023-05-25 | 2023-06-13 | 2024-06-13 | Inverters | SOLAREDGE TECHNOLOGIES | SE6000H-USSN | 6000 |  | 1 |  |  | 0.99 |  | Outdoor | Next To Meter
NJADRE1553829280 | Administratively Determined Incentive Program | Lawnside Boro | 8045 | 14 | 7.11 | Residential | Behind the Meter | Yes | Net Metered Residential | Sunrun Installation Services, Inc. | None | PSE&G | Accepted | 2023-05-25 | 2023-06-13 | 2024-06-13 | Solar Panels | TRINA SOLAR | TSM-395DE09C.07 |  | 0.395 | 6 | 267 | 26 |  | Fixed | Roof
NJADRE1553829280 | Administratively Determined Incentive Program | Lawnside Boro | 8045 | 14 | 7.11 | Residential | Behind the Meter | Yes | Net Metered Residential | Sunrun Installation Services, Inc. | None | PSE&G | Accepted | 2023-05-25 | 2023-06-13 | 2024-06-13 | Solar Panels | TRINA SOLAR | TSM-395DE09C.07 |  | 0.395 | 4 | 177 | 18 |  | Fixed | Roof
NJADRE1553829280 | Administratively Determined Incentive Program | Lawnside Boro | 8045 | 14 | 7.11 | Residential | Behind the Meter | Yes | Net Metered Residential | Sunrun Installation Services, Inc. | None | PSE&G | Accepted | 2023-05-25 | 2023-06-13 | 2024-06-13 | Solar Panels | TRINA SOLAR | TSM-395DE09C.07 |  | 0.395 | 2 | 206 | 15 |  | Fixed | Roof
NJADRE1553829280 | Administratively Determined Incentive Program | Lawnside Boro | 8045 | 14 | 7.11 | Residential | Behind the Meter | Yes | Net Metered Residential | Sunrun Installation Services, Inc. | None | PSE&G | Accepted | 2023-05-25 | 2023-06-13 | 2024-06-13 | Solar Panels | TRINA SOLAR | TSM-395DE09C.07 |  | 0.395 | 4 | 126 | 34 |  | Fixed | Roof
NJADRE1553829280 | Administratively Determined Incentive Program | Lawnside Boro | 8045 | 14 | 7.11 | Residential | Behind the Meter | Yes | Net Metered Residential | Sunrun Installation Services, Inc. | None | PSE&G | Accepted | 2023-05-25 | 2023-06-13 | 2024-06-13 | Solar Panels | TRINA SOLAR | TSM-395DE09C.07 |  | 0.395 | 2 | 178 | 26 |  | Fixed | Roof
NJADRE1553829323 | Administratively Determined Incentive Program | Sewell | 8080 | 15 | 22.27 | Residential | Behind the Meter | Yes | Net Metered Residential | Castle Energy, LLC | None | PSE&G | Accepted | 2023-05-25 | 2023-06-13 | 2024-06-13 | Solar Panels | Hanwha Q Cells | Q.PEAK DUO BLK-G10+365 |  | 0.365 | 6 | 248 | 34 |  | Fixed | Roof
NJADRE1553829323 | Administratively Determined Incentive Program | Sewell | 8080 | 15 | 22.27 | Residential | Behind the Meter | Yes | Net Metered Residential | Castle Energy, LLC | None | PSE&G | Accepted | 2023-05-25 | 2023-06-13 | 2024-06-13 | Solar Panels | Hanwha Q Cells | Q.PEAK DUO BLK-G10+365 |  | 0.365 | 6 | 158 | 45 |  | Fixed | Roof
NJADRE1553829323 | Administratively Determined Incentive Program | Sewell | 8080 | 15 | 22.27 | Residential | Behind the Meter | Yes | Net Metered Residential | Castle Energy, LLC | None | PSE&G | Accepted | 2023-05-25 | 2023-06-13 | 2024-06-13 | Solar Panels | Hanwha Q Cells | Q.PEAK DUO BLK-G10+365 |  | 0.365 | 4 | 248 | 34 |  | Fixed | Roof
NJADRE1553829323 | Administratively Determined Incentive Program | Sewell | 8080 | 15 | 22.27 | Residential | Behind the Meter | Yes | Net Metered Residential | Castle Energy, LLC | None | PSE&G | Accepted | 2023-05-25 | 2023-06-13 | 2024-06-13 | Solar Panels | Hanwha Q Cells | Q.PEAK DUO BLK-G10+365 |  | 0.365 | 5 | 158 | 45 |  | Fixed | Roof
NJADRE1553829323 | Administratively Determined Incentive Program | Sewell | 8080 | 15 | 22.27 | Residential | Behind the Meter | Yes | Net Metered Residential | Castle Energy, LLC | None | PSE&G | Accepted | 2023-05-25 | 2023-06-13 | 2024-06-13 | Solar Panels | Hanwha Q Cells | Q.PEAK DUO BLK-G10+365 |  | 0.365 | 37 | 68 | 34 |  | Fixed | Roof
NJADRE1553829323 | Administratively Determined Incentive Program | Sewell | 8080 | 15 | 22.27 | Residential | Behind the Meter | Yes | Net Metered Residential | Castle Energy, LLC | None | PSE&G | Accepted | 2023-05-25 | 2023-06-13 | 2024-06-13 | Solar Panels | Hanwha Q Cells | Q.PEAK DUO BLK-G10+365 |  | 0.365 | 3 | 158 | 45 |  | Fixed | Roof
NJADRE1553829323 | Administratively Determined Incentive Program | Sewell | 8080 | 15 | 22.27 | Residential | Behind the Meter | Yes | Net Metered Residential | Castle Energy, LLC | None | PSE&G | Accepted | 2023-05-25 | 2023-06-13 | 2024-06-13 | Inverters | Enphase Energy inc | IQ7PLUS-72-2-US | 290 |  | 61 |  |  | 0.975 |  | Outdoor | on rooftop underneath each solar module
NJADRE1553829543 | Administratively Determined Incentive Program | Elizabeth | 7202 | 10 | 8.1 | Residential | Behind the Meter | Yes | Net Metered Residential | Trinity Solar Inc. | None | PSE&G | Accepted | 2023-05-25 | 2023-06-13 | 2024-06-13 | Inverters | Solar Edge | SE6000H-US | 6000 |  | 1 |  |  | 0.97 |  | Outdoor
NJADRE1553829543 | Administratively Determined Incentive Program | Elizabeth | 7202 | 10 | 8.1 | Residential | Behind the Meter | Yes | Net Metered Residential | Trinity Solar Inc. | None | PSE&G | Accepted | 2023-05-25 | 2023-06-13 | 2024-06-13 | Solar Panels | HANWHA 405 (Q.PEAK DUO BLK ML-G10+ 405) | HANWHA 405 (Q.PEAK DUO BLK ML-G10+ 405) |  | 0.405 | 8 | 177 | 9 |  | Fixed | Roof
NJADRE1553829543 | Administratively Determined Incentive Program | Elizabeth | 7202 | 10 | 8.1 | Residential | Behind the Meter | Yes | Net Metered Residential | Trinity Solar Inc. | None | PSE&G | Accepted | 2023-05-25 | 2023-06-13 | 2024-06-13 | Solar Panels | HANWHA 405 (Q.PEAK DUO BLK ML-G10+ 405) | HANWHA 405 (Q.PEAK DUO BLK ML-G10+ 405) |  | 0.405 | 9 | 177 | 34 |  | Fixed | Roof
NJADRE1553829543 | Administratively Determined Incentive Program | Elizabeth | 7202 | 10 | 8.1 | Residential | Behind the Meter | Yes | Net Metered Residential | Trinity Solar Inc. | None | PSE&G | Accepted | 2023-05-25 | 2023-06-13 | 2024-06-13 | Solar Panels | HANWHA 405 (Q.PEAK DUO BLK ML-G10+ 405) | HANWHA 405 (Q.PEAK DUO BLK ML-G10+ 405) |  | 0.405 | 3 | 177 | 5 |  | Fixed | Roof
NJADRE1553829579 | Administratively Determined Incentive Program | Runnemede | 8078 | 14 | 5.53 | Residential | Behind the Meter | Yes | Net Metered Residential | Sunrun Installation Services, Inc. | None | PSE&G | Accepted | 2023-05-25 | 2023-06-13 | 2024-06-13 | Inverters | SolarEdge Technologies | SE3800H-USMN | 3800 |  | 1 |  |  | 0.96 |  | Outdoor | Next To Meter
NJADRE1553829579 | Administratively Determined Incentive Program | Runnemede | 8078 | 14 | 5.53 | Residential | Behind the Meter | Yes | Net Metered Residential | Sunrun Installation Services, Inc. | None | PSE&G | Accepted | 2023-05-25 | 2023-06-13 | 2024-06-13 | Solar Panels | Trina Solar | TSM-395DE09C.07 |  | 0.395 | 6 | 250 | 41 |  | Fixed | Roof
NJADRE1553829579 | Administratively Determined Incentive Program | Runnemede | 8078 | 14 | 5.53 | Residential | Behind the Meter | Yes | Net Metered Residential | Sunrun Installation Services, Inc. | None | PSE&G | Accepted | 2023-05-25 | 2023-06-13 | 2024-06-13 | Solar Panels | Trina Solar | TSM-395DE09C.07 |  | 0.395 | 8 | 70 | 39 |  | Fixed | Roof
NJADRE1553829704 | Administratively Determined Incentive Program | Toms River | 8753 | 18 | 5.84 | Residential | Behind the Meter | Yes | Net Metered Residential | Pro Custom Solar dba Momentum Solar | None | JCP&L | Accepted | 2023-05-25 | 2023-06-13 | 2024-06-13 | Inverters | Enphase | IQ8PLUS-72-2-US | 290 |  | 16 |  |  | 0.97 |  | Outdoor
NJADRE1553829704 | Administratively Determined Incentive Program | Toms River | 8753 | 18 | 5.84 | Residential | Behind the Meter | Yes | Net Metered Residential | Pro Custom Solar dba Momentum Solar | None | JCP&L | Accepted | 2023-05-25 | 2023-06-13 | 2024-06-13 | Solar Panels | Hanwha | q.peak duo blk-g10+365 |  | 0.365 | 16 | 180 | 28 |  | Fixed | Roof
NJADRE1553829712 | Administratively Determined Incentive Program | Hillsborough TWP | 8844 | 5 | 10.4 | Residential | Behind the Meter | No | Net Metered Residential | Tesla Energy Operations Inc | None | PSE&G | Accepted | 2023-05-25 | 2023-06-13 | 2024-06-13 | Inverters | Tesla | 7.6 kW Tesla Inc 1538000-00-F | 7600 |  | 1 |  |  | 0.98 |  | Outdoor
NJADRE1553829712 | Administratively Determined Incentive Program | Hillsborough TWP | 8844 | 5 | 10.4 | Residential | Behind the Meter | No | Net Metered Residential | Tesla Energy Operations Inc | None | PSE&G | Accepted | 2023-05-25 | 2023-06-13 | 2024-06-13 | Inverters | Tesla | 3.8 kW Tesla Inc 1534000-00-F | 3800 |  | 1 |  |  | 0.975 |  | Outdoor
NJADRE1553829712 | Administratively Determined Incentive Program | Hillsborough TWP | 8844 | 5 | 10.4 | Residential | Behind the Meter | No | Net Metered Residential | Tesla Energy Operations Inc | None | PSE&G | Accepted | 2023-05-25 | 2023-06-13 | 2024-06-13 | Solar Panels | Tesla | Q.PEAK |  | 0.4 | 4 | 174 | 40 |  | Fixed | Roof
NJADRE1553829712 | Administratively Determined Incentive Program | Hillsborough TWP | 8844 | 5 | 10.4 | Residential | Behind the Meter | No | Net Metered Residential | Tesla Energy Operations Inc | None | PSE&G | Accepted | 2023-05-25 | 2023-06-13 | 2024-06-13 | Solar Panels | Tesla | Q.PEAK |  | 0.4 | 9 | 264 | 34 |  | Fixed | Roof
NJADRE1553829712 | Administratively Determined Incentive Program | Hillsborough TWP | 8844 | 5 | 10.4 | Residential | Behind the Meter | No | Net Metered Residential | Tesla Energy Operations Inc | None | PSE&G | Accepted | 2023-05-25 | 2023-06-13 | 2024-06-13 | Solar Panels | Tesla | Q.PEAK |  | 0.4 | 2 | 354 | 40 |  | Fixed | Roof
NJADRE1553829712 | Administratively Determined Incentive Program | Hillsborough TWP | 8844 | 5 | 10.4 | Residential | Behind the Meter | No | Net Metered Residential | Tesla Energy Operations Inc | None | PSE&G | Accepted | 2023-05-25 | 2023-06-13 | 2024-06-13 | Solar Panels | Tesla | Q.PEAK |  | 0.4 | 2 | 84 | 34 |  | Fixed | Roof
NJADRE1553829712 | Administratively Determined Incentive Program | Hillsborough TWP | 8844 | 5 | 10.4 | Residential | Behind the Meter | No | Net Metered Residential | Tesla Energy Operations Inc | None | PSE&G | Accepted | 2023-05-25 | 2023-06-13 | 2024-06-13 | Solar Panels | Tesla | Q.PEAK |  | 0.4 | 2 | 264 | 32 |  | Fixed | Roof
NJADRE1553829712 | Administratively Determined Incentive Program | Hillsborough TWP | 8844 | 5 | 10.4 | Residential | Behind the Meter | No | Net Metered Residential | Tesla Energy Operations Inc | None | PSE&G | Accepted | 2023-05-25 | 2023-06-13 | 2024-06-13 | Solar Panels | Tesla | Q.PEAK |  | 0.4 | 2 | 32 | 84 |  | Fixed | Roof
NJADRE1553829712 | Administratively Determined Incentive Program | Hillsborough TWP | 8844 | 5 | 10.4 | Residential | Behind the Meter | No | Net Metered Residential | Tesla Energy Operations Inc | None | PSE&G | Accepted | 2023-05-25 | 2023-06-13 | 2024-06-13 | Solar Panels | Tesla | Q.PEAK |  | 0.4 | 5 | 354 | 40 |  | Fixed | Roof
NJADRE1553829725 | Administratively Determined Incentive Program | Bergenfield | 7621 | 7 | 10.4 | Residential | Behind the Meter | No | Net Metered Residential | Lucent Energy Management Inc. | None | PSE&G | Accepted | 2023-05-25 | 2023-06-13 | 2024-06-13 | Meters | Sunpower | PVS6 | 1.2 |  | 1 |  |  |  | Yes | Outdoor
NJADRE1553829725 | Administratively Determined Incentive Program | Bergenfield | 7621 | 7 | 10.4 | Residential | Behind the Meter | No | Net Metered Residential | Lucent Energy Management Inc. | None | PSE&G | Accepted | 2023-05-25 | 2023-06-13 | 2024-06-13 | Inverters | Sunpower | A400-G-AC | 349 |  | 26 |  |  | 0.97 |  | Outdoor | Factory installed on the back of each PV panel
NJADRE1553829725 | Administratively Determined Incentive Program | Bergenfield | 7621 | 7 | 10.4 | Residential | Behind the Meter | No | Net Metered Residential | Lucent Energy Management Inc. | None | PSE&G | Accepted | 2023-05-25 | 2023-06-13 | 2024-06-13 | Solar Panels | Sunpower | A400-G-AC |  | 0.4 | 22 | 262 | 23 |  | Fixed | Roof | West facing roof
NJADRE1553829725 | Administratively Determined Incentive Program | Bergenfield | 7621 | 7 | 10.4 | Residential | Behind the Meter | No | Net Metered Residential | Lucent Energy Management Inc. | None | PSE&G | Accepted | 2023-05-25 | 2023-06-13 | 2024-06-13 | Solar Panels | Sunpower | A400-G-AC |  | 0.4 | 4 | 82 | 23 |  | Fixed | Roof
NJADRE1553829751 | Administratively Determined Incentive Program | Hightstown | 8520 | 12 | 7.9 | Residential | Behind the Meter | Yes | Net Metered Residential | Bright Planet Solar | None | JCP&L | Accepted | 2023-05-25 | 2023-06-13 | 2024-06-13 | Inverters | SolarEdge | SE6000H-USRGM | 6000 |  | 1 |  |  | 0.98 |  | Outdoor
NJADRE1553829751 | Administratively Determined Incentive Program | Hightstown | 8520 | 12 | 7.9 | Residential | Behind the Meter | Yes | Net Metered Residential | Bright Planet Solar | None | JCP&L | Accepted | 2023-05-25 | 2023-06-13 | 2024-06-13 | Solar Panels | Hanwha Q-Cells | Q.PEAK DUO BLK ML-G10.a+ 395 |  | 0.395 | 5 | 297 | 18 |  | Fixed | Roof
NJADRE1553829751 | Administratively Determined Incentive Program | Hightstown | 8520 | 12 | 7.9 | Residential | Behind the Meter | Yes | Net Metered Residential | Bright Planet Solar | None | JCP&L | Accepted | 2023-05-25 | 2023-06-13 | 2024-06-13 | Solar Panels | Hanwha Q-Cells | Q.PEAK DUO BLK ML-G10.a+ 395 |  | 0.395 | 5 | 117 | 18 |  | Fixed | Roof
NJADRE1553829751 | Administratively Determined Incentive Program | Hightstown | 8520 | 12 | 7.9 | Residential | Behind the Meter | Yes | Net Metered Residential | Bright Planet Solar | None | JCP&L | Accepted | 2023-05-25 | 2023-06-13 | 2024-06-13 | Solar Panels | Hanwha Q-Cells | Q.PEAK DUO BLK ML-G10.a+ 395 |  | 0.395 | 3 | 208 | 18 |  | Fixed | Roof
NJADRE1553829751 | Administratively Determined Incentive Program | Hightstown | 8520 | 12 | 7.9 | Residential | Behind the Meter | Yes | Net Metered Residential | Bright Planet Solar | None | JCP&L | Accepted | 2023-05-25 | 2023-06-13 | 2024-06-13 | Solar Panels | Hanwha Q-Cells | Q.PEAK DUO BLK ML-G10.a+ 395 |  | 0.395 | 3 | 28 | 18 |  | Fixed | Roof
NJADRE1553829751 | Administratively Determined Incentive Program | Hightstown | 8520 | 12 | 7.9 | Residential | Behind the Meter | Yes | Net Metered Residential | Bright Planet Solar | None | JCP&L | Accepted | 2023-05-25 | 2023-06-13 | 2024-06-13 | Solar Panels | Hanwha Q-Cells | Q.PEAK DUO BLK ML-G10.a+ 395 |  | 0.395 | 2 | 297 | 23 |  | Fixed | Roof
NJADRE1553829751 | Administratively Determined Incentive Program | Hightstown | 8520 | 12 | 7.9 | Residential | Behind the Meter | Yes | Net Metered Residential | Bright Planet Solar | None | JCP&L | Accepted | 2023-05-25 | 2023-06-13 | 2024-06-13 | Solar Panels | Hanwha Q-Cells | Q.PEAK DUO BLK ML-G10.a+ 395 |  | 0.395 | 2 | 117 | 23 |  | Fixed | Roof
NJADRE1553829765 | Administratively Determined Incentive Program | Edgewater Park Twp | 8046 | 13 | 3.16 | Residential | Behind the Meter | Yes | Net Metered Residential | Sunrun Installation Services, Inc. | None | PSE&G | Accepted | 2023-05-25 | 2023-06-13 | 2024-06-13 | Inverters | SolarEdge Technologies | SE3800H-USS3 | 3800 |  | 1 |  |  | 0.99 |  | Outdoor | Next to the meter
NJADRE1553829765 | Administratively Determined Incentive Program | Edgewater Park Twp | 8046 | 13 | 3.16 | Residential | Behind the Meter | Yes | Net Metered Residential | Sunrun Installation Services, Inc. | None | PSE&G | Accepted | 2023-05-25 | 2023-06-13 | 2024-06-13 | Solar Panels | Trina Solar | TSM-395DE09C.07 |  | 0.395 | 8 | 162 | 27 |  | Fixed | Roof
NJADRE1553829799 | Administratively Determined Incentive Program | Morristown | 7960 | 3 | 9.86 | Residential | Behind the Meter | Yes | Net Metered Residential | Pro Custom Solar dba Momentum Solar | None | JCP&L | Accepted | 2023-05-25 | 2023-06-13 | 2024-06-13 | Inverters | Enphase | IQ8PLUS-72-2-US | 290 |  | 27 |  |  | 0.97 |  | Outdoor
NJADRE1553829799 | Administratively Determined Incentive Program | Morristown | 7960 | 3 | 9.86 | Residential | Behind the Meter | Yes | Net Metered Residential | Pro Custom Solar dba Momentum Solar | None | JCP&L | Accepted | 2023-05-25 | 2023-06-13 | 2024-06-13 | Solar Panels | Hanwha | q.peak duo blk-g10+365 |  | 0.365 | 16 | 268 | 44 |  | Fixed | Roof
NJADRE1553829799 | Administratively Determined Incentive Program | Morristown | 7960 | 3 | 9.86 | Residential | Behind the Meter | Yes | Net Metered Residential | Pro Custom Solar dba Momentum Solar | None | JCP&L | Accepted | 2023-05-25 | 2023-06-13 | 2024-06-13 | Solar Panels | Hanwha | q.peak duo blk-g10+365 |  | 0.365 | 11 | 268 | 23 |  | Fixed | Roof
NJADRE1553829834 | Administratively Determined Incentive Program | Burlington City | 8016 | 13 | 6 | Residential | Behind the Meter | Yes | Net Metered Residential | Bright Planet Solar | None | PSE&G | Accepted | 2023-05-25 | 2023-06-13 | 2024-06-13 | Inverters | SolarEdge | SE5000H-USRGM | 5000 |  | 1 |  |  | 0.98 |  | Outdoor
NJADRE1553829834 | Administratively Determined Incentive Program | Burlington City | 8016 | 13 | 6 | Residential | Behind the Meter | Yes | Net Metered Residential | Bright Planet Solar | None | PSE&G | Accepted | 2023-05-25 | 2023-06-13 | 2024-06-13 | Solar Panels | Hanwha Q-Cells | Q.PEAK DUO BLK ML-G10.a+ 400 |  | 0.4 | 3 | 87 | 34 |  | Fixed | Roof
NJADRE1553829834 | Administratively Determined Incentive Program | Burlington City | 8016 | 13 | 6 | Residential | Behind the Meter | Yes | Net Metered Residential | Bright Planet Solar | None | PSE&G | Accepted | 2023-05-25 | 2023-06-13 | 2024-06-13 | Solar Panels | Hanwha Q-Cells | Q.PEAK DUO BLK ML-G10.a+ 400 |  | 0.4 | 12 | 174 | 5 |  | Fixed | Roof
NJADRE1553829836 | Administratively Determined Incentive Program | South Brunswick TWP | 8852 | 11 | 6.4 | Residential | Behind the Meter | Yes | Net Metered Residential | Tesla Energy Operations Inc | None | PSE&G | Accepted | 2023-05-25 | 2023-06-13 | 2024-06-13 | Inverters | Tesla | Powerwall+ [240V] #1850000-00-C | 7600 |  | 1 |  |  | 0.98 |  | Outdoor
NJADRE1553829836 | Administratively Determined Incentive Program | South Brunswick TWP | 8852 | 11 | 6.4 | Residential | Behind the Meter | Yes | Net Metered Residential | Tesla Energy Operations Inc | None | PSE&G | Accepted | 2023-05-25 | 2023-06-13 | 2024-06-13 | Solar Panels | Tesla | T400H |  | 0.4 | 16 | 208 | 40 |  | Fixed | Roof
NJADRE1553829842 | Administratively Determined Incentive Program | Bergenfield | 7621 | 7 | 6 | Residential | Behind the Meter | No | Net Metered Residential | Lucent Energy Management Inc. | None | PSE&G | Accepted | 2023-05-26 | 2023-06-14 | 2024-06-14 | Meters | Sunpower | PVS6 | 1.2 |  | 1 |  |  |  | Yes | Outdoor
NJADRE1553829842 | Administratively Determined Incentive Program | Bergenfield | 7621 | 7 | 6 | Residential | Behind the Meter | No | Net Metered Residential | Lucent Energy Management Inc. | None | PSE&G | Accepted | 2023-05-26 | 2023-06-14 | 2024-06-14 | Inverters | Sunpower | A400-G-AC | 349 |  | 15 |  |  | 0.97 |  | Outdoor | Factory mounted on the back of each PV panel
NJADRE1553829842 | Administratively Determined Incentive Program | Bergenfield | 7621 | 7 | 6 | Residential | Behind the Meter | No | Net Metered Residential | Lucent Energy Management Inc. | None | PSE&G | Accepted | 2023-05-26 | 2023-06-14 | 2024-06-14 | Solar Panels | Sunpower | A400-G-AC |  | 0.4 | 15 | 84 | 27 |  | Fixed | Roof | East facing roof
NJADRE1553829851 | Administratively Determined Incentive Program | Burlington Twp | 8016 | 13 | 17.38 | Residential | Behind the Meter | Yes | Net Metered Residential | Sunrun Installation Services, Inc. | None | PSE&G | Accepted | 2023-05-25 | 2023-06-13 | 2024-06-13 | Inverters | SolarEdge Technologies | SE6000H-USSN | 6000 |  | 2 |  |  | 0.96 |  | Outdoor | Next To Meter
NJADRE1553829851 | Administratively Determined Incentive Program | Burlington Twp | 8016 | 13 | 17.38 | Residential | Behind the Meter | Yes | Net Metered Residential | Sunrun Installation Services, Inc. | None | PSE&G | Accepted | 2023-05-25 | 2023-06-13 | 2024-06-13 | Solar Panels | Trina Solar | TSM-395DE09C.07 |  | 0.395 | 10 | 96 | 26 |  | Fixed | Roof
NJADRE1553829851 | Administratively Determined Incentive Program | Burlington Twp | 8016 | 13 | 17.38 | Residential | Behind the Meter | Yes | Net Metered Residential | Sunrun Installation Services, Inc. | None | PSE&G | Accepted | 2023-05-25 | 2023-06-13 | 2024-06-13 | Solar Panels | Trina Solar | TSM-395DE09C.07 |  | 0.395 | 34 | 277 | 26 |  | Fixed | Roof
NJADRE1553831409 | Administratively Determined Incentive Program | SCOTCH PLAINS TWP | 7076 | 10 | 12.64 | Residential | Behind the Meter | Yes | Net Metered Residential | Sunrun Installation Services, Inc. | None | PSE&G | Accepted | 2023-05-25 | 2023-06-13 | 2024-06-13 | Inverters | SolarEdge Technologies | SE10000H-USSN | 10000 |  | 1 |  |  | 0.99 |  | Outdoor | Next To Meter
NJADRE1553831409 | Administratively Determined Incentive Program | SCOTCH PLAINS TWP | 7076 | 10 | 12.64 | Residential | Behind the Meter | Yes | Net Metered Residential | Sunrun Installation Services, Inc. | None | PSE&G | Accepted | 2023-05-25 | 2023-06-13 | 2024-06-13 | Solar Panels | Trina Solar | TSM-395DE09C.07 |  | 0.395 | 3 | 124 | 37 |  | Fixed | Roof
NJADRE1553831409 | Administratively Determined Incentive Program | SCOTCH PLAINS TWP | 7076 | 10 | 12.64 | Residential | Behind the Meter | Yes | Net Metered Residential | Sunrun Installation Services, Inc. | None | PSE&G | Accepted | 2023-05-25 | 2023-06-13 | 2024-06-13 | Solar Panels | Trina Solar | TSM-395DE09C.07 |  | 0.395 | 21 | 304 | 37 |  | Fixed | Roof
NJADRE1553831409 | Administratively Determined Incentive Program | SCOTCH PLAINS TWP | 7076 | 10 | 12.64 | Residential | Behind the Meter | Yes | Net Metered Residential | Sunrun Installation Services, Inc. | None | PSE&G | Accepted | 2023-05-25 | 2023-06-13 | 2024-06-13 | Solar Panels | Trina Solar | TSM-395DE09C.07 |  | 0.395 | 8 | 214 | 37 |  | Fixed | Roof
NJADRE1553831411 | Administratively Determined Incentive Program | Camden City | 8104 | 14 | 9.09 | Residential | Behind the Meter | Yes | Net Metered Residential | Sunrun Installation Services, Inc. | None | PSE&G | Accepted | 2023-05-26 | 2023-06-13 | 2024-06-13 | Inverters | SolarEdge Technologies | SE7600H-USSN | 7600 |  | 1 |  |  | 0.96 |  | Outdoor | Next To Meter
NJADRE1553831411 | Administratively Determined Incentive Program | Camden City | 8104 | 14 | 9.09 | Residential | Behind the Meter | Yes | Net Metered Residential | Sunrun Installation Services, Inc. | None | PSE&G | Accepted | 2023-05-26 | 2023-06-13 | 2024-06-13 | Solar Panels | Trina Solar | TSM-395DE09C.07 |  | 0.395 | 23 | 355 | 2 |  | Fixed | Roof
NJADRE1553833141 | Administratively Determined Incentive Program | Woodbury , New Jersey | 8096 | 15 | 8.8 | Residential | Behind the Meter | No | Net Metered Residential | Suntuity Solar LLC | None | PSE&G | Accepted | 2023-05-26 | 2023-06-13 | 2024-06-13 | Inverters | (22)ENPHASE | IQ8PLUS-72-2-US | 290 |  | 22 |  |  | 0.97 |  | Outdoor | Behind the PV modules
NJADRE1553833141 | Administratively Determined Incentive Program | Woodbury , New Jersey | 8096 | 15 | 8.8 | Residential | Behind the Meter | No | Net Metered Residential | Suntuity Solar LLC | None | PSE&G | Accepted | 2023-05-26 | 2023-06-13 | 2024-06-13 | Solar Panels | (22)HYPERION | HY-DH108P8 400B |  | 0.4 | 15 | 105 | 19 |  | Fixed | Roof
NJADRE1553833141 | Administratively Determined Incentive Program | Woodbury , New Jersey | 8096 | 15 | 8.8 | Residential | Behind the Meter | No | Net Metered Residential | Suntuity Solar LLC | None | PSE&G | Accepted | 2023-05-26 | 2023-06-13 | 2024-06-13 | Solar Panels | (22)HYPERION | HY-DH108P8 400B |  | 0.4 | 7 | 285 | 19 |  | Fixed | Roof
NJADRE1553833174 | Administratively Determined Incentive Program | Union Twp | 7083 | 10 | 6.75 | Commercial | Behind the Meter | No | Small Net-Metered Non-Residential located on Rooftop, Carport, Canopy and Floating Solar | GenRenew LLC | None | PSE&G | Accepted | 2023-05-26 | 2023-06-13 | 2024-06-13 | Solar Panels | Canadian Solar | CS3W-450MB-AG |  | 0.45 | 15 | 129 | 26 |  | Fixed | Roof
NJADRE1553833174 | Administratively Determined Incentive Program | Union Twp | 7083 | 10 | 6.75 | Commercial | Behind the Meter | No | Small Net-Metered Non-Residential located on Rooftop, Carport, Canopy and Floating Solar | GenRenew LLC | None | PSE&G | Accepted | 2023-05-26 | 2023-06-13 | 2024-06-13 | Meters | Enphase | X-IQ-AM1-240-4 |  |  | 1 |  |  |  | Yes | Indoor
NJADRE1553833174 | Administratively Determined Incentive Program | Union Twp | 7083 | 10 | 6.75 | Commercial | Behind the Meter | No | Small Net-Metered Non-Residential located on Rooftop, Carport, Canopy and Floating Solar | GenRenew LLC | None | PSE&G | Accepted | 2023-05-26 | 2023-06-13 | 2024-06-13 | Inverters | Enphase | IQ7Plus-72-2-US | 290 |  | 15 |  |  | 0.975 |  | Outdoor
NJADRE1553833188 | Administratively Determined Incentive Program | Parsippany | 7054 | 3 | 3.24 | Residential | Behind the Meter | Yes | Net Metered Residential | Trinity Solar | None | JCP&L | Accepted | 2023-05-26 | 2023-06-13 | 2024-06-13 | Inverters | Solar Edge | SE3000H-US | 3000 |  | 1 |  |  | 0.97 |  | Outdoor
NJADRE1553833188 | Administratively Determined Incentive Program | Parsippany | 7054 | 3 | 3.24 | Residential | Behind the Meter | Yes | Net Metered Residential | Trinity Solar | None | JCP&L | Accepted | 2023-05-26 | 2023-06-13 | 2024-06-13 | Solar Panels | HANWHA 405 (Q.PEAK DUO BLK ML-G10+ 405) | HANWHA 405 (Q.PEAK DUO BLK ML-G10+ 405) |  | 0.405 | 8 | 155 | 18 |  | Fixed | Roof
NJADRE1553833194 | Administratively Determined Incentive Program | Hamilton Twp Mer | 8690 | 12 | 5.88 | Residential | Behind the Meter | No | Net Metered Residential | EMT Renewables | None | PSE&G | Accepted | 2023-05-26 | 2023-06-13 | 2024-06-13 | Inverters | ENPHASE | IQ7x | 315 |  | 14 |  |  | 0.98 |  | Other | UNER EACH PANEL
NJADRE1553833194 | Administratively Determined Incentive Program | Hamilton Twp Mer | 8690 | 12 | 5.88 | Residential | Behind the Meter | No | Net Metered Residential | EMT Renewables | None | PSE&G | Accepted | 2023-05-26 | 2023-06-13 | 2024-06-13 | Solar Panels | REC ALPHA | REC 420 |  | 0.42 | 14 | 238 | 39 |  | Fixed | Roof
NJADRE1553833241 | Administratively Determined Incentive Program | Union | 7083 | 10 | 4.74 | Residential | Behind the Meter | Yes | Net Metered Residential | Sunrun Installation Services, Inc. | None | PSE&G | Accepted | 2023-05-26 | 2023-06-13 | 2024-06-13 | Inverters | SolarEdge Technologies | SE3800H-USMN | 3800 |  | 1 |  |  | 0.99 |  | Outdoor | Next To Meter
NJADRE1553833241 | Administratively Determined Incentive Program | Union | 7083 | 10 | 4.74 | Residential | Behind the Meter | Yes | Net Metered Residential | Sunrun Installation Services, Inc. | None | PSE&G | Accepted | 2023-05-26 | 2023-06-13 | 2024-06-13 | Solar Panels | Trina Solar | TSM-395DE09C.07 |  | 0.395 | 12 | 177 | 27 |  | Fixed | Roof
NJADRE1553833295 | Administratively Determined Incentive Program | East Orange | 7017 | 9 | 5.14 | Residential | Behind the Meter | No | Net Metered Residential | Infinity Solar Systems | None | PSE&G | Accepted | 2023-05-26 | 2023-06-13 | 2024-06-13 | Inverters | Enphase | IQ8Plus-72-2-US | 290 |  | 13 |  |  | 0.97 |  | Outdoor
NJADRE1553833295 | Administratively Determined Incentive Program | East Orange | 7017 | 9 | 5.14 | Residential | Behind the Meter | No | Net Metered Residential | Infinity Solar Systems | None | PSE&G | Accepted | 2023-05-26 | 2023-06-13 | 2024-06-13 | Solar Panels | Trina Solar Vertex | TSM-395 DE09.05 |  | 0.395 | 8 | 184 | 40 |  | Fixed | Roof
NJADRE1553833295 | Administratively Determined Incentive Program | East Orange | 7017 | 9 | 5.14 | Residential | Behind the Meter | No | Net Metered Residential | Infinity Solar Systems | None | PSE&G | Accepted | 2023-05-26 | 2023-06-13 | 2024-06-13 | Solar Panels | Trina Solar Vertex | TSM-395 DE09.05 |  | 0.395 | 5 | 4 | 40 |  | Fixed | Roof
NJADRE1553833318 | Administratively Determined Incentive Program | East Orange | 7017 | 9 | 5.53 | Residential | Behind the Meter | No | Net Metered Residential | Infinity Solar Systems | None | PSE&G | Accepted | 2023-05-26 | 2023-06-13 | 2024-06-13 | Inverters | Enphase | IQ8Plus-72-2-US | 290 |  | 14 |  |  | 0.97 |  | Outdoor
NJADRE1553833318 | Administratively Determined Incentive Program | East Orange | 7017 | 9 | 5.53 | Residential | Behind the Meter | No | Net Metered Residential | Infinity Solar Systems | None | PSE&G | Accepted | 2023-05-26 | 2023-06-13 | 2024-06-13 | Solar Panels | Trina Solar Vertex | TSM-395 DE09.05 |  | 0.395 | 6 | 184 | 40 |  | Fixed | Roof
NJADRE1553833318 | Administratively Determined Incentive Program | East Orange | 7017 | 9 | 5.53 | Residential | Behind the Meter | No | Net Metered Residential | Infinity Solar Systems | None | PSE&G | Accepted | 2023-05-26 | 2023-06-13 | 2024-06-13 | Solar Panels | Trina Solar Vertex | TSM-395 DE09.05 |  | 0.395 | 8 | 4 | 40 |  | Fixed | Roof
NJADRE1553833319 | Administratively Determined Incentive Program | IRVINGTON TOWN | 7111 | 9 | 7.41 | Residential | Behind the Meter | Yes | Net Metered Residential | Sunrun Installation Services, Inc. | None | PSE&G | Accepted | 2023-05-26 | 2023-06-13 | 2024-06-13 | Inverters | SolarEdge Technologies | SE6000H-USSN | 6000 |  | 1 |  |  | 0.99 |  | Outdoor | Next To Meter
NJADRE1553833319 | Administratively Determined Incentive Program | IRVINGTON TOWN | 7111 | 9 | 7.41 | Residential | Behind the Meter | Yes | Net Metered Residential | Sunrun Installation Services, Inc. | None | PSE&G | Accepted | 2023-05-26 | 2023-06-13 | 2024-06-13 | Solar Panels | Trina Solar | TSM-390DE09C.07 |  | 0.39 | 4 | 34 | 35 |  | Fixed | Roof
NJADRE1553833319 | Administratively Determined Incentive Program | IRVINGTON TOWN | 7111 | 9 | 7.41 | Residential | Behind the Meter | Yes | Net Metered Residential | Sunrun Installation Services, Inc. | None | PSE&G | Accepted | 2023-05-26 | 2023-06-13 | 2024-06-13 | Solar Panels | Trina Solar | TSM-390DE09C.07 |  | 0.39 | 9 | 216 | 35 |  | Fixed | Roof
NJADRE1553833319 | Administratively Determined Incentive Program | IRVINGTON TOWN | 7111 | 9 | 7.41 | Residential | Behind the Meter | Yes | Net Metered Residential | Sunrun Installation Services, Inc. | None | PSE&G | Accepted | 2023-05-26 | 2023-06-13 | 2024-06-13 | Solar Panels | Trina Solar | TSM-390DE09C.07 |  | 0.39 | 6 | 216 | 19 |  | Fixed | Roof
NJADRE1553833331 | Administratively Determined Incentive Program | Barnegat | 8005 | 18 | 7.02 | Residential | Behind the Meter | No | Net Metered Residential | Whitman Construction, LLC | None | AC Electric | Accepted | 2023-05-26 | 2023-06-13 | 2024-06-13 | Solar Panels | trina | tsm 390 |  | 0.39 | 18 | 167 | 34 |  | Fixed | Roof
NJADRE1553833331 | Administratively Determined Incentive Program | Barnegat | 8005 | 18 | 7.02 | Residential | Behind the Meter | No | Net Metered Residential | Whitman Construction, LLC | None | AC Electric | Accepted | 2023-05-26 | 2023-06-13 | 2024-06-13 | Inverters | enphase | iq8plus-72-2-us | 290 |  | 18 |  |  | 0.975 |  | Outdoor
NJADRE1553833352 | Administratively Determined Incentive Program | Manalapan | 7726 | 17 | 14.6 | Residential | Behind the Meter | Yes | Net Metered Residential | Pro Custom Solar dba Momentum Solar | None | JCP&L | Accepted | 2023-05-26 | 2023-06-13 | 2024-06-13 | Solar Panels | HANWHA | Â Q. PEAK DUO BLK-G10+365 |  | 0.365 | 21 | 234 | 27 |  | Fixed | Roof
NJADRE1553833352 | Administratively Determined Incentive Program | Manalapan | 7726 | 17 | 14.6 | Residential | Behind the Meter | Yes | Net Metered Residential | Pro Custom Solar dba Momentum Solar | None | JCP&L | Accepted | 2023-05-26 | 2023-06-13 | 2024-06-13 | Solar Panels | HANWHA | Â Q. PEAK DUO BLK-G10+365 |  | 0.365 | 19 | 54 | 27 |  | Fixed | Roof
NJADRE1553833352 | Administratively Determined Incentive Program | Manalapan | 7726 | 17 | 14.6 | Residential | Behind the Meter | Yes | Net Metered Residential | Pro Custom Solar dba Momentum Solar | None | JCP&L | Accepted | 2023-05-26 | 2023-06-13 | 2024-06-13 | Inverters | ENPHASE | IQ8PLUS-72-2-US | 290 |  | 40 |  |  | 0.97 |  | Outdoor
NJADRE1553833389 | Administratively Determined Incentive Program | Metuchen | 8840 | 11 | 8.3 | Residential | Behind the Meter | Yes | Net Metered Residential | Sunrun Installation Services, Inc. | None | PSE&G | Accepted | 2023-05-26 | 2023-06-13 | 2024-06-13 | Inverters | Delta Electronics | E6-TL-US | 6000 |  | 1 |  |  | 0.99 |  | Outdoor | Next To Meter
NJADRE1553833389 | Administratively Determined Incentive Program | Metuchen | 8840 | 11 | 8.3 | Residential | Behind the Meter | Yes | Net Metered Residential | Sunrun Installation Services, Inc. | None | PSE&G | Accepted | 2023-05-26 | 2023-06-13 | 2024-06-13 | Solar Panels | Trina Solar | TSM-395DE09C.07 |  | 0.395 | 9 | 273 | 23 |  | Fixed | Roof
NJADRE1553833389 | Administratively Determined Incentive Program | Metuchen | 8840 | 11 | 8.3 | Residential | Behind the Meter | Yes | Net Metered Residential | Sunrun Installation Services, Inc. | None | PSE&G | Accepted | 2023-05-26 | 2023-06-13 | 2024-06-13 | Solar Panels | Trina Solar | TSM-395DE09C.07 |  | 0.395 | 12 | 93 | 23 |  | Fixed | Roof
NJADRE1553833539 | Administratively Determined Incentive Program | Villas | 8251 | 21 | 10.59 | Residential | Behind the Meter | Yes | Net Metered Residential | Pro Custom Solar dba Momentum Solar | None | AC Electric | Accepted | 2023-05-26 | 2023-06-13 | 2024-06-13 | Inverters | Enphase | IQ8PLUS-72-2-US | 290 |  | 29 |  |  | 0.97 |  | Outdoor
NJADRE1553833539 | Administratively Determined Incentive Program | Villas | 8251 | 21 | 10.59 | Residential | Behind the Meter | Yes | Net Metered Residential | Pro Custom Solar dba Momentum Solar | None | AC Electric | Accepted | 2023-05-26 | 2023-06-13 | 2024-06-13 | Solar Panels | Hanwha | q.peak duo blk-g10+365 |  | 0.365 | 12 | 23 | 13 |  | Fixed | Roof
NJADRE1553833539 | Administratively Determined Incentive Program | Villas | 8251 | 21 | 10.59 | Residential | Behind the Meter | Yes | Net Metered Residential | Pro Custom Solar dba Momentum Solar | None | AC Electric | Accepted | 2023-05-26 | 2023-06-13 | 2024-06-13 | Solar Panels | hanwha | q.peak duo blk-g10+365 |  | 0.365 | 5 | 113 | 29 |  | Fixed | Roof
NJADRE1553833539 | Administratively Determined Incentive Program | Villas | 8251 | 21 | 10.59 | Residential | Behind the Meter | Yes | Net Metered Residential | Pro Custom Solar dba Momentum Solar | None | AC Electric | Accepted | 2023-05-26 | 2023-06-13 | 2024-06-13 | Solar Panels | Hnawha | q.peak duo blk-g10+365 |  | 0.365 | 5 | 293 | 29 |  | Fixed | Roof
NJADRE1553833539 | Administratively Determined Incentive Program | Villas | 8251 | 21 | 10.59 | Residential | Behind the Meter | Yes | Net Metered Residential | Pro Custom Solar dba Momentum Solar | None | AC Electric | Accepted | 2023-05-26 | 2023-06-13 | 2024-06-13 | Solar Panels | Hanwha | q.peak duo blk-g10+365 |  | 0.365 | 7 | 203 | 23 |  | Fixed | Roof
NJADRE1553833855 | Administratively Determined Incentive Program | SCOTCH PLAINS TWP | 7076 | 10 | 7.9 | Residential | Behind the Meter | Yes | Net Metered Residential | Sunrun Installation Services, Inc. | None | PSE&G | Accepted | 2023-05-26 | 2023-06-14 | 2024-06-14 | Inverters | SolarEdge Technologies | SE6000H-USSN | 6000 |  | 1 |  |  | 0.99 |  | Outdoor | Next To Meter
NJADRE1553833855 | Administratively Determined Incentive Program | SCOTCH PLAINS TWP | 7076 | 10 | 7.9 | Residential | Behind the Meter | Yes | Net Metered Residential | Sunrun Installation Services, Inc. | None | PSE&G | Accepted | 2023-05-26 | 2023-06-14 | 2024-06-14 | Solar Panels | Trina Solar | TSM-395DE09C.07 |  | 0.395 | 4 | 37 | 26 |  | Fixed | Roof
NJADRE1553833855 | Administratively Determined Incentive Program | SCOTCH PLAINS TWP | 7076 | 10 | 7.9 | Residential | Behind the Meter | Yes | Net Metered Residential | Sunrun Installation Services, Inc. | None | PSE&G | Accepted | 2023-05-26 | 2023-06-14 | 2024-06-14 | Solar Panels | Trina Solar | TSM-395DE09C.07 |  | 0.395 | 3 | 217 | 26 |  | Fixed | Roof
NJADRE1553833855 | Administratively Determined Incentive Program | SCOTCH PLAINS TWP | 7076 | 10 | 7.9 | Residential | Behind the Meter | Yes | Net Metered Residential | Sunrun Installation Services, Inc. | None | PSE&G | Accepted | 2023-05-26 | 2023-06-14 | 2024-06-14 | Solar Panels | Trina Solar | TSM-395DE09C.07 |  | 0.395 | 6 | 307 | 26 |  | Fixed | Roof
NJADRE1553833855 | Administratively Determined Incentive Program | SCOTCH PLAINS TWP | 7076 | 10 | 7.9 | Residential | Behind the Meter | Yes | Net Metered Residential | Sunrun Installation Services, Inc. | None | PSE&G | Accepted | 2023-05-26 | 2023-06-14 | 2024-06-14 | Solar Panels | Trina Solar | TSM-395DE09C.07 |  | 0.395 | 7 | 127 | 26 |  | Fixed | Roof
NJADRE1553833870 | Administratively Determined Incentive Program | Garwood | 7027 | 10 | 8.3 | Residential | Behind the Meter | Yes | Net Metered Residential | Vision Solar LLC | None | PSE&G | Accepted | 2023-05-26 | 2023-06-14 | 2024-06-14 | Inverters | Solaredge | SE6000H-USRGM | 6000 |  | 1 |  |  | 0.97 |  | Outdoor | side of house
NJADRE1553833870 | Administratively Determined Incentive Program | Garwood | 7027 | 10 | 8.3 | Residential | Behind the Meter | Yes | Net Metered Residential | Vision Solar LLC | None | PSE&G | Accepted | 2023-05-26 | 2023-06-14 | 2024-06-14 | Solar Panels | Canadian Solar | 395MS |  | 0.395 | 14 | 80 | 36 |  | Fixed | Roof
NJADRE1553833870 | Administratively Determined Incentive Program | Garwood | 7027 | 10 | 8.3 | Residential | Behind the Meter | Yes | Net Metered Residential | Vision Solar LLC | None | PSE&G | Accepted | 2023-05-26 | 2023-06-14 | 2024-06-14 | Solar Panels | Canadian Solar | 395MS |  | 0.395 | 7 | 260 | 10 |  | Fixed | Roof
NJADRE1553833900 | Administratively Determined Incentive Program | LONG BRANCH | 7740 | 17 | 11.46 | Residential | Behind the Meter | Yes | Net Metered Residential | Sunrun Installation Services, Inc. | None | JCP&L | Accepted | 2023-05-26 | 2023-06-13 | 2024-06-13 | Inverters | SolarEdge Technologies | SE10000H-USSN | 10000 |  | 1 |  |  | 0.99 |  | Outdoor | Next To Meter
NJADRE1553833900 | Administratively Determined Incentive Program | LONG BRANCH | 7740 | 17 | 11.46 | Residential | Behind the Meter | Yes | Net Metered Residential | Sunrun Installation Services, Inc. | None | JCP&L | Accepted | 2023-05-26 | 2023-06-13 | 2024-06-13 | Solar Panels | Trina Solar | TSM-395DE09C.07 |  | 0.395 | 29 | 176 | 24 |  | Fixed | Roof
NJADRE1553834189 | Administratively Determined Incentive Program | Hasbrouck Heights | 7604 | 7 | 3.56 | Residential | Behind the Meter | Yes | Net Metered Residential | Freedom Forever New Jersey LLC | None | PSE&G | Accepted | 2023-05-26 | 2023-06-14 | 2024-06-14 | Inverters | Solar Edge | SE3800H-USRGM | 3800 |  | 1 |  |  | 0.99 |  | Outdoor
NJADRE1553834189 | Administratively Determined Incentive Program | Hasbrouck Heights | 7604 | 7 | 3.56 | Residential | Behind the Meter | Yes | Net Metered Residential | Freedom Forever New Jersey LLC | None | PSE&G | Accepted | 2023-05-26 | 2023-06-14 | 2024-06-14 | Solar Panels | Canadian Solar | CS3N-395MS |  | 0.395 | 6 | 221 | 22 |  | Fixed | Roof
NJADRE1553834189 | Administratively Determined Incentive Program | Hasbrouck Heights | 7604 | 7 | 3.56 | Residential | Behind the Meter | Yes | Net Metered Residential | Freedom Forever New Jersey LLC | None | PSE&G | Accepted | 2023-05-26 | 2023-06-14 | 2024-06-14 | Solar Panels | Canadian Solar | CS3N-395MS |  | 0.395 | 3 | 131 | 22 |  | Fixed | Roof
NJADRE1553835320 | Administratively Determined Incentive Program | Clifton | 7013 | 6 | 7 | Residential | Behind the Meter | Yes | Net Metered Residential | Vision Solar LLC | None | PSE&G | Accepted | 2023-05-26 | 2023-06-14 | 2024-06-14 | Inverters | Enphase | IQ7-60-2-US | 5 |  | 20 |  |  | 0.97 |  | Other | behind each panel
NJADRE1553835320 | Administratively Determined Incentive Program | Clifton | 7013 | 6 | 7 | Residential | Behind the Meter | Yes | Net Metered Residential | Vision Solar LLC | None | PSE&G | Accepted | 2023-05-26 | 2023-06-14 | 2024-06-14 | Solar Panels | LONGI | LR4-60HPB 350M |  | 0.35 | 10 | 196 | 38 |  | Fixed | Roof
NJADRE1553835320 | Administratively Determined Incentive Program | Clifton | 7013 | 6 | 7 | Residential | Behind the Meter | Yes | Net Metered Residential | Vision Solar LLC | None | PSE&G | Accepted | 2023-05-26 | 2023-06-14 | 2024-06-14 | Solar Panels | LONGI | LR4-60HPB 350M |  | 0.35 | 4 | 108 | 16 |  | Fixed | Roof
NJADRE1553835320 | Administratively Determined Incentive Program | Clifton | 7013 | 6 | 7 | Residential | Behind the Meter | Yes | Net Metered Residential | Vision Solar LLC | None | PSE&G | Accepted | 2023-05-26 | 2023-06-14 | 2024-06-14 | Solar Panels | LONGI | LR4-60HPB 350M |  | 0.35 | 6 | 16 | 38 |  | Fixed | Roof
NJADRE1553835352 | Administratively Determined Incentive Program | North Brunswick | 8902 | 11 | 4.8 | Residential | Behind the Meter | No | Net Metered Residential | Ad Energy LLC | None | PSE&G | Accepted | 2023-05-31 | 2023-06-15 | 2024-06-15 | Solar Panels | SUNPOWER | SPR-U-400-BLK-WDC |  | 0.4 | 12 | 137 | 21 |  | Fixed | Roof
NJADRE1553835352 | Administratively Determined Incentive Program | North Brunswick | 8902 | 11 | 4.8 | Residential | Behind the Meter | No | Net Metered Residential | Ad Energy LLC | None | PSE&G | Accepted | 2023-05-31 | 2023-06-15 | 2024-06-15 | Inverters | SUNPOWER | IQ7HS | 384 |  | 12 |  |  | 0.975 |  | Outdoor | At each panel
NJADRE1553835383 | Administratively Determined Incentive Program | Westfield | 7090 | 10 | 4.4 | Residential | Behind the Meter | No | Net Metered Residential | Ad Energy LLC | None | PSE&G | Accepted | 2023-05-31 | 2023-06-15 | 2024-06-15 | Solar Panels | SUNPOWER | SPR-U-400-BLK-W-DC |  | 0.4 | 11 | 195 | 27 |  | Fixed | Roof
NJADRE1553835383 | Administratively Determined Incentive Program | Westfield | 7090 | 10 | 4.4 | Residential | Behind the Meter | No | Net Metered Residential | Ad Energy LLC | None | PSE&G | Accepted | 2023-05-31 | 2023-06-15 | 2024-06-15 | Inverters | SUNPOWER | IQ7HS | 384 |  | 11 |  |  | 0.975 |  | Outdoor | At each panel
NJADRE1553835383 | Administratively Determined Incentive Program | Westfield | 7090 | 10 | 4.4 | Residential | Behind the Meter | No | Net Metered Residential | Ad Energy LLC | None | PSE&G | Accepted | 2023-05-31 | 2023-06-15 | 2024-06-15 | Meters | Sunpower | PVS 6 |  |  | 1 |  |  |  | Yes | Outdoor
NJADRE1553835388 | Administratively Determined Incentive Program | Pleasantville | 8232 | 19 | 5.14 | Residential | Behind the Meter | Yes | Net Metered Residential | Sunrun Installation Services, Inc. | None | AC Electric | Accepted | 2023-05-26 | 2023-06-13 | 2024-06-13 | Inverters | SolarEdge Technologies | SE3800H-USMN | 3800 |  | 1 |  |  | 0.96 |  | Outdoor | Next To Meter
NJADRE1553835388 | Administratively Determined Incentive Program | Pleasantville | 8232 | 19 | 5.14 | Residential | Behind the Meter | Yes | Net Metered Residential | Sunrun Installation Services, Inc. | None | AC Electric | Accepted | 2023-05-26 | 2023-06-13 | 2024-06-13 | Solar Panels | Trina Solar | TSM-395DE09C.07 |  | 0.395 | 3 | 38 | 34 |  | Fixed | Roof
NJADRE1553835388 | Administratively Determined Incentive Program | Pleasantville | 8232 | 19 | 5.14 | Residential | Behind the Meter | Yes | Net Metered Residential | Sunrun Installation Services, Inc. | None | AC Electric | Accepted | 2023-05-26 | 2023-06-13 | 2024-06-13 | Solar Panels | Trina Solar | TSM-395DE09C.07 |  | 0.395 | 10 | 218 | 34 |  | Fixed | Roof
NJADRE1553835392 | Administratively Determined Incentive Program | Clark Township | 7066 | 10 | 12 | Residential | Behind the Meter | Yes | Net Metered Residential | Freedom Forever New Jersey LLC | None | PSE&G | Accepted | 2023-05-26 | 2023-06-13 | 2024-06-13 | Inverters | Solar Edge | SE10000H-USRGM | 10000 |  | 1 |  |  | 0.99 |  | Outdoor
NJADRE1553835392 | Administratively Determined Incentive Program | Clark Township | 7066 | 10 | 12 | Residential | Behind the Meter | Yes | Net Metered Residential | Freedom Forever New Jersey LLC | None | PSE&G | Accepted | 2023-05-26 | 2023-06-13 | 2024-06-13 | Solar Panels | Freedom Forever | FF-MP-BBB-400 |  | 0.4 | 4 | 203 | 23 |  | Fixed | Roof
NJADRE1553835392 | Administratively Determined Incentive Program | Clark Township | 7066 | 10 | 12 | Residential | Behind the Meter | Yes | Net Metered Residential | Freedom Forever New Jersey LLC | None | PSE&G | Accepted | 2023-05-26 | 2023-06-13 | 2024-06-13 | Solar Panels | Freedom Forever | FF-MP-BBB-400 |  | 0.4 | 10 | 293 | 23 |  | Fixed | Roof
NJADRE1553835392 | Administratively Determined Incentive Program | Clark Township | 7066 | 10 | 12 | Residential | Behind the Meter | Yes | Net Metered Residential | Freedom Forever New Jersey LLC | None | PSE&G | Accepted | 2023-05-26 | 2023-06-13 | 2024-06-13 | Solar Panels | Freedom Forever | FF-MP-BBB-400 |  | 0.4 | 5 | 203 | 23 |  | Fixed | Roof
NJADRE1553835392 | Administratively Determined Incentive Program | Clark Township | 7066 | 10 | 12 | Residential | Behind the Meter | Yes | Net Metered Residential | Freedom Forever New Jersey LLC | None | PSE&G | Accepted | 2023-05-26 | 2023-06-13 | 2024-06-13 | Solar Panels | Freedom Forever | FF-MP-BBB-400 |  | 0.4 | 4 | 203 | 23 |  | Fixed | Roof
NJADRE1553835392 | Administratively Determined Incentive Program | Clark Township | 7066 | 10 | 12 | Residential | Behind the Meter | Yes | Net Metered Residential | Freedom Forever New Jersey LLC | None | PSE&G | Accepted | 2023-05-26 | 2023-06-13 | 2024-06-13 | Solar Panels | Freedom Forever | FF-MP-BBB-400 |  | 0.4 | 7 | 23 | 23 |  | Fixed | Roof
NJADRE1553835393 | Administratively Determined Incentive Program | East Brunswick | 8816 | 11 | 4 | Residential | Behind the Meter | No | Net Metered Residential | Ad Energy LLC | None | PSE&G | Accepted | 2023-06-16 | 2023-06-16 | 2024-06-16 | Inverters | SUNPOWER | IQ7HS | 384 |  | 10 |  |  | 0.975 |  | Outdoor
NJADRE1553835393 | Administratively Determined Incentive Program | East Brunswick | 8816 | 11 | 4 | Residential | Behind the Meter | No | Net Metered Residential | Ad Energy LLC | None | PSE&G | Accepted | 2023-06-16 | 2023-06-16 | 2024-06-16 | Solar Panels | SUNPOWER | SPR-U-400-BLK-W-MODULES |  | 0.4 | 5 | 236 | 40 |  | Fixed | Roof
NJADRE1553835393 | Administratively Determined Incentive Program | East Brunswick | 8816 | 11 | 4 | Residential | Behind the Meter | No | Net Metered Residential | Ad Energy LLC | None | PSE&G | Accepted | 2023-06-16 | 2023-06-16 | 2024-06-16 | Solar Panels | SUNPOWER | SPR-U-400-BLK-W-MODULES |  | 0.4 | 5 | 56 | 40 |  | Fixed | Roof
NJADRE1553835409 | Administratively Determined Incentive Program | East Brunswick | 8816 | 11 | 10 | Residential | Behind the Meter | No | Net Metered Residential | Ad Energy LLC | None | PSE&G | Accepted | 2023-05-31 | 2023-06-15 | 2024-06-15 | Solar Panels | SUNPOWER | SPR-U-400-BLK-W-MODULES |  | 0.4 | 5 | 103 | 39 |  | Fixed | Roof
NJADRE1553835409 | Administratively Determined Incentive Program | East Brunswick | 8816 | 11 | 10 | Residential | Behind the Meter | No | Net Metered Residential | Ad Energy LLC | None | PSE&G | Accepted | 2023-05-31 | 2023-06-15 | 2024-06-15 | Solar Panels | SUNPOWER | SPR-U-400-BLK-W-MODULES |  | 0.4 | 5 | 283 | 35 |  | Fixed | Roof
NJADRE1553835409 | Administratively Determined Incentive Program | East Brunswick | 8816 | 11 | 10 | Residential | Behind the Meter | No | Net Metered Residential | Ad Energy LLC | None | PSE&G | Accepted | 2023-05-31 | 2023-06-15 | 2024-06-15 | Solar Panels | SUNPOWER | SPR-U-400-BLK-W-MODULES |  | 0.4 | 9 | 193 | 35 |  | Fixed | Roof
NJADRE1553835409 | Administratively Determined Incentive Program | East Brunswick | 8816 | 11 | 10 | Residential | Behind the Meter | No | Net Metered Residential | Ad Energy LLC | None | PSE&G | Accepted | 2023-05-31 | 2023-06-15 | 2024-06-15 | Solar Panels | SUNPOWER | SPR-U-400-BLK-W-MODULES |  | 0.4 | 2 | 193 | 35 |  | Fixed | Roof
NJADRE1553835409 | Administratively Determined Incentive Program | East Brunswick | 8816 | 11 | 10 | Residential | Behind the Meter | No | Net Metered Residential | Ad Energy LLC | None | PSE&G | Accepted | 2023-05-31 | 2023-06-15 | 2024-06-15 | Solar Panels | SUNPOWER | SPR-U-400-BLK-W-MODULES |  | 0.4 | 4 | 13 | 35 |  | Fixed | Roof
NJADRE1553835409 | Administratively Determined Incentive Program | East Brunswick | 8816 | 11 | 10 | Residential | Behind the Meter | No | Net Metered Residential | Ad Energy LLC | None | PSE&G | Accepted | 2023-05-31 | 2023-06-15 | 2024-06-15 | Inverters | SUNPOWER | IQ7HS | 384 |  | 25 |  |  | 0.975 |  | Outdoor
NJADRE1553835535 | Administratively Determined Incentive Program | BEACH HAVEN WEST | 8050 | 18 | 6.63 | Residential | Behind the Meter | Yes | Net Metered Residential | Sunrun Installation Services, Inc. | None | AC Electric | Accepted | 2023-05-26 | 2023-06-13 | 2024-06-13 | Inverters | SolarEdge Technologies | SE6000H-USSN | 6000 |  | 1 |  |  | 0.99 |  | Outdoor | Next To Meter
NJADRE1553835535 | Administratively Determined Incentive Program | BEACH HAVEN WEST | 8050 | 18 | 6.63 | Residential | Behind the Meter | Yes | Net Metered Residential | Sunrun Installation Services, Inc. | None | AC Electric | Accepted | 2023-05-26 | 2023-06-13 | 2024-06-13 | Solar Panels | Trina Solar | TSM-390DE09C.07 |  | 0.39 | 3 | 64 | 10 |  | Fixed | Roof
NJADRE1553835535 | Administratively Determined Incentive Program | BEACH HAVEN WEST | 8050 | 18 | 6.63 | Residential | Behind the Meter | Yes | Net Metered Residential | Sunrun Installation Services, Inc. | None | AC Electric | Accepted | 2023-05-26 | 2023-06-13 | 2024-06-13 | Solar Panels | Trina Solar | TSM-390DE09C.07 |  | 0.39 | 6 | 244 | 11 |  | Fixed | Roof
NJADRE1553835535 | Administratively Determined Incentive Program | BEACH HAVEN WEST | 8050 | 18 | 6.63 | Residential | Behind the Meter | Yes | Net Metered Residential | Sunrun Installation Services, Inc. | None | AC Electric | Accepted | 2023-05-26 | 2023-06-13 | 2024-06-13 | Solar Panels | Trina Solar | TSM-390DE09C.07 |  | 0.39 | 8 | 153 | 12 |  | Fixed | Roof
NJADRE1553839035 | Administratively Determined Incentive Program | Warren | 7059 | 5 | 10.8 | Residential | Behind the Meter | No | Net Metered Residential | Tesla Energy Operations Inc | None | JCP&L | Accepted | 2023-05-28 | 2023-06-08 | 2024-06-08 | Inverters | Tesla | Powerwall+ [240V] #1850000-00-C | 7600 |  | 2 |  |  | 0.986 |  | Outdoor
NJADRE1553839035 | Administratively Determined Incentive Program | Warren | 7059 | 5 | 10.8 | Residential | Behind the Meter | No | Net Metered Residential | Tesla Energy Operations Inc | None | JCP&L | Accepted | 2023-05-28 | 2023-06-08 | 2024-06-08 | Meters | Tesla | Powerwall+ [240V] #1850000-00-C |  |  | 2 |  |  |  | Yes | Outdoor
NJADRE1553839035 | Administratively Determined Incentive Program | Warren | 7059 | 5 | 10.8 | Residential | Behind the Meter | No | Net Metered Residential | Tesla Energy Operations Inc | None | JCP&L | Accepted | 2023-05-28 | 2023-06-08 | 2024-06-08 | Solar Panels | Hanwha | Q.PEAK DUO BLK ML-G10+/TS 400 |  | 0.4 | 9 | 238 | 27 |  | Fixed | Roof
NJADRE1553839035 | Administratively Determined Incentive Program | Warren | 7059 | 5 | 10.8 | Residential | Behind the Meter | No | Net Metered Residential | Tesla Energy Operations Inc | None | JCP&L | Accepted | 2023-05-28 | 2023-06-08 | 2024-06-08 | Solar Panels | Hanwha | Q.PEAK DUO BLK ML-G10+/TS 400 |  | 0.4 | 18 | 238 | 27 |  | Fixed | Roof
NJADRE1553839035 | Administratively Determined Incentive Program | Warren | 7059 | 5 | 10.8 | Residential | Behind the Meter | No | Net Metered Residential | Tesla Energy Operations Inc | None | JCP&L | Accepted | 2023-05-28 | 2023-06-08 | 2024-06-08 | Electric Storage Battery | Tesla | Powerwall+ [240V] # 1850000-00-D 7.6 kW / 13.5 kWh |  |  | 2 |  |  |  | Lithium Ion |  | Outside
NJADRE1553839932 | Administratively Determined Incentive Program | Englewood | 7631 | 7 | 7.48 | Residential | Behind the Meter | Yes | Net Metered Residential | Sunrun Installation Services, Inc. | None | PSE&G | Accepted | 2023-05-29 | 2023-06-27 | 2024-06-27 | Inverters | SolarEdge Technologies | SE6000H-USS3 | 6000 |  | 1 |  |  | 0.96 |  | Outdoor | Next To Meter
NJADRE1553839932 | Administratively Determined Incentive Program | Englewood | 7631 | 7 | 7.48 | Residential | Behind the Meter | Yes | Net Metered Residential | Sunrun Installation Services, Inc. | None | PSE&G | Accepted | 2023-05-29 | 2023-06-27 | 2024-06-27 | Solar Panels | JA Solar | JAM60S10-340/MR |  | 0.34 | 6 | 42 | 40 |  | Fixed | Roof
NJADRE1553839932 | Administratively Determined Incentive Program | Englewood | 7631 | 7 | 7.48 | Residential | Behind the Meter | Yes | Net Metered Residential | Sunrun Installation Services, Inc. | None | PSE&G | Accepted | 2023-05-29 | 2023-06-27 | 2024-06-27 | Solar Panels | JA Solar | JAM60S10-340/MR |  | 0.34 | 16 | 222 | 40 |  | Fixed | Roof
NJADRE1553840791 | Administratively Determined Incentive Program | Bloomsbury | 8804 | 4 | 22.8 | Residential | Behind the Meter | No | Net Metered Residential | SunnyMac LLC | None | JCP&L | Accepted | 2023-05-30 | 2023-06-19 | 2024-06-19 | Solar Panels | HANWHA | Q.PEAK DUO BLK ML-G10+ 400 |  | 0.4 | 26 | 228 | 38 |  | Fixed | Roof
NJADRE1553840791 | Administratively Determined Incentive Program | Bloomsbury | 8804 | 4 | 22.8 | Residential | Behind the Meter | No | Net Metered Residential | SunnyMac LLC | None | JCP&L | Accepted | 2023-05-30 | 2023-06-19 | 2024-06-19 | Solar Panels | HANWHA | Q.PEAK DUO BLK ML-G10+ 400 |  | 0.4 | 3 | 274 | 34 |  | Fixed | Roof
NJADRE1553840791 | Administratively Determined Incentive Program | Bloomsbury | 8804 | 4 | 22.8 | Residential | Behind the Meter | No | Net Metered Residential | SunnyMac LLC | None | JCP&L | Accepted | 2023-05-30 | 2023-06-19 | 2024-06-19 | Solar Panels | HANWHA | Q.PEAK DUO BLK ML-G10+ 400 |  | 0.4 | 17 | 274 | 34 |  | Fixed | Roof
NJADRE1553840791 | Administratively Determined Incentive Program | Bloomsbury | 8804 | 4 | 22.8 | Residential | Behind the Meter | No | Net Metered Residential | SunnyMac LLC | None | JCP&L | Accepted | 2023-05-30 | 2023-06-19 | 2024-06-19 | Solar Panels | HANWHA | Q.PEAK DUO BLK ML-G10+ 400 |  | 0.4 | 4 | 94 | 33 |  | Fixed | Roof
NJADRE1553840791 | Administratively Determined Incentive Program | Bloomsbury | 8804 | 4 | 22.8 | Residential | Behind the Meter | No | Net Metered Residential | SunnyMac LLC | None | JCP&L | Accepted | 2023-05-30 | 2023-06-19 | 2024-06-19 | Solar Panels | HANWHA | Q.PEAK DUO BLK ML-G10+ 400 |  | 0.4 | 7 | 94 | 33 |  | Fixed | Roof
NJADRE1553840791 | Administratively Determined Incentive Program | Bloomsbury | 8804 | 4 | 22.8 | Residential | Behind the Meter | No | Net Metered Residential | SunnyMac LLC | None | JCP&L | Accepted | 2023-05-30 | 2023-06-19 | 2024-06-19 | Inverters | ENPHASE | IQ8PLUS-72-2-US | 290 |  | 57 |  |  | 0.99 |  | Outdoor | on the roof (microinverters)
NJADRE1553840823 | Administratively Determined Incentive Program | Basking Ridge | 7920 | 5 | 13.6 | Residential | Behind the Meter | No | Net Metered Residential | Tesla Energy Operations Inc | None | JCP&L | Accepted | 2023-05-30 | 2023-06-14 | 2024-06-14 | Inverters | Tesla | 7.6 kW Tesla Inc 1538000-45-A | 7600 |  | 1 |  |  | 0.98 |  | Outdoor
NJADRE1553840823 | Administratively Determined Incentive Program | Basking Ridge | 7920 | 5 | 13.6 | Residential | Behind the Meter | No | Net Metered Residential | Tesla Energy Operations Inc | None | JCP&L | Accepted | 2023-05-30 | 2023-06-14 | 2024-06-14 | Inverters | Tesla | 3.8 kW Tesla Inc 1538000-45-A | 3800 |  | 1 |  |  | 0.975 |  | Outdoor
NJADRE1553840823 | Administratively Determined Incentive Program | Basking Ridge | 7920 | 5 | 13.6 | Residential | Behind the Meter | No | Net Metered Residential | Tesla Energy Operations Inc | None | JCP&L | Accepted | 2023-05-30 | 2023-06-14 | 2024-06-14 | Solar Panels | Tesla | Q.PEAK |  | 0.4 | 17 | 138 | 34 |  | Fixed | Roof
NJADRE1553840823 | Administratively Determined Incentive Program | Basking Ridge | 7920 | 5 | 13.6 | Residential | Behind the Meter | No | Net Metered Residential | Tesla Energy Operations Inc | None | JCP&L | Accepted | 2023-05-30 | 2023-06-14 | 2024-06-14 | Solar Panels | Tesla | Q.PEAK |  | 0.4 | 11 | 228 | 40 |  | Fixed | Roof
NJADRE1553840823 | Administratively Determined Incentive Program | Basking Ridge | 7920 | 5 | 13.6 | Residential | Behind the Meter | No | Net Metered Residential | Tesla Energy Operations Inc | None | JCP&L | Accepted | 2023-05-30 | 2023-06-14 | 2024-06-14 | Solar Panels | Tesla | Q.PEAK |  | 0.4 | 3 | 228 | 40 |  | Fixed | Roof
NJADRE1553840823 | Administratively Determined Incentive Program | Basking Ridge | 7920 | 5 | 13.6 | Residential | Behind the Meter | No | Net Metered Residential | Tesla Energy Operations Inc | None | JCP&L | Accepted | 2023-05-30 | 2023-06-14 | 2024-06-14 | Solar Panels | Tesla | Q.PEAK |  | 0.4 | 3 | 138 | 34 |  | Fixed | Roof
NJADRE1553840824 | Administratively Determined Incentive Program | JERSEY CITY | 7304 | 8 | 5.84 | Residential | Behind the Meter | Yes | Net Metered Residential | Pro Custom Solar dba Momentum Solar | None | PSE&G | Accepted | 2023-05-30 | 2023-06-14 | 2024-06-14 | Inverters | enphase | iq8plus-72-2-us | 290 |  | 16 |  |  | 0.97 |  | Outdoor
NJADRE1553840824 | Administratively Determined Incentive Program | JERSEY CITY | 7304 | 8 | 5.84 | Residential | Behind the Meter | Yes | Net Metered Residential | Pro Custom Solar dba Momentum Solar | None | PSE&G | Accepted | 2023-05-30 | 2023-06-14 | 2024-06-14 | Solar Panels | hanwha | q.peak duo blk-g10+365 |  | 0.365 | 16 | 227 | 6 |  | Fixed | Roof
NJADRE1553840829 | Administratively Determined Incentive Program | LAKE HIAWATHA | 7034 | 3 | 6.08 | Residential | Behind the Meter | No | Net Metered Residential | Trinity Solar | None | JCP&L | Accepted | 2023-05-30 | 2023-06-14 | 2024-06-14 | Inverters | Solar Edge | SE5000H-US | 5000 |  | 1 |  |  | 0.97 |  | Outside
NJADRE1553840829 | Administratively Determined Incentive Program | LAKE HIAWATHA | 7034 | 3 | 6.08 | Residential | Behind the Meter | No | Net Metered Residential | Trinity Solar | None | JCP&L | Accepted | 2023-05-30 | 2023-06-14 | 2024-06-14 | Solar Panels | HANWHA 405 | HANWHA 405 (Q.PEAK DUO BLK ML-G10+ 405) |  | 0.405 | 9 | 270 | 30 |  | Fixed | Roof
NJADRE1553840829 | Administratively Determined Incentive Program | LAKE HIAWATHA | 7034 | 3 | 6.08 | Residential | Behind the Meter | No | Net Metered Residential | Trinity Solar | None | JCP&L | Accepted | 2023-05-30 | 2023-06-14 | 2024-06-14 | Solar Panels | HANWHA 405 | HANWHA 405 (Q.PEAK DUO BLK ML-G10+ 405) |  | 0.405 | 6 | 90 | 30 |  | Fixed | Roof
NJADRE1553840834 | Administratively Determined Incentive Program | East Windsor | 8520 | 12 | 6 | Residential | Behind the Meter | Yes | Net Metered Residential | Pro Custom Solar dba Momentum Solar | None | JCP&L | Accepted | 2023-05-30 | 2023-06-14 | 2024-06-14 | Inverters | enphase | iq8plus-72-2-us | 290 |  | 15 |  |  | 0.97 |  | Outdoor
NJADRE1553840834 | Administratively Determined Incentive Program | East Windsor | 8520 | 12 | 6 | Residential | Behind the Meter | Yes | Net Metered Residential | Pro Custom Solar dba Momentum Solar | None | JCP&L | Accepted | 2023-05-30 | 2023-06-14 | 2024-06-14 | Solar Panels | hanwha | q.peak duo blk ml-g10+400 |  | 0.4 | 7 | 119 | 23 |  | Fixed | Roof
NJADRE1553840834 | Administratively Determined Incentive Program | East Windsor | 8520 | 12 | 6 | Residential | Behind the Meter | Yes | Net Metered Residential | Pro Custom Solar dba Momentum Solar | None | JCP&L | Accepted | 2023-05-30 | 2023-06-14 | 2024-06-14 | Solar Panels | hanwha | q.peak duo blk ml-g10+400 |  | 0.4 | 8 | 299 | 23 |  | Fixed | Roof
NJADRE1553840846 | Administratively Determined Incentive Program | North Middletown | 7748 | 17 | 4.38 | Residential | Behind the Meter | Yes | Net Metered Residential | Pro Custom Solar dba Momentum Solar | None | JCP&L | Accepted | 2023-05-30 | 2023-06-14 | 2024-06-14 | Inverters | ENPHASE | iq8plus-72-2-us | 290 |  | 12 |  |  | 0.97 |  | Outdoor
NJADRE1553840846 | Administratively Determined Incentive Program | North Middletown | 7748 | 17 | 4.38 | Residential | Behind the Meter | Yes | Net Metered Residential | Pro Custom Solar dba Momentum Solar | None | JCP&L | Accepted | 2023-05-30 | 2023-06-14 | 2024-06-14 | Solar Panels | HANWHA | q.peak duo blk-g10+365 |  | 0.365 | 12 | 217 | 22 |  | Fixed | Roof
NJADRE1553840859 | Administratively Determined Incentive Program | Monroe Township | 8831 | 11 | 7.2 | Residential | Behind the Meter | No | Net Metered Residential | Tesla Energy Operations Inc | None | JCP&L | Accepted | 2023-05-30 | 2023-06-15 | 2024-06-15 | Inverters | Tesla Inc | 7.6 kW Tesla Inc 1538000-00-F (240V) | 7600 |  | 1 |  |  | 0.986 |  | Indoor | Indoor
NJADRE1553840859 | Administratively Determined Incentive Program | Monroe Township | 8831 | 11 | 7.2 | Residential | Behind the Meter | No | Net Metered Residential | Tesla Energy Operations Inc | None | JCP&L | Accepted | 2023-05-30 | 2023-06-15 | 2024-06-15 | Solar Panels | Tesla | T400H |  | 0.4 | 6 | 152 | 40 |  | Fixed | Roof
NJADRE1553840859 | Administratively Determined Incentive Program | Monroe Township | 8831 | 11 | 7.2 | Residential | Behind the Meter | No | Net Metered Residential | Tesla Energy Operations Inc | None | JCP&L | Accepted | 2023-05-30 | 2023-06-15 | 2024-06-15 | Solar Panels | Tesla | T400H |  | 0.4 | 3 | 242 | 40 |  | Fixed | Roof
NJADRE1553840859 | Administratively Determined Incentive Program | Monroe Township | 8831 | 11 | 7.2 | Residential | Behind the Meter | No | Net Metered Residential | Tesla Energy Operations Inc | None | JCP&L | Accepted | 2023-05-30 | 2023-06-15 | 2024-06-15 | Solar Panels | Tesla | T400H |  | 0.4 | 9 | 332 | 40 |  | Fixed | Roof
NJADRE1553840922 | Administratively Determined Incentive Program | Hamilton Twp Mer | 8619 | 12 | 4.8 | Residential | Behind the Meter | Yes | Net Metered Residential | SunnyMac LLC | None | PSE&G | Accepted | 2023-05-30 | 2023-06-14 | 2024-06-14 | Solar Panels | HANWHA | Q.PEAK DUO BLK ML-G10+ 400W |  | 0.4 | 12 | 178 | 22 |  | Fixed | Roof
NJADRE1553840922 | Administratively Determined Incentive Program | Hamilton Twp Mer | 8619 | 12 | 4.8 | Residential | Behind the Meter | Yes | Net Metered Residential | SunnyMac LLC | None | PSE&G | Accepted | 2023-05-30 | 2023-06-14 | 2024-06-14 | Inverters | Solaredge | SE3800H-US | 3800 |  | 1 |  |  | 0.99 |  | Outdoor | NEXT TO METER
NJADRE1553840938 | Administratively Determined Incentive Program | Plainfield | 7060 | 10 | 7.67 | Residential | Behind the Meter | Yes | Net Metered Residential | Pro Custom Solar dba Momentum Solar | None | PSE&G | Accepted | 2023-05-30 | 2023-06-14 | 2024-06-14 | Inverters | enphase | iq8plus-72-2-us | 290 |  | 21 |  |  | 0.97 |  | Outdoor
NJADRE1553840938 | Administratively Determined Incentive Program | Plainfield | 7060 | 10 | 7.67 | Residential | Behind the Meter | Yes | Net Metered Residential | Pro Custom Solar dba Momentum Solar | None | PSE&G | Accepted | 2023-05-30 | 2023-06-14 | 2024-06-14 | Solar Panels | hanwha | q.peak duo blk-g10+365 |  | 0.365 | 21 | 80 | 39 |  | Fixed | Roof
NJADRE1553841117 | Administratively Determined Incentive Program | SECAUCUS | 7094 | 8 | 8.4 | Residential | Behind the Meter | Yes | Net Metered Residential | Pro Custom Solar dba Momentum Solar | None | PSE&G | Accepted | 2023-05-30 | 2023-06-14 | 2024-06-14 | Inverters | ENPHASE | IQ8PLUS-72-2-US | 290 |  | 23 |  |  | 0.97 |  | Outdoor
NJADRE1553841117 | Administratively Determined Incentive Program | SECAUCUS | 7094 | 8 | 8.4 | Residential | Behind the Meter | Yes | Net Metered Residential | Pro Custom Solar dba Momentum Solar | None | PSE&G | Accepted | 2023-05-30 | 2023-06-14 | 2024-06-14 | Solar Panels | HANWHA | Q. PEAK DUO BLK-G10+365 |  | 0.365 | 23 | 211 | 16 |  | Fixed | Roof
NJADRE1553841345 | Administratively Determined Incentive Program | Cranford Twp | 7016 | 10 | 8.82 | Residential | Behind the Meter | No | Net Metered Residential | EMT Renewables | None | PSE&G | Accepted | 2023-05-30 | 2023-06-14 | 2024-06-14 | Inverters | ENPHASE | IQ7x | 315 |  | 21 |  |  | 0.86 |  | Other | UNDER EACH PANEL
NJADRE1553841345 | Administratively Determined Incentive Program | Cranford Twp | 7016 | 10 | 8.82 | Residential | Behind the Meter | No | Net Metered Residential | EMT Renewables | None | PSE&G | Accepted | 2023-05-30 | 2023-06-14 | 2024-06-14 | Solar Panels | REC ALPHA | REC 420 |  | 0.42 | 15 | 40 | 40 |  | Fixed | Roof
NJADRE1553841345 | Administratively Determined Incentive Program | Cranford Twp | 7016 | 10 | 8.82 | Residential | Behind the Meter | No | Net Metered Residential | EMT Renewables | None | PSE&G | Accepted | 2023-05-30 | 2023-06-14 | 2024-06-14 | Solar Panels | REC ALPHA | REC 420 |  | 0.42 | 2 | 129 | 36 |  | Fixed | Roof
NJADRE1553841345 | Administratively Determined Incentive Program | Cranford Twp | 7016 | 10 | 8.82 | Residential | Behind the Meter | No | Net Metered Residential | EMT Renewables | None | PSE&G | Accepted | 2023-05-30 | 2023-06-14 | 2024-06-14 | Solar Panels | REC ALPHA | REC 420 |  | 0.42 | 4 | 220 | 40 |  | Fixed | Roof
NJADRE1553841367 | Administratively Determined Incentive Program | Newark City | 7104 | 9 | 4 | Residential | Behind the Meter | No | Net Metered Residential | Bright Planet Solar | None | PSE&G | Accepted | 2023-05-30 | 2023-06-14 | 2024-06-14 | Inverters | SolarEdge | SE3000H-USRGM | 3000 |  | 1 |  |  | 0.98 |  | Outdoor
NJADRE1553841367 | Administratively Determined Incentive Program | Newark City | 7104 | 9 | 4 | Residential | Behind the Meter | No | Net Metered Residential | Bright Planet Solar | None | PSE&G | Accepted | 2023-05-30 | 2023-06-14 | 2024-06-14 | Solar Panels | Hanwha Q-Cells | Q.PEAK DUO BLK ML-G10.a+400 |  | 0.4 | 5 | 202 | 18 |  | Fixed | Roof
NJADRE1553841367 | Administratively Determined Incentive Program | Newark City | 7104 | 9 | 4 | Residential | Behind the Meter | No | Net Metered Residential | Bright Planet Solar | None | PSE&G | Accepted | 2023-05-30 | 2023-06-14 | 2024-06-14 | Solar Panels | Hanwha Q-Cells | Q.PEAK DUO BLK ML-G10.a+400 |  | 0.4 | 5 | 22 | 18 |  | Fixed | Roof
NJADRE1553841368 | Administratively Determined Incentive Program | Phillipsburg | 8865 | 2 | 6.72 | Residential | Behind the Meter | Yes | Net Metered Residential | Sunrun Installation Services, Inc. | None | JCP&L | Accepted | 2023-05-30 | 2023-06-15 | 2024-06-15 | Inverters | SolarEdge Technologies | SE6000H-USSN | 6000 |  | 1 |  |  | 0.96 |  | Outdoor | Next To Meter
NJADRE1553841368 | Administratively Determined Incentive Program | Phillipsburg | 8865 | 2 | 6.72 | Residential | Behind the Meter | Yes | Net Metered Residential | Sunrun Installation Services, Inc. | None | JCP&L | Accepted | 2023-05-30 | 2023-06-15 | 2024-06-15 | Solar Panels | Trina Solar | TSM-395DE09C.07 |  | 0.395 | 7 | 235 | 24 |  | Fixed | Roof
NJADRE1553841368 | Administratively Determined Incentive Program | Phillipsburg | 8865 | 2 | 6.72 | Residential | Behind the Meter | Yes | Net Metered Residential | Sunrun Installation Services, Inc. | None | JCP&L | Accepted | 2023-05-30 | 2023-06-15 | 2024-06-15 | Solar Panels | Trina Solar | TSM-395DE09C.07 |  | 0.395 | 10 | 55 | 22 |  | Fixed | Roof
NJADRE1553841370 | Administratively Determined Incentive Program | MONTGOMERY TWP | 8502 | 5 | 19.2 | Residential | Behind the Meter | No | Net Metered Residential | Tesla Energy Operations Inc | None | PSE&G | Accepted | 2023-05-30 | 2023-06-14 | 2024-06-14 | Solar Panels | Hanwha | Q.PEAK DUO BLK ML-G10+ |  | 0.4 | 8 | 127 | 34 |  | Fixed | Roof
NJADRE1553841370 | Administratively Determined Incentive Program | MONTGOMERY TWP | 8502 | 5 | 19.2 | Residential | Behind the Meter | No | Net Metered Residential | Tesla Energy Operations Inc | None | PSE&G | Accepted | 2023-05-30 | 2023-06-14 | 2024-06-14 | Solar Panels | Hanwha | Q.PEAK DUO BLK ML-G10+ |  | 0.4 | 6 | 307 | 34 |  | Fixed | Roof
NJADRE1553841370 | Administratively Determined Incentive Program | MONTGOMERY TWP | 8502 | 5 | 19.2 | Residential | Behind the Meter | No | Net Metered Residential | Tesla Energy Operations Inc | None | PSE&G | Accepted | 2023-05-30 | 2023-06-14 | 2024-06-14 | Solar Panels | Hanwha | Q.PEAK DUO BLK |  | 0.4 | 10 | 307 | 18 |  | Fixed | Roof
NJADRE1553841370 | Administratively Determined Incentive Program | MONTGOMERY TWP | 8502 | 5 | 19.2 | Residential | Behind the Meter | No | Net Metered Residential | Tesla Energy Operations Inc | None | PSE&G | Accepted | 2023-05-30 | 2023-06-14 | 2024-06-14 | Solar Panels | Hanwha | Q.PEAK DUO BLK |  | 0.4 | 2 | 127 | 34 |  | Fixed | Roof
NJADRE1553841370 | Administratively Determined Incentive Program | MONTGOMERY TWP | 8502 | 5 | 19.2 | Residential | Behind the Meter | No | Net Metered Residential | Tesla Energy Operations Inc | None | PSE&G | Accepted | 2023-05-30 | 2023-06-14 | 2024-06-14 | Solar Panels | Hanwha | Q.PEAK DUO BLK |  | 0.4 | 6 | 37 | 43 |  | Fixed | Roof
NJADRE1553841370 | Administratively Determined Incentive Program | MONTGOMERY TWP | 8502 | 5 | 19.2 | Residential | Behind the Meter | No | Net Metered Residential | Tesla Energy Operations Inc | None | PSE&G | Accepted | 2023-05-30 | 2023-06-14 | 2024-06-14 | Solar Panels | Hanwha | Q.PEAK DUO BLK |  | 0.4 | 8 | 217 | 42 |  | Fixed | Roof
NJADRE1553841370 | Administratively Determined Incentive Program | MONTGOMERY TWP | 8502 | 5 | 19.2 | Residential | Behind the Meter | No | Net Metered Residential | Tesla Energy Operations Inc | None | PSE&G | Accepted | 2023-05-30 | 2023-06-14 | 2024-06-14 | Solar Panels | Hanwha | Q.PEAK DUO BLK |  | 0.4 | 4 | 307 | 34 |  | Fixed | Roof
NJADRE1553841370 | Administratively Determined Incentive Program | MONTGOMERY TWP | 8502 | 5 | 19.2 | Residential | Behind the Meter | No | Net Metered Residential | Tesla Energy Operations Inc | None | PSE&G | Accepted | 2023-05-30 | 2023-06-14 | 2024-06-14 | Solar Panels | Hanwha | Q.PEAK DUO BLK |  | 0.4 | 4 | 127 | 34 |  | Fixed | Roof
NJADRE1553841370 | Administratively Determined Incentive Program | MONTGOMERY TWP | 8502 | 5 | 19.2 | Residential | Behind the Meter | No | Net Metered Residential | Tesla Energy Operations Inc | None | PSE&G | Accepted | 2023-05-30 | 2023-06-14 | 2024-06-14 | Electric Storage Battery | Tesla | AC Powerwall 2.0 |  |  | 2 |  |  |  | Lithium Ion |  | OUTSIDE
NJADRE1553841370 | Administratively Determined Incentive Program | MONTGOMERY TWP | 8502 | 5 | 19.2 | Residential | Behind the Meter | No | Net Metered Residential | Tesla Energy Operations Inc | None | PSE&G | Accepted | 2023-05-30 | 2023-06-14 | 2024-06-14 | Inverters | Tesla | #1850000-00-C | 7600 |  | 2 |  |  | 0.98 |  | Outdoor
NJADRE1553841492 | Administratively Determined Incentive Program | Smithville | 8205 | 19 | 12.8 | Residential | Behind the Meter | Yes | Net Metered Residential | SunnyMac LLC | None | AC Electric | Accepted | 2023-05-30 | 2023-06-14 | 2024-06-14 | Solar Panels | HANWHA | Q.PEAK DUO BLK ML-G10+ 400W |  | 0.4 | 18 | 185 | 27 |  | Fixed | Roof
NJADRE1553841492 | Administratively Determined Incentive Program | Smithville | 8205 | 19 | 12.8 | Residential | Behind the Meter | Yes | Net Metered Residential | SunnyMac LLC | None | AC Electric | Accepted | 2023-05-30 | 2023-06-14 | 2024-06-14 | Solar Panels | HANWHA | Q.PEAK DUO BLK ML-G10+ 400W |  | 0.4 | 6 | 185 | 18 |  | Fixed | Roof
NJADRE1553841492 | Administratively Determined Incentive Program | Smithville | 8205 | 19 | 12.8 | Residential | Behind the Meter | Yes | Net Metered Residential | SunnyMac LLC | None | AC Electric | Accepted | 2023-05-30 | 2023-06-14 | 2024-06-14 | Solar Panels | HANWHA | Q.PEAK DUO BLK ML-G10+ 400W |  | 0.4 | 8 | 5 | 27 |  | Fixed | Roof
NJADRE1553841492 | Administratively Determined Incentive Program | Smithville | 8205 | 19 | 12.8 | Residential | Behind the Meter | Yes | Net Metered Residential | SunnyMac LLC | None | AC Electric | Accepted | 2023-05-30 | 2023-06-14 | 2024-06-14 | Inverters | Solaredge | SE10000H-US | 10000 |  | 1 |  |  | 0.99 |  | Outdoor | NEXT TO METER
NJADRE1553842170 | Administratively Determined Incentive Program | Perth Amboy City | 8861 | 11 | 8.4 | Residential | Behind the Meter | No | Net Metered Residential | Freedom Forever New Jersey LLC | None | PSE&G | Accepted | 2023-05-30 | 2023-06-14 | 2024-06-14 | Inverters | Solar Edge | SE6000H-USRGM [SI1 | 6000 |  | 1 |  |  | 0.99 |  | Outdoor
NJADRE1553842170 | Administratively Determined Incentive Program | Perth Amboy City | 8861 | 11 | 8.4 | Residential | Behind the Meter | No | Net Metered Residential | Freedom Forever New Jersey LLC | None | PSE&G | Accepted | 2023-05-30 | 2023-06-14 | 2024-06-14 | Solar Panels | Freedom Forever | FF-MP-BBB-400 |  | 0.4 | 10 | 25 | 18 |  | Fixed | Roof
NJADRE1553842170 | Administratively Determined Incentive Program | Perth Amboy City | 8861 | 11 | 8.4 | Residential | Behind the Meter | No | Net Metered Residential | Freedom Forever New Jersey LLC | None | PSE&G | Accepted | 2023-05-30 | 2023-06-14 | 2024-06-14 | Solar Panels | Freedom Forever | FF-MP-BBB-400 |  | 0.4 | 11 | 205 | 5 |  | Fixed | Roof
NJADRE1553842198 | Administratively Determined Incentive Program | SECAUCUS TOWN | 7094 | 8 | 7.6 | Residential | Behind the Meter | Yes | Net Metered Residential | Freedom Forever New Jersey LLC | None | PSE&G | Accepted | 2023-05-30 | 2023-06-14 | 2024-06-14 | Inverters | Solar Edge | SE6000H-USRGM [SI1] | 6000 |  | 1 |  |  | 0.99 |  | Outdoor
NJADRE1553842198 | Administratively Determined Incentive Program | SECAUCUS TOWN | 7094 | 8 | 7.6 | Residential | Behind the Meter | Yes | Net Metered Residential | Freedom Forever New Jersey LLC | None | PSE&G | Accepted | 2023-05-30 | 2023-06-14 | 2024-06-14 | Solar Panels | Freedom Forever | FF-MP-BBB-400 |  | 0.4 | 7 | 117 | 22 |  | Fixed | Roof
NJADRE1553842198 | Administratively Determined Incentive Program | SECAUCUS TOWN | 7094 | 8 | 7.6 | Residential | Behind the Meter | Yes | Net Metered Residential | Freedom Forever New Jersey LLC | None | PSE&G | Accepted | 2023-05-30 | 2023-06-14 | 2024-06-14 | Solar Panels | Freedom Forever | FF-MP-BBB-400 |  | 0.4 | 3 | 27 | 22 |  | Fixed | Roof
NJADRE1553842198 | Administratively Determined Incentive Program | SECAUCUS TOWN | 7094 | 8 | 7.6 | Residential | Behind the Meter | Yes | Net Metered Residential | Freedom Forever New Jersey LLC | None | PSE&G | Accepted | 2023-05-30 | 2023-06-14 | 2024-06-14 | Solar Panels | Freedom Forever | FF-MP-BBB-400 |  | 0.4 | 3 | 297 | 22 |  | Fixed | Roof
NJADRE1553842198 | Administratively Determined Incentive Program | SECAUCUS TOWN | 7094 | 8 | 7.6 | Residential | Behind the Meter | Yes | Net Metered Residential | Freedom Forever New Jersey LLC | None | PSE&G | Accepted | 2023-05-30 | 2023-06-14 | 2024-06-14 | Solar Panels | Freedom Forever | FF-MP-BBB-400 |  | 0.4 | 6 | 207 | 22 |  | Fixed | Roof
NJADRE1553842248 | Administratively Determined Incentive Program | Passaic City | 7055 | 6 | 7.2 | Residential | Behind the Meter | Yes | Net Metered Residential | Freedom Forever New Jersey LLC | None | PSE&G | Accepted | 2023-05-30 | 2023-06-14 | 2024-06-14 | Inverters | Solar Edge | SE6000H-USRGM [SI1 | 6000 |  | 1 |  |  | 0.99 |  | Outdoor
NJADRE1553842248 | Administratively Determined Incentive Program | Passaic City | 7055 | 6 | 7.2 | Residential | Behind the Meter | Yes | Net Metered Residential | Freedom Forever New Jersey LLC | None | PSE&G | Accepted | 2023-05-30 | 2023-06-14 | 2024-06-14 | Solar Panels | Freedom Forever | FF-MP-BBB-400 |  | 0.4 | 18 | 218 | 45 |  | Fixed | Roof
NJADRE1553842283 | Administratively Determined Incentive Program | Paterson City | 7504 | 6 | 8 | Residential | Behind the Meter | No | Net Metered Residential | Freedom Forever New Jersey LLC | None | PSE&G | Accepted | 2023-05-30 | 2023-06-14 | 2024-06-14 | Inverters | Solar Edge | SE10000H-USRGM [SI1] | 10000 |  | 1 |  |  | 0.99 |  | Outdoor
NJADRE1553842283 | Administratively Determined Incentive Program | Paterson City | 7504 | 6 | 8 | Residential | Behind the Meter | No | Net Metered Residential | Freedom Forever New Jersey LLC | None | PSE&G | Accepted | 2023-05-30 | 2023-06-14 | 2024-06-14 | Solar Panels | Freedom Forever | FF-MP-BBB-400 |  | 0.4 | 20 | 279 | 34 |  | Fixed | Roof
NJADRE1553842297 | Administratively Determined Incentive Program | Bergenfield | 7621 | 7 | 13.43 | Residential | Behind the Meter | No | Net Metered Residential | Bright Planet Solar | None | PSE&G | Accepted | 2023-05-30 | 2023-06-14 | 2024-06-14 | Inverters | SolarEdge | SE10000H-USRGM | 10000 |  | 1 |  |  | 0.98 |  | Outdoor
NJADRE1553842297 | Administratively Determined Incentive Program | Bergenfield | 7621 | 7 | 13.43 | Residential | Behind the Meter | No | Net Metered Residential | Bright Planet Solar | None | PSE&G | Accepted | 2023-05-30 | 2023-06-14 | 2024-06-14 | Solar Panels | Hanwha Q-Cells | Q.PEAK DUO BLK ML-G10.a+ 395 |  | 0.395 | 11 | 90 | 43 |  | Fixed | Roof
NJADRE1553842297 | Administratively Determined Incentive Program | Bergenfield | 7621 | 7 | 13.43 | Residential | Behind the Meter | No | Net Metered Residential | Bright Planet Solar | None | PSE&G | Accepted | 2023-05-30 | 2023-06-14 | 2024-06-14 | Solar Panels | Hanwha Q-Cells | Q.PEAK DUO BLK ML-G10.a+ 395 |  | 0.395 | 8 | 271 | 34 |  | Fixed | Roof
NJADRE1553842297 | Administratively Determined Incentive Program | Bergenfield | 7621 | 7 | 13.43 | Residential | Behind the Meter | No | Net Metered Residential | Bright Planet Solar | None | PSE&G | Accepted | 2023-05-30 | 2023-06-14 | 2024-06-14 | Solar Panels | Hanwha Q-Cells | Q.PEAK DUO BLK ML-G10.a+ 395 |  | 0.395 | 4 | 270 | 9 |  | Fixed | Roof
NJADRE1553842297 | Administratively Determined Incentive Program | Bergenfield | 7621 | 7 | 13.43 | Residential | Behind the Meter | No | Net Metered Residential | Bright Planet Solar | None | PSE&G | Accepted | 2023-05-30 | 2023-06-14 | 2024-06-14 | Solar Panels | Hanwha Q-Cells | Q.PEAK DUO BLK ML-G10.a+ 395 |  | 0.395 | 7 | 270 | 9 |  | Fixed | Roof
NJADRE1553842297 | Administratively Determined Incentive Program | Bergenfield | 7621 | 7 | 13.43 | Residential | Behind the Meter | No | Net Metered Residential | Bright Planet Solar | None | PSE&G | Accepted | 2023-05-30 | 2023-06-14 | 2024-06-14 | Solar Panels | Hanwha Q-Cells | Q.PEAK DUO BLK ML-G10.a+ 395 |  | 0.395 | 4 | 270 | 9 |  | Fixed | Roof
NJADRE1553842337 | Administratively Determined Incentive Program | PERTH AMBOY CITY | 8861 | 11 | 13.65 | Residential | Behind the Meter | Yes | Net Metered Residential | Sunrun Installation Services, Inc. | None | PSE&G | Accepted | 2023-05-30 | 2023-06-14 | 2024-06-14 | Inverters | SolarEdge Technologies | SE10000H-USSN | 10000 |  | 1 |  |  | 0.99 |  | Outdoor | Next To Meter
NJADRE1553842337 | Administratively Determined Incentive Program | PERTH AMBOY CITY | 8861 | 11 | 13.65 | Residential | Behind the Meter | Yes | Net Metered Residential | Sunrun Installation Services, Inc. | None | PSE&G | Accepted | 2023-05-30 | 2023-06-14 | 2024-06-14 | Solar Panels | Trina Solar | TSM-390DE09C.07 |  | 0.39 | 5 | 296 | 35 |  | Fixed | Roof
NJADRE1553842337 | Administratively Determined Incentive Program | PERTH AMBOY CITY | 8861 | 11 | 13.65 | Residential | Behind the Meter | Yes | Net Metered Residential | Sunrun Installation Services, Inc. | None | PSE&G | Accepted | 2023-05-30 | 2023-06-14 | 2024-06-14 | Solar Panels | Trina Solar | TSM-390DE09C.07 |  | 0.39 | 8 | 26 | 27 |  | Fixed | Roof
NJADRE1553842337 | Administratively Determined Incentive Program | PERTH AMBOY CITY | 8861 | 11 | 13.65 | Residential | Behind the Meter | Yes | Net Metered Residential | Sunrun Installation Services, Inc. | None | PSE&G | Accepted | 2023-05-30 | 2023-06-14 | 2024-06-14 | Solar Panels | Trina Solar | TSM-390DE09C.07 |  | 0.39 | 8 | 206 | 26 |  | Fixed | Roof
NJADRE1553842337 | Administratively Determined Incentive Program | PERTH AMBOY CITY | 8861 | 11 | 13.65 | Residential | Behind the Meter | Yes | Net Metered Residential | Sunrun Installation Services, Inc. | None | PSE&G | Accepted | 2023-05-30 | 2023-06-14 | 2024-06-14 | Solar Panels | Trina Solar | TSM-390DE09C.07 |  | 0.39 | 14 | 116 | 34 |  | Fixed | Roof
NJADRE1553842505 | Administratively Determined Incentive Program | Hamilton | 8610 | 12 | 4.35 | Residential | Behind the Meter | Yes | Net Metered Residential | Sunrun Installation Services, Inc. | None | PSE&G | Accepted | 2023-05-30 | 2023-06-14 | 2024-06-14 | Inverters | SolarEdge Technologies | SE3800H-USMN | 3800 |  | 1 |  |  | 0.96 |  | Outdoor | Next To Meter
NJADRE1553842505 | Administratively Determined Incentive Program | Hamilton | 8610 | 12 | 4.35 | Residential | Behind the Meter | Yes | Net Metered Residential | Sunrun Installation Services, Inc. | None | PSE&G | Accepted | 2023-05-30 | 2023-06-14 | 2024-06-14 | Solar Panels | Trina Solar | TSM-395DE09C.07 |  | 0.395 | 11 | 298 | 32 |  | Fixed | Roof
NJADRE1553842530 | Administratively Determined Incentive Program | Beverly | 8010 | 13 | 6.32 | Residential | Behind the Meter | Yes | Net Metered Residential | Sunrun Installation Services, Inc. | None | PSE&G | Accepted | 2023-05-30 | 2023-06-14 | 2024-06-14 | Inverters | SolarEdge Technologies | SE6000H-USSN | 6000 |  | 1 |  |  | 0.99 |  | Outdoor | Next To Meter
NJADRE1553842530 | Administratively Determined Incentive Program | Beverly | 8010 | 13 | 6.32 | Residential | Behind the Meter | Yes | Net Metered Residential | Sunrun Installation Services, Inc. | None | PSE&G | Accepted | 2023-05-30 | 2023-06-14 | 2024-06-14 | Solar Panels | Trina Solar | TSM-395DE09C.07 |  | 0.395 | 5 | 343 | 23 |  | Fixed | Roof
NJADRE1553842530 | Administratively Determined Incentive Program | Beverly | 8010 | 13 | 6.32 | Residential | Behind the Meter | Yes | Net Metered Residential | Sunrun Installation Services, Inc. | None | PSE&G | Accepted | 2023-05-30 | 2023-06-14 | 2024-06-14 | Solar Panels | Trina Solar | TSM-395DE09C.07 |  | 0.395 | 11 | 163 | 23 |  | Fixed | Roof
NJADRE1553842541 | Administratively Determined Incentive Program | Cape May | 8204 | 21 | 4.74 | Residential | Behind the Meter | Yes | Net Metered Residential | Sunrun Installation Services, Inc. | None | AC Electric | Accepted | 2023-05-30 | 2023-06-15 | 2024-06-15 | Inverters | SolarEdge Technologies | SE3800H-USMN | 3800 |  | 1 |  |  | 0.99 |  | Outdoor | Next To Meter
NJADRE1553842541 | Administratively Determined Incentive Program | Cape May | 8204 | 21 | 4.74 | Residential | Behind the Meter | Yes | Net Metered Residential | Sunrun Installation Services, Inc. | None | AC Electric | Accepted | 2023-05-30 | 2023-06-15 | 2024-06-15 | Solar Panels | Trina Solar | TSM-395DE09C.07 |  | 0.395 | 12 | 38 | 38 |  | Fixed | Roof
NJADRE1553842541 | Administratively Determined Incentive Program | Cape May | 8204 | 21 | 4.74 | Residential | Behind the Meter | Yes | Net Metered Residential | Sunrun Installation Services, Inc. | None | AC Electric | Accepted | 2023-05-30 | 2023-06-15 | 2024-06-15 | Electric Storage Battery | LG CHEM | RESU 10H PRIME |  |  | 1 |  |  |  | Lithium Ion |  | inside
NJADRE1553842547 | Administratively Determined Incentive Program | Pleasantville | 8232 | 19 | 8.69 | Residential | Behind the Meter | Yes | Net Metered Residential | Sunrun Installation Services, Inc. | None | AC Electric | Accepted | 2023-05-30 | 2023-06-14 | 2024-06-14 | Inverters | SolarEdge Technologies | SE6000H-USSN | 6000 |  | 1 |  |  | 0.99 |  | Outdoor | Next To Meter
NJADRE1553842547 | Administratively Determined Incentive Program | Pleasantville | 8232 | 19 | 8.69 | Residential | Behind the Meter | Yes | Net Metered Residential | Sunrun Installation Services, Inc. | None | AC Electric | Accepted | 2023-05-30 | 2023-06-14 | 2024-06-14 | Solar Panels | Trina Solar | TSM-395DE09C.07 |  | 0.395 | 3 | 27 | 12 |  | Fixed | Roof
NJADRE1553842547 | Administratively Determined Incentive Program | Pleasantville | 8232 | 19 | 8.69 | Residential | Behind the Meter | Yes | Net Metered Residential | Sunrun Installation Services, Inc. | None | AC Electric | Accepted | 2023-05-30 | 2023-06-14 | 2024-06-14 | Solar Panels | Trina Solar | TSM-395DE09C.07 |  | 0.395 | 9 | 206 | 24 |  | Fixed | Roof
NJADRE1553842547 | Administratively Determined Incentive Program | Pleasantville | 8232 | 19 | 8.69 | Residential | Behind the Meter | Yes | Net Metered Residential | Sunrun Installation Services, Inc. | None | AC Electric | Accepted | 2023-05-30 | 2023-06-14 | 2024-06-14 | Solar Panels | Trina Solar | TSM-395DE09C.07 |  | 0.395 | 6 | 27 | 24 |  | Fixed | Roof
NJADRE1553842547 | Administratively Determined Incentive Program | Pleasantville | 8232 | 19 | 8.69 | Residential | Behind the Meter | Yes | Net Metered Residential | Sunrun Installation Services, Inc. | None | AC Electric | Accepted | 2023-05-30 | 2023-06-14 | 2024-06-14 | Solar Panels | Trina Solar | TSM-395DE09C.07 |  | 0.395 | 4 | 28 | 24 |  | Fixed | Roof
NJADRE1553842994 | Administratively Determined Incentive Program | Lawrenceville | 8648 | 12 | 6.4 | Residential | Behind the Meter | Yes | Net Metered Residential | Ad Energy | None | PSE&G | Accepted | 2023-05-31 | 2023-06-15 | 2024-06-15 | Solar Panels | Sunpower | SPR-U-400-C-DC |  | 0.4 | 9 | 121 | 18 |  | Fixed | Roof
NJADRE1553842994 | Administratively Determined Incentive Program | Lawrenceville | 8648 | 12 | 6.4 | Residential | Behind the Meter | Yes | Net Metered Residential | Ad Energy | None | PSE&G | Accepted | 2023-05-31 | 2023-06-15 | 2024-06-15 | Solar Panels | SunPower | SPR-U-400-C-DC |  | 0.4 | 7 | 301 | 21 |  | Fixed | Roof
NJADRE1553842994 | Administratively Determined Incentive Program | Lawrenceville | 8648 | 12 | 6.4 | Residential | Behind the Meter | Yes | Net Metered Residential | Ad Energy | None | PSE&G | Accepted | 2023-05-31 | 2023-06-15 | 2024-06-15 | Inverters | SunPower | IQ7HS | 384 |  | 16 |  |  | 0.97 |  | Outdoor | At each panel
NJADRE1553844321 | Administratively Determined Incentive Program | Jersey City | 7307 | 8 | 6.72 | Residential | Behind the Meter | Yes | Net Metered Residential | Sunrun Installation Services, Inc. | None | PSE&G | Accepted | 2023-05-31 | 2023-06-15 | 2024-06-15 | Inverters | SolarEdge Technologies | SE6000H-USSN | 6000 |  | 1 |  |  | 0.96 |  | Outdoor | Next To Meter
NJADRE1553844321 | Administratively Determined Incentive Program | Jersey City | 7307 | 8 | 6.72 | Residential | Behind the Meter | Yes | Net Metered Residential | Sunrun Installation Services, Inc. | None | PSE&G | Accepted | 2023-05-31 | 2023-06-15 | 2024-06-15 | Solar Panels | Trina Solar | TSM-395DE09C.07 |  | 0.395 | 12 | 117 | 18 |  | Fixed | Roof
NJADRE1553844321 | Administratively Determined Incentive Program | Jersey City | 7307 | 8 | 6.72 | Residential | Behind the Meter | Yes | Net Metered Residential | Sunrun Installation Services, Inc. | None | PSE&G | Accepted | 2023-05-31 | 2023-06-15 | 2024-06-15 | Solar Panels | Trina Solar | TSM-395DE09C.07 |  | 0.395 | 5 | 297 | 19 |  | Fixed | Roof
NJADRE1553844726 | Administratively Determined Incentive Program | Elizabeth, | 7201 | 10 | 5.2 | Residential | Behind the Meter | Yes | Net Metered Residential | Suntuity Solar LLC | None | PSE&G | Accepted | 2023-05-31 | 2023-06-16 | 2024-06-16 | Inverters | ENPHASE | IQ8PLUS-72-2-US | 290 |  | 13 |  |  | 0.97 |  | Outdoor | Behind the PV modules
NJADRE1553844726 | Administratively Determined Incentive Program | Elizabeth, | 7201 | 10 | 5.2 | Residential | Behind the Meter | Yes | Net Metered Residential | Suntuity Solar LLC | None | PSE&G | Accepted | 2023-05-31 | 2023-06-16 | 2024-06-16 | Solar Panels | HYPERION | HY-DH108P8 400B |  | 0.4 | 10 | 294 | 45 |  | Fixed | Roof
NJADRE1553844726 | Administratively Determined Incentive Program | Elizabeth, | 7201 | 10 | 5.2 | Residential | Behind the Meter | Yes | Net Metered Residential | Suntuity Solar LLC | None | PSE&G | Accepted | 2023-05-31 | 2023-06-16 | 2024-06-16 | Solar Panels | HYPERION | HY-DH108P8 400B |  | 0.4 | 3 | 114 | 16 |  | Fixed | Roof
NJADRE1553844732 | Administratively Determined Incentive Program | Brick Township | 8723 | 18 | 7.51 | Residential | Behind the Meter | Yes | Net Metered Residential | SunnyMac LLC | None | JCP&L | Accepted | 2023-06-01 | 2023-06-16 | 2024-06-16 | Solar Panels | JASOLAR | JAM54S31-395/MR |  | 0.395 | 8 | 230 | 20 |  | Fixed | Roof
NJADRE1553844732 | Administratively Determined Incentive Program | Brick Township | 8723 | 18 | 7.51 | Residential | Behind the Meter | Yes | Net Metered Residential | SunnyMac LLC | None | JCP&L | Accepted | 2023-06-01 | 2023-06-16 | 2024-06-16 | Solar Panels | JASOLAR | JAM54S31-395/MR |  | 0.395 | 6 | 230 | 20 |  | Fixed | Roof
NJADRE1553844732 | Administratively Determined Incentive Program | Brick Township | 8723 | 18 | 7.51 | Residential | Behind the Meter | Yes | Net Metered Residential | SunnyMac LLC | None | JCP&L | Accepted | 2023-06-01 | 2023-06-16 | 2024-06-16 | Solar Panels | JASOLAR | JAM54S31-395/MR |  | 0.395 | 5 | 50 | 20 |  | Fixed | Roof
NJADRE1553844732 | Administratively Determined Incentive Program | Brick Township | 8723 | 18 | 7.51 | Residential | Behind the Meter | Yes | Net Metered Residential | SunnyMac LLC | None | JCP&L | Accepted | 2023-06-01 | 2023-06-16 | 2024-06-16 | Inverters | Solaredge | SE6000H-US | 6000 |  | 1 |  |  | 0.99 |  | Outdoor | next to meter
NJADRE1553844732 | Administratively Determined Incentive Program | Brick Township | 8723 | 18 | 7.51 | Residential | Behind the Meter | Yes | Net Metered Residential | SunnyMac LLC | None | JCP&L | Accepted | 2023-06-01 | 2023-06-16 | 2024-06-16 | Meters | SE-RGMTR-1D-240C-B | Solaredge |  |  | 1 |  |  |  | Yes | Outdoor
NJADRE1553844836 | Administratively Determined Incentive Program | NEWARK | 7112 | 9 | 4.02 | Residential | Behind the Meter | Yes | Net Metered Residential | Pro Custom Solar dba Momentum Solar | None | PSE&G | Accepted | 2023-05-31 | 2023-06-15 | 2024-06-15 | Inverters | enphase | iq8plus-72-2-us | 290 |  | 11 |  |  | 0.97 |  | Outdoor
NJADRE1553844836 | Administratively Determined Incentive Program | NEWARK | 7112 | 9 | 4.02 | Residential | Behind the Meter | Yes | Net Metered Residential | Pro Custom Solar dba Momentum Solar | None | PSE&G | Accepted | 2023-05-31 | 2023-06-15 | 2024-06-15 | Solar Panels | hanwha | q.peak duo blk-g10+365 |  | 0.365 | 11 | 111 | 5 |  | Fixed | Roof
NJADRE1553844942 | Administratively Determined Incentive Program | NORTH ARLINGTON BORO | 7031 | 7 | 8.97 | Residential | Behind the Meter | Yes | Net Metered Residential | Sunrun Installation Services, Inc. | None | PSE&G | Accepted | 2023-05-31 | 2023-06-16 | 2024-06-16 | Inverters | SolarEdge Technologies | SE6000H-USSN | 6000 |  | 1 |  |  | 0.99 |  | Outdoor | Next To Meter
NJADRE1553844942 | Administratively Determined Incentive Program | NORTH ARLINGTON BORO | 7031 | 7 | 8.97 | Residential | Behind the Meter | Yes | Net Metered Residential | Sunrun Installation Services, Inc. | None | PSE&G | Accepted | 2023-05-31 | 2023-06-16 | 2024-06-16 | Solar Panels | Trina Solar | TSM-390DE09C.07 |  | 0.39 | 14 | 218 | 17 |  | Fixed | Roof
NJADRE1553844942 | Administratively Determined Incentive Program | NORTH ARLINGTON BORO | 7031 | 7 | 8.97 | Residential | Behind the Meter | Yes | Net Metered Residential | Sunrun Installation Services, Inc. | None | PSE&G | Accepted | 2023-05-31 | 2023-06-16 | 2024-06-16 | Solar Panels | Trina Solar | TSM-390DE09C.07 |  | 0.39 | 9 | 38 | 21 |  | Fixed | Roof
NJADRE1553845498 | Administratively Determined Incentive Program | Paterson | 7501 | 6 | 5.84 | Residential | Behind the Meter | Yes | Net Metered Residential | Pro Custom Solar dba Momentum Solar | None | PSE&G | Accepted | 2023-05-31 | 2023-06-15 | 2024-06-15 | Inverters | Enphase | IQ8PLUS-72-2-US | 290 |  | 16 |  |  | 0.97 |  | Outdoor
NJADRE1553845498 | Administratively Determined Incentive Program | Paterson | 7501 | 6 | 5.84 | Residential | Behind the Meter | Yes | Net Metered Residential | Pro Custom Solar dba Momentum Solar | None | PSE&G | Accepted | 2023-05-31 | 2023-06-15 | 2024-06-15 | Solar Panels | Hanwha | q.peak duo blk-g10+365 |  | 0.365 | 4 | 283 | 34 |  | Fixed | Roof
NJADRE1553845498 | Administratively Determined Incentive Program | Paterson | 7501 | 6 | 5.84 | Residential | Behind the Meter | Yes | Net Metered Residential | Pro Custom Solar dba Momentum Solar | None | PSE&G | Accepted | 2023-05-31 | 2023-06-15 | 2024-06-15 | Solar Panels | Hanwha | q.peak duo blk-g10+365 |  | 0.365 | 12 | 283 | 7 |  | Fixed | Roof
NJADRE1553845516 | Administratively Determined Incentive Program | WEST ORANGE TWP | 7052 | 9 | 3.95 | Residential | Behind the Meter | Yes | Net Metered Residential | Freedom Forever New Jersey LLC | None | PSE&G | Accepted | 2023-05-31 | 2023-06-15 | 2024-06-15 | Inverters | enphase | IQ8PLUS-72-2-US | 290 |  | 10 |  |  | 0.99 |  | Outdoor
NJADRE1553845516 | Administratively Determined Incentive Program | WEST ORANGE TWP | 7052 | 9 | 3.95 | Residential | Behind the Meter | Yes | Net Metered Residential | Freedom Forever New Jersey LLC | None | PSE&G | Accepted | 2023-05-31 | 2023-06-15 | 2024-06-15 | Solar Panels | Canadian Solar | CS3N-395MS |  | 0.395 | 5 | 14 | 30 |  | Fixed | Roof
NJADRE1553845516 | Administratively Determined Incentive Program | WEST ORANGE TWP | 7052 | 9 | 3.95 | Residential | Behind the Meter | Yes | Net Metered Residential | Freedom Forever New Jersey LLC | None | PSE&G | Accepted | 2023-05-31 | 2023-06-15 | 2024-06-15 | Solar Panels | Canadian Solar | CS3N-395MS |  | 0.395 | 5 | 194 | 30 |  | Fixed | Roof
NJADRE1553845899 | Administratively Determined Incentive Program | Plainfield | 7062 | 10 | 9.48 | Residential | Behind the Meter | Yes | Net Metered Residential | Sunrun Installation Services, Inc. | None | PSE&G | Accepted | 2023-05-31 | 2023-06-15 | 2024-06-15 | Inverters | SolarEdge Technologies | SE7600H-USSN | 7600 |  | 1 |  |  | 0.99 |  | Outdoor | Next To Meter
NJADRE1553845899 | Administratively Determined Incentive Program | Plainfield | 7062 | 10 | 9.48 | Residential | Behind the Meter | Yes | Net Metered Residential | Sunrun Installation Services, Inc. | None | PSE&G | Accepted | 2023-05-31 | 2023-06-15 | 2024-06-15 | Solar Panels | Trina Solar | TSM-395DE09C.07 |  | 0.395 | 11 | 126 | 27 |  | Fixed | Roof
NJADRE1553845899 | Administratively Determined Incentive Program | Plainfield | 7062 | 10 | 9.48 | Residential | Behind the Meter | Yes | Net Metered Residential | Sunrun Installation Services, Inc. | None | PSE&G | Accepted | 2023-05-31 | 2023-06-15 | 2024-06-15 | Solar Panels | Trina Solar | TSM-395DE09C.07 |  | 0.395 | 13 | 306 | 27 |  | Fixed | Roof
NJADRE1553845989 | Administratively Determined Incentive Program | Turnersville | 8080 | 15 | 18.25 | Residential | Behind the Meter | Yes | Net Metered Residential | SunPower Corporation | None | AC Electric | Accepted | 2023-05-31 | 2023-06-15 | 2024-06-15 | Solar Panels | Hanwha Q CELLS | Q.PEAK DUO BLK-G10+ 365 |  | 0.365 | 18 | 114 | 40 |  | Fixed | Roof
NJADRE1553845989 | Administratively Determined Incentive Program | Turnersville | 8080 | 15 | 18.25 | Residential | Behind the Meter | Yes | Net Metered Residential | SunPower Corporation | None | AC Electric | Accepted | 2023-05-31 | 2023-06-15 | 2024-06-15 | Solar Panels | Hanwha Q CELLS | Q.PEAK DUO BLK-G10+ 365 |  | 0.365 | 32 | 204 | 34 |  | Fixed | Roof
NJADRE1553845989 | Administratively Determined Incentive Program | Turnersville | 8080 | 15 | 18.25 | Residential | Behind the Meter | Yes | Net Metered Residential | SunPower Corporation | None | AC Electric | Accepted | 2023-05-31 | 2023-06-15 | 2024-06-15 | Inverters | Enphase | IQ7HS-66-M-US | 384 |  | 50 |  |  | 0.97 |  | Other | under each panel
NJADRE1553845993 | Administratively Determined Incentive Program | Franklin Township | 8873 | 5 | 6.63 | Residential | Behind the Meter | Yes | Net Metered Residential | Sunrun Installation Services, Inc. | None | PSE&G | Accepted | 2023-05-31 | 2023-06-15 | 2024-06-15 | Inverters | SolarEdge Technologies | SE6000H-USSN | 6000 |  | 1 |  |  | 0.99 |  | Outdoor
NJADRE1553845993 | Administratively Determined Incentive Program | Franklin Township | 8873 | 5 | 6.63 | Residential | Behind the Meter | Yes | Net Metered Residential | Sunrun Installation Services, Inc. | None | PSE&G | Accepted | 2023-05-31 | 2023-06-15 | 2024-06-15 | Solar Panels | Trina Solar | TSM-390DE09C.07 |  | 0.39 | 17 | 130 | 31 |  | Fixed | Roof
NJADRE1553846189 | Administratively Determined Incentive Program | MORRISTOWN | 7960 | 3 | 10.53 | Residential | Behind the Meter | No | Net Metered Residential | Powur, PBC | None | JCP&L | Accepted | 2023-05-31 | 2023-06-16 | 2024-06-16 | Solar Panels | REC SOLAR | REC405AA PURE |  | 0.405 | 26 | 222 | 40 |  | Fixed | Roof
NJADRE1553846189 | Administratively Determined Incentive Program | MORRISTOWN | 7960 | 3 | 10.53 | Residential | Behind the Meter | No | Net Metered Residential | Powur, PBC | None | JCP&L | Accepted | 2023-05-31 | 2023-06-16 | 2024-06-16 | Inverters | Solaredge | SE10000H-US RGM | 10000 |  | 1 |  |  | 0.99 |  | Outside
NJADRE1553847279 | Administratively Determined Incentive Program | Newton | 7860 | 1 | 21.9 | Residential | Behind the Meter | Yes | Net Metered Residential | Pro Custom Solar dba Momentum Solar | None | JCP&L | Accepted | 2023-05-31 | 2023-06-16 | 2024-06-16 | Inverters | Enphase | IQ8PLUS-72-2-US | 290 |  | 60 |  |  | 0.97 |  | Outdoor
NJADRE1553847279 | Administratively Determined Incentive Program | Newton | 7860 | 1 | 21.9 | Residential | Behind the Meter | Yes | Net Metered Residential | Pro Custom Solar dba Momentum Solar | None | JCP&L | Accepted | 2023-05-31 | 2023-06-16 | 2024-06-16 | Solar Panels | Hanwha | q.peak duo blk-g10+365 |  | 0.365 | 18 | 95 | 30 |  | Fixed | Roof
NJADRE1553847279 | Administratively Determined Incentive Program | Newton | 7860 | 1 | 21.9 | Residential | Behind the Meter | Yes | Net Metered Residential | Pro Custom Solar dba Momentum Solar | None | JCP&L | Accepted | 2023-05-31 | 2023-06-16 | 2024-06-16 | Solar Panels | Hanwha | q.peak duo blk-g10+365 |  | 0.365 | 11 | 275 | 30 |  | Fixed | Roof
NJADRE1553847279 | Administratively Determined Incentive Program | Newton | 7860 | 1 | 21.9 | Residential | Behind the Meter | Yes | Net Metered Residential | Pro Custom Solar dba Momentum Solar | None | JCP&L | Accepted | 2023-05-31 | 2023-06-16 | 2024-06-16 | Solar Panels | Hanwha | q.peak duo blk-g10+365 |  | 0.365 | 7 | 275 | 30 |  | Fixed | Roof
NJADRE1553847279 | Administratively Determined Incentive Program | Newton | 7860 | 1 | 21.9 | Residential | Behind the Meter | Yes | Net Metered Residential | Pro Custom Solar dba Momentum Solar | None | JCP&L | Accepted | 2023-05-31 | 2023-06-16 | 2024-06-16 | Solar Panels | Hanwha | q.peak duo blk-g10+365 |  | 0.365 | 12 | 185 | 19 |  | Fixed | Roof
NJADRE1553847279 | Administratively Determined Incentive Program | Newton | 7860 | 1 | 21.9 | Residential | Behind the Meter | Yes | Net Metered Residential | Pro Custom Solar dba Momentum Solar | None | JCP&L | Accepted | 2023-05-31 | 2023-06-16 | 2024-06-16 | Solar Panels | Hanwha | q.peak duo blk-g10+365 |  | 0.365 | 12 | 5 | 19 |  | Fixed | Roof
NJADRE1553847302 | Administratively Determined Incentive Program | Elmer | 8318 | 16 | 20.8 | Residential | Behind the Meter | No | Net Metered Residential | Ad Energy | None | AC Electric | Accepted | 2023-05-31 | 2023-06-16 | 2024-06-16 | Inverters | SUNPOWER | IQ7HS | 384 |  | 52 |  |  | 0.975 |  | Outdoor | At each panel
NJADRE1553847302 | Administratively Determined Incentive Program | Elmer | 8318 | 16 | 20.8 | Residential | Behind the Meter | No | Net Metered Residential | Ad Energy | None | AC Electric | Accepted | 2023-05-31 | 2023-06-16 | 2024-06-16 | Solar Panels | SUNPOWER | SPR-U-400-BLK-W-DC |  | 0.4 | 52 | 267 | 18 |  | Fixed | Roof
NJADRE1553847326 | Administratively Determined Incentive Program | NEWARK CITY | 7112 | 9 | 8 | Residential | Behind the Meter | Yes | Net Metered Residential | Freedom Forever New Jersey LLC | None | PSE&G | Accepted | 2023-05-31 | 2023-06-16 | 2024-06-16 | Inverters | Solar Edge | SE6000H-USRGM | 6000 |  | 1 |  |  | 0.99 |  | Outdoor
NJADRE1553847326 | Administratively Determined Incentive Program | NEWARK CITY | 7112 | 9 | 8 | Residential | Behind the Meter | Yes | Net Metered Residential | Freedom Forever New Jersey LLC | None | PSE&G | Accepted | 2023-05-31 | 2023-06-16 | 2024-06-16 | Solar Panels | Freedom Forever | FF-MP-BBB-400 |  | 0.4 | 2 | 215 | 25 |  | Fixed | Roof
NJADRE1553847326 | Administratively Determined Incentive Program | NEWARK CITY | 7112 | 9 | 8 | Residential | Behind the Meter | Yes | Net Metered Residential | Freedom Forever New Jersey LLC | None | PSE&G | Accepted | 2023-05-31 | 2023-06-16 | 2024-06-16 | Solar Panels | Freedom Forever | FF-MP-BBB-400 |  | 0.4 | 2 | 125 | 25 |  | Fixed | Roof
NJADRE1553847326 | Administratively Determined Incentive Program | NEWARK CITY | 7112 | 9 | 8 | Residential | Behind the Meter | Yes | Net Metered Residential | Freedom Forever New Jersey LLC | None | PSE&G | Accepted | 2023-05-31 | 2023-06-16 | 2024-06-16 | Solar Panels | Freedom Forever | FF-MP-BBB-400 |  | 0.4 | 2 | 215 | 25 |  | Fixed | Roof
NJADRE1553847326 | Administratively Determined Incentive Program | NEWARK CITY | 7112 | 9 | 8 | Residential | Behind the Meter | Yes | Net Metered Residential | Freedom Forever New Jersey LLC | None | PSE&G | Accepted | 2023-05-31 | 2023-06-16 | 2024-06-16 | Solar Panels | Freedom Forever | FF-MP-BBB-400 |  | 0.4 | 6 | 35 | 25 |  | Fixed | Roof
NJADRE1553847326 | Administratively Determined Incentive Program | NEWARK CITY | 7112 | 9 | 8 | Residential | Behind the Meter | Yes | Net Metered Residential | Freedom Forever New Jersey LLC | None | PSE&G | Accepted | 2023-05-31 | 2023-06-16 | 2024-06-16 | Solar Panels | Freedom Forever | FF-MP-BBB-400 |  | 0.4 | 8 | 35 | 10 |  | Fixed | Roof
NJADRE1553847767 | Administratively Determined Incentive Program | Bridgewater | 8807 | 5 | 9.09 | Residential | Behind the Meter | Yes | Net Metered Residential | Sunrun Installation Services, Inc. | None | JCP&L | Accepted | 2023-05-31 | 2023-06-16 | 2024-06-16 | Inverters | SolarEdge Technologies | SE7600H-USSN | 7600 |  | 1 |  |  | 0.99 |  | Outdoor
NJADRE1553847767 | Administratively Determined Incentive Program | Bridgewater | 8807 | 5 | 9.09 | Residential | Behind the Meter | Yes | Net Metered Residential | Sunrun Installation Services, Inc. | None | JCP&L | Accepted | 2023-05-31 | 2023-06-16 | 2024-06-16 | Solar Panels | Trina Solar | TSM-395DE09C.07 |  | 0.395 | 23 | 265 | 26 |  | Fixed | Roof
NJADRE1553850258 | Administratively Determined Incentive Program | Paterson city, | 7522 | 6 | 6 | Residential | Behind the Meter | Yes | Net Metered Residential | Suntuity Solar LLC | None | PSE&G | Accepted | 2023-06-01 | 2023-06-16 | 2024-06-16 | Inverters | ENPHASE | IQ8PLUS-72-2-US | 290 |  | 15 |  |  | 0.97 |  | Outdoor | Behind the PV modules
NJADRE1553850258 | Administratively Determined Incentive Program | Paterson city, | 7522 | 6 | 6 | Residential | Behind the Meter | Yes | Net Metered Residential | Suntuity Solar LLC | None | PSE&G | Accepted | 2023-06-01 | 2023-06-16 | 2024-06-16 | Solar Panels | HANWHA | Q.PEAK DUO BLK ML-G10+ 400 |  | 0.4 | 3 | 319 | 33 |  | Fixed | Roof
NJADRE1553850258 | Administratively Determined Incentive Program | Paterson city, | 7522 | 6 | 6 | Residential | Behind the Meter | Yes | Net Metered Residential | Suntuity Solar LLC | None | PSE&G | Accepted | 2023-06-01 | 2023-06-16 | 2024-06-16 | Solar Panels | HANWHA | Q.PEAK DUO BLK ML-G10+ 400 |  | 0.4 | 12 | 139 | 33 |  | Fixed | Roof
NJADRE1553850262 | Administratively Determined Incentive Program | Carmel, | 8332 | 20 | 16 | Residential | Behind the Meter | Yes | Net Metered Residential | Suntuity Solar LLC | None | AC Electric | Accepted | 2023-06-01 | 2023-06-16 | 2024-06-16 | Inverters | ENPHASE | IQ8 PLUS MICRO-INVERTER | 290 |  | 40 |  |  | 0.97 |  | Outdoor | Behind the PV modules
NJADRE1553850262 | Administratively Determined Incentive Program | Carmel, | 8332 | 20 | 16 | Residential | Behind the Meter | Yes | Net Metered Residential | Suntuity Solar LLC | None | AC Electric | Accepted | 2023-06-01 | 2023-06-16 | 2024-06-16 | Solar Panels | HANWHA | Q.PEAK DUO BLK ML-G10 |  | 0.4 | 20 | 180 | 20 |  | Fixed | Ground
NJADRE1553850262 | Administratively Determined Incentive Program | Carmel, | 8332 | 20 | 16 | Residential | Behind the Meter | Yes | Net Metered Residential | Suntuity Solar LLC | None | AC Electric | Accepted | 2023-06-01 | 2023-06-16 | 2024-06-16 | Solar Panels | HANWHA | Q.PEAK DUO BLK ML-G10 |  | 0.4 | 20 | 180 | 20 |  | Fixed | Ground
NJADRE1553850276 | Administratively Determined Incentive Program | , Somers Point, New Jersey | 8244 | 19 | 7.2 | Residential | Behind the Meter | Yes | Net Metered Residential | Suntuity Solar LLC | None | AC Electric | Accepted | 2023-06-01 | 2023-06-16 | 2024-06-16 | Inverters | (18)ENPHASE | IQ8PLUS-72-2-US | 290 |  | 18 |  |  | 0.97 |  | Outdoor | Behind the PV modules
NJADRE1553850276 | Administratively Determined Incentive Program | , Somers Point, New Jersey | 8244 | 19 | 7.2 | Residential | Behind the Meter | Yes | Net Metered Residential | Suntuity Solar LLC | None | AC Electric | Accepted | 2023-06-01 | 2023-06-16 | 2024-06-16 | Solar Panels | (18)HYPERION | HY-DH108P8 400B |  | 0.4 | 4 | 216 | 19 |  | Fixed | Roof
NJADRE1553850276 | Administratively Determined Incentive Program | , Somers Point, New Jersey | 8244 | 19 | 7.2 | Residential | Behind the Meter | Yes | Net Metered Residential | Suntuity Solar LLC | None | AC Electric | Accepted | 2023-06-01 | 2023-06-16 | 2024-06-16 | Solar Panels | (18)HYPERION | HY-DH108P8 400B |  | 0.4 | 6 | 36 | 19 |  | Fixed | Roof
NJADRE1553850276 | Administratively Determined Incentive Program | , Somers Point, New Jersey | 8244 | 19 | 7.2 | Residential | Behind the Meter | Yes | Net Metered Residential | Suntuity Solar LLC | None | AC Electric | Accepted | 2023-06-01 | 2023-06-16 | 2024-06-16 | Solar Panels | (18)HYPERION | HY-DH108P8 400B |  | 0.4 | 8 | 216 | 19 |  | Fixed | Roof
NJADRE1553850304 | Administratively Determined Incentive Program | HAMILTON TWP MER | 8690 | 12 | 12 | Residential | Behind the Meter | No | Net Metered Residential | Tesla Energy Operations Inc | None | PSE&G | Accepted | 2023-06-01 | 2023-06-16 | 2024-06-16 | Inverters | Tesla | Powerwall+ [240V] #1850000-00-C | 7600 |  | 2 |  |  | 0.986 |  | Indoor
NJADRE1553850304 | Administratively Determined Incentive Program | HAMILTON TWP MER | 8690 | 12 | 12 | Residential | Behind the Meter | No | Net Metered Residential | Tesla Energy Operations Inc | None | PSE&G | Accepted | 2023-06-01 | 2023-06-16 | 2024-06-16 | Meters | Tesla | Powerwall+ [240V] #1850000-00-C |  |  | 2 |  |  |  | Yes | Indoor
NJADRE1553850304 | Administratively Determined Incentive Program | HAMILTON TWP MER | 8690 | 12 | 12 | Residential | Behind the Meter | No | Net Metered Residential | Tesla Energy Operations Inc | None | PSE&G | Accepted | 2023-06-01 | 2023-06-16 | 2024-06-16 | Solar Panels | Hanwha | Q.PEAK DUO BLK ML-G10+/TS 400 |  | 0.4 | 13 | 194 | 19 |  | Fixed | Roof
NJADRE1553850304 | Administratively Determined Incentive Program | HAMILTON TWP MER | 8690 | 12 | 12 | Residential | Behind the Meter | No | Net Metered Residential | Tesla Energy Operations Inc | None | PSE&G | Accepted | 2023-06-01 | 2023-06-16 | 2024-06-16 | Solar Panels | Hanwha | Q.PEAK DUO BLK ML-G10+/TS 400 |  | 0.4 | 5 | 14 | 19 |  | Fixed | Roof
NJADRE1553850304 | Administratively Determined Incentive Program | HAMILTON TWP MER | 8690 | 12 | 12 | Residential | Behind the Meter | No | Net Metered Residential | Tesla Energy Operations Inc | None | PSE&G | Accepted | 2023-06-01 | 2023-06-16 | 2024-06-16 | Solar Panels | Hanwha | Q.PEAK DUO BLK ML-G10+/TS 400 |  | 0.4 | 12 | 194 | 19 |  | Fixed | Roof
NJADRE1553850304 | Administratively Determined Incentive Program | HAMILTON TWP MER | 8690 | 12 | 12 | Residential | Behind the Meter | No | Net Metered Residential | Tesla Energy Operations Inc | None | PSE&G | Accepted | 2023-06-01 | 2023-06-16 | 2024-06-16 | Electric Storage Battery | Tesla | Powerwall+ [240V] # 1850000-00-D 7.6 kW / 13.5 kWh |  |  | 2 |  |  |  | Lithium Ion |  | Inside
NJADRE1553850320 | Administratively Determined Incentive Program | Chester | 7930 | 3 | 12.8 | Residential | Behind the Meter | No | Net Metered Residential | Tesla Energy Operations Inc | None | JCP&L | Accepted | 2023-06-01 | 2023-06-16 | 2024-06-16 | Inverters | Tesla | Powerwall+ [240V] #1850000-00-C | 7600 |  | 1 |  |  | 0.986 |  | Outdoor
NJADRE1553850320 | Administratively Determined Incentive Program | Chester | 7930 | 3 | 12.8 | Residential | Behind the Meter | No | Net Metered Residential | Tesla Energy Operations Inc | None | JCP&L | Accepted | 2023-06-01 | 2023-06-16 | 2024-06-16 | Meters | Tesla | Powerwall+ [240V] #1850000-00-C |  |  | 1 |  |  |  | Yes | Outdoor
NJADRE1553850320 | Administratively Determined Incentive Program | Chester | 7930 | 3 | 12.8 | Residential | Behind the Meter | No | Net Metered Residential | Tesla Energy Operations Inc | None | JCP&L | Accepted | 2023-06-01 | 2023-06-16 | 2024-06-16 | Inverters | Tesla | 3.8 kW Tesla Inc 1534000-00-F (240V) | 3800 |  | 1 |  |  | 0.981 |  | Outdoor
NJADRE1553850320 | Administratively Determined Incentive Program | Chester | 7930 | 3 | 12.8 | Residential | Behind the Meter | No | Net Metered Residential | Tesla Energy Operations Inc | None | JCP&L | Accepted | 2023-06-01 | 2023-06-16 | 2024-06-16 | Meters | Tesla | 3.8 kW Tesla Inc 1534000-00-F (240V) |  |  | 1 |  |  |  | Yes | Outdoor
NJADRE1553850320 | Administratively Determined Incentive Program | Chester | 7930 | 3 | 12.8 | Residential | Behind the Meter | No | Net Metered Residential | Tesla Energy Operations Inc | None | JCP&L | Accepted | 2023-06-01 | 2023-06-16 | 2024-06-16 | Solar Panels | Hanwha | Q.PEAK DUO BLK ML-G10+/TS 400 |  | 0.4 | 12 | 287 | 30 |  | Fixed | Roof
NJADRE1553850320 | Administratively Determined Incentive Program | Chester | 7930 | 3 | 12.8 | Residential | Behind the Meter | No | Net Metered Residential | Tesla Energy Operations Inc | None | JCP&L | Accepted | 2023-06-01 | 2023-06-16 | 2024-06-16 | Solar Panels | Hanwha | Q.PEAK DUO BLK ML-G10+/TS 400 |  | 0.4 | 20 | 107 | 30 |  | Fixed | Roof
NJADRE1553850320 | Administratively Determined Incentive Program | Chester | 7930 | 3 | 12.8 | Residential | Behind the Meter | No | Net Metered Residential | Tesla Energy Operations Inc | None | JCP&L | Accepted | 2023-06-01 | 2023-06-16 | 2024-06-16 | Electric Storage Battery | Tesla | Powerwall+ [240V] # 1850000-00-D 7.6 kW / 13.5 kWh |  |  | 1 |  |  |  | Lithium Ion |  | Outside
NJADRE1553850388 | Administratively Determined Incentive Program | MONTGOMERY TWP | 8558 | 5 | 5.2 | Residential | Behind the Meter | Yes | Net Metered Residential | Tesla Energy Operations Inc | None | PSE&G | Accepted | 2023-06-01 | 2023-06-16 | 2024-06-16 | Inverters | Tesla | 7.6 kW Tesla Inc 1538000-45-A (240V) | 7600 |  | 1 |  |  | 0.986 |  | Outdoor
NJADRE1553850388 | Administratively Determined Incentive Program | MONTGOMERY TWP | 8558 | 5 | 5.2 | Residential | Behind the Meter | Yes | Net Metered Residential | Tesla Energy Operations Inc | None | PSE&G | Accepted | 2023-06-01 | 2023-06-16 | 2024-06-16 | Meters | Tesla | 7.6 kW Tesla Inc 1538000-45-A (240V) |  |  | 1 |  |  |  | Yes | Outdoor
NJADRE1553850388 | Administratively Determined Incentive Program | MONTGOMERY TWP | 8558 | 5 | 5.2 | Residential | Behind the Meter | Yes | Net Metered Residential | Tesla Energy Operations Inc | None | PSE&G | Accepted | 2023-06-01 | 2023-06-16 | 2024-06-16 | Solar Panels | Hanwha | Q.PEAK DUO BLK ML-G10+/TS 400 |  | 0.4 | 2 | 265 | 34 |  | Fixed | Roof
NJADRE1553850388 | Administratively Determined Incentive Program | MONTGOMERY TWP | 8558 | 5 | 5.2 | Residential | Behind the Meter | Yes | Net Metered Residential | Tesla Energy Operations Inc | None | PSE&G | Accepted | 2023-06-01 | 2023-06-16 | 2024-06-16 | Solar Panels | Hanwha | Q.PEAK DUO BLK ML-G10+/TS 400 |  | 0.4 | 11 | 175 | 28 |  | Fixed | Roof
NJADRE1553850407 | Administratively Determined Incentive Program | Jersey City | 7307 | 8 | 5.48 | Residential | Behind the Meter | Yes | Net Metered Residential | Pro Custom Solar dba Momentum Solar | None | PSE&G | Accepted | 2023-06-01 | 2023-06-16 | 2024-06-16 | Inverters | ENPHASE | iq8plus-72-2-us | 290 |  | 15 |  |  | 0.97 |  | Outside
NJADRE1553850407 | Administratively Determined Incentive Program | Jersey City | 7307 | 8 | 5.48 | Residential | Behind the Meter | Yes | Net Metered Residential | Pro Custom Solar dba Momentum Solar | None | PSE&G | Accepted | 2023-06-01 | 2023-06-16 | 2024-06-16 | Solar Panels | HANWHA | q.peak duo blk-g10+365 |  | 0.365 | 15 | 28 | 6 |  | Fixed | Roof
NJADRE1553850468 | Administratively Determined Incentive Program | Linden City | 7036 | 10 | 14.22 | Residential | Behind the Meter | Yes | Net Metered Residential | Freedom Forever New Jersey LLC | None | PSE&G | Accepted | 2023-06-01 | 2023-06-16 | 2024-06-16 | Inverters | Solar Edge | SE10000H-USRGM | 10000 |  | 1 |  |  | 0.99 |  | Outdoor
NJADRE1553850468 | Administratively Determined Incentive Program | Linden City | 7036 | 10 | 14.22 | Residential | Behind the Meter | Yes | Net Metered Residential | Freedom Forever New Jersey LLC | None | PSE&G | Accepted | 2023-06-01 | 2023-06-16 | 2024-06-16 | Solar Panels | Canadian Solar | CS3N-395MS |  | 0.395 | 18 | 129 | 38 |  | Fixed | Roof
NJADRE1553850468 | Administratively Determined Incentive Program | Linden City | 7036 | 10 | 14.22 | Residential | Behind the Meter | Yes | Net Metered Residential | Freedom Forever New Jersey LLC | None | PSE&G | Accepted | 2023-06-01 | 2023-06-16 | 2024-06-16 | Solar Panels | Canadian Solar | CS3N-395MS |  | 0.395 | 18 | 309 | 38 |  | Fixed | Roof
NJADRE1553850500 | Administratively Determined Incentive Program | Hillside | 7205 | 10 | 4.02 | Residential | Behind the Meter | Yes | Net Metered Residential | Pro Custom Solar dba Momentum Solar | None | PSE&G | Accepted | 2023-06-01 | 2023-06-16 | 2024-06-16 | Inverters | enphase | iq8plus-72-2-us | 290 |  | 11 |  |  | 0.97 |  | Outdoor
NJADRE1553850500 | Administratively Determined Incentive Program | Hillside | 7205 | 10 | 4.02 | Residential | Behind the Meter | Yes | Net Metered Residential | Pro Custom Solar dba Momentum Solar | None | PSE&G | Accepted | 2023-06-01 | 2023-06-16 | 2024-06-16 | Solar Panels | hanwha | q.peak duo blk-g10+365 |  | 0.365 | 3 | 217 | 39 |  | Fixed | Roof
NJADRE1553850500 | Administratively Determined Incentive Program | Hillside | 7205 | 10 | 4.02 | Residential | Behind the Meter | Yes | Net Metered Residential | Pro Custom Solar dba Momentum Solar | None | PSE&G | Accepted | 2023-06-01 | 2023-06-16 | 2024-06-16 | Solar Panels | hanwha | q.peak duo blk-g10+365 |  | 0.365 | 8 | 217 | 7 |  | Fixed | Roof
NJADRE1553850511 | Administratively Determined Incentive Program | Edison Twp | 8820 | 11 | 9.6 | Residential | Behind the Meter | No | Net Metered Residential | Tesla Energy Operations Inc | None | PSE&G | Accepted | 2023-06-01 | 2023-06-16 | 2024-06-16 | Inverters | Tesla | 7.6 kW Tesla Inc 1538000-00-D (240V) | 7600 |  | 1 |  |  | 0.986 |  | Outdoor
NJADRE1553850511 | Administratively Determined Incentive Program | Edison Twp | 8820 | 11 | 9.6 | Residential | Behind the Meter | No | Net Metered Residential | Tesla Energy Operations Inc | None | PSE&G | Accepted | 2023-06-01 | 2023-06-16 | 2024-06-16 | Meters | Tesla | 7.6 kW Tesla Inc 1538000-00-D (240V) |  |  | 1 |  |  |  | Yes | Outdoor
NJADRE1553850511 | Administratively Determined Incentive Program | Edison Twp | 8820 | 11 | 9.6 | Residential | Behind the Meter | No | Net Metered Residential | Tesla Energy Operations Inc | None | PSE&G | Accepted | 2023-06-01 | 2023-06-16 | 2024-06-16 | Solar Panels | Hanwha | Q.PEAK DUO BLK ML-G10+/TS 400 |  | 0.4 | 15 | 155 | 23 |  | Fixed | Roof
NJADRE1553850511 | Administratively Determined Incentive Program | Edison Twp | 8820 | 11 | 9.6 | Residential | Behind the Meter | No | Net Metered Residential | Tesla Energy Operations Inc | None | PSE&G | Accepted | 2023-06-01 | 2023-06-16 | 2024-06-16 | Solar Panels | Hanwha | Q.PEAK DUO BLK ML-G10+/TS 400 |  | 0.4 | 9 | 155 | 18 |  | Fixed | Roof
NJADRE1553850528 | Administratively Determined Incentive Program | Irvington | 7111 | 9 | 7.51 | Residential | Behind the Meter | Yes | Net Metered Residential | Sunrun Installation Services, Inc. | None | PSE&G | Accepted | 2023-06-01 | 2023-06-16 | 2024-06-16 | Inverters | SolarEdge Technologies | SE6000H-USSN | 6000 |  | 1 |  |  | 0.99 |  | Outdoor | Next To Meter
NJADRE1553850528 | Administratively Determined Incentive Program | Irvington | 7111 | 9 | 7.51 | Residential | Behind the Meter | Yes | Net Metered Residential | Sunrun Installation Services, Inc. | None | PSE&G | Accepted | 2023-06-01 | 2023-06-16 | 2024-06-16 | Solar Panels | Trina Solar | TSM-395DE09C.07 |  | 0.395 | 3 | 314 | 18 |  | Fixed | Roof
NJADRE1553850528 | Administratively Determined Incentive Program | Irvington | 7111 | 9 | 7.51 | Residential | Behind the Meter | Yes | Net Metered Residential | Sunrun Installation Services, Inc. | None | PSE&G | Accepted | 2023-06-01 | 2023-06-16 | 2024-06-16 | Solar Panels | Trina Solar | TSM-395DE09C.07 |  | 0.395 | 6 | 134 | 18 |  | Fixed | Roof
NJADRE1553850528 | Administratively Determined Incentive Program | Irvington | 7111 | 9 | 7.51 | Residential | Behind the Meter | Yes | Net Metered Residential | Sunrun Installation Services, Inc. | None | PSE&G | Accepted | 2023-06-01 | 2023-06-16 | 2024-06-16 | Solar Panels | Trina Solar | TSM-395DE09C.07 |  | 0.395 | 10 | 134 | 2 |  | Fixed | Roof
NJADRE1553850544 | Administratively Determined Incentive Program | Hillside | 7205 | 10 | 3.65 | Residential | Behind the Meter | Yes | Net Metered Residential | Pro Custom Solar dba Momentum Solar | None | PSE&G | Accepted | 2023-06-01 | 2023-06-16 | 2024-06-16 | Inverters | enphase | iq8plus-72-2-us | 290 |  | 10 |  |  | 0.97 |  | Outdoor
NJADRE1553850544 | Administratively Determined Incentive Program | Hillside | 7205 | 10 | 3.65 | Residential | Behind the Meter | Yes | Net Metered Residential | Pro Custom Solar dba Momentum Solar | None | PSE&G | Accepted | 2023-06-01 | 2023-06-16 | 2024-06-16 | Solar Panels | hanwha | q.peak duo blk-g10+365 |  | 0.365 | 3 | 217 | 39 |  | Fixed | Roof
NJADRE1553850544 | Administratively Determined Incentive Program | Hillside | 7205 | 10 | 3.65 | Residential | Behind the Meter | Yes | Net Metered Residential | Pro Custom Solar dba Momentum Solar | None | PSE&G | Accepted | 2023-06-01 | 2023-06-16 | 2024-06-16 | Solar Panels | hanwha | q.peak duo blk-g10+365 |  | 0.365 | 7 | 217 | 7 |  | Fixed | Roof
NJADRE1553851189 | Administratively Determined Incentive Program | LIVINGSTON TWP | 7039 | 9 | 9.6 | Residential | Behind the Meter | No | Net Metered Residential | Tesla Energy Operations Inc | None | PSE&G | Accepted | 2023-06-01 | 2023-06-08 | 2024-06-08 | Inverters | Tesla | 7.6 kW Tesla Inc 1538000-45-A (240V) | 7600 |  | 1 |  |  | 0.986 |  | Outdoor
NJADRE1553851189 | Administratively Determined Incentive Program | LIVINGSTON TWP | 7039 | 9 | 9.6 | Residential | Behind the Meter | No | Net Metered Residential | Tesla Energy Operations Inc | None | PSE&G | Accepted | 2023-06-01 | 2023-06-08 | 2024-06-08 | Meters | Tesla | 7.6 kW Tesla Inc 1538000-45-A (240V) |  |  | 1 |  |  |  | Yes | Outdoor
NJADRE1553851189 | Administratively Determined Incentive Program | LIVINGSTON TWP | 7039 | 9 | 9.6 | Residential | Behind the Meter | No | Net Metered Residential | Tesla Energy Operations Inc | None | PSE&G | Accepted | 2023-06-01 | 2023-06-08 | 2024-06-08 | Solar Panels | Hanwha | Q.PEAK DUO BLK ML-G10+/TS 400 |  | 0.4 | 11 | 197 | 23 |  | Fixed | Roof
NJADRE1553851189 | Administratively Determined Incentive Program | LIVINGSTON TWP | 7039 | 9 | 9.6 | Residential | Behind the Meter | No | Net Metered Residential | Tesla Energy Operations Inc | None | PSE&G | Accepted | 2023-06-01 | 2023-06-08 | 2024-06-08 | Solar Panels | Hanwha | Q.PEAK DUO BLK ML-G10+/TS 400 |  | 0.4 | 13 | 107 | 21 |  | Fixed | Roof
NJADRE1553851402 | Administratively Determined Incentive Program | Denville | 7834 | 3 | 7.51 | Residential | Behind the Meter | No | Net Metered Residential | Infinity Solar Systems | None | JCP&L | Accepted | 2023-06-01 | 2023-06-19 | 2024-06-19 | Inverters | Enphase | IQ8Plus-72-2-US | 290 |  | 19 |  |  | 0.97 |  | Outdoor
NJADRE1553851402 | Administratively Determined Incentive Program | Denville | 7834 | 3 | 7.51 | Residential | Behind the Meter | No | Net Metered Residential | Infinity Solar Systems | None | JCP&L | Accepted | 2023-06-01 | 2023-06-19 | 2024-06-19 | Solar Panels | JA Solar | JAM54S31-395MR |  | 0.395 | 15 | 186 | 20 |  | Fixed | Roof
NJADRE1553851402 | Administratively Determined Incentive Program | Denville | 7834 | 3 | 7.51 | Residential | Behind the Meter | No | Net Metered Residential | Infinity Solar Systems | None | JCP&L | Accepted | 2023-06-01 | 2023-06-19 | 2024-06-19 | Solar Panels | JA Solar | JAM54S31-395MR |  | 0.395 | 4 | 6 | 20 |  | Fixed | Roof
NJADRE1553852013 | Administratively Determined Incentive Program | SOUTH BRUNSWICK TWP | 8540 | 12 | 7.2 | Residential | Behind the Meter | No | Net Metered Residential | Tesla Energy Operations Inc | None | PSE&G | Accepted | 2023-06-01 | 2023-06-19 | 2024-06-19 | Inverters | Tesla | 5.7 kW Tesla Inc 1538000-45-A (240V) | 5700 |  | 1 |  |  | 0.975 |  | Outdoor
NJADRE1553852013 | Administratively Determined Incentive Program | SOUTH BRUNSWICK TWP | 8540 | 12 | 7.2 | Residential | Behind the Meter | No | Net Metered Residential | Tesla Energy Operations Inc | None | PSE&G | Accepted | 2023-06-01 | 2023-06-19 | 2024-06-19 | Meters | Tesla | 5.7 kW Tesla Inc 1538000-45-A (240V) |  |  | 1 |  |  |  | Yes | Outdoor
NJADRE1553852013 | Administratively Determined Incentive Program | SOUTH BRUNSWICK TWP | 8540 | 12 | 7.2 | Residential | Behind the Meter | No | Net Metered Residential | Tesla Energy Operations Inc | None | PSE&G | Accepted | 2023-06-01 | 2023-06-19 | 2024-06-19 | Solar Panels | Hanwha | Q.PEAK DUO BLK ML-G10+/TS 400 |  | 0.4 | 3 | 104 | 23 |  | Fixed | Roof
NJADRE1553852013 | Administratively Determined Incentive Program | SOUTH BRUNSWICK TWP | 8540 | 12 | 7.2 | Residential | Behind the Meter | No | Net Metered Residential | Tesla Energy Operations Inc | None | PSE&G | Accepted | 2023-06-01 | 2023-06-19 | 2024-06-19 | Solar Panels | Hanwha | Q.PEAK DUO BLK ML-G10+/TS 400 |  | 0.4 | 9 | 194 | 23 |  | Fixed | Roof
NJADRE1553852013 | Administratively Determined Incentive Program | SOUTH BRUNSWICK TWP | 8540 | 12 | 7.2 | Residential | Behind the Meter | No | Net Metered Residential | Tesla Energy Operations Inc | None | PSE&G | Accepted | 2023-06-01 | 2023-06-19 | 2024-06-19 | Solar Panels | Hanwha | Q.PEAK DUO BLK ML-G10+/TS 400 |  | 0.4 | 3 | 284 | 18 |  | Fixed | Roof
NJADRE1553852013 | Administratively Determined Incentive Program | SOUTH BRUNSWICK TWP | 8540 | 12 | 7.2 | Residential | Behind the Meter | No | Net Metered Residential | Tesla Energy Operations Inc | None | PSE&G | Accepted | 2023-06-01 | 2023-06-19 | 2024-06-19 | Solar Panels | Hanwha | Q.PEAK DUO BLK ML-G10+/TS 400 |  | 0.4 | 3 | 194 | 18 |  | Fixed | Roof
NJADRE1553852175 | Administratively Determined Incentive Program | Paulsboro | 8066 | 15 | 7.11 | Residential | Behind the Meter | Yes | Net Metered Residential | Sunrun Installation Services, Inc. | None | AC Electric | Accepted | 2023-06-01 | 2023-06-16 | 2024-06-16 | Inverters | SolarEdge Technologies | SE6000H-USSN | 6000 |  | 1 |  |  | 0.96 |  | Outdoor | Next To Meter
NJADRE1553852175 | Administratively Determined Incentive Program | Paulsboro | 8066 | 15 | 7.11 | Residential | Behind the Meter | Yes | Net Metered Residential | Sunrun Installation Services, Inc. | None | AC Electric | Accepted | 2023-06-01 | 2023-06-16 | 2024-06-16 | Solar Panels | Trina Solar | TSM-395DE09C.07 |  | 0.395 | 3 | 163 | 29 |  | Fixed | Roof
NJADRE1553852175 | Administratively Determined Incentive Program | Paulsboro | 8066 | 15 | 7.11 | Residential | Behind the Meter | Yes | Net Metered Residential | Sunrun Installation Services, Inc. | None | AC Electric | Accepted | 2023-06-01 | 2023-06-16 | 2024-06-16 | Solar Panels | Trina Solar | TSM-395DE09C.07 |  | 0.395 | 6 | 251 | 29 |  | Fixed | Roof
NJADRE1553852175 | Administratively Determined Incentive Program | Paulsboro | 8066 | 15 | 7.11 | Residential | Behind the Meter | Yes | Net Metered Residential | Sunrun Installation Services, Inc. | None | AC Electric | Accepted | 2023-06-01 | 2023-06-16 | 2024-06-16 | Solar Panels | Trina Solar | TSM-395DE09C.07 |  | 0.395 | 9 | 73 | 28 |  | Fixed | Roof
NJADRE1553852495 | Administratively Determined Incentive Program | Wayne Twp | 7470 | 6 | 10.52 | Residential | Behind the Meter | No | Net Metered Residential | Tesla Energy Operations Inc | None | PSE&G | Accepted | 2023-06-01 | 2023-06-16 | 2024-06-16 | Inverters | Tesla | Powerwall+ Tesla Inc [240V] | 7600 |  | 1 |  |  | 0.98 |  | Indoor
NJADRE1553852495 | Administratively Determined Incentive Program | Wayne Twp | 7470 | 6 | 10.52 | Residential | Behind the Meter | No | Net Metered Residential | Tesla Energy Operations Inc | None | PSE&G | Accepted | 2023-06-01 | 2023-06-16 | 2024-06-16 | Solar Panels | Tesla | SR60T1 |  | 0.05847 | 82 | 151 | 35 |  | Fixed | Roof
NJADRE1553852495 | Administratively Determined Incentive Program | Wayne Twp | 7470 | 6 | 10.52 | Residential | Behind the Meter | No | Net Metered Residential | Tesla Energy Operations Inc | None | PSE&G | Accepted | 2023-06-01 | 2023-06-16 | 2024-06-16 | Solar Panels | Tesla | SR60T1 |  | 0.05847 | 98 | 241 | 23 |  | Fixed | Roof
NJADRE1553854550 | Administratively Determined Incentive Program | East Orange | 7018 | 9 | 5.11 | Residential | Behind the Meter | Yes | Net Metered Residential | Pro Custom Solar dba Momentum Solar | None | PSE&G | Accepted | 2023-06-01 | 2023-06-19 | 2024-06-19 | Inverters | Enphase | IQ8PLUS-72-2-US | 290 |  | 14 |  |  | 0.97 |  | Outdoor
NJADRE1553854550 | Administratively Determined Incentive Program | East Orange | 7018 | 9 | 5.11 | Residential | Behind the Meter | Yes | Net Metered Residential | Pro Custom Solar dba Momentum Solar | None | PSE&G | Accepted | 2023-06-01 | 2023-06-19 | 2024-06-19 | Solar Panels | Hanwha | q.peak duo blk-g10+365 |  | 0.365 | 14 | 112 | 6 |  | Fixed | Roof
NJADRE1553854602 | Administratively Determined Incentive Program | Ewing | 8560 | 12 | 10.8 | Residential | Behind the Meter | Yes | Net Metered Residential | Pro Custom Solar dba Momentum Solar | None | PSE&G | Accepted | 2023-06-01 | 2023-06-19 | 2024-06-19 | Inverters | Enpahse | IQ8PLUS-72-2-US | 290 |  | 27 |  |  | 0.97 |  | Outdoor
NJADRE1553854602 | Administratively Determined Incentive Program | Ewing | 8560 | 12 | 10.8 | Residential | Behind the Meter | Yes | Net Metered Residential | Pro Custom Solar dba Momentum Solar | None | PSE&G | Accepted | 2023-06-01 | 2023-06-19 | 2024-06-19 | Solar Panels | Hanwha | q.peak duo bl ml-g10+400 |  | 0.4 | 9 | 116 | 19 |  | Fixed | Roof
NJADRE1553854602 | Administratively Determined Incentive Program | Ewing | 8560 | 12 | 10.8 | Residential | Behind the Meter | Yes | Net Metered Residential | Pro Custom Solar dba Momentum Solar | None | PSE&G | Accepted | 2023-06-01 | 2023-06-19 | 2024-06-19 | Solar Panels | Hanwha | q.peak duo bl ml-g10+400 |  | 0.4 | 6 | 205 | 18 |  | Fixed | Roof
NJADRE1553854602 | Administratively Determined Incentive Program | Ewing | 8560 | 12 | 10.8 | Residential | Behind the Meter | Yes | Net Metered Residential | Pro Custom Solar dba Momentum Solar | None | PSE&G | Accepted | 2023-06-01 | 2023-06-19 | 2024-06-19 | Solar Panels | Hanwha | q.peak duo bl ml-g10+400 |  | 0.4 | 12 | 296 | 19 |  | Fixed | Roof
NJADRE1553854784 | Administratively Determined Incentive Program | STRATFORD | 8084 | 14 | 11.32 | Residential | Behind the Meter | Yes | Net Metered Residential | SunnyMac, LLC | None | AC Electric | Accepted | 2023-06-01 | 2023-06-19 | 2024-06-19 | Inverters | SolarEdge Technologies Inc. | SE7600H-US000BNI4 (Inverter) | 7600 |  | 1 |  |  | 0.99 |  | Outside
NJADRE1553854784 | Administratively Determined Incentive Program | STRATFORD | 8084 | 14 | 11.32 | Residential | Behind the Meter | Yes | Net Metered Residential | SunnyMac, LLC | None | AC Electric | Accepted | 2023-06-01 | 2023-06-19 | 2024-06-19 | Solar Panels | Hanwha Q Cells | Q.PEAK DUO BLK-G10+365 |  | 0.365 | 20 | 297 | 23 |  | Fixed | Roof
NJADRE1553854784 | Administratively Determined Incentive Program | STRATFORD | 8084 | 14 | 11.32 | Residential | Behind the Meter | Yes | Net Metered Residential | SunnyMac, LLC | None | AC Electric | Accepted | 2023-06-01 | 2023-06-19 | 2024-06-19 | Solar Panels | Hanwha Q Cells | Q.PEAK DUO BLK-G10+365 |  | 0.365 | 11 | 117 | 23 |  | Fixed | Roof
NJADRE1553854784 | Administratively Determined Incentive Program | STRATFORD | 8084 | 14 | 11.32 | Residential | Behind the Meter | Yes | Net Metered Residential | SunnyMac, LLC | None | AC Electric | Accepted | 2023-06-01 | 2023-06-19 | 2024-06-19 | Meters | SolarEdge Technologies Inc. | SolarEdge Built-in Consumption Monitor (BEI4, BNI4, BNC |  |  | 1 |  |  |  | Yes
NJADRE1553854800 | Administratively Determined Incentive Program | WEST DEPTFORD | 8096 | 15 | 14.6 | Residential | Behind the Meter | Yes | Net Metered Residential | SunnyMac, LLC | None | PSE&G | Accepted | 2023-06-01 | 2023-06-19 | 2024-06-19 | Inverters | SolarEdge Technologies Inc. | SE10000H-US000BEI4 (Inverter w/CAT5e) | 10000 |  | 1 |  |  | 0.99 |  | Outside
NJADRE1553854800 | Administratively Determined Incentive Program | WEST DEPTFORD | 8096 | 15 | 14.6 | Residential | Behind the Meter | Yes | Net Metered Residential | SunnyMac, LLC | None | PSE&G | Accepted | 2023-06-01 | 2023-06-19 | 2024-06-19 | Solar Panels | Hanwha Q Cells | Q.PEAK DUO BLK-G10+365 |  | 0.365 | 9 | 50 | 32 |  | Fixed | Roof
NJADRE1553854800 | Administratively Determined Incentive Program | WEST DEPTFORD | 8096 | 15 | 14.6 | Residential | Behind the Meter | Yes | Net Metered Residential | SunnyMac, LLC | None | PSE&G | Accepted | 2023-06-01 | 2023-06-19 | 2024-06-19 | Solar Panels | Hanwha Q Cells | Q.PEAK DUO BLK-G10+365 |  | 0.365 | 11 | 230 | 32 |  | Fixed | Roof
NJADRE1553854800 | Administratively Determined Incentive Program | WEST DEPTFORD | 8096 | 15 | 14.6 | Residential | Behind the Meter | Yes | Net Metered Residential | SunnyMac, LLC | None | PSE&G | Accepted | 2023-06-01 | 2023-06-19 | 2024-06-19 | Solar Panels | Hanwha Q Cells | Q.PEAK DUO BLK-G10+365 |  | 0.365 | 10 | 140 | 32 |  | Fixed | Roof
NJADRE1553854800 | Administratively Determined Incentive Program | WEST DEPTFORD | 8096 | 15 | 14.6 | Residential | Behind the Meter | Yes | Net Metered Residential | SunnyMac, LLC | None | PSE&G | Accepted | 2023-06-01 | 2023-06-19 | 2024-06-19 | Solar Panels | Hanwha Q Cells | Q.PEAK DUO BLK-G10+365 |  | 0.365 | 10 | 140 | 32 |  | Fixed | Roof
NJADRE1553854800 | Administratively Determined Incentive Program | WEST DEPTFORD | 8096 | 15 | 14.6 | Residential | Behind the Meter | Yes | Net Metered Residential | SunnyMac, LLC | None | PSE&G | Accepted | 2023-06-01 | 2023-06-19 | 2024-06-19 | Meters | SolarEdge Technologies Inc. | SolarEdge Built-in Consumption Monitor (BNI4, BNC4, BBL |  |  | 1 |  |  |  | Yes
NJADRE1553857847 | Administratively Determined Incentive Program | Weymouth NJ | 8330 | 19 | 12.4 | Residential | Behind the Meter | Yes | Net Metered Residential | Suntuity Solar LLC | None | AC Electric | Accepted | 2023-06-02 | 2023-06-16 | 2024-06-16 | Inverters | (31)ENPHASE | IQ8PLUS-72-2-US | 290 |  | 31 |  |  | 0.97 |  | Outdoor | Behind the PV modules
NJADRE1553857847 | Administratively Determined Incentive Program | Weymouth NJ | 8330 | 19 | 12.4 | Residential | Behind the Meter | Yes | Net Metered Residential | Suntuity Solar LLC | None | AC Electric | Accepted | 2023-06-02 | 2023-06-16 | 2024-06-16 | Solar Panels | (31)HANWHA | Q.PEAK DUO BLK ML-G10+ 400 |  | 0.4 | 18 | 76 | 16 |  | Fixed | Roof
NJADRE1553857847 | Administratively Determined Incentive Program | Weymouth NJ | 8330 | 19 | 12.4 | Residential | Behind the Meter | Yes | Net Metered Residential | Suntuity Solar LLC | None | AC Electric | Accepted | 2023-06-02 | 2023-06-16 | 2024-06-16 | Solar Panels | (31)HANWHA | Q.PEAK DUO BLK ML-G10+ 400 |  | 0.4 | 8 | 256 | 16 |  | Fixed | Roof
NJADRE1553857847 | Administratively Determined Incentive Program | Weymouth NJ | 8330 | 19 | 12.4 | Residential | Behind the Meter | Yes | Net Metered Residential | Suntuity Solar LLC | None | AC Electric | Accepted | 2023-06-02 | 2023-06-16 | 2024-06-16 | Solar Panels | (31)HANWHA | Q.PEAK DUO BLK ML-G10+ 400 |  | 0.4 | 5 | 165 | 40 |  | Fixed | Roof
NJADRE1553875145 | Administratively Determined Incentive Program | Pittstown | 8867 | 4 | 25.28 | Residential | Behind the Meter | Yes | Net Metered Residential | SunnyMac LLC | None | JCP&L | Accepted | 2023-06-04 | 2023-06-19 | 2024-06-19 | Solar Panels | JASOLAR | JAM54S31-395/MR |  | 0.395 | 24 | 4 | 34 |  | Fixed | Roof
NJADRE1553875145 | Administratively Determined Incentive Program | Pittstown | 8867 | 4 | 25.28 | Residential | Behind the Meter | Yes | Net Metered Residential | SunnyMac LLC | None | JCP&L | Accepted | 2023-06-04 | 2023-06-19 | 2024-06-19 | Solar Panels | JASOLAR | JAM54S31-395/MR |  | 0.395 | 16 | 274 | 9 |  | Fixed | Roof
NJADRE1553875145 | Administratively Determined Incentive Program | Pittstown | 8867 | 4 | 25.28 | Residential | Behind the Meter | Yes | Net Metered Residential | SunnyMac LLC | None | JCP&L | Accepted | 2023-06-04 | 2023-06-19 | 2024-06-19 | Solar Panels | JASOLAR | JAM54S31-395/MR |  | 0.395 | 24 | 184 | 34 |  | Fixed | Roof
NJADRE1553875145 | Administratively Determined Incentive Program | Pittstown | 8867 | 4 | 25.28 | Residential | Behind the Meter | Yes | Net Metered Residential | SunnyMac LLC | None | JCP&L | Accepted | 2023-06-04 | 2023-06-19 | 2024-06-19 | Inverters | Solaredge | SE11400H-US | 11400 |  | 1 |  |  | 0.99 |  | Outdoor | next to meter
NJADRE1553875145 | Administratively Determined Incentive Program | Pittstown | 8867 | 4 | 25.28 | Residential | Behind the Meter | Yes | Net Metered Residential | SunnyMac LLC | None | JCP&L | Accepted | 2023-06-04 | 2023-06-19 | 2024-06-19 | Inverters | Solaredge | SE7600H-US | 7600 |  | 1 |  |  | 0.99 |  | Outdoor | next to meter
NJADRE1553875221 | Administratively Determined Incentive Program | Marlboro | 7751 | 17 | 15.05 | Residential | Behind the Meter | No | Net Metered Residential | Tesla Energy Operations Inc | None | JCP&L | Accepted | 2023-06-02 | 2023-06-19 | 2024-06-19 | Inverters | Tesla Inc | Powerwall+ Tesla Inc [240V] # 1850000-10-B 7.6 kW / 13. | 3480 |  | 1 |  |  | 0.975 |  | Indoor
NJADRE1553875221 | Administratively Determined Incentive Program | Marlboro | 7751 | 17 | 15.05 | Residential | Behind the Meter | No | Net Metered Residential | Tesla Energy Operations Inc | None | JCP&L | Accepted | 2023-06-02 | 2023-06-19 | 2024-06-19 | Solar Panels | Tesla | SR72T2 |  | 0.072 | 35 | 211 | 37 |  | Fixed | Roof
NJADRE1553875221 | Administratively Determined Incentive Program | Marlboro | 7751 | 17 | 15.05 | Residential | Behind the Meter | No | Net Metered Residential | Tesla Energy Operations Inc | None | JCP&L | Accepted | 2023-06-02 | 2023-06-19 | 2024-06-19 | Solar Panels | Tesla | SR72T2 |  | 0.072 | 24 | 121 | 37 |  | Fixed | Roof
NJADRE1553875221 | Administratively Determined Incentive Program | Marlboro | 7751 | 17 | 15.05 | Residential | Behind the Meter | No | Net Metered Residential | Tesla Energy Operations Inc | None | JCP&L | Accepted | 2023-06-02 | 2023-06-19 | 2024-06-19 | Solar Panels | Tesla | SR72T2 |  | 0.072 | 35 | 121 | 36 |  | Fixed | Roof
NJADRE1553875221 | Administratively Determined Incentive Program | Marlboro | 7751 | 17 | 15.05 | Residential | Behind the Meter | No | Net Metered Residential | Tesla Energy Operations Inc | None | JCP&L | Accepted | 2023-06-02 | 2023-06-19 | 2024-06-19 | Solar Panels | Tesla | SR72T2 |  | 0.072 | 115 | 301 | 32 |  | Fixed | Roof
NJADRE1553875221 | Administratively Determined Incentive Program | Marlboro | 7751 | 17 | 15.05 | Residential | Behind the Meter | No | Net Metered Residential | Tesla Energy Operations Inc | None | JCP&L | Accepted | 2023-06-02 | 2023-06-19 | 2024-06-19 | Electric Storage Battery | Tesla | AC Powerwall 2.0 |  |  | 3 |  |  |  | Lithium Ion |  | Inside
NJADRE1553875274 | Administratively Determined Incentive Program | Paulsboro | 8066 | 15 | 11.32 | Residential | Behind the Meter | Yes | Net Metered Residential | Pro Custom Solar dba Momentum Solar | None | AC Electric | Accepted | 2023-06-02 | 2023-06-19 | 2024-06-19 | Inverters | Enphase | IQ8PLUS-72-2-US | 290 |  | 31 |  |  | 0.97 |  | Outdoor
NJADRE1553875274 | Administratively Determined Incentive Program | Paulsboro | 8066 | 15 | 11.32 | Residential | Behind the Meter | Yes | Net Metered Residential | Pro Custom Solar dba Momentum Solar | None | AC Electric | Accepted | 2023-06-02 | 2023-06-19 | 2024-06-19 | Solar Panels | Hanwha | Q.PEAK DUO BLK-G10+365 |  | 0.365 | 24 | 186 | 40 |  | Fixed | Roof
NJADRE1553875274 | Administratively Determined Incentive Program | Paulsboro | 8066 | 15 | 11.32 | Residential | Behind the Meter | Yes | Net Metered Residential | Pro Custom Solar dba Momentum Solar | None | AC Electric | Accepted | 2023-06-02 | 2023-06-19 | 2024-06-19 | Solar Panels | Hanwha | Q.PEAK DUO BLK-G10+365 |  | 0.365 | 7 | 6 | 40 |  | Fixed | Roof
NJADRE1553875338 | Administratively Determined Incentive Program | CliffWood Beach | 7735 | 17 | 15.6 | Residential | Behind the Meter | Yes | Net Metered Residential | SunnyMac LLC | None | JCP&L | Accepted | 2023-06-02 | 2023-06-19 | 2024-06-19 | Solar Panels | HANWHA | Q.PEAK DUO BLK ML-G10+400W |  | 0.4 | 18 | 210 | 22 |  | Fixed | Roof
NJADRE1553875338 | Administratively Determined Incentive Program | CliffWood Beach | 7735 | 17 | 15.6 | Residential | Behind the Meter | Yes | Net Metered Residential | SunnyMac LLC | None | JCP&L | Accepted | 2023-06-02 | 2023-06-19 | 2024-06-19 | Solar Panels | HANWHA | Q.PEAK DUO BLK ML-G10+400W |  | 0.4 | 4 | 120 | 20 |  | Fixed | Roof
NJADRE1553875338 | Administratively Determined Incentive Program | CliffWood Beach | 7735 | 17 | 15.6 | Residential | Behind the Meter | Yes | Net Metered Residential | SunnyMac LLC | None | JCP&L | Accepted | 2023-06-02 | 2023-06-19 | 2024-06-19 | Solar Panels | HANWHA | Q.PEAK DUO BLK ML-G10+400W |  | 0.4 | 4 | 300 | 20 |  | Fixed | Roof
NJADRE1553875338 | Administratively Determined Incentive Program | CliffWood Beach | 7735 | 17 | 15.6 | Residential | Behind the Meter | Yes | Net Metered Residential | SunnyMac LLC | None | JCP&L | Accepted | 2023-06-02 | 2023-06-19 | 2024-06-19 | Solar Panels | HANWHA | Q.PEAK DUO BLK ML-G10+400W |  | 0.4 | 13 | 30 | 22 |  | Fixed | Roof
NJADRE1553875338 | Administratively Determined Incentive Program | CliffWood Beach | 7735 | 17 | 15.6 | Residential | Behind the Meter | Yes | Net Metered Residential | SunnyMac LLC | None | JCP&L | Accepted | 2023-06-02 | 2023-06-19 | 2024-06-19 | Inverters | Solaredge | SE11400H-US | 11400 |  | 1 |  |  | 0.99 |  | Outdoor | next to meter
NJADRE1553875368 | Administratively Determined Incentive Program | East Orange City | 7017 | 9 | 2.44 | Residential | Behind the Meter | Yes | Net Metered Residential | Bright Planet Solar | None | PSE&G | Accepted | 2023-06-02 | 2023-06-19 | 2024-06-19 | Inverters | SolarEdge | SE3000H-USRGM | 3000 |  | 1 |  |  | 0.98 |  | Outdoor
NJADRE1553875368 | Administratively Determined Incentive Program | East Orange City | 7017 | 9 | 2.44 | Residential | Behind the Meter | Yes | Net Metered Residential | Bright Planet Solar | None | PSE&G | Accepted | 2023-06-02 | 2023-06-19 | 2024-06-19 | Solar Panels | Longi | LR6-60HPB-305M |  | 0.305 | 7 | 122 | 30 |  | Fixed | Roof
NJADRE1553875368 | Administratively Determined Incentive Program | East Orange City | 7017 | 9 | 2.44 | Residential | Behind the Meter | Yes | Net Metered Residential | Bright Planet Solar | None | PSE&G | Accepted | 2023-06-02 | 2023-06-19 | 2024-06-19 | Solar Panels | Longi | LR6-60HPB-305M |  | 0.305 | 1 | 209 | 30 |  | Fixed | Roof
NJADRE1553875861 | Administratively Determined Incentive Program | Bridgeton | 8302 | 20 | 13.43 | Residential | Behind the Meter | No | Net Metered Residential | Big Solar Energy, LLC | None | AC Electric | Accepted | 2023-06-02 | 2023-06-19 | 2024-06-19 | Inverters | SOLAREDGE | RGM SE11400H-USRGM (240V) | 11400 |  | 1 |  |  | 0.992 |  | Outside
NJADRE1553875861 | Administratively Determined Incentive Program | Bridgeton | 8302 | 20 | 13.43 | Residential | Behind the Meter | No | Net Metered Residential | Big Solar Energy, LLC | None | AC Electric | Accepted | 2023-06-02 | 2023-06-19 | 2024-06-19 | Solar Panels | JA SOLAR | JAM72S09-395 |  | 0.395 | 12 | 342 | 31 |  | Fixed | Roof
NJADRE1553875861 | Administratively Determined Incentive Program | Bridgeton | 8302 | 20 | 13.43 | Residential | Behind the Meter | No | Net Metered Residential | Big Solar Energy, LLC | None | AC Electric | Accepted | 2023-06-02 | 2023-06-19 | 2024-06-19 | Solar Panels | JA SOLAR | JAM72S09-395 |  | 0.395 | 22 | 162 | 31 |  | Fixed | Roof
NJADRE1553875887 | Administratively Determined Incentive Program | Millstone Boro | 8844 | 5 | 6.66 | Residential | Behind the Meter | No | Net Metered Residential | Vision Solar LLC | None | PSE&G | Accepted | 2023-06-02 | 2023-06-19 | 2024-06-19 | Inverters | Solaredge | SE6000H-USRGM | 6 |  | 1 |  |  | 0.97 |  | Outside | side of house
NJADRE1553875887 | Administratively Determined Incentive Program | Millstone Boro | 8844 | 5 | 6.66 | Residential | Behind the Meter | No | Net Metered Residential | Vision Solar LLC | None | PSE&G | Accepted | 2023-06-02 | 2023-06-19 | 2024-06-19 | Solar Panels | Znshine | ZXM6-NH120-370/M |  | 0.37 | 6 | 352 | 22 |  | Fixed | Roof
NJADRE1553875887 | Administratively Determined Incentive Program | Millstone Boro | 8844 | 5 | 6.66 | Residential | Behind the Meter | No | Net Metered Residential | Vision Solar LLC | None | PSE&G | Accepted | 2023-06-02 | 2023-06-19 | 2024-06-19 | Solar Panels | Znshine | ZXM6-NH120-370/M |  | 0.37 | 12 | 172 | 22 |  | Fixed | Roof
NJADRE1553875918 | Administratively Determined Incentive Program | Malaga | 8328 | 15 | 3.29 | Residential | Behind the Meter | Yes | Net Metered Residential | Pro Custom Solar dba Momentum Solar | None | AC Electric | Accepted | 2023-06-02 | 2023-06-19 | 2024-06-19 | Inverters | Enphase | IQ8PLUS-72-2-US | 290 |  | 9 |  |  | 0.97 |  | Outdoor
NJADRE1553875918 | Administratively Determined Incentive Program | Malaga | 8328 | 15 | 3.29 | Residential | Behind the Meter | Yes | Net Metered Residential | Pro Custom Solar dba Momentum Solar | None | AC Electric | Accepted | 2023-06-02 | 2023-06-19 | 2024-06-19 | Solar Panels | Hanwha | q.peak duo blk-g10+365 |  | 0.365 | 6 | 201 | 21 |  | Fixed | Roof
NJADRE1553875918 | Administratively Determined Incentive Program | Malaga | 8328 | 15 | 3.29 | Residential | Behind the Meter | Yes | Net Metered Residential | Pro Custom Solar dba Momentum Solar | None | AC Electric | Accepted | 2023-06-02 | 2023-06-19 | 2024-06-19 | Solar Panels | Hanwha | q.peak duo blk-g10+365 |  | 0.365 | 3 | 201 | 33 |  | Fixed | Roof
NJADRE1553875923 | Administratively Determined Incentive Program | PARAMUS BORO | 7652 | 7 | 13.83 | Residential | Behind the Meter | Yes | Net Metered Residential | Sunrun Installation Services, Inc. | None | PSE&G | Accepted | 2023-06-02 | 2023-06-19 | 2024-06-19 | Inverters | SolarEdge Technologies | SE10000H-USSN | 10000 |  | 1 |  |  | 0.99 |  | Outdoor | Next to the meter
NJADRE1553875923 | Administratively Determined Incentive Program | PARAMUS BORO | 7652 | 7 | 13.83 | Residential | Behind the Meter | Yes | Net Metered Residential | Sunrun Installation Services, Inc. | None | PSE&G | Accepted | 2023-06-02 | 2023-06-19 | 2024-06-19 | Solar Panels | Trina Solar | TSM-395DE09C.07 |  | 0.395 | 35 | 109 | 22 |  | Fixed | Roof
NJADRE1553877168 | Administratively Determined Incentive Program | Wall | 7719 | 17 | 13.6 | Residential | Behind the Meter | Yes | Net Metered Residential | Tesla Energy Operations Inc | None | JCP&L | Accepted | 2023-06-02 | 2023-06-19 | 2024-06-19 | Inverters | Tesla Inc. | 1538000-45-A | 98 |  | 1 |  |  | 0.98 |  | Outside
NJADRE1553877168 | Administratively Determined Incentive Program | Wall | 7719 | 17 | 13.6 | Residential | Behind the Meter | Yes | Net Metered Residential | Tesla Energy Operations Inc | None | JCP&L | Accepted | 2023-06-02 | 2023-06-19 | 2024-06-19 | Inverters | Tesla Inc. | 1538000-45-A | 98 |  | 1 |  |  | 0.98 |  | Outside
NJADRE1553877168 | Administratively Determined Incentive Program | Wall | 7719 | 17 | 13.6 | Residential | Behind the Meter | Yes | Net Metered Residential | Tesla Energy Operations Inc | None | JCP&L | Accepted | 2023-06-02 | 2023-06-19 | 2024-06-19 | Solar Panels | Tesla Inc. | Hanwha # Q.PEAK DUO BLK ML-G10+/TS 400 |  | 0.4 | 7 | 118 | 30 |  | Fixed | Roof
NJADRE1553877168 | Administratively Determined Incentive Program | Wall | 7719 | 17 | 13.6 | Residential | Behind the Meter | Yes | Net Metered Residential | Tesla Energy Operations Inc | None | JCP&L | Accepted | 2023-06-02 | 2023-06-19 | 2024-06-19 | Solar Panels | Tesla Inc. | Hanwha # Q.PEAK DUO BLK ML-G10+/TS 400 |  | 0.4 | 5 | 28 | 30 |  | Fixed | Roof
NJADRE1553877168 | Administratively Determined Incentive Program | Wall | 7719 | 17 | 13.6 | Residential | Behind the Meter | Yes | Net Metered Residential | Tesla Energy Operations Inc | None | JCP&L | Accepted | 2023-06-02 | 2023-06-19 | 2024-06-19 | Solar Panels | Tesla Inc. | Hanwha # Q.PEAK DUO BLK ML-G10+/TS 400 |  | 0.4 | 20 | 208 | 30 |  | Fixed | Roof
NJADRE1553877168 | Administratively Determined Incentive Program | Wall | 7719 | 17 | 13.6 | Residential | Behind the Meter | Yes | Net Metered Residential | Tesla Energy Operations Inc | None | JCP&L | Accepted | 2023-06-02 | 2023-06-19 | 2024-06-19 | Solar Panels | Tesla Inc. | Hanwha # Q.PEAK DUO BLK ML-G10+/TS 400 |  | 0.4 | 2 | 208 | 30 |  | Fixed | Roof
NJADRE1553887038 | Administratively Determined Incentive Program | Beach Haven West | 8050 | 18 | 5.14 | Residential | Behind the Meter | Yes | Net Metered Residential | Sunrun Installation Services, Inc. | None | AC Electric | Accepted | 2023-06-03 | 2023-06-19 | 2024-06-19 | Inverters | SolarEdge Technologies | SE3800H-USMN | 3800 |  | 1 |  |  | 0.96 |  | Outdoor | Next To Meter
NJADRE1553887038 | Administratively Determined Incentive Program | Beach Haven West | 8050 | 18 | 5.14 | Residential | Behind the Meter | Yes | Net Metered Residential | Sunrun Installation Services, Inc. | None | AC Electric | Accepted | 2023-06-03 | 2023-06-19 | 2024-06-19 | Solar Panels | Trina Solar | TSM-395DE09C.07 |  | 0.395 | 6 | 62 | 28 |  | Fixed | Roof
NJADRE1553887038 | Administratively Determined Incentive Program | Beach Haven West | 8050 | 18 | 5.14 | Residential | Behind the Meter | Yes | Net Metered Residential | Sunrun Installation Services, Inc. | None | AC Electric | Accepted | 2023-06-03 | 2023-06-19 | 2024-06-19 | Solar Panels | Trina Solar | TSM-395DE09C.07 |  | 0.395 | 7 | 241 | 20 |  | Fixed | Roof
NJADRE1553891737 | Administratively Determined Incentive Program | Browns Mills | 8015 | 13 | 12.6 | Residential | Behind the Meter | No | Net Metered Residential | EMT Renewables | None | JCP&L | Accepted | 2023-06-05 | 2023-06-19 | 2024-06-19 | Inverters | ENPHASE | IQ7x | 315 |  | 30 |  |  | 0.98 |  | Other | UNDER EACH PANEL
NJADRE1553891737 | Administratively Determined Incentive Program | Browns Mills | 8015 | 13 | 12.6 | Residential | Behind the Meter | No | Net Metered Residential | EMT Renewables | None | JCP&L | Accepted | 2023-06-05 | 2023-06-19 | 2024-06-19 | Solar Panels | REC ALPHA | REC 420 |  | 0.42 | 15 | 158 | 19 |  | Fixed | Roof
NJADRE1553891737 | Administratively Determined Incentive Program | Browns Mills | 8015 | 13 | 12.6 | Residential | Behind the Meter | No | Net Metered Residential | EMT Renewables | None | JCP&L | Accepted | 2023-06-05 | 2023-06-19 | 2024-06-19 | Solar Panels | REC ALPHA | REC 420 |  | 0.42 | 15 | 338 | 19 |  | Fixed | Roof
NJADRE1553891767 | Administratively Determined Incentive Program | East Orange | 7018 | 9 | 4.02 | Residential | Behind the Meter | Yes | Net Metered Residential | Pro Custom Solar dba Momentum Solar | None | PSE&G | Accepted | 2023-06-05 | 2023-06-19 | 2024-06-19 | Inverters | Enpahse | IQ8PLUS-72-2-US | 290 |  | 11 |  |  | 0.97 |  | Outdoor
NJADRE1553891767 | Administratively Determined Incentive Program | East Orange | 7018 | 9 | 4.02 | Residential | Behind the Meter | Yes | Net Metered Residential | Pro Custom Solar dba Momentum Solar | None | PSE&G | Accepted | 2023-06-05 | 2023-06-19 | 2024-06-19 | Solar Panels | Hanwha | q.peak duo blk-g10+365 |  | 0.365 | 11 | 115 | 5 |  | Fixed | Roof
NJADRE1553891850 | Administratively Determined Incentive Program | Orange | 7050 | 9 | 4.75 | Residential | Behind the Meter | Yes | Net Metered Residential | Pro Custom Solar dba Momentum Solar | None | PSE&G | Accepted | 2023-06-05 | 2023-06-19 | 2024-06-19 | Inverters | Enphase | IQ8PLUS-72-2-US | 290 |  | 13 |  |  | 0.97 |  | Outdoor
NJADRE1553891850 | Administratively Determined Incentive Program | Orange | 7050 | 9 | 4.75 | Residential | Behind the Meter | Yes | Net Metered Residential | Pro Custom Solar dba Momentum Solar | None | PSE&G | Accepted | 2023-06-05 | 2023-06-19 | 2024-06-19 | Solar Panels | Hanwha | q.peak duo blk-g10+365 |  | 0.365 | 4 | 219 | 32 |  | Fixed | Roof
NJADRE1553891850 | Administratively Determined Incentive Program | Orange | 7050 | 9 | 4.75 | Residential | Behind the Meter | Yes | Net Metered Residential | Pro Custom Solar dba Momentum Solar | None | PSE&G | Accepted | 2023-06-05 | 2023-06-19 | 2024-06-19 | Solar Panels | Hanwha | q.peak duo blk-g10+365 |  | 0.365 | 5 | 129 | 32 |  | Fixed | Roof
NJADRE1553891850 | Administratively Determined Incentive Program | Orange | 7050 | 9 | 4.75 | Residential | Behind the Meter | Yes | Net Metered Residential | Pro Custom Solar dba Momentum Solar | None | PSE&G | Accepted | 2023-06-05 | 2023-06-19 | 2024-06-19 | Solar Panels | Hanwha | q.peak duo blk-g10+365 |  | 0.365 | 4 | 309 | 32 |  | Fixed | Roof
NJADRE1553891930 | Administratively Determined Incentive Program | Cape May Court House | 8210 | 21 | 6 | Residential | Behind the Meter | No | Net Metered Residential | Geoscape Solar | None | AC Electric | Accepted | 2023-06-05 | 2023-06-19 | 2024-06-19 | Solar Panels | Hanwha Q Cell | Q Peak Duo Blk ML-G10+ |  | 0.4 | 15 | 194 | 20 |  | Fixed | Roof
NJADRE1553891930 | Administratively Determined Incentive Program | Cape May Court House | 8210 | 21 | 6 | Residential | Behind the Meter | No | Net Metered Residential | Geoscape Solar | None | AC Electric | Accepted | 2023-06-05 | 2023-06-19 | 2024-06-19 | Inverters | Solaredge | SE5000H-US | 5000 |  | 1 |  |  | 0.99 |  | Outside
NJADRE1553891965 | Administratively Determined Incentive Program | Clarksburg | 8510 | 17 | 16.38 | Residential | Behind the Meter | Yes | Net Metered Residential | EMT Renewables | None | JCP&L | Accepted | 2023-06-05 | 2023-06-19 | 2024-06-19 | Inverters | ENPHASE | IQ7x | 315 |  | 39 |  |  | 0.98 |  | Other | UNDER EACH PANEL
NJADRE1553891965 | Administratively Determined Incentive Program | Clarksburg | 8510 | 17 | 16.38 | Residential | Behind the Meter | Yes | Net Metered Residential | EMT Renewables | None | JCP&L | Accepted | 2023-06-05 | 2023-06-19 | 2024-06-19 | Solar Panels | REC ALPHA | REC 420 |  | 0.42 | 13 | 177 | 41 |  | Fixed | Roof
NJADRE1553891965 | Administratively Determined Incentive Program | Clarksburg | 8510 | 17 | 16.38 | Residential | Behind the Meter | Yes | Net Metered Residential | EMT Renewables | None | JCP&L | Accepted | 2023-06-05 | 2023-06-19 | 2024-06-19 | Solar Panels | REC ALPHA | REC 420 |  | 0.42 | 8 | 268 | 40 |  | Fixed | Roof
NJADRE1553891965 | Administratively Determined Incentive Program | Clarksburg | 8510 | 17 | 16.38 | Residential | Behind the Meter | Yes | Net Metered Residential | EMT Renewables | None | JCP&L | Accepted | 2023-06-05 | 2023-06-19 | 2024-06-19 | Solar Panels | REC ALPHA | REC 420 |  | 0.42 | 2 | 268 | 40 |  | Fixed | Roof
NJADRE1553891965 | Administratively Determined Incentive Program | Clarksburg | 8510 | 17 | 16.38 | Residential | Behind the Meter | Yes | Net Metered Residential | EMT Renewables | None | JCP&L | Accepted | 2023-06-05 | 2023-06-19 | 2024-06-19 | Solar Panels | REC ALPHA | REC 420 |  | 0.42 | 6 | 268 | 40 |  | Fixed | Roof
NJADRE1553891965 | Administratively Determined Incentive Program | Clarksburg | 8510 | 17 | 16.38 | Residential | Behind the Meter | Yes | Net Metered Residential | EMT Renewables | None | JCP&L | Accepted | 2023-06-05 | 2023-06-19 | 2024-06-19 | Solar Panels | REC ALPHA | REC 420 |  | 0.42 | 10 | 88 | 40 |  | Fixed | Roof
NJADRE1553892338 | Administratively Determined Incentive Program | CAMDEN | 8102 | 14 | 4.02 | Residential | Behind the Meter | Yes | Net Metered Residential | SunnyMac, LLC | None | PSE&G | Accepted | 2023-06-05 | 2023-06-21 | 2024-06-21 | Inverters | SolarEdge Technologies Inc. | SE3000H-US000BNI4 (Inverter) | 3000 |  | 1 |  |  | 0.99 |  | Outside
NJADRE1553892338 | Administratively Determined Incentive Program | CAMDEN | 8102 | 14 | 4.02 | Residential | Behind the Meter | Yes | Net Metered Residential | SunnyMac, LLC | None | PSE&G | Accepted | 2023-06-05 | 2023-06-21 | 2024-06-21 | Solar Panels | Hanwha Q Cells | Q.PEAK DUO BLK-G10+365 |  | 0.365 | 11 | 284 | 5 |  | Fixed | Roof
NJADRE1553892338 | Administratively Determined Incentive Program | CAMDEN | 8102 | 14 | 4.02 | Residential | Behind the Meter | Yes | Net Metered Residential | SunnyMac, LLC | None | PSE&G | Accepted | 2023-06-05 | 2023-06-21 | 2024-06-21 | Meters | SolarEdge Technologies Inc. | SolarEdge Built-in Consumption Monitor (BEI4, BNI4, BNC |  |  | 1 |  |  |  | Yes
NJADRE1553892351 | Administratively Determined Incentive Program | Montclair | 7042 | 9 | 4.8 | Residential | Behind the Meter | No | Net Metered Residential | Tesla Energy Operations Inc | None | PSE&G | Accepted | 2023-06-05 | 2023-06-19 | 2024-06-19 | Inverters | Tesla | 3.8 kW Tesla Inc 1538000-45-A | 3800 |  | 1 |  |  | 0.98 |  | Outdoor
NJADRE1553892351 | Administratively Determined Incentive Program | Montclair | 7042 | 9 | 4.8 | Residential | Behind the Meter | No | Net Metered Residential | Tesla Energy Operations Inc | None | PSE&G | Accepted | 2023-06-05 | 2023-06-19 | 2024-06-19 | Solar Panels | Tesla | Hanwha # Q.PEAK DUO BLK ML-G10+/TS 400: PV Module, 400W |  | 0.4 | 12 | 273 | 24 |  | Fixed | Roof
NJADRE1553892361 | Administratively Determined Incentive Program | Hazlet | 7730 | 17 | 9.2 | Residential | Behind the Meter | Yes | Net Metered Residential | SunnyMac LLC | None | JCP&L | Accepted | 2023-06-05 | 2023-06-19 | 2024-06-19 | Solar Panels | HANWHA | Q.PEAK DUO BLK ML-G10+400 |  | 0.4 | 14 | 249 | 19 |  | Fixed | Roof
NJADRE1553892361 | Administratively Determined Incentive Program | Hazlet | 7730 | 17 | 9.2 | Residential | Behind the Meter | Yes | Net Metered Residential | SunnyMac LLC | None | JCP&L | Accepted | 2023-06-05 | 2023-06-19 | 2024-06-19 | Solar Panels | HANWHA | Q.PEAK DUO BLK ML-G10+400 |  | 0.4 | 9 | 249 | 18 |  | Fixed | Roof
NJADRE1553892361 | Administratively Determined Incentive Program | Hazlet | 7730 | 17 | 9.2 | Residential | Behind the Meter | Yes | Net Metered Residential | SunnyMac LLC | None | JCP&L | Accepted | 2023-06-05 | 2023-06-19 | 2024-06-19 | Inverters | Solaredge | SE 7600H -US | 7600 |  | 1 |  |  | 0.99 |  | Outdoor | NEXT TO METER
NJADRE1553892370 | Administratively Determined Incentive Program | MILLVILLE | 8332 | 20 | 10.95 | Residential | Behind the Meter | Yes | Net Metered Residential | SunnyMac, LLC | None | AC Electric | Accepted | 2023-06-05 | 2023-06-21 | 2024-06-21 | Inverters | SolarEdge Technologies Inc. | SE7600H-US000BNI4 (Inverter) | 7600 |  | 1 |  |  | 0.99 |  | Outside
NJADRE1553892370 | Administratively Determined Incentive Program | MILLVILLE | 8332 | 20 | 10.95 | Residential | Behind the Meter | Yes | Net Metered Residential | SunnyMac, LLC | None | AC Electric | Accepted | 2023-06-05 | 2023-06-21 | 2024-06-21 | Solar Panels | Hanwha Q Cells | Q.PEAK DUO BLK-G10+365 |  | 0.365 | 13 | 25 | 22 |  | Fixed | Roof
NJADRE1553892370 | Administratively Determined Incentive Program | MILLVILLE | 8332 | 20 | 10.95 | Residential | Behind the Meter | Yes | Net Metered Residential | SunnyMac, LLC | None | AC Electric | Accepted | 2023-06-05 | 2023-06-21 | 2024-06-21 | Solar Panels | Hanwha Q Cells | Q.PEAK DUO BLK-G10+365 |  | 0.365 | 17 | 205 | 22 |  | Fixed | Roof
NJADRE1553892370 | Administratively Determined Incentive Program | MILLVILLE | 8332 | 20 | 10.95 | Residential | Behind the Meter | Yes | Net Metered Residential | SunnyMac, LLC | None | AC Electric | Accepted | 2023-06-05 | 2023-06-21 | 2024-06-21 | Meters | SolarEdge Technologies Inc. | SolarEdge Built-in Consumption Monitor (BNI4, BNC4, BBL |  |  | 1 |  |  |  | Yes
NJADRE1553892380 | Administratively Determined Incentive Program | Jersey City | 7304 | 8 | 3.65 | Residential | Behind the Meter | Yes | Net Metered Residential | Pro Custom Solar dba Momentum Solar | None | PSE&G | Accepted | 2023-06-05 | 2023-06-19 | 2024-06-19 | Inverters | Enphase | IQ8PLUS-72-2-US | 290 |  | 10 |  |  | 0.97 |  | Outdoor
NJADRE1553892380 | Administratively Determined Incentive Program | Jersey City | 7304 | 8 | 3.65 | Residential | Behind the Meter | Yes | Net Metered Residential | Pro Custom Solar dba Momentum Solar | None | PSE&G | Accepted | 2023-06-05 | 2023-06-19 | 2024-06-19 | Solar Panels | Hanwha | q.peak duo blk-g10+365 |  | 0.365 | 10 | 304 | 8 |  | Fixed | Roof
NJADRE1553892406 | Administratively Determined Incentive Program | Mickleton | 8056 | 15 | 18 | Residential | Behind the Meter | Yes | Net Metered Residential | Tesla Energy Operations Inc | None | AC Electric | Accepted | 2023-06-05 | 2023-06-19 | 2024-06-19 | Inverters | Tesla | Powerwall+ [240V] #1850000-00-C | 7600 |  | 2 |  |  | 0.98 |  | Indoor
NJADRE1553892406 | Administratively Determined Incentive Program | Mickleton | 8056 | 15 | 18 | Residential | Behind the Meter | Yes | Net Metered Residential | Tesla Energy Operations Inc | None | AC Electric | Accepted | 2023-06-05 | 2023-06-19 | 2024-06-19 | Solar Panels | Tesla | Q.PEAK |  | 0.4 | 8 | 110 | 33 |  | Fixed | Roof
NJADRE1553892406 | Administratively Determined Incentive Program | Mickleton | 8056 | 15 | 18 | Residential | Behind the Meter | Yes | Net Metered Residential | Tesla Energy Operations Inc | None | AC Electric | Accepted | 2023-06-05 | 2023-06-19 | 2024-06-19 | Solar Panels | Tesla | Q.PEAK |  | 0.4 | 21 | 290 | 34 |  | Fixed | Roof
NJADRE1553892406 | Administratively Determined Incentive Program | Mickleton | 8056 | 15 | 18 | Residential | Behind the Meter | Yes | Net Metered Residential | Tesla Energy Operations Inc | None | AC Electric | Accepted | 2023-06-05 | 2023-06-19 | 2024-06-19 | Solar Panels | Tesla | Q.PEAK |  | 0.4 | 11 | 110 | 32 |  | Fixed | Roof
NJADRE1553892406 | Administratively Determined Incentive Program | Mickleton | 8056 | 15 | 18 | Residential | Behind the Meter | Yes | Net Metered Residential | Tesla Energy Operations Inc | None | AC Electric | Accepted | 2023-06-05 | 2023-06-19 | 2024-06-19 | Solar Panels | Tesla | Q.PEAK |  | 0.4 | 2 | 20 | 37 |  | Fixed | Roof
NJADRE1553892406 | Administratively Determined Incentive Program | Mickleton | 8056 | 15 | 18 | Residential | Behind the Meter | Yes | Net Metered Residential | Tesla Energy Operations Inc | None | AC Electric | Accepted | 2023-06-05 | 2023-06-19 | 2024-06-19 | Solar Panels | Tesla | Q.PEAK |  | 0.4 | 3 | 200 | 37 |  | Fixed | Roof
NJADRE1553892474 | Administratively Determined Incentive Program | Scotch Plains Twp | 7076 | 10 | 4 | Residential | Behind the Meter | Yes | Net Metered Residential | SunnyMac LLC | None | PSE&G | Accepted | 2023-06-05 | 2023-06-20 | 2024-06-20 | Solar Panels | HANWHA | Q.PEAK DUO BLK ML-G10+400 |  | 0.4 | 10 | 216 | 38 |  | Fixed | Roof
NJADRE1553892474 | Administratively Determined Incentive Program | Scotch Plains Twp | 7076 | 10 | 4 | Residential | Behind the Meter | Yes | Net Metered Residential | SunnyMac LLC | None | PSE&G | Accepted | 2023-06-05 | 2023-06-20 | 2024-06-20 | Inverters | Solaredge | SE3800H-US | 3800 |  | 1 |  |  | 0.99 |  | Outdoor | NEXT TO METER
NJADRE1553892504 | Administratively Determined Incentive Program | NORTH PLAINFIELD | 7060 | 10 | 13.14 | Residential | Behind the Meter | Yes | Net Metered Residential | SunnyMac, LLC | None | PSE&G | Accepted | 2023-06-05 | 2023-06-21 | 2024-06-21 | Inverters | SolarEdge Technologies Inc. | SE10000H-US000BNI4 (Inverter) | 10000 |  | 1 |  |  | 0.99 |  | Outside
NJADRE1553892504 | Administratively Determined Incentive Program | NORTH PLAINFIELD | 7060 | 10 | 13.14 | Residential | Behind the Meter | Yes | Net Metered Residential | SunnyMac, LLC | None | PSE&G | Accepted | 2023-06-05 | 2023-06-21 | 2024-06-21 | Solar Panels | Hanwha Q Cells | Q.PEAK DUO BLK-G10+365 |  | 0.365 | 18 | 313 | 33 |  | Fixed | Roof
NJADRE1553892504 | Administratively Determined Incentive Program | NORTH PLAINFIELD | 7060 | 10 | 13.14 | Residential | Behind the Meter | Yes | Net Metered Residential | SunnyMac, LLC | None | PSE&G | Accepted | 2023-06-05 | 2023-06-21 | 2024-06-21 | Solar Panels | Hanwha Q Cells | Q.PEAK DUO BLK-G10+365 |  | 0.365 | 18 | 133 | 33 |  | Fixed | Roof
NJADRE1553892504 | Administratively Determined Incentive Program | NORTH PLAINFIELD | 7060 | 10 | 13.14 | Residential | Behind the Meter | Yes | Net Metered Residential | SunnyMac, LLC | None | PSE&G | Accepted | 2023-06-05 | 2023-06-21 | 2024-06-21 | Meters | SolarEdge Technologies Inc. | SolarEdge Built-in Consumption Monitor (BEI4, BNI4, BNC |  |  | 1 |  |  |  | Yes
NJADRE1553892579 | Administratively Determined Incentive Program | Clark TWP | 7066 | 10 | 10.67 | Residential | Behind the Meter | Yes | Net Metered Residential | Sunrun Installation Services, Inc. | None | PSE&G | Accepted | 2023-06-05 | 2023-06-19 | 2024-06-19 | Inverters | SOLAREDGE TECHNOLOGIES | SE7600H-USSN | 7600 |  | 1 |  |  | 0.99 |  | Outdoor | Next To Meter
NJADRE1553892579 | Administratively Determined Incentive Program | Clark TWP | 7066 | 10 | 10.67 | Residential | Behind the Meter | Yes | Net Metered Residential | Sunrun Installation Services, Inc. | None | PSE&G | Accepted | 2023-06-05 | 2023-06-19 | 2024-06-19 | Solar Panels | TRINA SOLAR | TSM-395DE09C.07 |  | 0.395 | 8 | 133 | 27 |  | Fixed | Roof
NJADRE1553892579 | Administratively Determined Incentive Program | Clark TWP | 7066 | 10 | 10.67 | Residential | Behind the Meter | Yes | Net Metered Residential | Sunrun Installation Services, Inc. | None | PSE&G | Accepted | 2023-06-05 | 2023-06-19 | 2024-06-19 | Solar Panels | TRINA SOLAR | TSM-395DE09C.07 |  | 0.395 | 9 | 309 | 27 |  | Fixed | Roof
NJADRE1553892579 | Administratively Determined Incentive Program | Clark TWP | 7066 | 10 | 10.67 | Residential | Behind the Meter | Yes | Net Metered Residential | Sunrun Installation Services, Inc. | None | PSE&G | Accepted | 2023-06-05 | 2023-06-19 | 2024-06-19 | Solar Panels | TRINA SOLAR | TSM-395DE09C.07 |  | 0.395 | 6 | 133 | 27 |  | Fixed | Roof
NJADRE1553892579 | Administratively Determined Incentive Program | Clark TWP | 7066 | 10 | 10.67 | Residential | Behind the Meter | Yes | Net Metered Residential | Sunrun Installation Services, Inc. | None | PSE&G | Accepted | 2023-06-05 | 2023-06-19 | 2024-06-19 | Solar Panels | TRINA SOLAR | TSM-395DE09C.07 |  | 0.395 | 4 | 309 | 27 |  | Fixed | Roof
NJADRE1553892842 | Administratively Determined Incentive Program | Montgomery | 8558 | 5 | 8 | Residential | Behind the Meter | Yes | Net Metered Residential | Tesla Energy Operations Inc | None | PSE&G | Accepted | 2023-06-05 | 2023-06-27 | 2024-06-27 | Inverters | Tesla | Hanwha # Q.PEAK DUO BLK ML-G10+/TS 400 | 7600 |  | 1 |  |  | 0.98 |  | Outdoor
NJADRE1553892842 | Administratively Determined Incentive Program | Montgomery | 8558 | 5 | 8 | Residential | Behind the Meter | Yes | Net Metered Residential | Tesla Energy Operations Inc | None | PSE&G | Accepted | 2023-06-05 | 2023-06-27 | 2024-06-27 | Solar Panels | Tesla | Hanwha # Q.PEAK DUO BLK ML-G10+/TS 400: PV Module, 400W |  | 0.4 | 4 | 80 | 34 |  | Fixed | Roof
NJADRE1553892842 | Administratively Determined Incentive Program | Montgomery | 8558 | 5 | 8 | Residential | Behind the Meter | Yes | Net Metered Residential | Tesla Energy Operations Inc | None | PSE&G | Accepted | 2023-06-05 | 2023-06-27 | 2024-06-27 | Solar Panels | Tesla | Hanwha # Q.PEAK DUO BLK ML-G10+/TS 400: PV Module, 400W |  | 0.4 | 11 | 260 | 34 |  | Fixed | Roof
NJADRE1553892842 | Administratively Determined Incentive Program | Montgomery | 8558 | 5 | 8 | Residential | Behind the Meter | Yes | Net Metered Residential | Tesla Energy Operations Inc | None | PSE&G | Accepted | 2023-06-05 | 2023-06-27 | 2024-06-27 | Solar Panels | Tesla | Hanwha # Q.PEAK DUO BLK ML-G10+/TS 400: PV Module, 400W |  | 0.4 | 5 | 170 | 31 |  | Fixed | Roof
NJADRE1553892855 | Administratively Determined Incentive Program | Fair Lawn Boro | 7410 | 7 | 5.14 | Residential | Behind the Meter | Yes | Net Metered Residential | Sunrun Installation Services, Inc. | None | PSE&G | Accepted | 2023-06-05 | 2023-06-19 | 2024-06-19 | Inverters | SOLAREDGE TECHNOLOGIES | SE3800H-USMN | 3800 |  | 1 |  |  | 0.99 |  | Outdoor | Next To Meter
NJADRE1553892855 | Administratively Determined Incentive Program | Fair Lawn Boro | 7410 | 7 | 5.14 | Residential | Behind the Meter | Yes | Net Metered Residential | Sunrun Installation Services, Inc. | None | PSE&G | Accepted | 2023-06-05 | 2023-06-19 | 2024-06-19 | Solar Panels | TRINA SOLAR | TSM-395DE09C.07 |  | 0.395 | 13 | 186 | 28 |  | Fixed | Roof
NJADRE1553892861 | Administratively Determined Incentive Program | PISCATAWAY | 8854 | 11 | 17.38 | Residential | Behind the Meter | Yes | Net Metered Residential | Freedom Forever New Jersey LLC | None | PSE&G | Accepted | 2023-06-05 | 2023-06-19 | 2024-06-19 | Inverters | Solar Edge | SE10000H-USRGM | 10000 |  | 1 |  |  | 0.99 |  | Outdoor
NJADRE1553892861 | Administratively Determined Incentive Program | PISCATAWAY | 8854 | 11 | 17.38 | Residential | Behind the Meter | Yes | Net Metered Residential | Freedom Forever New Jersey LLC | None | PSE&G | Accepted | 2023-06-05 | 2023-06-19 | 2024-06-19 | Inverters | Solar Edge | SE3800H-USRGM | 3800 |  | 1 |  |  | 0.99 |  | Outdoor
NJADRE1553892861 | Administratively Determined Incentive Program | PISCATAWAY | 8854 | 11 | 17.38 | Residential | Behind the Meter | Yes | Net Metered Residential | Freedom Forever New Jersey LLC | None | PSE&G | Accepted | 2023-06-05 | 2023-06-19 | 2024-06-19 | Solar Panels | Canadian Solar | CS3N-395MS |  | 0.395 | 9 | 330 | 22 |  | Fixed | Roof
NJADRE1553892861 | Administratively Determined Incentive Program | PISCATAWAY | 8854 | 11 | 17.38 | Residential | Behind the Meter | Yes | Net Metered Residential | Freedom Forever New Jersey LLC | None | PSE&G | Accepted | 2023-06-05 | 2023-06-19 | 2024-06-19 | Solar Panels | Canadian Solar | CS3N-395MS |  | 0.395 | 11 | 330 | 22 |  | Fixed | Roof
NJADRE1553892861 | Administratively Determined Incentive Program | PISCATAWAY | 8854 | 11 | 17.38 | Residential | Behind the Meter | Yes | Net Metered Residential | Freedom Forever New Jersey LLC | None | PSE&G | Accepted | 2023-06-05 | 2023-06-19 | 2024-06-19 | Solar Panels | Canadian Solar | CS3N-395MS |  | 0.395 | 10 | 150 | 22 |  | Fixed | Roof
NJADRE1553892861 | Administratively Determined Incentive Program | PISCATAWAY | 8854 | 11 | 17.38 | Residential | Behind the Meter | Yes | Net Metered Residential | Freedom Forever New Jersey LLC | None | PSE&G | Accepted | 2023-06-05 | 2023-06-19 | 2024-06-19 | Solar Panels | Canadian Solar | CS3N-395MS |  | 0.395 | 14 | 150 | 22 |  | Fixed | Roof
NJADRE1553892891 | Administratively Determined Incentive Program | Livingston Township | 7039 | 9 | 9.09 | Residential | Behind the Meter | Yes | Net Metered Residential | Freedom Forever New Jersey LLC | None | PSE&G | Accepted | 2023-06-05 | 2023-06-09 | 2024-06-09 | Inverters | Enphase | IQ8PLUS-72-2-US | 290 |  | 23 |  |  | 0.99 |  | Outdoor
NJADRE1553892891 | Administratively Determined Incentive Program | Livingston Township | 7039 | 9 | 9.09 | Residential | Behind the Meter | Yes | Net Metered Residential | Freedom Forever New Jersey LLC | None | PSE&G | Accepted | 2023-06-05 | 2023-06-09 | 2024-06-09 | Solar Panels | Canadian Solar | CS3N-395MS |  | 0.395 | 7 | 164 | 18 |  | Fixed | Roof
NJADRE1553892891 | Administratively Determined Incentive Program | Livingston Township | 7039 | 9 | 9.09 | Residential | Behind the Meter | Yes | Net Metered Residential | Freedom Forever New Jersey LLC | None | PSE&G | Accepted | 2023-06-05 | 2023-06-09 | 2024-06-09 | Solar Panels | Canadian Solar | CS3N-395MS |  | 0.395 | 10 | 253 | 18 |  | Fixed | Roof
NJADRE1553892891 | Administratively Determined Incentive Program | Livingston Township | 7039 | 9 | 9.09 | Residential | Behind the Meter | Yes | Net Metered Residential | Freedom Forever New Jersey LLC | None | PSE&G | Accepted | 2023-06-05 | 2023-06-09 | 2024-06-09 | Solar Panels | Canadian Solar | CS3N-395MS |  | 0.395 | 5 | 254 | 23 |  | Fixed | Roof
NJADRE1553892891 | Administratively Determined Incentive Program | Livingston Township | 7039 | 9 | 9.09 | Residential | Behind the Meter | Yes | Net Metered Residential | Freedom Forever New Jersey LLC | None | PSE&G | Accepted | 2023-06-05 | 2023-06-09 | 2024-06-09 | Solar Panels | Canadian Solar | CS3N-395MS |  | 0.395 | 1 | 73 | 23 |  | Fixed | Roof
NJADRE1553892891 | Administratively Determined Incentive Program | Livingston Township | 7039 | 9 | 9.09 | Residential | Behind the Meter | Yes | Net Metered Residential | Freedom Forever New Jersey LLC | None | PSE&G | Accepted | 2023-06-05 | 2023-06-09 | 2024-06-09 | Meters | Enphase | X-IQ-AM1-240-4C |  |  | 23 |  |  |  | Yes | Outdoor
NJADRE1553892953 | Administratively Determined Incentive Program | GLASSBORO | 8028 | 15 | 15.01 | Residential | Behind the Meter | Yes | Net Metered Residential | Sunrun Installation Services, Inc. | None | AC Electric | Accepted | 2023-06-05 | 2023-06-19 | 2024-06-19 | Inverters | Delta Electronics | E8-TL-US | 7680 |  | 1 |  |  | 0.97 |  | Outdoor | Next To Meter
NJADRE1553892953 | Administratively Determined Incentive Program | GLASSBORO | 8028 | 15 | 15.01 | Residential | Behind the Meter | Yes | Net Metered Residential | Sunrun Installation Services, Inc. | None | AC Electric | Accepted | 2023-06-05 | 2023-06-19 | 2024-06-19 | Solar Panels | Trina Solar | TSM-395DE09C.07 |  | 0.395 | 9 | 78 | 19 |  | Fixed | Roof
NJADRE1553892953 | Administratively Determined Incentive Program | GLASSBORO | 8028 | 15 | 15.01 | Residential | Behind the Meter | Yes | Net Metered Residential | Sunrun Installation Services, Inc. | None | AC Electric | Accepted | 2023-06-05 | 2023-06-19 | 2024-06-19 | Solar Panels | Trina Solar | TSM-395DE09C.07 |  | 0.395 | 29 | 258 | 19 |  | Fixed | Roof
NJADRE1553892953 | Administratively Determined Incentive Program | GLASSBORO | 8028 | 15 | 15.01 | Residential | Behind the Meter | Yes | Net Metered Residential | Sunrun Installation Services, Inc. | None | AC Electric | Accepted | 2023-06-05 | 2023-06-19 | 2024-06-19 | Inverters | Delta Electronics | E4-TL-US | 3840 |  | 1 |  |  | 0.97 |  | Outdoor | Next To Meter
NJADRE1553892985 | Administratively Determined Incentive Program | Union City | 7087 | 8 | 6.72 | Residential | Behind the Meter | Yes | Net Metered Residential | Freedom Forever New Jersey LLC | None | PSE&G | Accepted | 2023-06-05 | 2023-06-19 | 2024-06-19 | Inverters | Solar Edge | SE5000H-USRGM | 500 |  | 1 |  |  | 0.99 |  | Outdoor
NJADRE1553892985 | Administratively Determined Incentive Program | Union City | 7087 | 8 | 6.72 | Residential | Behind the Meter | Yes | Net Metered Residential | Freedom Forever New Jersey LLC | None | PSE&G | Accepted | 2023-06-05 | 2023-06-19 | 2024-06-19 | Solar Panels | Canadian Solar | CS3N-395MS |  | 0.395 | 17 | 116 | 5 |  | Fixed | Roof
NJADRE1553901165 | Administratively Determined Incentive Program | BARGAINTOWN | 8234 | 19 | 15.8 | Residential | Behind the Meter | Yes | Net Metered Residential | Freedom Forever New Jersey LLC | None | AC Electric | Accepted | 2023-06-05 | 2023-06-20 | 2024-06-20 | Inverters | Solar Edge | SE11400H-USRGM | 11400 |  | 1 |  |  | 0.99 |  | Outdoor
NJADRE1553901165 | Administratively Determined Incentive Program | BARGAINTOWN | 8234 | 19 | 15.8 | Residential | Behind the Meter | Yes | Net Metered Residential | Freedom Forever New Jersey LLC | None | AC Electric | Accepted | 2023-06-05 | 2023-06-20 | 2024-06-20 | Solar Panels | Canadian Solar | CS3N-395MS |  | 0.395 | 17 | 20 | 30 |  | Fixed | Roof
NJADRE1553901165 | Administratively Determined Incentive Program | BARGAINTOWN | 8234 | 19 | 15.8 | Residential | Behind the Meter | Yes | Net Metered Residential | Freedom Forever New Jersey LLC | None | AC Electric | Accepted | 2023-06-05 | 2023-06-20 | 2024-06-20 | Solar Panels | Canadian Solar | CS3N-395MS |  | 0.395 | 12 | 200 | 30 |  | Fixed | Roof
NJADRE1553901165 | Administratively Determined Incentive Program | BARGAINTOWN | 8234 | 19 | 15.8 | Residential | Behind the Meter | Yes | Net Metered Residential | Freedom Forever New Jersey LLC | None | AC Electric | Accepted | 2023-06-05 | 2023-06-20 | 2024-06-20 | Solar Panels | Canadian Solar | CS3N-395MS |  | 0.395 | 5 | 291 | 37 |  | Fixed | Roof
NJADRE1553901165 | Administratively Determined Incentive Program | BARGAINTOWN | 8234 | 19 | 15.8 | Residential | Behind the Meter | Yes | Net Metered Residential | Freedom Forever New Jersey LLC | None | AC Electric | Accepted | 2023-06-05 | 2023-06-20 | 2024-06-20 | Solar Panels | Canadian Solar | CS3N-395MS |  | 0.395 | 3 | 111 | 37 |  | Fixed | Roof
NJADRE1553901165 | Administratively Determined Incentive Program | BARGAINTOWN | 8234 | 19 | 15.8 | Residential | Behind the Meter | Yes | Net Metered Residential | Freedom Forever New Jersey LLC | None | AC Electric | Accepted | 2023-06-05 | 2023-06-20 | 2024-06-20 | Solar Panels | Canadian Solar | CS3N-395MS |  | 0.395 | 1 | 290 | 40 |  | Fixed | Roof
NJADRE1553901165 | Administratively Determined Incentive Program | BARGAINTOWN | 8234 | 19 | 15.8 | Residential | Behind the Meter | Yes | Net Metered Residential | Freedom Forever New Jersey LLC | None | AC Electric | Accepted | 2023-06-05 | 2023-06-20 | 2024-06-20 | Solar Panels | Canadian Solar | CS3N-395MS |  | 0.395 | 1 | 110 | 40 |  | Fixed | Roof
NJADRE1553901165 | Administratively Determined Incentive Program | BARGAINTOWN | 8234 | 19 | 15.8 | Residential | Behind the Meter | Yes | Net Metered Residential | Freedom Forever New Jersey LLC | None | AC Electric | Accepted | 2023-06-05 | 2023-06-20 | 2024-06-20 | Solar Panels | Canadian Solar | CS3N-395MS |  | 0.395 | 1 | 201 | 27 |  | Fixed | Roof
NJADRE1553904567 | Administratively Determined Incentive Program | Clementon | 8021 | 14 | 8.4 | Residential | Behind the Meter | Yes | Net Metered Residential | Suntuity Solar LLC | None | AC Electric | Accepted | 2023-06-06 | 2023-06-19 | 2024-06-19 | Inverters | ENPHASE | IQ8PLUS-72-2-US | 290 |  | 21 |  |  | 0.97 |  | Outdoor | Behind the PV modules
NJADRE1553904567 | Administratively Determined Incentive Program | Clementon | 8021 | 14 | 8.4 | Residential | Behind the Meter | Yes | Net Metered Residential | Suntuity Solar LLC | None | AC Electric | Accepted | 2023-06-06 | 2023-06-19 | 2024-06-19 | Solar Panels | HANWHA | Q.PEAK DUO BLK ML-G10+ 400 |  | 0.4 | 9 | 207 | 18 |  | Fixed | Roof
NJADRE1553904567 | Administratively Determined Incentive Program | Clementon | 8021 | 14 | 8.4 | Residential | Behind the Meter | Yes | Net Metered Residential | Suntuity Solar LLC | None | AC Electric | Accepted | 2023-06-06 | 2023-06-19 | 2024-06-19 | Solar Panels | HANWHA | Q.PEAK DUO BLK ML-G10+ 400 |  | 0.4 | 9 | 27 | 18 |  | Fixed | Roof
NJADRE1553904567 | Administratively Determined Incentive Program | Clementon | 8021 | 14 | 8.4 | Residential | Behind the Meter | Yes | Net Metered Residential | Suntuity Solar LLC | None | AC Electric | Accepted | 2023-06-06 | 2023-06-19 | 2024-06-19 | Solar Panels | HANWHA | Q.PEAK DUO BLK ML-G10+ 400 |  | 0.4 | 3 | 207 | 18 |  | Fixed | Roof
NJADRE1553904603 | Administratively Determined Incentive Program | Rio Grande | 8242 | 21 | 10.08 | Residential | Behind the Meter | Yes | Net Metered Residential | EMT Renewables | None | AC Electric | Accepted | 2023-06-06 | 2023-06-20 | 2024-06-20 | Inverters | ENPHASE | IQ7x | 315 |  | 24 |  |  | 0.98 |  | Other | UNDER EACH PANEL
NJADRE1553904603 | Administratively Determined Incentive Program | Rio Grande | 8242 | 21 | 10.08 | Residential | Behind the Meter | Yes | Net Metered Residential | EMT Renewables | None | AC Electric | Accepted | 2023-06-06 | 2023-06-20 | 2024-06-20 | Solar Panels | REC ALPHA | REC 420 |  | 0.42 | 8 | 122 | 23 |  | Fixed | Roof
NJADRE1553904603 | Administratively Determined Incentive Program | Rio Grande | 8242 | 21 | 10.08 | Residential | Behind the Meter | Yes | Net Metered Residential | EMT Renewables | None | AC Electric | Accepted | 2023-06-06 | 2023-06-20 | 2024-06-20 | Solar Panels | REC ALPHA | REC 420 |  | 0.42 | 12 | 302 | 23 |  | Fixed | Roof
NJADRE1553904603 | Administratively Determined Incentive Program | Rio Grande | 8242 | 21 | 10.08 | Residential | Behind the Meter | Yes | Net Metered Residential | EMT Renewables | None | AC Electric | Accepted | 2023-06-06 | 2023-06-20 | 2024-06-20 | Solar Panels | REC ALPHA | REC 420 |  | 0.42 | 4 | 302 | 1 |  | Fixed | Roof
NJADRE1553904639 | Administratively Determined Incentive Program | Ewing | 8560 | 12 | 10.4 | Residential | Behind the Meter | Yes | Net Metered Residential | Suntuity Solar LLC | None | PSE&G | Accepted | 2023-06-06 | 2023-06-20 | 2024-06-20 | Inverters | ENPHASE | IQ8PLUS-72-2-US | 290 |  | 26 |  |  | 0.97 |  | Outdoor | Behind the PV modules
NJADRE1553904639 | Administratively Determined Incentive Program | Ewing | 8560 | 12 | 10.4 | Residential | Behind the Meter | Yes | Net Metered Residential | Suntuity Solar LLC | None | PSE&G | Accepted | 2023-06-06 | 2023-06-20 | 2024-06-20 | Solar Panels | HYPERION | HY-DH108P8 400B |  | 0.4 | 10 | 126 | 19 |  | Fixed | Roof
NJADRE1553904639 | Administratively Determined Incentive Program | Ewing | 8560 | 12 | 10.4 | Residential | Behind the Meter | Yes | Net Metered Residential | Suntuity Solar LLC | None | PSE&G | Accepted | 2023-06-06 | 2023-06-20 | 2024-06-20 | Solar Panels | HYPERION | HY-DH108P8 400B |  | 0.4 | 11 | 306 | 19 |  | Fixed | Roof
NJADRE1553904639 | Administratively Determined Incentive Program | Ewing | 8560 | 12 | 10.4 | Residential | Behind the Meter | Yes | Net Metered Residential | Suntuity Solar LLC | None | PSE&G | Accepted | 2023-06-06 | 2023-06-20 | 2024-06-20 | Solar Panels | HYPERION | HY-DH108P8 400B |  | 0.4 | 5 | 216 | 19 |  | Fixed | Roof
NJADRE1553904640 | Administratively Determined Incentive Program | Hackettstown | 7840 | 2 | 11.75 | Residential | Behind the Meter | No | Net Metered Residential | Trinity Solar | None | JCP&L | Accepted | 2023-06-06 | 2023-06-20 | 2024-06-20 | Inverters | Solar Edge | SE10000H-US | 10000 |  | 1 |  |  | 0.97 |  | Outdoor
NJADRE1553904640 | Administratively Determined Incentive Program | Hackettstown | 7840 | 2 | 11.75 | Residential | Behind the Meter | No | Net Metered Residential | Trinity Solar | None | JCP&L | Accepted | 2023-06-06 | 2023-06-20 | 2024-06-20 | Solar Panels | HANWHA 405 (Q.PEAK DUO BLK ML-G10+ 405) | HANWHA 405 (Q.PEAK DUO BLK ML-G10+ 405) |  | 0.405 | 25 | 172 | 18 |  | Fixed | Roof
NJADRE1553904640 | Administratively Determined Incentive Program | Hackettstown | 7840 | 2 | 11.75 | Residential | Behind the Meter | No | Net Metered Residential | Trinity Solar | None | JCP&L | Accepted | 2023-06-06 | 2023-06-20 | 2024-06-20 | Solar Panels | HANWHA 405 (Q.PEAK DUO BLK ML-G10+ 405) | HANWHA 405 (Q.PEAK DUO BLK ML-G10+ 405) |  | 0.405 | 4 | 172 | 18 |  | Fixed | Roof
NJADRE1553904674 | Administratively Determined Incentive Program | Morristown | 7960 | 3 | 10.4 | Residential | Behind the Meter | No | Net Metered Residential | Geoscape Solar | None | JCP&L | Accepted | 2023-06-06 | 2023-07-03 | 2024-07-03 | Inverters | Enphase | IQ8+ | 7540 |  | 26 |  |  | 0.99 |  | Outside
NJADRE1553904674 | Administratively Determined Incentive Program | Morristown | 7960 | 3 | 10.4 | Residential | Behind the Meter | No | Net Metered Residential | Geoscape Solar | None | JCP&L | Accepted | 2023-06-06 | 2023-07-03 | 2024-07-03 | Solar Panels | Hanwha Q Cell | Q PEAK DUO BLK ML-G10+ |  | 0.4 | 14 | 144 | 35 |  | Fixed | Roof
NJADRE1553904674 | Administratively Determined Incentive Program | Morristown | 7960 | 3 | 10.4 | Residential | Behind the Meter | No | Net Metered Residential | Geoscape Solar | None | JCP&L | Accepted | 2023-06-06 | 2023-07-03 | 2024-07-03 | Solar Panels | Hanwha Q Cell | Q PEAK DUO BLK ML-G10+ |  | 0.4 | 12 | 54 | 22 |  | Fixed | Roof
NJADRE1553904684 | Administratively Determined Incentive Program | ELIZABETH CITY | 7208 | 10 | 4.8 | Residential | Behind the Meter | No | Net Metered Residential | Tesla Energy Operations Inc | None | PSE&G | Accepted | 2023-06-06 | 2023-06-19 | 2024-06-19 | Inverters | Tesla | Powerwall+ [240V] #1850000-00-C | 7600 |  | 1 |  |  | 0.986 |  | Indoor
NJADRE1553904684 | Administratively Determined Incentive Program | ELIZABETH CITY | 7208 | 10 | 4.8 | Residential | Behind the Meter | No | Net Metered Residential | Tesla Energy Operations Inc | None | PSE&G | Accepted | 2023-06-06 | 2023-06-19 | 2024-06-19 | Meters | Tesla | Powerwall+ [240V] #1850000-00-C |  |  | 1 |  |  |  | Yes | Indoor
NJADRE1553904684 | Administratively Determined Incentive Program | ELIZABETH CITY | 7208 | 10 | 4.8 | Residential | Behind the Meter | No | Net Metered Residential | Tesla Energy Operations Inc | None | PSE&G | Accepted | 2023-06-06 | 2023-06-19 | 2024-06-19 | Solar Panels | Tesla | T400H |  | 0.4 | 5 | 216 | 40 |  | Fixed | Roof
NJADRE1553904684 | Administratively Determined Incentive Program | ELIZABETH CITY | 7208 | 10 | 4.8 | Residential | Behind the Meter | No | Net Metered Residential | Tesla Energy Operations Inc | None | PSE&G | Accepted | 2023-06-06 | 2023-06-19 | 2024-06-19 | Solar Panels | Tesla | T400H |  | 0.4 | 7 | 36 | 40 |  | Fixed | Roof
NJADRE1553904684 | Administratively Determined Incentive Program | ELIZABETH CITY | 7208 | 10 | 4.8 | Residential | Behind the Meter | No | Net Metered Residential | Tesla Energy Operations Inc | None | PSE&G | Accepted | 2023-06-06 | 2023-06-19 | 2024-06-19 | Electric Storage Battery | Tesla | Powerwall+ [240V] # 1850000-00-C 7.6 kW / 13.5 kWh |  |  | 1 |  |  |  | Lithium Ion |  | Indoor
NJADRE1553904694 | Administratively Determined Incentive Program | Flemington | 8822 | 4 | 4.75 | Residential | Behind the Meter | Yes | Net Metered Residential | Pro Custom Solar dba Momentum Solar | None | JCP&L | Accepted | 2023-06-06 | 2023-06-19 | 2024-06-19 | Inverters | Enphase | IQ8PLUS-72-2-US | 290 |  | 13 |  |  | 0.97 |  | Outdoor
NJADRE1553904694 | Administratively Determined Incentive Program | Flemington | 8822 | 4 | 4.75 | Residential | Behind the Meter | Yes | Net Metered Residential | Pro Custom Solar dba Momentum Solar | None | JCP&L | Accepted | 2023-06-06 | 2023-06-19 | 2024-06-19 | Solar Panels | Hanwha | q.peak duo blk-g10+365 |  | 0.365 | 11 | 229 | 23 |  | Fixed | Roof
NJADRE1553904694 | Administratively Determined Incentive Program | Flemington | 8822 | 4 | 4.75 | Residential | Behind the Meter | Yes | Net Metered Residential | Pro Custom Solar dba Momentum Solar | None | JCP&L | Accepted | 2023-06-06 | 2023-06-19 | 2024-06-19 | Solar Panels | Hanwha | q.peak duo blk-g10+365 |  | 0.365 | 2 | 49 | 23 |  | Fixed | Roof
NJADRE1553904774 | Administratively Determined Incentive Program | Franklin Twp Som | 8873 | 5 | 7.2 | Residential | Behind the Meter | Yes | Net Metered Residential | Tesla Energy Operations Inc | None | PSE&G | Accepted | 2023-06-06 | 2023-06-20 | 2024-06-20 | Inverters | Tesla | Powerwall+ [240V] #1850000-00-C | 7600 |  | 1 |  |  | 0.986 |  | Outdoor
NJADRE1553904774 | Administratively Determined Incentive Program | Franklin Twp Som | 8873 | 5 | 7.2 | Residential | Behind the Meter | Yes | Net Metered Residential | Tesla Energy Operations Inc | None | PSE&G | Accepted | 2023-06-06 | 2023-06-20 | 2024-06-20 | Meters | Tesla | Powerwall+ [240V] #1850000-00-C |  |  | 1 |  |  |  | Yes | Outdoor
NJADRE1553904774 | Administratively Determined Incentive Program | Franklin Twp Som | 8873 | 5 | 7.2 | Residential | Behind the Meter | Yes | Net Metered Residential | Tesla Energy Operations Inc | None | PSE&G | Accepted | 2023-06-06 | 2023-06-20 | 2024-06-20 | Solar Panels | Hanwha | Q.PEAK DUO BLK ML-G10+/TS 400 |  | 0.4 | 2 | 183 | 30 |  | Fixed | Roof
NJADRE1553904774 | Administratively Determined Incentive Program | Franklin Twp Som | 8873 | 5 | 7.2 | Residential | Behind the Meter | Yes | Net Metered Residential | Tesla Energy Operations Inc | None | PSE&G | Accepted | 2023-06-06 | 2023-06-20 | 2024-06-20 | Solar Panels | Hanwha | Q.PEAK DUO BLK ML-G10+/TS 400 |  | 0.4 | 6 | 273 | 40 |  | Fixed | Roof
NJADRE1553904774 | Administratively Determined Incentive Program | Franklin Twp Som | 8873 | 5 | 7.2 | Residential | Behind the Meter | Yes | Net Metered Residential | Tesla Energy Operations Inc | None | PSE&G | Accepted | 2023-06-06 | 2023-06-20 | 2024-06-20 | Solar Panels | Hanwha | Q.PEAK DUO BLK ML-G10+/TS 400 |  | 0.4 | 10 | 183 | 30 |  | Fixed | Roof
NJADRE1553904774 | Administratively Determined Incentive Program | Franklin Twp Som | 8873 | 5 | 7.2 | Residential | Behind the Meter | Yes | Net Metered Residential | Tesla Energy Operations Inc | None | PSE&G | Accepted | 2023-06-06 | 2023-06-20 | 2024-06-20 | Electric Storage Battery | Tesla | Powerwall+ [240V] # 1850000-00-D 7.6 kW / 13.5 kWh |  |  | 1 |  |  |  | Lithium Ion |  | Outside
NJADRE1553904812 | Administratively Determined Incentive Program | Paterson City | 7522 | 6 | 6.48 | Residential | Behind the Meter | No | Net Metered Residential | Infinity Solar Systems | None | PSE&G | Accepted | 2023-06-06 | 2023-06-20 | 2024-06-20 | Inverters | Enphase | IQ8Plus-72-2-US | 290 |  | 16 |  |  | 0.97 |  | Outdoor
NJADRE1553904812 | Administratively Determined Incentive Program | Paterson City | 7522 | 6 | 6.48 | Residential | Behind the Meter | No | Net Metered Residential | Infinity Solar Systems | None | PSE&G | Accepted | 2023-06-06 | 2023-06-20 | 2024-06-20 | Solar Panels | Hanwha | Q PEAK DUO BLK ML-G 10+ [405W] |  | 0.405 | 2 | 224 | 35 |  | Fixed | Roof
NJADRE1553904812 | Administratively Determined Incentive Program | Paterson City | 7522 | 6 | 6.48 | Residential | Behind the Meter | No | Net Metered Residential | Infinity Solar Systems | None | PSE&G | Accepted | 2023-06-06 | 2023-06-20 | 2024-06-20 | Solar Panels | Hanwha | QPEAK DUO BLK ML-G 10+ [405W] |  | 0.405 | 14 | 44 | 35 |  | Fixed | Roof
NJADRE1553904833 | Administratively Determined Incentive Program | Kearny Town | 7032 | 8 | 3.78 | Residential | Behind the Meter | No | Net Metered Residential | EMT Renewables | None | PSE&G | Accepted | 2023-06-06 | 2023-06-20 | 2024-06-20 | Inverters | ENPHASE | IQ7x | 315 |  | 9 |  |  | 0.98 |  | Other | UNDER EACH PANEL
NJADRE1553904833 | Administratively Determined Incentive Program | Kearny Town | 7032 | 8 | 3.78 | Residential | Behind the Meter | No | Net Metered Residential | EMT Renewables | None | PSE&G | Accepted | 2023-06-06 | 2023-06-20 | 2024-06-20 | Solar Panels | REC ALPHA | REC 420 |  | 0.42 | 9 | 304 | 1 |  | Fixed | Roof
NJADRE1553904839 | Administratively Determined Incentive Program | Saddle River | 7458 | 7 | 5.48 | Residential | Behind the Meter | No | Net Metered Residential | Pro Custom Solar dba Momentum Solar | None | Orange Rockland Electric | Accepted | 2023-06-06 | 2023-06-20 | 2024-06-20 | Inverters | enphase | iq8plus-72-2-us | 290 |  | 15 |  |  | 0.97 |  | Outdoor
NJADRE1553904839 | Administratively Determined Incentive Program | Saddle River | 7458 | 7 | 5.48 | Residential | Behind the Meter | No | Net Metered Residential | Pro Custom Solar dba Momentum Solar | None | Orange Rockland Electric | Accepted | 2023-06-06 | 2023-06-20 | 2024-06-20 | Solar Panels | hanwha | q.peak duo blk-g10+365 |  | 0.365 | 8 | 202 | 17 |  | Fixed | Roof
NJADRE1553904839 | Administratively Determined Incentive Program | Saddle River | 7458 | 7 | 5.48 | Residential | Behind the Meter | No | Net Metered Residential | Pro Custom Solar dba Momentum Solar | None | Orange Rockland Electric | Accepted | 2023-06-06 | 2023-06-20 | 2024-06-20 | Solar Panels | hanwha | q.peak duo blk-g10+365 |  | 0.365 | 4 | 202 | 17 |  | Fixed | Roof
NJADRE1553904839 | Administratively Determined Incentive Program | Saddle River | 7458 | 7 | 5.48 | Residential | Behind the Meter | No | Net Metered Residential | Pro Custom Solar dba Momentum Solar | None | Orange Rockland Electric | Accepted | 2023-06-06 | 2023-06-20 | 2024-06-20 | Solar Panels | hanwha | q.peak duo blk-g10+365 |  | 0.365 | 3 | 202 | 34 |  | Fixed | Roof
NJADRE1553904863 | Administratively Determined Incentive Program | Woodbury | 8096 | 15 | 9.48 | Residential | Behind the Meter | Yes | Net Metered Residential | SunnyMac LLC | None | PSE&G | Accepted | 2023-06-06 | 2023-06-20 | 2024-06-20 | Solar Panels | JASOLAR | JAM54S31-395/MR |  | 0.395 | 17 | 120 | 23 |  | Fixed | Roof
NJADRE1553904863 | Administratively Determined Incentive Program | Woodbury | 8096 | 15 | 9.48 | Residential | Behind the Meter | Yes | Net Metered Residential | SunnyMac LLC | None | PSE&G | Accepted | 2023-06-06 | 2023-06-20 | 2024-06-20 | Solar Panels | JASOLAR | JAM54S31-395/MR |  | 0.395 | 7 | 300 | 20 |  | Fixed | Roof
NJADRE1553904863 | Administratively Determined Incentive Program | Woodbury | 8096 | 15 | 9.48 | Residential | Behind the Meter | Yes | Net Metered Residential | SunnyMac LLC | None | PSE&G | Accepted | 2023-06-06 | 2023-06-20 | 2024-06-20 | Inverters | Solaredge | SE 7600H-US | 7600 |  | 1 |  |  | 0.99 |  | Outdoor | NEXT TO METER
NJADRE1553904872 | Administratively Determined Incentive Program | Runnemede | 8078 | 14 | 5.53 | Residential | Behind the Meter | Yes | Net Metered Residential | Sunrun Installation Services, Inc. | None | PSE&G | Accepted | 2023-06-06 | 2023-06-07 | 2024-06-07 | Inverters | Delta Electronics | E4-TL-US | 3840 |  | 1 |  |  | 0.96 |  | Outdoor | Next To Meter
NJADRE1553904872 | Administratively Determined Incentive Program | Runnemede | 8078 | 14 | 5.53 | Residential | Behind the Meter | Yes | Net Metered Residential | Sunrun Installation Services, Inc. | None | PSE&G | Accepted | 2023-06-06 | 2023-06-07 | 2024-06-07 | Solar Panels | Trina Solar | TSM-395DE09C.07 |  | 0.395 | 14 | 46 | 3 |  | Fixed | Roof
NJADRE1553904902 | Administratively Determined Incentive Program | Fair Lawn | 7410 | 7 | 5.93 | Residential | Behind the Meter | Yes | Net Metered Residential | Sunrun Installation Services, Inc. | None | PSE&G | Accepted | 2023-06-06 | 2023-06-20 | 2024-06-20 | Inverters | SolarEdge Technologies | SE7600H-USSN | 7600 |  | 1 |  |  | 0.96 |  | Outdoor | Next To Meter
NJADRE1553904902 | Administratively Determined Incentive Program | Fair Lawn | 7410 | 7 | 5.93 | Residential | Behind the Meter | Yes | Net Metered Residential | Sunrun Installation Services, Inc. | None | PSE&G | Accepted | 2023-06-06 | 2023-06-20 | 2024-06-20 | Solar Panels | Trina Solar | TSM-395DE09C.07 |  | 0.395 | 15 | 145 | 23 |  | Fixed | Roof
NJADRE1553904914 | Administratively Determined Incentive Program | Union | 7083 | 10 | 6.57 | Residential | Behind the Meter | Yes | Net Metered Residential | Pro Custom Solar dba Momentum Solar | None | PSE&G | Accepted | 2023-06-06 | 2023-06-20 | 2024-06-20 | Inverters | Enphase | IQ8PLUS-72-2-US | 290 |  | 18 |  |  | 0.97 |  | Outdoor
NJADRE1553904914 | Administratively Determined Incentive Program | Union | 7083 | 10 | 6.57 | Residential | Behind the Meter | Yes | Net Metered Residential | Pro Custom Solar dba Momentum Solar | None | PSE&G | Accepted | 2023-06-06 | 2023-06-20 | 2024-06-20 | Solar Panels | Hanwha | q.peak duo blk-g10+365 |  | 0.365 | 10 | 135 | 24 |  | Fixed | Roof
NJADRE1553904914 | Administratively Determined Incentive Program | Union | 7083 | 10 | 6.57 | Residential | Behind the Meter | Yes | Net Metered Residential | Pro Custom Solar dba Momentum Solar | None | PSE&G | Accepted | 2023-06-06 | 2023-06-20 | 2024-06-20 | Solar Panels | Hanwha | q.peak duo blk-g10+365 |  | 0.365 | 8 | 315 | 23 |  | Fixed | Roof
NJADRE1553904915 | Administratively Determined Incentive Program | Bellmawr Boro | 8031 | 14 | 12 | Residential | Behind the Meter | Yes | Net Metered Residential | SunnyMac LLC | None | PSE&G | Accepted | 2023-06-06 | 2023-06-20 | 2024-06-20 | Solar Panels | HANWHA | Q.PEAK DUO BLK ML-G10+400 |  | 0.4 | 26 | 254 | 18 |  | Fixed | Roof
NJADRE1553904915 | Administratively Determined Incentive Program | Bellmawr Boro | 8031 | 14 | 12 | Residential | Behind the Meter | Yes | Net Metered Residential | SunnyMac LLC | None | PSE&G | Accepted | 2023-06-06 | 2023-06-20 | 2024-06-20 | Solar Panels | HANWHA | Q.PEAK DUO BLK ML-G10+400 |  | 0.4 | 4 | 74 | 18 |  | Fixed | Roof
NJADRE1553904915 | Administratively Determined Incentive Program | Bellmawr Boro | 8031 | 14 | 12 | Residential | Behind the Meter | Yes | Net Metered Residential | SunnyMac LLC | None | PSE&G | Accepted | 2023-06-06 | 2023-06-20 | 2024-06-20 | Inverters | Solaredge | SE 10000H-US | 10000 |  | 1 |  |  | 0.99 |  | Outdoor | NEXT TO METER
NJADRE1553904915 | Administratively Determined Incentive Program | Bellmawr Boro | 8031 | 14 | 12 | Residential | Behind the Meter | Yes | Net Metered Residential | SunnyMac LLC | None | PSE&G | Accepted | 2023-06-06 | 2023-06-20 | 2024-06-20 | Meters | SE-RGMTR-1D-240C-B | Solaredge |  |  | 1 |  |  |  | Yes | Outdoor
NJADRE1553904964 | Administratively Determined Incentive Program | Long Hill | 7980 | 3 | 10 | Residential | Behind the Meter | No | Net Metered Residential | Tesla Energy Operations Inc | None | JCP&L | Accepted | 2023-06-06 | 2023-06-20 | 2024-06-20 | Inverters | Tesla | Powerwall+ [240V] #1850000-00-C | 7600 |  | 1 |  |  | 0.986 |  | Indoor
NJADRE1553904964 | Administratively Determined Incentive Program | Long Hill | 7980 | 3 | 10 | Residential | Behind the Meter | No | Net Metered Residential | Tesla Energy Operations Inc | None | JCP&L | Accepted | 2023-06-06 | 2023-06-20 | 2024-06-20 | Meters | Tesla | Powerwall+ [240V] #1850000-00-C |  |  | 1 |  |  |  | Yes | Outdoor
NJADRE1553904964 | Administratively Determined Incentive Program | Long Hill | 7980 | 3 | 10 | Residential | Behind the Meter | No | Net Metered Residential | Tesla Energy Operations Inc | None | JCP&L | Accepted | 2023-06-06 | 2023-06-20 | 2024-06-20 | Solar Panels | Tesla | Powerwall+ [240V] #1850000-00-C |  | 0.4 | 13 | 258 | 23 |  | Fixed | Roof
NJADRE1553904964 | Administratively Determined Incentive Program | Long Hill | 7980 | 3 | 10 | Residential | Behind the Meter | No | Net Metered Residential | Tesla Energy Operations Inc | None | JCP&L | Accepted | 2023-06-06 | 2023-06-20 | 2024-06-20 | Solar Panels | Tesla | Powerwall+ [240V] #1850000-00-C |  | 0.4 | 4 | 168 | 23 |  | Fixed | Roof
NJADRE1553904964 | Administratively Determined Incentive Program | Long Hill | 7980 | 3 | 10 | Residential | Behind the Meter | No | Net Metered Residential | Tesla Energy Operations Inc | None | JCP&L | Accepted | 2023-06-06 | 2023-06-20 | 2024-06-20 | Solar Panels | Hanwha | Q.PEAK DUO BLK ML-G10+/TS 400 |  | 0.4 | 8 | 78 | 23 |  | Fixed | Roof
NJADRE1553904964 | Administratively Determined Incentive Program | Long Hill | 7980 | 3 | 10 | Residential | Behind the Meter | No | Net Metered Residential | Tesla Energy Operations Inc | None | JCP&L | Accepted | 2023-06-06 | 2023-06-20 | 2024-06-20 | Electric Storage Battery | Tesla | Powerwall+ [240V] # 1850000-00-D 7.6 kW / 13.5 kWh |  |  | 1 |  |  |  | Lithium Ion |  | Outside
NJADRE1553905089 | Administratively Determined Incentive Program | Irvington | 7111 | 9 | 8.19 | Residential | Behind the Meter | Yes | Net Metered Residential | Sunrun Installation Services, Inc. | None | PSE&G | Accepted | 2023-06-06 | 2023-06-20 | 2024-06-20 | Inverters | SolarEdge Technologies | SE6000H-USSN | 6000 |  | 1 |  |  | 0.96 |  | Outdoor | Next To Meter
NJADRE1553905089 | Administratively Determined Incentive Program | Irvington | 7111 | 9 | 8.19 | Residential | Behind the Meter | Yes | Net Metered Residential | Sunrun Installation Services, Inc. | None | PSE&G | Accepted | 2023-06-06 | 2023-06-20 | 2024-06-20 | Solar Panels | Trina Solar | TSM-390DE09C.07 |  | 0.39 | 21 | 301 | 6 |  | Fixed | Roof
NJADRE1553905396 | Administratively Determined Incentive Program | Gloucester Twp | 8029 | 14 | 5.93 | Residential | Behind the Meter | Yes | Net Metered Residential | Sunrun Installation Services, Inc. | None | PSE&G | Accepted | 2023-06-06 | 2023-06-20 | 2024-06-20 | Inverters | SolarEdge Technologies | SE7600H-USSN | 7600 |  | 1 |  |  | 0.99 |  | Outdoor | Next to the meter
NJADRE1553905396 | Administratively Determined Incentive Program | Gloucester Twp | 8029 | 14 | 5.93 | Residential | Behind the Meter | Yes | Net Metered Residential | Sunrun Installation Services, Inc. | None | PSE&G | Accepted | 2023-06-06 | 2023-06-20 | 2024-06-20 | Solar Panels | Trina Solar | TSM-395DE09C.07 |  | 0.395 | 9 | 340 | 22 |  | Fixed | Roof
NJADRE1553905396 | Administratively Determined Incentive Program | Gloucester Twp | 8029 | 14 | 5.93 | Residential | Behind the Meter | Yes | Net Metered Residential | Sunrun Installation Services, Inc. | None | PSE&G | Accepted | 2023-06-06 | 2023-06-20 | 2024-06-20 | Solar Panels | Trina Solar | TSM-395DE09C.07 |  | 0.395 | 6 | 340 | 22 |  | Fixed | Roof
NJADRE1553905518 | Administratively Determined Incentive Program | Hillsborough | 8844 | 5 | 14.7 | Residential | Behind the Meter | No | Net Metered Residential | Infinity Solar Systems | None | PSE&G | Accepted | 2023-06-06 | 2023-06-20 | 2024-06-20 | Inverters | Enphase | IQ7X-96-2-US | 315 |  | 35 |  |  | 0.97 |  | Outdoor
NJADRE1553905518 | Administratively Determined Incentive Program | Hillsborough | 8844 | 5 | 14.7 | Residential | Behind the Meter | No | Net Metered Residential | Infinity Solar Systems | None | PSE&G | Accepted | 2023-06-06 | 2023-06-20 | 2024-06-20 | Solar Panels | REC Solar | REC420AA |  | 0.42 | 25 | 226 | 36 |  | Fixed | Roof
NJADRE1553905518 | Administratively Determined Incentive Program | Hillsborough | 8844 | 5 | 14.7 | Residential | Behind the Meter | No | Net Metered Residential | Infinity Solar Systems | None | PSE&G | Accepted | 2023-06-06 | 2023-06-20 | 2024-06-20 | Solar Panels | REC Solar | REC420AA |  | 0.42 | 6 | 136 | 36 |  | Fixed | Roof
NJADRE1553905518 | Administratively Determined Incentive Program | Hillsborough | 8844 | 5 | 14.7 | Residential | Behind the Meter | No | Net Metered Residential | Infinity Solar Systems | None | PSE&G | Accepted | 2023-06-06 | 2023-06-20 | 2024-06-20 | Solar Panels | REC Solar | REC420AA |  | 0.42 | 2 | 136 | 38 |  | Fixed | Roof
NJADRE1553905518 | Administratively Determined Incentive Program | Hillsborough | 8844 | 5 | 14.7 | Residential | Behind the Meter | No | Net Metered Residential | Infinity Solar Systems | None | PSE&G | Accepted | 2023-06-06 | 2023-06-20 | 2024-06-20 | Solar Panels | REC Solar | REC420AA |  | 0.42 | 2 | 316 | 38 |  | Fixed | Roof
NJADRE1553905524 | Administratively Determined Incentive Program | BRIDGETON | 8302 | 20 | 10.73 | Residential | Behind the Meter | Yes | Net Metered Residential | SunnyMac, LLC | None | AC Electric | Accepted | 2023-06-06 | 2023-06-21 | 2024-06-21 | Inverters | SolarEdge Technologies Inc. | SE10000H-US000BEI4 (Inverter w/CAT5e) | 10000 |  | 1 |  |  | 0.99 |  | Outside
NJADRE1553905524 | Administratively Determined Incentive Program | BRIDGETON | 8302 | 20 | 10.73 | Residential | Behind the Meter | Yes | Net Metered Residential | SunnyMac, LLC | None | AC Electric | Accepted | 2023-06-06 | 2023-06-21 | 2024-06-21 | Solar Panels | Silfab | Silfab Sil-370HC |  | 0.37 | 29 | 178 | 20 |  | Fixed | Roof
NJADRE1553905524 | Administratively Determined Incentive Program | BRIDGETON | 8302 | 20 | 10.73 | Residential | Behind the Meter | Yes | Net Metered Residential | SunnyMac, LLC | None | AC Electric | Accepted | 2023-06-06 | 2023-06-21 | 2024-06-21 | Meters | SolarEdge Technologies Inc. | SolarEdge Built-in Consumption Monitor (BEI4, BNI4, BNC |  |  | 1 |  |  |  | Yes
NJADRE1553905525 | Administratively Determined Incentive Program | Secaucus | 7094 | 8 | 10.27 | Residential | Behind the Meter | Yes | Net Metered Residential | Sunrun Installation Services, Inc. | None | PSE&G | Accepted | 2023-06-06 | 2023-06-20 | 2024-06-20 | Inverters | SolarEdge Technologies | SE7600H-USSN | 7600 |  | 1 |  |  | 0.96 |  | Outdoor | Next To Meter
NJADRE1553905525 | Administratively Determined Incentive Program | Secaucus | 7094 | 8 | 10.27 | Residential | Behind the Meter | Yes | Net Metered Residential | Sunrun Installation Services, Inc. | None | PSE&G | Accepted | 2023-06-06 | 2023-06-20 | 2024-06-20 | Solar Panels | Trina Solar | TSM-395DE09C.07 |  | 0.395 | 2 | 309 | 21 |  | Fixed | Roof
NJADRE1553905525 | Administratively Determined Incentive Program | Secaucus | 7094 | 8 | 10.27 | Residential | Behind the Meter | Yes | Net Metered Residential | Sunrun Installation Services, Inc. | None | PSE&G | Accepted | 2023-06-06 | 2023-06-20 | 2024-06-20 | Solar Panels | Trina Solar | TSM-395DE09C.07 |  | 0.395 | 13 | 218 | 28 |  | Fixed | Roof
NJADRE1553905525 | Administratively Determined Incentive Program | Secaucus | 7094 | 8 | 10.27 | Residential | Behind the Meter | Yes | Net Metered Residential | Sunrun Installation Services, Inc. | None | PSE&G | Accepted | 2023-06-06 | 2023-06-20 | 2024-06-20 | Solar Panels | Trina Solar | TSM-395DE09C.07 |  | 0.395 | 11 | 128 | 21 |  | Fixed | Roof
NJADRE1553905531 | Administratively Determined Incentive Program | Woodbine | 8270 | 21 | 8.91 | Residential | Behind the Meter | Yes | Net Metered Residential | Trinity Solar Inc. | None | AC Electric | Accepted | 2023-06-06 | 2023-06-20 | 2024-06-20 | Inverters | Solar Edge | SE7600H-US | 7600 |  | 1 |  |  | 0.97 |  | Outside
NJADRE1553905531 | Administratively Determined Incentive Program | Woodbine | 8270 | 21 | 8.91 | Residential | Behind the Meter | Yes | Net Metered Residential | Trinity Solar Inc. | None | AC Electric | Accepted | 2023-06-06 | 2023-06-20 | 2024-06-20 | Solar Panels | HANWHA 405 (Q.PEAK DUO BLK ML-G10+ 405) | HANWHA 405 (Q.PEAK DUO BLK ML-G10+ 405) |  | 0.405 | 10 | 124 | 27 |  | Fixed | Roof
NJADRE1553905531 | Administratively Determined Incentive Program | Woodbine | 8270 | 21 | 8.91 | Residential | Behind the Meter | Yes | Net Metered Residential | Trinity Solar Inc. | None | AC Electric | Accepted | 2023-06-06 | 2023-06-20 | 2024-06-20 | Solar Panels | HANWHA 405 (Q.PEAK DUO BLK ML-G10+ 405) | HANWHA 405 (Q.PEAK DUO BLK ML-G10+ 405) |  | 0.405 | 4 | 36 | 23 |  | Fixed | Roof
NJADRE1553905531 | Administratively Determined Incentive Program | Woodbine | 8270 | 21 | 8.91 | Residential | Behind the Meter | Yes | Net Metered Residential | Trinity Solar Inc. | None | AC Electric | Accepted | 2023-06-06 | 2023-06-20 | 2024-06-20 | Solar Panels | HANWHA 405 (Q.PEAK DUO BLK ML-G10+ 405) | HANWHA 405 (Q.PEAK DUO BLK ML-G10+ 405) |  | 0.405 | 6 | 216 | 23 |  | Fixed | Roof
NJADRE1553905531 | Administratively Determined Incentive Program | Woodbine | 8270 | 21 | 8.91 | Residential | Behind the Meter | Yes | Net Metered Residential | Trinity Solar Inc. | None | AC Electric | Accepted | 2023-06-06 | 2023-06-20 | 2024-06-20 | Solar Panels | HANWHA 405 (Q.PEAK DUO BLK ML-G10+ 405) | HANWHA 405 (Q.PEAK DUO BLK ML-G10+ 405) |  | 0.405 | 2 | 126 | 23 |  | Fixed | Roof
NJADRE1553905542 | Administratively Determined Incentive Program | Trenton City | 8618 | 12 | 3.16 | Residential | Behind the Meter | Yes | Net Metered Residential | Sunrun Installation Services, Inc. | None | PSE&G | Accepted | 2023-06-06 | 2023-06-20 | 2024-06-20 | Inverters | SolarEdge Technologies | SE3800H-USMN | 3800 |  | 1 |  |  | 0.99 |  | Outdoor | Next to the meter
NJADRE1553905542 | Administratively Determined Incentive Program | Trenton City | 8618 | 12 | 3.16 | Residential | Behind the Meter | Yes | Net Metered Residential | Sunrun Installation Services, Inc. | None | PSE&G | Accepted | 2023-06-06 | 2023-06-20 | 2024-06-20 | Solar Panels | Trina Solar | TSM-395DE09C.07 |  | 0.395 | 8 | 208 | 32 |  | Fixed | Roof
NJADRE1553905542 | Administratively Determined Incentive Program | Trenton City | 8618 | 12 | 3.16 | Residential | Behind the Meter | Yes | Net Metered Residential | Sunrun Installation Services, Inc. | None | PSE&G | Accepted | 2023-06-06 | 2023-06-20 | 2024-06-20 | Meters | SOLAREDGE TECHNOLOGIES | SE3800H-USMN |  |  | 1 |  |  |  | Yes | Outdoor
NJADRE1553905556 | Administratively Determined Incentive Program | Kirkwood | 8043 | 14 | 8.69 | Residential | Behind the Meter | Yes | Net Metered Residential | EMT Renewables | None | AC Electric | Accepted | 2023-06-06 | 2023-06-20 | 2024-06-20 | Inverters | ENPHASE | IQ8+ | 290 |  | 22 |  |  | 0.98 |  | Other | UNDER EACH PANEL
NJADRE1553905556 | Administratively Determined Incentive Program | Kirkwood | 8043 | 14 | 8.69 | Residential | Behind the Meter | Yes | Net Metered Residential | EMT Renewables | None | AC Electric | Accepted | 2023-06-06 | 2023-06-20 | 2024-06-20 | Solar Panels | JA SOLAR | JAM54S31 |  | 0.395 | 11 | 220 | 36 |  | Fixed | Roof
NJADRE1553905556 | Administratively Determined Incentive Program | Kirkwood | 8043 | 14 | 8.69 | Residential | Behind the Meter | Yes | Net Metered Residential | EMT Renewables | None | AC Electric | Accepted | 2023-06-06 | 2023-06-20 | 2024-06-20 | Solar Panels | JA SOLAR | JAM54S31 |  | 0.395 | 2 | 220 | 10 |  | Fixed | Roof
NJADRE1553905556 | Administratively Determined Incentive Program | Kirkwood | 8043 | 14 | 8.69 | Residential | Behind the Meter | Yes | Net Metered Residential | EMT Renewables | None | AC Electric | Accepted | 2023-06-06 | 2023-06-20 | 2024-06-20 | Solar Panels | JA SOLAR | JAM54S31 |  | 0.395 | 9 | 40 | 36 |  | Fixed | Roof
NJADRE1553905580 | Administratively Determined Incentive Program | WEST ORANGE TWP | 7052 | 9 | 3.56 | Residential | Behind the Meter | Yes | Net Metered Residential | Sunrun Installation Services, Inc. | None | PSE&G | Accepted | 2023-06-06 | 2023-06-20 | 2024-06-20 | Inverters | SolarEdge Technologies | SE3800H-USMN | 3800 |  | 1 |  |  | 0.99 |  | Outdoor | Next To Meter
NJADRE1553905580 | Administratively Determined Incentive Program | WEST ORANGE TWP | 7052 | 9 | 3.56 | Residential | Behind the Meter | Yes | Net Metered Residential | Sunrun Installation Services, Inc. | None | PSE&G | Accepted | 2023-06-06 | 2023-06-20 | 2024-06-20 | Solar Panels | Trina Solar | TSM-395DE09C.07 |  | 0.395 | 9 | 193 | 5 |  | Fixed | Roof
NJADRE1553905590 | Administratively Determined Incentive Program | East Orange | 7017 | 9 | 2.43 | Residential | Behind the Meter | Yes | Net Metered Residential | Trinity Solar | None | PSE&G | Accepted | 2023-06-06 | 2023-06-20 | 2024-06-20 | Solar Panels | HANWHA 405 (Q.PEAK DUO BLK ML-G10+ 405) | HANWHA 405 (Q.PEAK DUO BLK ML-G10+ 405) |  | 0.405 | 6 | 209 | 30 |  | Fixed | Roof
NJADRE1553905590 | Administratively Determined Incentive Program | East Orange | 7017 | 9 | 2.43 | Residential | Behind the Meter | Yes | Net Metered Residential | Trinity Solar | None | PSE&G | Accepted | 2023-06-06 | 2023-06-20 | 2024-06-20 | Inverters | Solar Edge | SE3000H-US | 3000 |  | 1 |  |  | 0.97 |  | Outdoor
NJADRE1553905632 | Administratively Determined Incentive Program | Camden City | 8104 | 14 | 5.6 | Residential | Behind the Meter | No | Net Metered Residential | Freedom Forever New Jersey LLC | None | PSE&G | Accepted | 2023-06-06 | 2023-06-20 | 2024-06-20 | Inverters | Solar Edge | SE3800H-USRGM [SI1 | 3800 |  | 1 |  |  | 0.99 |  | Outdoor
NJADRE1553905632 | Administratively Determined Incentive Program | Camden City | 8104 | 14 | 5.6 | Residential | Behind the Meter | No | Net Metered Residential | Freedom Forever New Jersey LLC | None | PSE&G | Accepted | 2023-06-06 | 2023-06-20 | 2024-06-20 | Solar Panels | Freedom Forever | FF-MP-BBB-400 |  | 0.4 | 12 | 181 | 10 |  | Fixed | Roof
NJADRE1553905632 | Administratively Determined Incentive Program | Camden City | 8104 | 14 | 5.6 | Residential | Behind the Meter | No | Net Metered Residential | Freedom Forever New Jersey LLC | None | PSE&G | Accepted | 2023-06-06 | 2023-06-20 | 2024-06-20 | Solar Panels | Freedom Forever | FF-MP-BBB-400 |  | 0.4 | 2 | 181 | 6 |  | Fixed | Roof
NJADRE1553905662 | Administratively Determined Incentive Program | Oakhurst | 7755 | 17 | 7.2 | Residential | Behind the Meter | No | Net Metered Residential | Powur, PBC | None | JCP&L | Accepted | 2023-06-06 | 2023-06-20 | 2024-06-20 | Solar Panels | Hanwha | Q. Peak DUO BLK ML-G10+ (400W) |  | 0.4 | 10 | 74 | 27 |  | Fixed | Roof
NJADRE1553905662 | Administratively Determined Incentive Program | Oakhurst | 7755 | 17 | 7.2 | Residential | Behind the Meter | No | Net Metered Residential | Powur, PBC | None | JCP&L | Accepted | 2023-06-06 | 2023-06-20 | 2024-06-20 | Solar Panels | Hanwha | Q. Peak DUO BLK ML-G10+ (400W) |  | 0.4 | 2 | 254 | 27 |  | Fixed | Roof
NJADRE1553905662 | Administratively Determined Incentive Program | Oakhurst | 7755 | 17 | 7.2 | Residential | Behind the Meter | No | Net Metered Residential | Powur, PBC | None | JCP&L | Accepted | 2023-06-06 | 2023-06-20 | 2024-06-20 | Solar Panels | Hanwha | Q. Peak DUO BLK ML-G10+ (400W) |  | 0.4 | 6 | 254 | 27 |  | Fixed | Roof
NJADRE1553905662 | Administratively Determined Incentive Program | Oakhurst | 7755 | 17 | 7.2 | Residential | Behind the Meter | No | Net Metered Residential | Powur, PBC | None | JCP&L | Accepted | 2023-06-06 | 2023-06-20 | 2024-06-20 | Inverters | Enphase | IQ8M-72-2-US | 325 |  | 18 |  |  | 0.99 |  | Outside
NJADRE1553905676 | Administratively Determined Incentive Program | Clifton City | 7011 | 6 | 5.53 | Residential | Behind the Meter | Yes | Net Metered Residential | Sunrun Installation Services, Inc. | None | PSE&G | Accepted | 2023-06-06 | 2023-06-20 | 2024-06-20 | Inverters | SolarEdge Technologies | SE3800H-USMN | 3800 |  | 1 |  |  | 0.99 |  | Outdoor | Next to the meter
NJADRE1553905676 | Administratively Determined Incentive Program | Clifton City | 7011 | 6 | 5.53 | Residential | Behind the Meter | Yes | Net Metered Residential | Sunrun Installation Services, Inc. | None | PSE&G | Accepted | 2023-06-06 | 2023-06-20 | 2024-06-20 | Solar Panels | Trina Solar | TSM-395DE09C.07 |  | 0.395 | 2 | 78 | 45 |  | Fixed | Roof
NJADRE1553905676 | Administratively Determined Incentive Program | Clifton City | 7011 | 6 | 5.53 | Residential | Behind the Meter | Yes | Net Metered Residential | Sunrun Installation Services, Inc. | None | PSE&G | Accepted | 2023-06-06 | 2023-06-20 | 2024-06-20 | Solar Panels | Trina Solar | TSM-395DE09C.07 |  | 0.395 | 3 | 258 | 45 |  | Fixed | Roof
NJADRE1553905676 | Administratively Determined Incentive Program | Clifton City | 7011 | 6 | 5.53 | Residential | Behind the Meter | Yes | Net Metered Residential | Sunrun Installation Services, Inc. | None | PSE&G | Accepted | 2023-06-06 | 2023-06-20 | 2024-06-20 | Solar Panels | Trina Solar | TSM-395DE09C.07 |  | 0.395 | 9 | 168 | 45 |  | Fixed | Roof
NJADRE1553905690 | Administratively Determined Incentive Program | Monroe Township | 8831 | 11 | 15.2 | Residential | Behind the Meter | No | Net Metered Residential | Tesla Energy Operations Inc | None | JCP&L | Accepted | 2023-06-06 | 2023-06-20 | 2024-06-20 | Inverters | Tesla | 7.6 kW Tesla Inc 1538000-45-A (240V) | 7600 |  | 1 |  |  | 0.986 |  | Outdoor
NJADRE1553905690 | Administratively Determined Incentive Program | Monroe Township | 8831 | 11 | 15.2 | Residential | Behind the Meter | No | Net Metered Residential | Tesla Energy Operations Inc | None | JCP&L | Accepted | 2023-06-06 | 2023-06-20 | 2024-06-20 | Meters | Tesla | 7.6 kW Tesla Inc 1538000-45-A (240V) |  |  | 1 |  |  |  | Yes | Outdoor
NJADRE1553905690 | Administratively Determined Incentive Program | Monroe Township | 8831 | 11 | 15.2 | Residential | Behind the Meter | No | Net Metered Residential | Tesla Energy Operations Inc | None | JCP&L | Accepted | 2023-06-06 | 2023-06-20 | 2024-06-20 | Inverters | Tesla | 3.8 kW Tesla Inc 1538000-45-A (240V) | 3800 |  | 1 |  |  | 0.981 |  | Outdoor
NJADRE1553905690 | Administratively Determined Incentive Program | Monroe Township | 8831 | 11 | 15.2 | Residential | Behind the Meter | No | Net Metered Residential | Tesla Energy Operations Inc | None | JCP&L | Accepted | 2023-06-06 | 2023-06-20 | 2024-06-20 | Meters | Tesla | 3.8 kW Tesla Inc 1538000-45-A (240V) |  |  | 1 |  |  |  | Yes | Outdoor
NJADRE1553905690 | Administratively Determined Incentive Program | Monroe Township | 8831 | 11 | 15.2 | Residential | Behind the Meter | No | Net Metered Residential | Tesla Energy Operations Inc | None | JCP&L | Accepted | 2023-06-06 | 2023-06-20 | 2024-06-20 | Solar Panels | Hanwha | Q.PEAK DUO BLK ML-G10+/TS 400 |  | 0.4 | 5 | 2 | 34 |  | Fixed | Roof
NJADRE1553905690 | Administratively Determined Incentive Program | Monroe Township | 8831 | 11 | 15.2 | Residential | Behind the Meter | No | Net Metered Residential | Tesla Energy Operations Inc | None | JCP&L | Accepted | 2023-06-06 | 2023-06-20 | 2024-06-20 | Solar Panels | Hanwha | Q.PEAK DUO BLK ML-G10+/TS 400 |  | 0.4 | 7 | 2 | 34 |  | Fixed | Roof
NJADRE1553905690 | Administratively Determined Incentive Program | Monroe Township | 8831 | 11 | 15.2 | Residential | Behind the Meter | No | Net Metered Residential | Tesla Energy Operations Inc | None | JCP&L | Accepted | 2023-06-06 | 2023-06-20 | 2024-06-20 | Solar Panels | Hanwha | Q.PEAK DUO BLK ML-G10+/TS 400 |  | 0.4 | 17 | 182 | 34 |  | Fixed | Roof
NJADRE1553905690 | Administratively Determined Incentive Program | Monroe Township | 8831 | 11 | 15.2 | Residential | Behind the Meter | No | Net Metered Residential | Tesla Energy Operations Inc | None | JCP&L | Accepted | 2023-06-06 | 2023-06-20 | 2024-06-20 | Solar Panels | Hanwha | Q.PEAK DUO BLK ML-G10+/TS 400 |  | 0.4 | 6 | 272 | 40 |  | Fixed | Roof
NJADRE1553905690 | Administratively Determined Incentive Program | Monroe Township | 8831 | 11 | 15.2 | Residential | Behind the Meter | No | Net Metered Residential | Tesla Energy Operations Inc | None | JCP&L | Accepted | 2023-06-06 | 2023-06-20 | 2024-06-20 | Solar Panels | Hanwha | Q.PEAK DUO BLK ML-G10+/TS 400 |  | 0.4 | 3 | 92 | 40 |  | Fixed | Roof
NJADRE1553905794 | Administratively Determined Incentive Program | GLOUCESTER CITY | 8030 | 14 | 7.03 | Residential | Behind the Meter | Yes | Net Metered Residential | SunnyMac, LLC | None | PSE&G | Accepted | 2023-06-06 | 2023-06-21 | 2024-06-21 | Inverters | SolarEdge Technologies Inc. | SE5000H-US000BNI4 (Inverter) | 5000 |  | 1 |  |  | 0.99 |  | Outside
NJADRE1553905794 | Administratively Determined Incentive Program | GLOUCESTER CITY | 8030 | 14 | 7.03 | Residential | Behind the Meter | Yes | Net Metered Residential | SunnyMac, LLC | None | PSE&G | Accepted | 2023-06-06 | 2023-06-21 | 2024-06-21 | Solar Panels | Silfab | Silfab Sil-370HC |  | 0.37 | 6 | 271 | 31 |  | Fixed | Roof
NJADRE1553905794 | Administratively Determined Incentive Program | GLOUCESTER CITY | 8030 | 14 | 7.03 | Residential | Behind the Meter | Yes | Net Metered Residential | SunnyMac, LLC | None | PSE&G | Accepted | 2023-06-06 | 2023-06-21 | 2024-06-21 | Solar Panels | Silfab | Silfab Sil-370HC |  | 0.37 | 7 | 91 | 31 |  | Fixed | Roof
NJADRE1553905794 | Administratively Determined Incentive Program | GLOUCESTER CITY | 8030 | 14 | 7.03 | Residential | Behind the Meter | Yes | Net Metered Residential | SunnyMac, LLC | None | PSE&G | Accepted | 2023-06-06 | 2023-06-21 | 2024-06-21 | Solar Panels | Silfab | Silfab Sil-370HC |  | 0.37 | 3 | 270 | 20 |  | Fixed | Roof
NJADRE1553905794 | Administratively Determined Incentive Program | GLOUCESTER CITY | 8030 | 14 | 7.03 | Residential | Behind the Meter | Yes | Net Metered Residential | SunnyMac, LLC | None | PSE&G | Accepted | 2023-06-06 | 2023-06-21 | 2024-06-21 | Solar Panels | Silfab | Silfab Sil-370HC |  | 0.37 | 3 | 90 | 20 |  | Fixed | Roof
NJADRE1553905794 | Administratively Determined Incentive Program | GLOUCESTER CITY | 8030 | 14 | 7.03 | Residential | Behind the Meter | Yes | Net Metered Residential | SunnyMac, LLC | None | PSE&G | Accepted | 2023-06-06 | 2023-06-21 | 2024-06-21 | Meters | SolarEdge Technologies Inc. | SolarEdge Built-in Consumption Monitor (BNI4, BNC4, BBL |  |  | 1 |  |  |  | Yes
NJADRE1553905806 | Administratively Determined Incentive Program | IRVINGTON | 7111 | 9 | 4.58 | Residential | Behind the Meter | Yes | Net Metered Residential | Fusion Solar Energy LLC | PSEG | PSE&G | Accepted | 2023-06-06 | 2023-06-20 | 2024-06-20 | Solar Panels | SUNPOWER | SPR-E20-327 |  | 0.327 | 14 | 137 | 18 |  | Fixed | Roof
NJADRE1553905806 | Administratively Determined Incentive Program | IRVINGTON | 7111 | 9 | 4.58 | Residential | Behind the Meter | Yes | Net Metered Residential | Fusion Solar Energy LLC | PSEG | PSE&G | Accepted | 2023-06-06 | 2023-06-20 | 2024-06-20 | Inverters | ENPHASE | IQ7XS | 240 |  | 14 |  |  | 0.94 |  | Outdoor
NJADRE1553905810 | Administratively Determined Incentive Program | Livingston | 7039 | 9 | 10.4 | Residential | Behind the Meter | No | Net Metered Residential | Tesla Energy Operations Inc | None | PSE&G | Accepted | 2023-06-06 | 2023-06-20 | 2024-06-20 | Inverters | Tesla | 1538000-00-F (240V) | 240 |  | 1 |  |  | 0.98 |  | Outdoor
NJADRE1553905810 | Administratively Determined Incentive Program | Livingston | 7039 | 9 | 10.4 | Residential | Behind the Meter | No | Net Metered Residential | Tesla Energy Operations Inc | None | PSE&G | Accepted | 2023-06-06 | 2023-06-20 | 2024-06-20 | Solar Panels | Tesla | Hanwha # Q.PEAK DUO BLK ML-G10+/TS 400 |  | 0.4 | 26 | 208 | 40 |  | Fixed | Roof
NJADRE1553905838 | Administratively Determined Incentive Program | CHERRY HILL TWP | 8034 | 14 | 6.8 | Residential | Behind the Meter | No | Net Metered Residential | Tesla Energy Operations Inc | None | PSE&G | Accepted | 2023-06-06 | 2023-06-20 | 2024-06-20 | Meters | Tesla | 7.6 kW Tesla Inc 1538000-45-A (240V) |  |  | 1 |  |  |  | Yes | Outdoor
NJADRE1553905838 | Administratively Determined Incentive Program | CHERRY HILL TWP | 8034 | 14 | 6.8 | Residential | Behind the Meter | No | Net Metered Residential | Tesla Energy Operations Inc | None | PSE&G | Accepted | 2023-06-06 | 2023-06-20 | 2024-06-20 | Inverters | Tesla | 7.6 kW Tesla Inc 1538000-45-A (240V) | 7600 |  | 1 |  |  | 0.986 |  | Outdoor
NJADRE1553905838 | Administratively Determined Incentive Program | CHERRY HILL TWP | 8034 | 14 | 6.8 | Residential | Behind the Meter | No | Net Metered Residential | Tesla Energy Operations Inc | None | PSE&G | Accepted | 2023-06-06 | 2023-06-20 | 2024-06-20 | Solar Panels | Hanwha | Q.PEAK DUO BLK ML-G10+/TS 400 |  | 0.4 | 4 | 283 | 23 |  | Fixed | Roof
NJADRE1553905838 | Administratively Determined Incentive Program | CHERRY HILL TWP | 8034 | 14 | 6.8 | Residential | Behind the Meter | No | Net Metered Residential | Tesla Energy Operations Inc | None | PSE&G | Accepted | 2023-06-06 | 2023-06-20 | 2024-06-20 | Solar Panels | Hanwha | Q.PEAK DUO BLK ML-G10+/TS 400 |  | 0.4 | 2 | 193 | 23 |  | Fixed | Roof
NJADRE1553905838 | Administratively Determined Incentive Program | CHERRY HILL TWP | 8034 | 14 | 6.8 | Residential | Behind the Meter | No | Net Metered Residential | Tesla Energy Operations Inc | None | PSE&G | Accepted | 2023-06-06 | 2023-06-20 | 2024-06-20 | Solar Panels | Hanwha | Q.PEAK DUO BLK ML-G10+/TS 400 |  | 0.4 | 8 | 13 | 23 |  | Fixed | Roof
NJADRE1553905838 | Administratively Determined Incentive Program | CHERRY HILL TWP | 8034 | 14 | 6.8 | Residential | Behind the Meter | No | Net Metered Residential | Tesla Energy Operations Inc | None | PSE&G | Accepted | 2023-06-06 | 2023-06-20 | 2024-06-20 | Solar Panels | Hanwha | Q.PEAK DUO BLK ML-G10+/TS 400 |  | 0.4 | 3 | 193 | 23 |  | Fixed | Roof
NJADRE1553905859 | Administratively Determined Incentive Program | Colts Neck | 7722 | 17 | 18.4 | Residential | Behind the Meter | No | Net Metered Residential | Tesla Energy Operations Inc | None | JCP&L | Accepted | 2023-06-06 | 2023-06-20 | 2024-06-20 | Solar Panels | Hanwha | Q.PEAK DUO BLK ML-G10+/TS 400 |  | 0.4 | 19 | 1 | 34 |  | Fixed | Roof
NJADRE1553905859 | Administratively Determined Incentive Program | Colts Neck | 7722 | 17 | 18.4 | Residential | Behind the Meter | No | Net Metered Residential | Tesla Energy Operations Inc | None | JCP&L | Accepted | 2023-06-06 | 2023-06-20 | 2024-06-20 | Solar Panels | Hanwha | Q.PEAK DUO BLK ML-G10+/TS 400 |  | 0.4 | 9 | 271 | 34 |  | Fixed | Roof
NJADRE1553905859 | Administratively Determined Incentive Program | Colts Neck | 7722 | 17 | 18.4 | Residential | Behind the Meter | No | Net Metered Residential | Tesla Energy Operations Inc | None | JCP&L | Accepted | 2023-06-06 | 2023-06-20 | 2024-06-20 | Solar Panels | Hanwha | Q.PEAK DUO BLK ML-G10+/TS 400 |  | 0.4 | 6 | 270 | 34 |  | Fixed | Roof
NJADRE1553905859 | Administratively Determined Incentive Program | Colts Neck | 7722 | 17 | 18.4 | Residential | Behind the Meter | No | Net Metered Residential | Tesla Energy Operations Inc | None | JCP&L | Accepted | 2023-06-06 | 2023-06-20 | 2024-06-20 | Solar Panels | HanWha | Q.PEAK DUO BLK ML-G10+/TS 400 |  | 0.4 | 6 | 91 | 34 |  | Fixed | Roof
NJADRE1553905859 | Administratively Determined Incentive Program | Colts Neck | 7722 | 17 | 18.4 | Residential | Behind the Meter | No | Net Metered Residential | Tesla Energy Operations Inc | None | JCP&L | Accepted | 2023-06-06 | 2023-06-20 | 2024-06-20 | Solar Panels | Hanwha | Q.PEAK DUO BLK ML-G10+/TS 400 |  | 0.4 | 6 | 92 | 34 |  | Fixed | Roof
NJADRE1553905859 | Administratively Determined Incentive Program | Colts Neck | 7722 | 17 | 18.4 | Residential | Behind the Meter | No | Net Metered Residential | Tesla Energy Operations Inc | None | JCP&L | Accepted | 2023-06-06 | 2023-06-20 | 2024-06-20 | Inverters | Tesla | #1850000-00-C | 7680 |  | 1 |  |  | 0.98 |  | Outdoor
NJADRE1553905859 | Administratively Determined Incentive Program | Colts Neck | 7722 | 17 | 18.4 | Residential | Behind the Meter | No | Net Metered Residential | Tesla Energy Operations Inc | None | JCP&L | Accepted | 2023-06-06 | 2023-06-20 | 2024-06-20 | Inverters | Tesla | # 1850000-00-D | 7680 |  | 1 |  |  | 0.98 |  | Outdoor
NJADRE1553905859 | Administratively Determined Incentive Program | Colts Neck | 7722 | 17 | 18.4 | Residential | Behind the Meter | No | Net Metered Residential | Tesla Energy Operations Inc | None | JCP&L | Accepted | 2023-06-06 | 2023-06-20 | 2024-06-20 | Electric Storage Battery | Tesla | AC Powerwall 2.0 |  |  | 4 |  |  |  | Lithium Ion |  | Outside
NJADRE1553905911 | Administratively Determined Incentive Program | MAPLE SHADE | 8052 | 13 | 7.3 | Residential | Behind the Meter | Yes | Net Metered Residential | SunnyMac, LLC | None | PSE&G | Accepted | 2023-06-06 | 2023-06-21 | 2024-06-21 | Inverters | SolarEdge Technologies Inc. | SE5000H-US000BNI4 (Inverter) | 5000 |  | 1 |  |  | 0.99 |  | Outside
NJADRE1553905911 | Administratively Determined Incentive Program | MAPLE SHADE | 8052 | 13 | 7.3 | Residential | Behind the Meter | Yes | Net Metered Residential | SunnyMac, LLC | None | PSE&G | Accepted | 2023-06-06 | 2023-06-21 | 2024-06-21 | Solar Panels | Hanwha Q Cells | Q.PEAK DUO BLK-G10+365 |  | 0.365 | 8 | 352 | 31 |  | Fixed | Roof
NJADRE1553905911 | Administratively Determined Incentive Program | MAPLE SHADE | 8052 | 13 | 7.3 | Residential | Behind the Meter | Yes | Net Metered Residential | SunnyMac, LLC | None | PSE&G | Accepted | 2023-06-06 | 2023-06-21 | 2024-06-21 | Solar Panels | Hanwha Q Cells | Q.PEAK DUO BLK-G10+365 |  | 0.365 | 12 | 172 | 31 |  | Fixed | Roof
NJADRE1553905911 | Administratively Determined Incentive Program | MAPLE SHADE | 8052 | 13 | 7.3 | Residential | Behind the Meter | Yes | Net Metered Residential | SunnyMac, LLC | None | PSE&G | Accepted | 2023-06-06 | 2023-06-21 | 2024-06-21 | Meters | SolarEdge Technologies Inc. | SolarEdge Built-in Consumption Monitor (BEI4, BNI4, BNC |  |  | 1 |  |  |  | Yes
NJADRE1553905944 | Administratively Determined Incentive Program | Woodbine | 8270 | 21 | 11.46 | Residential | Behind the Meter | Yes | Net Metered Residential | Sunrun Installation Services, Inc. | None | AC Electric | Accepted | 2023-06-06 | 2023-06-20 | 2024-06-20 | Inverters | SolarEdge Technologies | SE3800H-USMN | 3800 |  | 1 |  |  | 0.96 |  | Outdoor | Next To Meter
NJADRE1553905944 | Administratively Determined Incentive Program | Woodbine | 8270 | 21 | 11.46 | Residential | Behind the Meter | Yes | Net Metered Residential | Sunrun Installation Services, Inc. | None | AC Electric | Accepted | 2023-06-06 | 2023-06-20 | 2024-06-20 | Inverters | SolarEdge Technologies | SE6000H-USSN | 6000 |  | 1 |  |  | 0.96 |  | Outdoor | Next To Meter
NJADRE1553905944 | Administratively Determined Incentive Program | Woodbine | 8270 | 21 | 11.46 | Residential | Behind the Meter | Yes | Net Metered Residential | Sunrun Installation Services, Inc. | None | AC Electric | Accepted | 2023-06-06 | 2023-06-20 | 2024-06-20 | Solar Panels | Trina Solar | TSM-395DE09C.07 |  | 0.395 | 4 | 306 | 44 |  | Fixed | Roof
NJADRE1553905944 | Administratively Determined Incentive Program | Woodbine | 8270 | 21 | 11.46 | Residential | Behind the Meter | Yes | Net Metered Residential | Sunrun Installation Services, Inc. | None | AC Electric | Accepted | 2023-06-06 | 2023-06-20 | 2024-06-20 | Solar Panels | Trina Solar | TSM-395DE09C.07 |  | 0.395 | 4 | 127 | 44 |  | Fixed | Roof
NJADRE1553905944 | Administratively Determined Incentive Program | Woodbine | 8270 | 21 | 11.46 | Residential | Behind the Meter | Yes | Net Metered Residential | Sunrun Installation Services, Inc. | None | AC Electric | Accepted | 2023-06-06 | 2023-06-20 | 2024-06-20 | Solar Panels | Trina Solar | TSM-395DE09C.07 |  | 0.395 | 21 | 127 | 44 |  | Fixed | Roof
NJADRE1553905965 | Administratively Determined Incentive Program | Manville Boro | 8835 | 5 | 3.95 | Residential | Behind the Meter | Yes | Net Metered Residential | Freedom Forever New Jersey LLC | None | PSE&G | Accepted | 2023-06-06 | 2023-06-20 | 2024-06-20 | Inverters | Solar Edge | SE3800H-USRGM | 3800 |  | 1 |  |  | 0.99 |  | Outdoor
NJADRE1553905965 | Administratively Determined Incentive Program | Manville Boro | 8835 | 5 | 3.95 | Residential | Behind the Meter | Yes | Net Metered Residential | Freedom Forever New Jersey LLC | None | PSE&G | Accepted | 2023-06-06 | 2023-06-20 | 2024-06-20 | Solar Panels | Canadian Solar | CS3N-395MS |  | 0.395 | 8 | 183 | 37 |  | Fixed | Roof
NJADRE1553905965 | Administratively Determined Incentive Program | Manville Boro | 8835 | 5 | 3.95 | Residential | Behind the Meter | Yes | Net Metered Residential | Freedom Forever New Jersey LLC | None | PSE&G | Accepted | 2023-06-06 | 2023-06-20 | 2024-06-20 | Solar Panels | Canadian Solar | CS3N-395MS |  | 0.395 | 2 | 3 | 14 |  | Fixed | Roof
NJADRE1553907822 | Administratively Determined Incentive Program | Deptford | 8080 | 15 | 3.16 | Residential | Behind the Meter | Yes | Net Metered Residential | Sunrun Installation Services, Inc. | None | AC Electric | Accepted | 2023-06-06 | 2023-06-20 | 2024-06-20 | Inverters | SolarEdge Technologies | SE3800H-USMN | 3800 |  | 1 |  |  | 0.96 |  | Outdoor | Next To Meter
NJADRE1553907822 | Administratively Determined Incentive Program | Deptford | 8080 | 15 | 3.16 | Residential | Behind the Meter | Yes | Net Metered Residential | Sunrun Installation Services, Inc. | None | AC Electric | Accepted | 2023-06-06 | 2023-06-20 | 2024-06-20 | Solar Panels | Trina Solar | TSM-395DE09C.07 |  | 0.395 | 8 | 148 | 35 |  | Fixed | Roof
NJADRE1553909625 | Administratively Determined Incentive Program | Hillsborough Township | 8844 | 5 | 19.2 | Residential | Behind the Meter | Yes | Net Metered Residential | Freedom Forever New Jersey LLC | None | PSE&G | Accepted | 2023-06-06 | 2023-06-20 | 2024-06-20 | Inverters | Solar Edge | SE6000H-USRGM | 6000 |  | 1 |  |  | 0.99 |  | Outdoor
NJADRE1553909625 | Administratively Determined Incentive Program | Hillsborough Township | 8844 | 5 | 19.2 | Residential | Behind the Meter | Yes | Net Metered Residential | Freedom Forever New Jersey LLC | None | PSE&G | Accepted | 2023-06-06 | 2023-06-20 | 2024-06-20 | Inverters | Solar Edge | SE7600H-USRGM | 7600 |  | 1 |  |  | 0.99 |  | Outdoor
NJADRE1553909625 | Administratively Determined Incentive Program | Hillsborough Township | 8844 | 5 | 19.2 | Residential | Behind the Meter | Yes | Net Metered Residential | Freedom Forever New Jersey LLC | None | PSE&G | Accepted | 2023-06-06 | 2023-06-20 | 2024-06-20 | Solar Panels | Freedom Forever | FF-MP-BBB-400 |  | 0.4 | 6 | 196 | 45 |  | Fixed | Roof
NJADRE1553909625 | Administratively Determined Incentive Program | Hillsborough Township | 8844 | 5 | 19.2 | Residential | Behind the Meter | Yes | Net Metered Residential | Freedom Forever New Jersey LLC | None | PSE&G | Accepted | 2023-06-06 | 2023-06-20 | 2024-06-20 | Solar Panels | Freedom Forever | FF-MP-BBB-400 |  | 0.4 | 19 | 196 | 33 |  | Fixed | Roof
NJADRE1553909625 | Administratively Determined Incentive Program | Hillsborough Township | 8844 | 5 | 19.2 | Residential | Behind the Meter | Yes | Net Metered Residential | Freedom Forever New Jersey LLC | None | PSE&G | Accepted | 2023-06-06 | 2023-06-20 | 2024-06-20 | Solar Panels | Freedom Forever | FF-MP-BBB-400 |  | 0.4 | 7 | 286 | 16 |  | Fixed | Roof
NJADRE1553909625 | Administratively Determined Incentive Program | Hillsborough Township | 8844 | 5 | 19.2 | Residential | Behind the Meter | Yes | Net Metered Residential | Freedom Forever New Jersey LLC | None | PSE&G | Accepted | 2023-06-06 | 2023-06-20 | 2024-06-20 | Solar Panels | Freedom Forever | FF-MP-BBB-400 |  | 0.4 | 2 | 106 | 26 |  | Fixed | Roof
NJADRE1553909625 | Administratively Determined Incentive Program | Hillsborough Township | 8844 | 5 | 19.2 | Residential | Behind the Meter | Yes | Net Metered Residential | Freedom Forever New Jersey LLC | None | PSE&G | Accepted | 2023-06-06 | 2023-06-20 | 2024-06-20 | Solar Panels | Freedom Forever | FF-MP-BBB-400 |  | 0.4 | 7 | 106 | 33 |  | Fixed | Roof
NJADRE1553909625 | Administratively Determined Incentive Program | Hillsborough Township | 8844 | 5 | 19.2 | Residential | Behind the Meter | Yes | Net Metered Residential | Freedom Forever New Jersey LLC | None | PSE&G | Accepted | 2023-06-06 | 2023-06-20 | 2024-06-20 | Solar Panels | Freedom Forever | FF-MP-BBB-400 |  | 0.4 | 5 | 106 | 33 |  | Fixed | Roof
NJADRE1553909625 | Administratively Determined Incentive Program | Hillsborough Township | 8844 | 5 | 19.2 | Residential | Behind the Meter | Yes | Net Metered Residential | Freedom Forever New Jersey LLC | None | PSE&G | Accepted | 2023-06-06 | 2023-06-20 | 2024-06-20 | Solar Panels | Freedom Forever | FF-MP-BBB-400 |  | 0.4 | 2 | 286 | 33 |  | Fixed | Roof
NJADRE1553913954 | Administratively Determined Incentive Program | Wyckoff | 7481 | 7 | 16.59 | Residential | Behind the Meter | Yes | Net Metered Residential | Sunrun Installation Services, Inc. | None | Orange Rockland Electric | Accepted | 2023-06-06 | 2023-06-20 | 2024-06-20 | Inverters | SolarEdge Technologies | SE6000H-USSN | 6000 |  | 2 |  |  | 0.99 |  | Outdoor | Next To Meter
NJADRE1553913954 | Administratively Determined Incentive Program | Wyckoff | 7481 | 7 | 16.59 | Residential | Behind the Meter | Yes | Net Metered Residential | Sunrun Installation Services, Inc. | None | Orange Rockland Electric | Accepted | 2023-06-06 | 2023-06-20 | 2024-06-20 | Solar Panels | Trina Solar | TSM-395DE09C.07 |  | 0.395 | 19 | 178 | 32 |  | Fixed | Roof
NJADRE1553913954 | Administratively Determined Incentive Program | Wyckoff | 7481 | 7 | 16.59 | Residential | Behind the Meter | Yes | Net Metered Residential | Sunrun Installation Services, Inc. | None | Orange Rockland Electric | Accepted | 2023-06-06 | 2023-06-20 | 2024-06-20 | Solar Panels | Trina Solar | TSM-395DE09C.07 |  | 0.395 | 23 | 178 | 35 |  | Fixed | Roof
NJADRE1553920671 | Administratively Determined Incentive Program | Paulsboro, New Jersey | 8066 | 15 | 6.8 | Residential | Behind the Meter | Yes | Net Metered Residential | Suntuity Solar LLC | None | AC Electric | Accepted | 2023-06-07 | 2023-06-20 | 2024-06-20 | Inverters | (17)ENPHASE | IQ8PLUS-72-2-US | 290 |  | 17 |  |  | 0.97 |  | Outdoor | Behind the PV modules
NJADRE1553920671 | Administratively Determined Incentive Program | Paulsboro, New Jersey | 8066 | 15 | 6.8 | Residential | Behind the Meter | Yes | Net Metered Residential | Suntuity Solar LLC | None | AC Electric | Accepted | 2023-06-07 | 2023-06-20 | 2024-06-20 | Solar Panels | (17)HYPERION | HY-DH108P8 400B |  | 0.4 | 7 | 252 | 37 |  | Fixed | Roof
NJADRE1553920671 | Administratively Determined Incentive Program | Paulsboro, New Jersey | 8066 | 15 | 6.8 | Residential | Behind the Meter | Yes | Net Metered Residential | Suntuity Solar LLC | None | AC Electric | Accepted | 2023-06-07 | 2023-06-20 | 2024-06-20 | Solar Panels | (17)HYPERION | HY-DH108P8 400B |  | 0.4 | 6 | 252 | 26 |  | Fixed | Roof
NJADRE1553920671 | Administratively Determined Incentive Program | Paulsboro, New Jersey | 8066 | 15 | 6.8 | Residential | Behind the Meter | Yes | Net Metered Residential | Suntuity Solar LLC | None | AC Electric | Accepted | 2023-06-07 | 2023-06-20 | 2024-06-20 | Solar Panels | (17)HYPERION | HY-DH108P8 400B |  | 0.4 | 4 | 72 | 26 |  | Fixed | Roof
NJADRE1553920674 | Administratively Determined Incentive Program | Woodlynne Boro, | 8107 | 14 | 4.4 | Residential | Behind the Meter | Yes | Net Metered Residential | Suntuity Solar LLC | None | PSE&G | Accepted | 2023-06-07 | 2023-06-20 | 2024-06-20 | Inverters | ENPHASE | IQ8PLUS-72-2-US | 290 |  | 11 |  |  | 0.97 |  | Outdoor | Behind the PV modules
NJADRE1553920674 | Administratively Determined Incentive Program | Woodlynne Boro, | 8107 | 14 | 4.4 | Residential | Behind the Meter | Yes | Net Metered Residential | Suntuity Solar LLC | None | PSE&G | Accepted | 2023-06-07 | 2023-06-20 | 2024-06-20 | Solar Panels | HYPERION | HY-DH108P8 400B |  | 0.4 | 11 | 178 | 6 |  | Fixed | Roof
NJADRE1553920698 | Administratively Determined Incentive Program | Paterson | 7522 | 6 | 8.91 | Residential | Behind the Meter | Yes | Net Metered Residential | Trinity Solar | None | PSE&G | Accepted | 2023-06-07 | 2023-06-20 | 2024-06-20 | Inverters | Solar Edge | SE7600H-US | 7600 |  | 1 |  |  | 0.97 |  | Outdoor
NJADRE1553920698 | Administratively Determined Incentive Program | Paterson | 7522 | 6 | 8.91 | Residential | Behind the Meter | Yes | Net Metered Residential | Trinity Solar | None | PSE&G | Accepted | 2023-06-07 | 2023-06-20 | 2024-06-20 | Solar Panels | HANWHA 405 (Q.PEAK DUO BLK ML-G10+ 405) | HANWHA 405 (Q.PEAK DUO BLK ML-G10+ 405) |  | 0.405 | 18 | 139 | 45 |  | Fixed | Roof
NJADRE1553920698 | Administratively Determined Incentive Program | Paterson | 7522 | 6 | 8.91 | Residential | Behind the Meter | Yes | Net Metered Residential | Trinity Solar | None | PSE&G | Accepted | 2023-06-07 | 2023-06-20 | 2024-06-20 | Solar Panels | HANWHA 405 (Q.PEAK DUO BLK ML-G10+ 405) | HANWHA 405 (Q.PEAK DUO BLK ML-G10+ 405) |  | 0.405 | 2 | 229 | 42 |  | Fixed | Roof
NJADRE1553920698 | Administratively Determined Incentive Program | Paterson | 7522 | 6 | 8.91 | Residential | Behind the Meter | Yes | Net Metered Residential | Trinity Solar | None | PSE&G | Accepted | 2023-06-07 | 2023-06-20 | 2024-06-20 | Solar Panels | HANWHA 405 (Q.PEAK DUO BLK ML-G10+ 405) | HANWHA 405 (Q.PEAK DUO BLK ML-G10+ 405) |  | 0.405 | 2 | 229 | 45 |  | Fixed | Roof
NJADRE1553920734 | Administratively Determined Incentive Program | SICKLERVILLE | 8081 | 14 | 6.57 | Residential | Behind the Meter | Yes | Net Metered Residential | SunnyMac, LLC | None | AC Electric | Accepted | 2023-06-07 | 2023-06-20 | 2024-06-20 | Inverters | SolarEdge Technologies Inc. | SE6000H-US000BEI4 (Inverter) | 6000 |  | 1 |  |  | 0.99 |  | Outside
NJADRE1553920734 | Administratively Determined Incentive Program | SICKLERVILLE | 8081 | 14 | 6.57 | Residential | Behind the Meter | Yes | Net Metered Residential | SunnyMac, LLC | None | AC Electric | Accepted | 2023-06-07 | 2023-06-20 | 2024-06-20 | Solar Panels | Hanwha Q Cells | Q.PEAK DUO BLK-G10+365 |  | 0.365 | 5 | 221 | 20 |  | Fixed | Roof
NJADRE1553920734 | Administratively Determined Incentive Program | SICKLERVILLE | 8081 | 14 | 6.57 | Residential | Behind the Meter | Yes | Net Metered Residential | SunnyMac, LLC | None | AC Electric | Accepted | 2023-06-07 | 2023-06-20 | 2024-06-20 | Solar Panels | Hanwha Q Cells | Q.PEAK DUO BLK-G10+365 |  | 0.365 | 13 | 221 | 31 |  | Fixed | Roof
NJADRE1553920734 | Administratively Determined Incentive Program | SICKLERVILLE | 8081 | 14 | 6.57 | Residential | Behind the Meter | Yes | Net Metered Residential | SunnyMac, LLC | None | AC Electric | Accepted | 2023-06-07 | 2023-06-20 | 2024-06-20 | Meters | SolarEdge Technologies Inc. | SolarEdge Built-in Consumption Monitor (BEI4, BNI4, BNC |  |  | 1 |  |  |  | Yes
NJADRE1553920742 | Administratively Determined Incentive Program | Toms River | 8753 | 18 | 7.2 | Residential | Behind the Meter | Yes | Net Metered Residential | SunnyMac LLC | None | JCP&L | Accepted | 2023-06-07 | 2023-06-20 | 2024-06-20 | Solar Panels | HANWHA | Q.PEAK DUO BLK ML-G10+400W |  | 0.4 | 18 | 186 | 20 |  | Fixed | Roof
NJADRE1553920742 | Administratively Determined Incentive Program | Toms River | 8753 | 18 | 7.2 | Residential | Behind the Meter | Yes | Net Metered Residential | SunnyMac LLC | None | JCP&L | Accepted | 2023-06-07 | 2023-06-20 | 2024-06-20 | Inverters | Solaredge | SE 6000H -US | 6000 |  | 1 |  |  | 0.99 |  | Outdoor | NEXT TO METER
NJADRE1553920765 | Administratively Determined Incentive Program | Bloomfield Twp | 7003 | 9 | 9.6 | Residential | Behind the Meter | Yes | Net Metered Residential | SunnyMac LLC | None | PSE&G | Accepted | 2023-06-07 | 2023-06-20 | 2024-06-20 | Solar Panels | HANWHA | HANWHA Q.PEAK DUO BLK ML-G10+ 400W |  | 0.4 | 12 | 264 | 44 |  | Fixed | Roof
NJADRE1553920765 | Administratively Determined Incentive Program | Bloomfield Twp | 7003 | 9 | 9.6 | Residential | Behind the Meter | Yes | Net Metered Residential | SunnyMac LLC | None | PSE&G | Accepted | 2023-06-07 | 2023-06-20 | 2024-06-20 | Solar Panels | HANWHA | HANWHA Q.PEAK DUO BLK ML-G10+ 400W |  | 0.4 | 8 | 84 | 44 |  | Fixed | Roof
NJADRE1553920765 | Administratively Determined Incentive Program | Bloomfield Twp | 7003 | 9 | 9.6 | Residential | Behind the Meter | Yes | Net Metered Residential | SunnyMac LLC | None | PSE&G | Accepted | 2023-06-07 | 2023-06-20 | 2024-06-20 | Solar Panels | HANWHA | HANWHA Q.PEAK DUO BLK ML-G10+ 400W |  | 0.4 | 4 | 358 | 7 |  | Fixed | Roof
NJADRE1553920765 | Administratively Determined Incentive Program | Bloomfield Twp | 7003 | 9 | 9.6 | Residential | Behind the Meter | Yes | Net Metered Residential | SunnyMac LLC | None | PSE&G | Accepted | 2023-06-07 | 2023-06-20 | 2024-06-20 | Inverters | Solaredge | SE7600H-US | 7600 |  | 1 |  |  | 0.99 |  | Outdoor | NEXT TO METER
NJADRE1553920765 | Administratively Determined Incentive Program | Bloomfield Twp | 7003 | 9 | 9.6 | Residential | Behind the Meter | Yes | Net Metered Residential | SunnyMac LLC | None | PSE&G | Accepted | 2023-06-07 | 2023-06-20 | 2024-06-20 | Meters | SE-RGMTR-1D-240C-B | Solaredge |  |  | 1 |  |  |  | Yes | Outdoor
NJADRE1553920787 | Administratively Determined Incentive Program | Chesterfield TWP | 8515 | 13 | 12.8 | Residential | Behind the Meter | No | Net Metered Residential | Tesla Energy Operations Inc | None | PSE&G | Accepted | 2023-06-07 | 2023-06-20 | 2024-06-20 | Inverters | Tesla | 1534000-00-F (240V) | 3840 |  | 1 |  |  | 0.975 |  | Outdoor
NJADRE1553920787 | Administratively Determined Incentive Program | Chesterfield TWP | 8515 | 13 | 12.8 | Residential | Behind the Meter | No | Net Metered Residential | Tesla Energy Operations Inc | None | PSE&G | Accepted | 2023-06-07 | 2023-06-20 | 2024-06-20 | Inverters | Tesla | 1538000-00-F (240V) | 7680 |  | 1 |  |  | 0.98 |  | Outdoor
NJADRE1553920787 | Administratively Determined Incentive Program | Chesterfield TWP | 8515 | 13 | 12.8 | Residential | Behind the Meter | No | Net Metered Residential | Tesla Energy Operations Inc | None | PSE&G | Accepted | 2023-06-07 | 2023-06-20 | 2024-06-20 | Solar Panels | Tesla | T400H |  | 0.4 | 5 | 116 | 34 |  | Fixed | Roof
NJADRE1553920787 | Administratively Determined Incentive Program | Chesterfield TWP | 8515 | 13 | 12.8 | Residential | Behind the Meter | No | Net Metered Residential | Tesla Energy Operations Inc | None | PSE&G | Accepted | 2023-06-07 | 2023-06-20 | 2024-06-20 | Solar Panels | Tesla | T400H |  | 0.4 | 4 | 26 | 28 |  | Fixed | Roof
NJADRE1553920787 | Administratively Determined Incentive Program | Chesterfield TWP | 8515 | 13 | 12.8 | Residential | Behind the Meter | No | Net Metered Residential | Tesla Energy Operations Inc | None | PSE&G | Accepted | 2023-06-07 | 2023-06-20 | 2024-06-20 | Solar Panels | Tesla | T400H |  | 0.4 | 13 | 206 | 28 |  | Fixed | Roof
NJADRE1553920787 | Administratively Determined Incentive Program | Chesterfield TWP | 8515 | 13 | 12.8 | Residential | Behind the Meter | No | Net Metered Residential | Tesla Energy Operations Inc | None | PSE&G | Accepted | 2023-06-07 | 2023-06-20 | 2024-06-20 | Solar Panels | Tesla | T400H |  | 0.4 | 10 | 296 | 34 |  | Fixed | Roof
NJADRE1553920832 | Administratively Determined Incentive Program | Montgomery TWP | 8558 | 5 | 12.24 | Residential | Behind the Meter | No | Net Metered Residential | Tesla Energy Operations Inc | None | PSE&G | Accepted | 2023-06-07 | 2023-06-21 | 2024-06-21 | Solar Panels | Hanwha Q-CELLS | Q.Peak DUO BLK-G6+ 340 |  | 0.34 | 19 | 226 | 20 |  | Fixed | Roof
NJADRE1553920832 | Administratively Determined Incentive Program | Montgomery TWP | 8558 | 5 | 12.24 | Residential | Behind the Meter | No | Net Metered Residential | Tesla Energy Operations Inc | None | PSE&G | Accepted | 2023-06-07 | 2023-06-21 | 2024-06-21 | Solar Panels | Hanwha Q-CELLS | Q.Peak DUO BLK-G6+ 340 |  | 0.34 | 13 | 46 | 20 |  | Fixed | Roof
NJADRE1553920832 | Administratively Determined Incentive Program | Montgomery TWP | 8558 | 5 | 12.24 | Residential | Behind the Meter | No | Net Metered Residential | Tesla Energy Operations Inc | None | PSE&G | Accepted | 2023-06-07 | 2023-06-21 | 2024-06-21 | Solar Panels | Hanwha Q-CELLS | Q.Peak DUO BLK-G6+ 340 |  | 0.34 | 4 | 227 | 16 |  | Fixed | Roof
NJADRE1553920832 | Administratively Determined Incentive Program | Montgomery TWP | 8558 | 5 | 12.24 | Residential | Behind the Meter | No | Net Metered Residential | Tesla Energy Operations Inc | None | PSE&G | Accepted | 2023-06-07 | 2023-06-21 | 2024-06-21 | Inverters | Tesla | 7.6 kW Tesla Inc 1538000-89-E | 7600 |  | 1 |  |  | 0.98 |  | Outdoor
NJADRE1553920832 | Administratively Determined Incentive Program | Montgomery TWP | 8558 | 5 | 12.24 | Residential | Behind the Meter | No | Net Metered Residential | Tesla Energy Operations Inc | None | PSE&G | Accepted | 2023-06-07 | 2023-06-21 | 2024-06-21 | Inverters | Tesla | 3.8 kW Tesla Inc 1534000-89-E | 3800 |  | 1 |  |  | 0.975 |  | Outdoor
NJADRE1553920832 | Administratively Determined Incentive Program | Montgomery TWP | 8558 | 5 | 12.24 | Residential | Behind the Meter | No | Net Metered Residential | Tesla Energy Operations Inc | None | PSE&G | Accepted | 2023-06-07 | 2023-06-21 | 2024-06-21 | Electric Storage Battery | Tesla | AC Powerwall 2.0 |  |  | 3 |  |  |  | Lithium Ion |  | INSIDE
NJADRE1553920840 | Administratively Determined Incentive Program | NEWARK | 7104 | 9 | 4.02 | Residential | Behind the Meter | Yes | Net Metered Residential | Pro Custom Solar dba Momentum Solar | None | PSE&G | Accepted | 2023-06-07 | 2023-06-21 | 2024-06-21 | Inverters | ENPHASE | iq8plus-72-2-us | 290 |  | 11 |  |  | 0.97 |  | Outdoor
NJADRE1553920840 | Administratively Determined Incentive Program | NEWARK | 7104 | 9 | 4.02 | Residential | Behind the Meter | Yes | Net Metered Residential | Pro Custom Solar dba Momentum Solar | None | PSE&G | Accepted | 2023-06-07 | 2023-06-21 | 2024-06-21 | Solar Panels | HANWHA | q.peak duo blk-g10+365 |  | 0.365 | 11 | 111 | 7 |  | Fixed | Roof
NJADRE1553920849 | Administratively Determined Incentive Program | Neptune | 7753 | 17 | 4.62 | Residential | Behind the Meter | No | Net Metered Residential | EMT Renewables | None | JCP&L | Accepted | 2023-06-07 | 2023-06-20 | 2024-06-20 | Inverters | ENPHASE | IQ7X | 315 |  | 11 |  |  | 0.98 |  | Other | UNDER EACH PANEL
NJADRE1553920849 | Administratively Determined Incentive Program | Neptune | 7753 | 17 | 4.62 | Residential | Behind the Meter | No | Net Metered Residential | EMT Renewables | None | JCP&L | Accepted | 2023-06-07 | 2023-06-20 | 2024-06-20 | Solar Panels | REC ALPHA | REC 420 |  | 0.42 | 11 | 175 | 19 |  | Fixed | Roof
NJADRE1553920896 | Administratively Determined Incentive Program | Princeton TWP | 8540 | 12 | 11.2 | Residential | Behind the Meter | Yes | Net Metered Residential | Tesla Energy Operations Inc | None | PSE&G | Accepted | 2023-06-07 | 2023-06-21 | 2024-06-21 | Inverters | Tesla | 1538000-45-A (240V) | 5760 |  | 2 |  |  | 0.98 |  | Outdoor
NJADRE1553920896 | Administratively Determined Incentive Program | Princeton TWP | 8540 | 12 | 11.2 | Residential | Behind the Meter | Yes | Net Metered Residential | Tesla Energy Operations Inc | None | PSE&G | Accepted | 2023-06-07 | 2023-06-21 | 2024-06-21 | Solar Panels | Hanwha | Q.PEAK DUO BLK ML-G10+/TS 400 |  | 0.4 | 20 | 5 | 27 |  | Fixed | Roof
NJADRE1553920896 | Administratively Determined Incentive Program | Princeton TWP | 8540 | 12 | 11.2 | Residential | Behind the Meter | Yes | Net Metered Residential | Tesla Energy Operations Inc | None | PSE&G | Accepted | 2023-06-07 | 2023-06-21 | 2024-06-21 | Solar Panels | Hanwha | Q.PEAK DUO BLK ML-G10+/TS 400 |  | 0.4 | 8 | 5 | 27 |  | Fixed | Roof
NJADRE1553920922 | Administratively Determined Incentive Program | SICKLERVILLE | 8081 | 14 | 8.03 | Residential | Behind the Meter | Yes | Net Metered Residential | SunnyMac, LLC | None | AC Electric | Accepted | 2023-06-07 | 2023-06-21 | 2024-06-21 | Inverters | SolarEdge Technologies Inc. | SE6000H-US000BEI4 (Inverter) | 6000 |  | 1 |  |  | 0.99 |  | Outside
NJADRE1553920922 | Administratively Determined Incentive Program | SICKLERVILLE | 8081 | 14 | 8.03 | Residential | Behind the Meter | Yes | Net Metered Residential | SunnyMac, LLC | None | AC Electric | Accepted | 2023-06-07 | 2023-06-21 | 2024-06-21 | Solar Panels | Hanwha Q Cells | Q.PEAK DUO BLK-G10+365 |  | 0.365 | 8 | 170 | 22 |  | Fixed | Roof
NJADRE1553920922 | Administratively Determined Incentive Program | SICKLERVILLE | 8081 | 14 | 8.03 | Residential | Behind the Meter | Yes | Net Metered Residential | SunnyMac, LLC | None | AC Electric | Accepted | 2023-06-07 | 2023-06-21 | 2024-06-21 | Solar Panels | Hanwha Q Cells | Q.PEAK DUO BLK-G10+365 |  | 0.365 | 14 | 261 | 19 |  | Fixed | Roof
NJADRE1553920922 | Administratively Determined Incentive Program | SICKLERVILLE | 8081 | 14 | 8.03 | Residential | Behind the Meter | Yes | Net Metered Residential | SunnyMac, LLC | None | AC Electric | Accepted | 2023-06-07 | 2023-06-21 | 2024-06-21 | Meters | SolarEdge Technologies Inc. | SolarEdge Built-in Consumption Monitor (BNI4, BNC4, BBL |  |  | 1 |  |  |  | Yes
NJADRE1553920943 | Administratively Determined Incentive Program | Parsippany | 7054 | 3 | 4.02 | Residential | Behind the Meter | Yes | Net Metered Residential | Pro Custom Solar dba Momentum Solar | None | JCP&L | Accepted | 2023-06-07 | 2023-06-21 | 2024-06-21 | Solar Panels | HANWHA | Â Q. PEAK DUO BLK-G10+365 |  | 0.365 | 9 | 181 | 33 |  | Fixed | Roof
NJADRE1553920943 | Administratively Determined Incentive Program | Parsippany | 7054 | 3 | 4.02 | Residential | Behind the Meter | Yes | Net Metered Residential | Pro Custom Solar dba Momentum Solar | None | JCP&L | Accepted | 2023-06-07 | 2023-06-21 | 2024-06-21 | Solar Panels | HANWHA | Â Q. PEAK DUO BLK-G10+365 |  | 0.365 | 2 | 181 | 33 |  | Fixed | Roof
NJADRE1553920943 | Administratively Determined Incentive Program | Parsippany | 7054 | 3 | 4.02 | Residential | Behind the Meter | Yes | Net Metered Residential | Pro Custom Solar dba Momentum Solar | None | JCP&L | Accepted | 2023-06-07 | 2023-06-21 | 2024-06-21 | Inverters | ENPHASE | IQ8PLUS-72-2-US | 290 |  | 11 |  |  | 0.97 |  | Outdoor
NJADRE1553921001 | Administratively Determined Incentive Program | Eastampton Twp | 8060 | 13 | 5.6 | Residential | Behind the Meter | Yes | Net Metered Residential | SunnyMac LLC | None | PSE&G | Accepted | 2023-06-07 | 2023-06-21 | 2024-06-21 | Solar Panels | HANWHA | Q.PEAK DUO BLK ML-G10+400 |  | 0.4 | 10 | 9 | 14 |  | Fixed | Roof
NJADRE1553921001 | Administratively Determined Incentive Program | Eastampton Twp | 8060 | 13 | 5.6 | Residential | Behind the Meter | Yes | Net Metered Residential | SunnyMac LLC | None | PSE&G | Accepted | 2023-06-07 | 2023-06-21 | 2024-06-21 | Solar Panels | HANWHA | Q.PEAK DUO BLK ML-G10+400 |  | 0.4 | 2 | 99 | 14 |  | Fixed | Roof
NJADRE1553921001 | Administratively Determined Incentive Program | Eastampton Twp | 8060 | 13 | 5.6 | Residential | Behind the Meter | Yes | Net Metered Residential | SunnyMac LLC | None | PSE&G | Accepted | 2023-06-07 | 2023-06-21 | 2024-06-21 | Solar Panels | HANWHA | Q.PEAK DUO BLK ML-G10+400 |  | 0.4 | 2 | 189 | 14 |  | Fixed | Roof
NJADRE1553921001 | Administratively Determined Incentive Program | Eastampton Twp | 8060 | 13 | 5.6 | Residential | Behind the Meter | Yes | Net Metered Residential | SunnyMac LLC | None | PSE&G | Accepted | 2023-06-07 | 2023-06-21 | 2024-06-21 | Inverters | Solaredge | SE3800H-US | 3800 |  | 1 |  |  | 0.99 |  | Outdoor | NEXT TO METER
NJADRE1553921001 | Administratively Determined Incentive Program | Eastampton Twp | 8060 | 13 | 5.6 | Residential | Behind the Meter | Yes | Net Metered Residential | SunnyMac LLC | None | PSE&G | Accepted | 2023-06-07 | 2023-06-21 | 2024-06-21 | Meters | SE-RGMTR-1D-240C-B | Solaredge |  |  | 1 |  |  |  | Yes | Outdoor
NJADRE1553921618 | Administratively Determined Incentive Program | Pine Brook | 7058 | 3 | 13.37 | Residential | Behind the Meter | Yes | Net Metered Residential | Trinity Solar | None | JCP&L | Accepted | 2023-06-07 | 2023-06-21 | 2024-06-21 | Solar Panels | HANWHA 405 (Q.PEAK DUO BLK ML-G10+ 405) | HANWHA 405 (Q.PEAK DUO BLK ML-G10+ 405) |  | 0.405 | 9 | 181 | 12 |  | Fixed | Roof
NJADRE1553921618 | Administratively Determined Incentive Program | Pine Brook | 7058 | 3 | 13.37 | Residential | Behind the Meter | Yes | Net Metered Residential | Trinity Solar | None | JCP&L | Accepted | 2023-06-07 | 2023-06-21 | 2024-06-21 | Solar Panels | HANWHA 405 (Q.PEAK DUO BLK ML-G10+ 405) | HANWHA 405 (Q.PEAK DUO BLK ML-G10+ 405) |  | 0.405 | 13 | 91 | 23 |  | Fixed | Roof
NJADRE1553921618 | Administratively Determined Incentive Program | Pine Brook | 7058 | 3 | 13.37 | Residential | Behind the Meter | Yes | Net Metered Residential | Trinity Solar | None | JCP&L | Accepted | 2023-06-07 | 2023-06-21 | 2024-06-21 | Solar Panels | HANWHA 405 (Q.PEAK DUO BLK ML-G10+ 405) | HANWHA 405 (Q.PEAK DUO BLK ML-G10+ 405) |  | 0.405 | 7 | 271 | 23 |  | Fixed | Roof
NJADRE1553921618 | Administratively Determined Incentive Program | Pine Brook | 7058 | 3 | 13.37 | Residential | Behind the Meter | Yes | Net Metered Residential | Trinity Solar | None | JCP&L | Accepted | 2023-06-07 | 2023-06-21 | 2024-06-21 | Solar Panels | HANWHA 405 (Q.PEAK DUO BLK ML-G10+ 405) | HANWHA 405 (Q.PEAK DUO BLK ML-G10+ 405) |  | 0.405 | 4 | 181 | 23 |  | Fixed | Roof
NJADRE1553921618 | Administratively Determined Incentive Program | Pine Brook | 7058 | 3 | 13.37 | Residential | Behind the Meter | Yes | Net Metered Residential | Trinity Solar | None | JCP&L | Accepted | 2023-06-07 | 2023-06-21 | 2024-06-21 | Inverters | Solar Edge | SE10000H-US | 10000 |  | 1 |  |  | 0.97 |  | Outside
NJADRE1553921787 | Administratively Determined Incentive Program | Bridgeton | 8302 | 20 | 6.32 | Residential | Behind the Meter | Yes | Net Metered Residential | Bright Planet Solar | None | AC Electric | Accepted | 2023-06-07 | 2023-06-09 | 2024-06-09 | Inverters | SolarEdge | SE5000H-USRGM | 5000 |  | 1 |  |  | 0.98 |  | Outdoor
NJADRE1553921787 | Administratively Determined Incentive Program | Bridgeton | 8302 | 20 | 6.32 | Residential | Behind the Meter | Yes | Net Metered Residential | Bright Planet Solar | None | AC Electric | Accepted | 2023-06-07 | 2023-06-09 | 2024-06-09 | Solar Panels | Hanwha Q-Cells | Q.PEAK DUO BLK ML-G10.a+395 |  | 0.395 | 10 | 263 | 30 |  | Fixed | Roof
NJADRE1553921787 | Administratively Determined Incentive Program | Bridgeton | 8302 | 20 | 6.32 | Residential | Behind the Meter | Yes | Net Metered Residential | Bright Planet Solar | None | AC Electric | Accepted | 2023-06-07 | 2023-06-09 | 2024-06-09 | Solar Panels | Hanwha Q-Cells | Q.PEAK DUO BLK ML-G10.a+395 |  | 0.395 | 6 | 84 | 30 |  | Fixed | Roof
NJADRE1553921824 | Administratively Determined Incentive Program | Millville | 8332 | 20 | 10.13 | Residential | Behind the Meter | No | Net Metered Residential | EMT Renewables | None | AC Electric | Accepted | 2023-06-07 | 2023-06-21 | 2024-06-21 | Inverters | ENPHASE | IQ8+ | 290 |  | 25 |  |  | 0.98 |  | Other | UNDER EACH PANEL
NJADRE1553921824 | Administratively Determined Incentive Program | Millville | 8332 | 20 | 10.13 | Residential | Behind the Meter | No | Net Metered Residential | EMT Renewables | None | AC Electric | Accepted | 2023-06-07 | 2023-06-21 | 2024-06-21 | Solar Panels | REC ALPHA | REC 405 |  | 0.405 | 6 | 104 | 36 |  | Fixed | Roof
NJADRE1553921824 | Administratively Determined Incentive Program | Millville | 8332 | 20 | 10.13 | Residential | Behind the Meter | No | Net Metered Residential | EMT Renewables | None | AC Electric | Accepted | 2023-06-07 | 2023-06-21 | 2024-06-21 | Solar Panels | REC ALPHA | RE 405 |  | 0.405 | 7 | 284 | 36 |  | Fixed | Roof
NJADRE1553921824 | Administratively Determined Incentive Program | Millville | 8332 | 20 | 10.13 | Residential | Behind the Meter | No | Net Metered Residential | EMT Renewables | None | AC Electric | Accepted | 2023-06-07 | 2023-06-21 | 2024-06-21 | Solar Panels | REC ALPHA | REC 405 |  | 0.405 | 12 | 14 | 14 |  | Fixed | Roof
NJADRE1553922367 | Administratively Determined Incentive Program | Keansburg | 7734 | 17 | 6.8 | Residential | Behind the Meter | Yes | Net Metered Residential | SunnyMac LLC | None | JCP&L | Accepted | 2023-06-07 | 2023-06-21 | 2024-06-21 | Solar Panels | HANWHA | Q.PEAK DUO BLK ML-G10+400 |  | 0.4 | 3 | 257 | 39 |  | Fixed | Roof
NJADRE1553922367 | Administratively Determined Incentive Program | Keansburg | 7734 | 17 | 6.8 | Residential | Behind the Meter | Yes | Net Metered Residential | SunnyMac LLC | None | JCP&L | Accepted | 2023-06-07 | 2023-06-21 | 2024-06-21 | Solar Panels | HANWHA | Q.PEAK DUO BLK ML-G10+400 |  | 0.4 | 3 | 347 | 22 |  | Fixed | Roof
NJADRE1553922367 | Administratively Determined Incentive Program | Keansburg | 7734 | 17 | 6.8 | Residential | Behind the Meter | Yes | Net Metered Residential | SunnyMac LLC | None | JCP&L | Accepted | 2023-06-07 | 2023-06-21 | 2024-06-21 | Solar Panels | HANWHA | Q.PEAK DUO BLK ML-G10+400 |  | 0.4 | 3 | 167 | 22 |  | Fixed | Roof
NJADRE1553922367 | Administratively Determined Incentive Program | Keansburg | 7734 | 17 | 6.8 | Residential | Behind the Meter | Yes | Net Metered Residential | SunnyMac LLC | None | JCP&L | Accepted | 2023-06-07 | 2023-06-21 | 2024-06-21 | Solar Panels | HANWHA | Q.PEAK DUO BLK ML-G10+400 |  | 0.4 | 2 | 257 | 31 |  | Fixed | Roof
NJADRE1553922367 | Administratively Determined Incentive Program | Keansburg | 7734 | 17 | 6.8 | Residential | Behind the Meter | Yes | Net Metered Residential | SunnyMac LLC | None | JCP&L | Accepted | 2023-06-07 | 2023-06-21 | 2024-06-21 | Solar Panels | HANWHA | Q.PEAK DUO BLK ML-G10+400 |  | 0.4 | 6 | 77 | 31 |  | Fixed | Roof
NJADRE1553922367 | Administratively Determined Incentive Program | Keansburg | 7734 | 17 | 6.8 | Residential | Behind the Meter | Yes | Net Metered Residential | SunnyMac LLC | None | JCP&L | Accepted | 2023-06-07 | 2023-06-21 | 2024-06-21 | Inverters | Solaredge | SE5000H-US | 5000 |  | 1 |  |  | 0.99 |  | Outdoor | NEXT TO METER
NJADRE1553924052 | Administratively Determined Incentive Program | Emerson | 7630 | 7 | 9.09 | Residential | Behind the Meter | Yes | Net Metered Residential | Sunrun Installation Services, Inc. | None | PSE&G | Accepted | 2023-06-07 | 2023-06-21 | 2024-06-21 | Inverters | SolarEdge Technologies | SE7600H-USSN | 7600 |  | 1 |  |  | 0.96 |  | Outdoor | Next To Meter
NJADRE1553924052 | Administratively Determined Incentive Program | Emerson | 7630 | 7 | 9.09 | Residential | Behind the Meter | Yes | Net Metered Residential | Sunrun Installation Services, Inc. | None | PSE&G | Accepted | 2023-06-07 | 2023-06-21 | 2024-06-21 | Solar Panels | Trina Solar | TSM-395DE09C.07 |  | 0.395 | 23 | 194 | 21 |  | Fixed | Roof
NJADRE1553924203 | Administratively Determined Incentive Program | Gloucester Township | 8081 | 14 | 4.4 | Residential | Behind the Meter | No | Net Metered Residential | Freedom Forever New Jersey LLC | None | AC Electric | Accepted | 2023-06-07 | 2023-06-21 | 2024-06-21 | Inverters | Solar Edge | SE3800H-USRGM | 3800 |  | 1 |  |  | 0.99 |  | Outdoor
NJADRE1553924203 | Administratively Determined Incentive Program | Gloucester Township | 8081 | 14 | 4.4 | Residential | Behind the Meter | No | Net Metered Residential | Freedom Forever New Jersey LLC | None | AC Electric | Accepted | 2023-06-07 | 2023-06-21 | 2024-06-21 | Solar Panels | Freedom Forever | FF-MP-BBB-400 |  | 0.4 | 11 | 206 | 22 |  | Fixed | Roof
NJADRE1553924758 | Administratively Determined Incentive Program | NUTLEY | 7110 | 9 | 5.95 | Residential | Behind the Meter | Yes | Net Metered Residential | SunPower Corporation, Systems | None | PSE&G | Accepted | 2023-06-07 | 2023-06-21 | 2024-06-21 | Solar Panels | Sunpower | SPR-M-425-H-AC |  | 0.425 | 2 | 120 | 43 |  | Fixed | Roof
NJADRE1553924758 | Administratively Determined Incentive Program | NUTLEY | 7110 | 9 | 5.95 | Residential | Behind the Meter | Yes | Net Metered Residential | SunPower Corporation, Systems | None | PSE&G | Accepted | 2023-06-07 | 2023-06-21 | 2024-06-21 | Solar Panels | Sunpower | SPR-M-425-H-AC |  | 0.425 | 4 | 210 | 43 |  | Fixed | Roof
NJADRE1553924758 | Administratively Determined Incentive Program | NUTLEY | 7110 | 9 | 5.95 | Residential | Behind the Meter | Yes | Net Metered Residential | SunPower Corporation, Systems | None | PSE&G | Accepted | 2023-06-07 | 2023-06-21 | 2024-06-21 | Solar Panels | Sunpower | SPR-M-425-H-AC |  | 0.425 | 6 | 120 | 43 |  | Fixed | Roof
NJADRE1553924758 | Administratively Determined Incentive Program | NUTLEY | 7110 | 9 | 5.95 | Residential | Behind the Meter | Yes | Net Metered Residential | SunPower Corporation, Systems | None | PSE&G | Accepted | 2023-06-07 | 2023-06-21 | 2024-06-21 | Solar Panels | Sunpower | SPR-M-425-H-AC |  | 0.425 | 2 | 300 | 14 |  | Fixed | Roof
NJADRE1553924758 | Administratively Determined Incentive Program | NUTLEY | 7110 | 9 | 5.95 | Residential | Behind the Meter | Yes | Net Metered Residential | SunPower Corporation, Systems | None | PSE&G | Accepted | 2023-06-07 | 2023-06-21 | 2024-06-21 | Inverters | Enphase | IQ7HS-66-ACM-US | 384 |  | 14 |  |  | 0.97 |  | Other | Under Each Panel
NJADRE1553924892 | Administratively Determined Incentive Program | Moorestown Twp | 8057 | 13 | 9.2 | Residential | Behind the Meter | Yes | Net Metered Residential | SunnyMac LLC | None | PSE&G | Accepted | 2023-06-07 | 2023-06-21 | 2024-06-21 | Solar Panels | HANWHA | Q.PEAK DUO BLK ML-G10+400 |  | 0.4 | 14 | 82 | 10 |  | Fixed | Roof
NJADRE1553924892 | Administratively Determined Incentive Program | Moorestown Twp | 8057 | 13 | 9.2 | Residential | Behind the Meter | Yes | Net Metered Residential | SunnyMac LLC | None | PSE&G | Accepted | 2023-06-07 | 2023-06-21 | 2024-06-21 | Solar Panels | HANWHA | Q.PEAK DUO BLK ML-G10+400 |  | 0.4 | 9 | 262 | 13 |  | Fixed | Roof
NJADRE1553924892 | Administratively Determined Incentive Program | Moorestown Twp | 8057 | 13 | 9.2 | Residential | Behind the Meter | Yes | Net Metered Residential | SunnyMac LLC | None | PSE&G | Accepted | 2023-06-07 | 2023-06-21 | 2024-06-21 | Inverters | Solaredge | 7600H-US | 7600 |  | 1 |  |  | 0.99 |  | Outdoor | NEXT TO METER
NJADRE1553928977 | Administratively Determined Incentive Program | Vineland | 8360 | 20 | 7.9 | Residential | Behind the Meter | Yes | Net Metered Residential | Bright Planet Solar | None | Vineland Muni Electric | Accepted | 2023-06-07 | 2023-06-21 | 2024-06-21 | Inverters | SolarEdge | SE6000H-USRGM | 6000 |  | 1 |  |  | 0.98 |  | Outdoor
NJADRE1553928977 | Administratively Determined Incentive Program | Vineland | 8360 | 20 | 7.9 | Residential | Behind the Meter | Yes | Net Metered Residential | Bright Planet Solar | None | Vineland Muni Electric | Accepted | 2023-06-07 | 2023-06-21 | 2024-06-21 | Solar Panels | Hanwha Q-Cells | Q.PEAK DUO BLK ML-G10.a+ 395 |  | 0.395 | 5 | 347 | 27 |  | Fixed | Roof
NJADRE1553928977 | Administratively Determined Incentive Program | Vineland | 8360 | 20 | 7.9 | Residential | Behind the Meter | Yes | Net Metered Residential | Bright Planet Solar | None | Vineland Muni Electric | Accepted | 2023-06-07 | 2023-06-21 | 2024-06-21 | Solar Panels | Hanwha Q-Cells | Q.PEAK DUO BLK ML-G10.a+ 395 |  | 0.395 | 5 | 77 | 27 |  | Fixed | Roof
NJADRE1553928977 | Administratively Determined Incentive Program | Vineland | 8360 | 20 | 7.9 | Residential | Behind the Meter | Yes | Net Metered Residential | Bright Planet Solar | None | Vineland Muni Electric | Accepted | 2023-06-07 | 2023-06-21 | 2024-06-21 | Solar Panels | Hanwha Q-Cells | Q.PEAK DUO BLK ML-G10.a+ 395 |  | 0.395 | 2 | 168 | 27 |  | Fixed | Roof
NJADRE1553928977 | Administratively Determined Incentive Program | Vineland | 8360 | 20 | 7.9 | Residential | Behind the Meter | Yes | Net Metered Residential | Bright Planet Solar | None | Vineland Muni Electric | Accepted | 2023-06-07 | 2023-06-21 | 2024-06-21 | Solar Panels | Hanwha Q-Cells | Q.PEAK DUO BLK ML-G10.a+ 395 |  | 0.395 | 8 | 256 | 27 |  | Fixed | Roof
NJADRE1553928978 | Administratively Determined Incentive Program | JERSEY CITY | 7306 | 8 | 2.92 | Residential | Behind the Meter | No | Net Metered Residential | Pro Custom Solar dba Momentum Solar | None | PSE&G | Accepted | 2023-06-07 | 2023-06-21 | 2024-06-21 | Inverters | ENPHASE | iq8plus-72-2-us | 290 |  | 8 |  |  | 0.97 |  | Outdoor
NJADRE1553928978 | Administratively Determined Incentive Program | JERSEY CITY | 7306 | 8 | 2.92 | Residential | Behind the Meter | No | Net Metered Residential | Pro Custom Solar dba Momentum Solar | None | PSE&G | Accepted | 2023-06-07 | 2023-06-21 | 2024-06-21 | Solar Panels | HANWHA | q.peak duo blk-g10+365 |  | 0.365 | 8 | 125 | 47 |  | Fixed | Roof
NJADRE1553928982 | Administratively Determined Incentive Program | WEST ORANGE TWP | 7052 | 9 | 5.53 | Residential | Behind the Meter | Yes | Net Metered Residential | Sunrun Installation Services, Inc. | None | PSE&G | Accepted | 2023-06-07 | 2023-06-21 | 2024-06-21 | Inverters | SolarEdge Technologies | SE3800H-USMN | 3800 |  | 1 |  |  | 0.99 |  | Outdoor | Next To Meter
NJADRE1553928982 | Administratively Determined Incentive Program | WEST ORANGE TWP | 7052 | 9 | 5.53 | Residential | Behind the Meter | Yes | Net Metered Residential | Sunrun Installation Services, Inc. | None | PSE&G | Accepted | 2023-06-07 | 2023-06-21 | 2024-06-21 | Solar Panels | Trina Solar | TSM-395DE09C.07 |  | 0.395 | 14 | 194 | 6 |  | Fixed | Roof
NJADRE1553929000 | Administratively Determined Incentive Program | Livingston | 7039 | 9 | 7.6 | Residential | Behind the Meter | No | Net Metered Residential | Tesla Energy Operations Inc | None | JCP&L | Accepted | 2023-06-07 | 2023-06-21 | 2024-06-21 | Inverters | Tesla | #1850000-00-C | 7600 |  | 1 |  |  | 0.98 |  | Indoor
NJADRE1553929000 | Administratively Determined Incentive Program | Livingston | 7039 | 9 | 7.6 | Residential | Behind the Meter | No | Net Metered Residential | Tesla Energy Operations Inc | None | JCP&L | Accepted | 2023-06-07 | 2023-06-21 | 2024-06-21 | Electric Storage Battery | Tesla | AC Powerwall 2.0 |  |  | 1 |  |  |  | Lithium Ion |  | Outside
NJADRE1553929000 | Administratively Determined Incentive Program | Livingston | 7039 | 9 | 7.6 | Residential | Behind the Meter | No | Net Metered Residential | Tesla Energy Operations Inc | None | JCP&L | Accepted | 2023-06-07 | 2023-06-21 | 2024-06-21 | Solar Panels | Tesla | Hanwha # Q.PEAK DUO BLK ML-G10+/TS 400: PV Module, 400W |  | 0.4 | 3 | 296 | 27 |  | Fixed | Roof
NJADRE1553929000 | Administratively Determined Incentive Program | Livingston | 7039 | 9 | 7.6 | Residential | Behind the Meter | No | Net Metered Residential | Tesla Energy Operations Inc | None | JCP&L | Accepted | 2023-06-07 | 2023-06-21 | 2024-06-21 | Solar Panels | Tesla | Hanwha # Q.PEAK DUO BLK ML-G10+/TS 400: PV Module, 400W |  | 0.4 | 10 | 296 | 27 |  | Fixed | Roof
NJADRE1553929000 | Administratively Determined Incentive Program | Livingston | 7039 | 9 | 7.6 | Residential | Behind the Meter | No | Net Metered Residential | Tesla Energy Operations Inc | None | JCP&L | Accepted | 2023-06-07 | 2023-06-21 | 2024-06-21 | Solar Panels | Tesla | Hanwha # Q.PEAK DUO BLK ML-G10+/TS 400: PV Module, 400W |  | 0.4 | 2 | 116 | 27 |  | Fixed | Roof
NJADRE1553929000 | Administratively Determined Incentive Program | Livingston | 7039 | 9 | 7.6 | Residential | Behind the Meter | No | Net Metered Residential | Tesla Energy Operations Inc | None | JCP&L | Accepted | 2023-06-07 | 2023-06-21 | 2024-06-21 | Solar Panels | Tesla | Hanwha # Q.PEAK DUO BLK ML-G10+/TS 400: PV Module, 400W |  | 0.4 | 4 | 26 | 27 |  | Fixed | Roof
NJADRE1553929200 | Administratively Determined Incentive Program | Robbinsville | 8691 | 12 | 9.2 | Residential | Behind the Meter | No | Net Metered Residential | Tesla Energy Operations Inc | None | JCP&L | Accepted | 2023-06-07 | 2023-06-21 | 2024-06-21 | Inverters | Tesla | 1538000-45-A (240V) | 7680 |  | 1 |  |  | 0.98 |  | Indoor
NJADRE1553929200 | Administratively Determined Incentive Program | Robbinsville | 8691 | 12 | 9.2 | Residential | Behind the Meter | No | Net Metered Residential | Tesla Energy Operations Inc | None | JCP&L | Accepted | 2023-06-07 | 2023-06-21 | 2024-06-21 | Solar Panels | Hanwha | Q.PEAK DUO BLK ML-G10+/TS 400 |  | 0.4 | 18 | 196 | 34 |  | Fixed | Roof
NJADRE1553929200 | Administratively Determined Incentive Program | Robbinsville | 8691 | 12 | 9.2 | Residential | Behind the Meter | No | Net Metered Residential | Tesla Energy Operations Inc | None | JCP&L | Accepted | 2023-06-07 | 2023-06-21 | 2024-06-21 | Solar Panels | Hanwha | Q.PEAK DUO BLK ML-G10+/TS 400 |  | 0.4 | 5 | 196 | 34 |  | Fixed | Roof
NJADRE1553929329 | Administratively Determined Incentive Program | JERSEY CITY | 7306 | 8 | 4.38 | Residential | Behind the Meter | No | Net Metered Residential | Pro Custom Solar dba Momentum Solar | None | PSE&G | Accepted | 2023-06-07 | 2023-06-21 | 2024-06-21 | Inverters | enphase | iq8plus-72-2-us | 290 |  | 12 |  |  | 0.97 |  | Outdoor
NJADRE1553929329 | Administratively Determined Incentive Program | JERSEY CITY | 7306 | 8 | 4.38 | Residential | Behind the Meter | No | Net Metered Residential | Pro Custom Solar dba Momentum Solar | None | PSE&G | Accepted | 2023-06-07 | 2023-06-21 | 2024-06-21 | Solar Panels | hanwha | q.peak duo blk-g10+365 |  | 0.365 | 2 | 35 | 2 |  | Fixed | Roof
NJADRE1553929329 | Administratively Determined Incentive Program | JERSEY CITY | 7306 | 8 | 4.38 | Residential | Behind the Meter | No | Net Metered Residential | Pro Custom Solar dba Momentum Solar | None | PSE&G | Accepted | 2023-06-07 | 2023-06-21 | 2024-06-21 | Solar Panels | hanwha | q.peak duo blk-g10+365 |  | 0.365 | 10 | 125 | 47 |  | Fixed | Roof
NJADRE1553929383 | Administratively Determined Incentive Program | North Brunswick Twp | 8902 | 11 | 8.51 | Residential | Behind the Meter | No | Net Metered Residential | Vision Solar LLC | None | PSE&G | Accepted | 2023-06-07 | 2023-06-21 | 2024-06-21 | Inverters | Solaredge | SE6000H-USRGM | 6000 |  | 1 |  |  | 0.97 |  | Outdoor
NJADRE1553929383 | Administratively Determined Incentive Program | North Brunswick Twp | 8902 | 11 | 8.51 | Residential | Behind the Meter | No | Net Metered Residential | Vision Solar LLC | None | PSE&G | Accepted | 2023-06-07 | 2023-06-21 | 2024-06-21 | Solar Panels | ZNSHINE | ZXM6-NH120-370/M |  | 0.37 | 13 | 129 | 24 |  | Fixed | Roof
NJADRE1553929383 | Administratively Determined Incentive Program | North Brunswick Twp | 8902 | 11 | 8.51 | Residential | Behind the Meter | No | Net Metered Residential | Vision Solar LLC | None | PSE&G | Accepted | 2023-06-07 | 2023-06-21 | 2024-06-21 | Solar Panels | ZNSHINE | ZXM6-NH120-370/M |  | 0.37 | 10 | 39 | 20 |  | Fixed | Roof
NJADRE1553929409 | Administratively Determined Incentive Program | CLIFTON CITY | 7011 | 6 | 7.9 | Residential | Behind the Meter | Yes | Net Metered Residential | Sunrun Installation Services, Inc. | None | PSE&G | Accepted | 2023-06-07 | 2023-06-21 | 2024-06-21 | Inverters | SolarEdge Technologies | SE6000H-USSN | 6000 |  | 1 |  |  | 0.96 |  | Outdoor | Next To Meter
NJADRE1553929409 | Administratively Determined Incentive Program | CLIFTON CITY | 7011 | 6 | 7.9 | Residential | Behind the Meter | Yes | Net Metered Residential | Sunrun Installation Services, Inc. | None | PSE&G | Accepted | 2023-06-07 | 2023-06-21 | 2024-06-21 | Solar Panels | Trina Solar | TSM-395DE09C.07 |  | 0.395 | 8 | 78 | 18 |  | Fixed | Roof
NJADRE1553929409 | Administratively Determined Incentive Program | CLIFTON CITY | 7011 | 6 | 7.9 | Residential | Behind the Meter | Yes | Net Metered Residential | Sunrun Installation Services, Inc. | None | PSE&G | Accepted | 2023-06-07 | 2023-06-21 | 2024-06-21 | Solar Panels | Trina Solar | TSM-395DE09C.07 |  | 0.395 | 12 | 258 | 18 |  | Fixed | Roof
NJADRE1553929456 | Administratively Determined Incentive Program | Clayton | 8312 | 15 | 6.21 | Residential | Behind the Meter | Yes | Net Metered Residential | Pro Custom Solar dba Momentum Solar | None | AC Electric | Accepted | 2023-06-07 | 2023-06-21 | 2024-06-21 | Solar Panels | hanwha | Â Q. PEAK DUO BLK-G10+365 |  | 0.365 | 8 | 258 | 19 |  | Fixed | Roof
NJADRE1553929456 | Administratively Determined Incentive Program | Clayton | 8312 | 15 | 6.21 | Residential | Behind the Meter | Yes | Net Metered Residential | Pro Custom Solar dba Momentum Solar | None | AC Electric | Accepted | 2023-06-07 | 2023-06-21 | 2024-06-21 | Solar Panels | hanwha | Â Q. PEAK DUO BLK-G10+365 |  | 0.365 | 9 | 78 | 18 |  | Fixed | Roof
NJADRE1553929456 | Administratively Determined Incentive Program | Clayton | 8312 | 15 | 6.21 | Residential | Behind the Meter | Yes | Net Metered Residential | Pro Custom Solar dba Momentum Solar | None | AC Electric | Accepted | 2023-06-07 | 2023-06-21 | 2024-06-21 | Inverters | Enphase | IQ8PLUS-72-2-US | 290 |  | 17 |  |  | 0.97 |  | Outdoor
NJADRE1553929700 | Administratively Determined Incentive Program | Gloucester Township | 8081 | 14 | 5.53 | Residential | Behind the Meter | No | Net Metered Residential | Sunrun Installation Services, Inc. | None | AC Electric | Accepted | 2023-06-07 | 2023-06-21 | 2024-06-21 | Inverters | SolarEdge Technologies | SE3800H-USMN | 3800 |  | 1 |  |  | 0.99 |  | Outdoor | Next To Meter
NJADRE1553929700 | Administratively Determined Incentive Program | Gloucester Township | 8081 | 14 | 5.53 | Residential | Behind the Meter | No | Net Metered Residential | Sunrun Installation Services, Inc. | None | AC Electric | Accepted | 2023-06-07 | 2023-06-21 | 2024-06-21 | Solar Panels | Trina Solar | TSM-395DE09C.07 |  | 0.395 | 14 | 39 | 26 |  | Fixed | Roof
NJADRE1553929724 | Administratively Determined Incentive Program | Wayne | 7470 | 6 | 4.35 | Residential | Behind the Meter | Yes | Net Metered Residential | Sunrun Installation Services, Inc. | None | PSE&G | Accepted | 2023-06-07 | 2023-06-22 | 2024-06-22 | Inverters | SolarEdge Technologies | SE3800H-USMN | 3800 |  | 1 |  |  | 0.96 |  | Outdoor | Next To Meter
NJADRE1553929724 | Administratively Determined Incentive Program | Wayne | 7470 | 6 | 4.35 | Residential | Behind the Meter | Yes | Net Metered Residential | Sunrun Installation Services, Inc. | None | PSE&G | Accepted | 2023-06-07 | 2023-06-22 | 2024-06-22 | Solar Panels | Trina Solar | TSM-395DE09C.07 |  | 0.395 | 11 | 67 | 11 |  | Fixed | Roof
NJADRE1553929770 | Administratively Determined Incentive Program | Saddle Brook | 7663 | 7 | 9.09 | Residential | Behind the Meter | Yes | Net Metered Residential | Sunrun Installation Services, Inc. | None | PSE&G | Accepted | 2023-06-07 | 2023-06-21 | 2024-06-21 | Inverters | SolarEdge Technologies | SE7600H-USSN | 7600 |  | 1 |  |  | 0.96 |  | Outdoor | Next To Meter
NJADRE1553929770 | Administratively Determined Incentive Program | Saddle Brook | 7663 | 7 | 9.09 | Residential | Behind the Meter | Yes | Net Metered Residential | Sunrun Installation Services, Inc. | None | PSE&G | Accepted | 2023-06-07 | 2023-06-21 | 2024-06-21 | Solar Panels | Trina Solar | TSM-395DE09C.07 |  | 0.395 | 10 | 342 | 9 |  | Fixed | Roof
NJADRE1553929770 | Administratively Determined Incentive Program | Saddle Brook | 7663 | 7 | 9.09 | Residential | Behind the Meter | Yes | Net Metered Residential | Sunrun Installation Services, Inc. | None | PSE&G | Accepted | 2023-06-07 | 2023-06-21 | 2024-06-21 | Solar Panels | Trina Solar | TSM-395DE09C.07 |  | 0.395 | 13 | 161 | 10 |  | Fixed | Roof
NJADRE1553929791 | Administratively Determined Incentive Program | JERSEY CITY | 7304 | 8 | 5.46 | Residential | Behind the Meter | Yes | Small Net-Metered Non-Residential located on Rooftop, Carport, Canopy and Floating Solar | Sunrun Installation Services, Inc. | None | PSE&G | Accepted | 2023-06-07 | 2023-06-21 | 2024-06-21 | Inverters | SolarEdge Technologies | SE3800H-USMN | 3800 |  | 1 |  |  | 0.99 |  | Outdoor | Next To Meter
NJADRE1553929791 | Administratively Determined Incentive Program | JERSEY CITY | 7304 | 8 | 5.46 | Residential | Behind the Meter | Yes | Small Net-Metered Non-Residential located on Rooftop, Carport, Canopy and Floating Solar | Sunrun Installation Services, Inc. | None | PSE&G | Accepted | 2023-06-07 | 2023-06-21 | 2024-06-21 | Solar Panels | Trina Solar | TSM-390DE09C.07 |  | 0.39 | 14 | 215 | 24 |  | Fixed | Roof
NJADRE1553929804 | Administratively Determined Incentive Program | MONTCLAIR TWP | 7042 | 9 | 4.35 | Residential | Behind the Meter | Yes | Net Metered Residential | Freedom Forever New Jersey LLC | None | PSE&G | Accepted | 2023-06-07 | 2023-06-22 | 2024-06-22 | Inverters | Solar Edge | SE3800H-USRGM | 3800 |  | 1 |  |  | 0.99 |  | Outdoor
NJADRE1553929804 | Administratively Determined Incentive Program | MONTCLAIR TWP | 7042 | 9 | 4.35 | Residential | Behind the Meter | Yes | Net Metered Residential | Freedom Forever New Jersey LLC | None | PSE&G | Accepted | 2023-06-07 | 2023-06-22 | 2024-06-22 | Solar Panels | Canadian Solar | CS3N-395MS |  | 0.395 | 11 | 189 | 33 |  | Fixed | Roof
NJADRE1553929857 | Administratively Determined Incentive Program | Cherry Hill | 8003 | 14 | 14.6 | Residential | Behind the Meter | Yes | Net Metered Residential | Ad Energy | None | PSE&G | Accepted | 2023-06-07 | 2023-06-22 | 2024-06-22 | Inverters | SunPower | IQ7HS | 384 |  | 40 |  |  | 0.975 |  | Outdoor | At each panel
NJADRE1553929857 | Administratively Determined Incentive Program | Cherry Hill | 8003 | 14 | 14.6 | Residential | Behind the Meter | Yes | Net Metered Residential | Ad Energy | None | PSE&G | Accepted | 2023-06-07 | 2023-06-22 | 2024-06-22 | Solar Panels | SunPower | SPR-U-365-BLK-QC-DC |  | 0.365 | 3 | 213 | 35 |  | Fixed | Roof
NJADRE1553929857 | Administratively Determined Incentive Program | Cherry Hill | 8003 | 14 | 14.6 | Residential | Behind the Meter | Yes | Net Metered Residential | Ad Energy | None | PSE&G | Accepted | 2023-06-07 | 2023-06-22 | 2024-06-22 | Solar Panels | SunPower | SPR-U-365-BLK-QC-DC |  | 0.365 | 9 | 213 | 40 |  | Fixed | Roof
NJADRE1553929857 | Administratively Determined Incentive Program | Cherry Hill | 8003 | 14 | 14.6 | Residential | Behind the Meter | Yes | Net Metered Residential | Ad Energy | None | PSE&G | Accepted | 2023-06-07 | 2023-06-22 | 2024-06-22 | Solar Panels | SunPower | SPR-U-365-BLK-QC-DC |  | 0.365 | 6 | 123 | 35 |  | Fixed | Roof
NJADRE1553929857 | Administratively Determined Incentive Program | Cherry Hill | 8003 | 14 | 14.6 | Residential | Behind the Meter | Yes | Net Metered Residential | Ad Energy | None | PSE&G | Accepted | 2023-06-07 | 2023-06-22 | 2024-06-22 | Solar Panels | SunPower | SPR-U-365-BLK-QC-DC |  | 0.365 | 22 | 123 | 35 |  | Fixed | Roof
NJADRE1553929858 | Administratively Determined Incentive Program | Millville | 8332 | 20 | 23.09 | Residential | Behind the Meter | Yes | Net Metered Residential | Skyline Solar LLC | None | AC Electric | Accepted | 2023-06-07 | 2023-06-22 | 2024-06-22 | Solar Panels | Q CELLS | Q.PEAK DUO ML-G10.A+ |  | 0.405 | 5 | 132 | 27 |  | Fixed | Roof
NJADRE1553929858 | Administratively Determined Incentive Program | Millville | 8332 | 20 | 23.09 | Residential | Behind the Meter | Yes | Net Metered Residential | Skyline Solar LLC | None | AC Electric | Accepted | 2023-06-07 | 2023-06-22 | 2024-06-22 | Solar Panels | Q CELLS | Q.PEAK DUO ML-G10.A+ |  | 0.405 | 12 | 312 | 26 |  | Fixed | Roof
NJADRE1553929858 | Administratively Determined Incentive Program | Millville | 8332 | 20 | 23.09 | Residential | Behind the Meter | Yes | Net Metered Residential | Skyline Solar LLC | None | AC Electric | Accepted | 2023-06-07 | 2023-06-22 | 2024-06-22 | Solar Panels | Q CELLS | Q.PEAK DUO ML-G10.A+ |  | 0.405 | 20 | 221 | 26 |  | Fixed | Roof
NJADRE1553929858 | Administratively Determined Incentive Program | Millville | 8332 | 20 | 23.09 | Residential | Behind the Meter | Yes | Net Metered Residential | Skyline Solar LLC | None | AC Electric | Accepted | 2023-06-07 | 2023-06-22 | 2024-06-22 | Solar Panels | Q CELLS | Q.PEAK DUO ML-G10.A+ |  | 0.405 | 20 | 41 | 26 |  | Fixed | Roof
NJADRE1553929858 | Administratively Determined Incentive Program | Millville | 8332 | 20 | 23.09 | Residential | Behind the Meter | Yes | Net Metered Residential | Skyline Solar LLC | None | AC Electric | Accepted | 2023-06-07 | 2023-06-22 | 2024-06-22 | Inverters | SOLAREDGE | SE10000H-US | 10000 |  | 1 |  |  | 0.992 |  | Outdoor
NJADRE1553929858 | Administratively Determined Incentive Program | Millville | 8332 | 20 | 23.09 | Residential | Behind the Meter | Yes | Net Metered Residential | Skyline Solar LLC | None | AC Electric | Accepted | 2023-06-07 | 2023-06-22 | 2024-06-22 | Inverters | SOLAREDGE | SE5000H-US | 5000 |  | 1 |  |  | 0.992 |  | Outdoor
NJADRE1553935456 | Administratively Determined Incentive Program | Paterson | 7514 | 6 | 8.97 | Residential | Behind the Meter | Yes | Net Metered Residential | Sunrun Installation Services, Inc. | None | PSE&G | Accepted | 2023-06-07 | 2023-06-21 | 2024-06-21 | Inverters | SolarEdge Technologies | SE6000H-USSN | 6000 |  | 1 |  |  | 0.99 |  | Outdoor | Next To Meter
NJADRE1553935456 | Administratively Determined Incentive Program | Paterson | 7514 | 6 | 8.97 | Residential | Behind the Meter | Yes | Net Metered Residential | Sunrun Installation Services, Inc. | None | PSE&G | Accepted | 2023-06-07 | 2023-06-21 | 2024-06-21 | Solar Panels | Trina Solar | TSM-390DE09C.07 |  | 0.39 | 23 | 100 | 2 |  | Fixed | Roof
NJADRE1553940588 | Administratively Determined Incentive Program | Paramus | 7652 | 7 | 7.9 | Residential | Behind the Meter | Yes | Net Metered Residential | Sunrun Installation Services, Inc. | None | PSE&G | Accepted | 2023-06-07 | 2023-06-21 | 2024-06-21 | Inverters | SolarEdge Technologies | SE6000H-USSN | 6000 |  | 1 |  |  | 0.96 |  | Outdoor | Next To Meter
NJADRE1553940588 | Administratively Determined Incentive Program | Paramus | 7652 | 7 | 7.9 | Residential | Behind the Meter | Yes | Net Metered Residential | Sunrun Installation Services, Inc. | None | PSE&G | Accepted | 2023-06-07 | 2023-06-21 | 2024-06-21 | Solar Panels | Trina Solar | TSM-395DE09C.07 |  | 0.395 | 10 | 199 | 34 |  | Fixed | Roof
NJADRE1553940588 | Administratively Determined Incentive Program | Paramus | 7652 | 7 | 7.9 | Residential | Behind the Meter | Yes | Net Metered Residential | Sunrun Installation Services, Inc. | None | PSE&G | Accepted | 2023-06-07 | 2023-06-21 | 2024-06-21 | Solar Panels | Trina Solar | TSM-395DE09C.07 |  | 0.395 | 5 | 19 | 33 |  | Fixed | Roof
NJADRE1553940588 | Administratively Determined Incentive Program | Paramus | 7652 | 7 | 7.9 | Residential | Behind the Meter | Yes | Net Metered Residential | Sunrun Installation Services, Inc. | None | PSE&G | Accepted | 2023-06-07 | 2023-06-21 | 2024-06-21 | Solar Panels | Trina Solar | TSM-395DE09C.07 |  | 0.395 | 2 | 109 | 20 |  | Fixed | Roof
NJADRE1553940588 | Administratively Determined Incentive Program | Paramus | 7652 | 7 | 7.9 | Residential | Behind the Meter | Yes | Net Metered Residential | Sunrun Installation Services, Inc. | None | PSE&G | Accepted | 2023-06-07 | 2023-06-21 | 2024-06-21 | Solar Panels | Trina Solar | TSM-395DE09C.07 |  | 0.395 | 3 | 289 | 19 |  | Fixed | Roof
NJADRE1553945511 | Administratively Determined Incentive Program | Clifton | 7011 | 6 | 4.74 | Residential | Behind the Meter | Yes | Net Metered Residential | Sunrun Installation Services, Inc. | None | PSE&G | Accepted | 2023-06-07 | 2023-06-21 | 2024-06-21 | Inverters | SolarEdge Technologies | SE3800H-USMN | 3800 |  | 1 |  |  | 0.99 |  | Outdoor | Next To Meter
NJADRE1553945511 | Administratively Determined Incentive Program | Clifton | 7011 | 6 | 4.74 | Residential | Behind the Meter | Yes | Net Metered Residential | Sunrun Installation Services, Inc. | None | PSE&G | Accepted | 2023-06-07 | 2023-06-21 | 2024-06-21 | Solar Panels | Trina Solar | TSM-395DE09C.07 |  | 0.395 | 12 | 167 | 26 |  | Fixed | Roof
NJADRE1553969088 | Administratively Determined Incentive Program | Newark | 7107 | 9 | 7.2 | Residential | Behind the Meter | Yes | Net Metered Residential | SunnyMac LLC | None | PSE&G | Accepted | 2023-07-09 | 2023-07-14 | 2024-07-14 | Solar Panels | REC | REC400AA PURE BLACK |  | 0.4 | 18 | 201 | 26 |  | Fixed | Roof
NJADRE1553969088 | Administratively Determined Incentive Program | Newark | 7107 | 9 | 7.2 | Residential | Behind the Meter | Yes | Net Metered Residential | SunnyMac LLC | None | PSE&G | Accepted | 2023-07-09 | 2023-07-14 | 2024-07-14 | Inverters | Solaredge | SE5000H-US | 5000 |  | 1 |  |  | 0.99 |  | Outdoor | NEXT TO METER
NJADRE1553969088 | Administratively Determined Incentive Program | Newark | 7107 | 9 | 7.2 | Residential | Behind the Meter | Yes | Net Metered Residential | SunnyMac LLC | None | PSE&G | Accepted | 2023-07-09 | 2023-07-14 | 2024-07-14 | Meters | SE-RGMTR-1D-240C-B | Solaredge |  |  | 1 |  |  |  | Yes | Outdoor
NJADRE1553969176 | Administratively Determined Incentive Program | Jersey City | 7304 | 8 | 4.38 | Residential | Behind the Meter | Yes | Net Metered Residential | Pro Custom Solar dba Momentum Solar | None | PSE&G | Accepted | 2023-06-08 | 2023-06-21 | 2024-06-21 | Inverters | Enphase | IQ8PLUS-72-2-US | 290 |  | 12 |  |  | 0.97 |  | Outdoor
NJADRE1553969176 | Administratively Determined Incentive Program | Jersey City | 7304 | 8 | 4.38 | Residential | Behind the Meter | Yes | Net Metered Residential | Pro Custom Solar dba Momentum Solar | None | PSE&G | Accepted | 2023-06-08 | 2023-06-21 | 2024-06-21 | Solar Panels | Hanwha | q.peak duo blk-g10+365 |  | 0.365 | 12 | 28 | 4 |  | Fixed | Roof
NJADRE1553969196 | Administratively Determined Incentive Program | Egg Harbor Township | 8234 | 19 | 8.4 | Residential | Behind the Meter | Yes | Net Metered Residential | Ad Energy | None | AC Electric | Accepted | 2023-06-08 | 2023-06-21 | 2024-06-21 | Inverters | SunPower | IQ7HS | 384 |  | 23 |  |  | 0.975 |  | Outdoor | At each panel
NJADRE1553969196 | Administratively Determined Incentive Program | Egg Harbor Township | 8234 | 19 | 8.4 | Residential | Behind the Meter | Yes | Net Metered Residential | Ad Energy | None | AC Electric | Accepted | 2023-06-08 | 2023-06-21 | 2024-06-21 | Solar Panels | SunPower | SPR-U-365-BLK-QC-DC |  | 0.365 | 9 | 291 | 35 |  | Fixed | Roof
NJADRE1553969196 | Administratively Determined Incentive Program | Egg Harbor Township | 8234 | 19 | 8.4 | Residential | Behind the Meter | Yes | Net Metered Residential | Ad Energy | None | AC Electric | Accepted | 2023-06-08 | 2023-06-21 | 2024-06-21 | Solar Panels | SunPower | SPR-U-365-BLK-QC-DC |  | 0.365 | 4 | 111 | 35 |  | Fixed | Roof
NJADRE1553969196 | Administratively Determined Incentive Program | Egg Harbor Township | 8234 | 19 | 8.4 | Residential | Behind the Meter | Yes | Net Metered Residential | Ad Energy | None | AC Electric | Accepted | 2023-06-08 | 2023-06-21 | 2024-06-21 | Solar Panels | SunPower | SPR-U-365-BLK-QC-DC |  | 0.365 | 10 | 291 | 35 |  | Fixed | Roof
NJADRE1553969202 | Administratively Determined Incentive Program | Somerville | 8876 | 5 | 5.6 | Residential | Behind the Meter | Yes | Net Metered Residential | Tesla Energy Operations Inc | None | JCP&L | Accepted | 2023-06-08 | 2023-06-21 | 2024-06-21 | Inverters | Tesla | #1850000-00-C | 7600 |  | 1 |  |  | 0.98 |  | Indoor
NJADRE1553969202 | Administratively Determined Incentive Program | Somerville | 8876 | 5 | 5.6 | Residential | Behind the Meter | Yes | Net Metered Residential | Tesla Energy Operations Inc | None | JCP&L | Accepted | 2023-06-08 | 2023-06-21 | 2024-06-21 | Solar Panels | Tesla | Hanwha # Q.PEAK DUO BLK ML-G10+/TS 400 |  | 0.4 | 14 | 211 | 24 |  | Fixed | Roof
NJADRE1553969202 | Administratively Determined Incentive Program | Somerville | 8876 | 5 | 5.6 | Residential | Behind the Meter | Yes | Net Metered Residential | Tesla Energy Operations Inc | None | JCP&L | Accepted | 2023-06-08 | 2023-06-21 | 2024-06-21 | Electric Storage Battery | Tesla | AC Powerwall 2.0 |  |  | 1 |  |  |  | Lithium Ion |  | Inside
NJADRE1553969238 | Administratively Determined Incentive Program | Willingboro | 8046 | 13 | 10.59 | Residential | Behind the Meter | Yes | Net Metered Residential | Ad Energy | None | PSE&G | Accepted | 2023-06-08 | 2023-06-21 | 2024-06-21 | Inverters | SunPower | IQ7HS | 384 |  | 29 |  |  | 0.97 |  | Outdoor | At each panel
NJADRE1553969238 | Administratively Determined Incentive Program | Willingboro | 8046 | 13 | 10.59 | Residential | Behind the Meter | Yes | Net Metered Residential | Ad Energy | None | PSE&G | Accepted | 2023-06-08 | 2023-06-21 | 2024-06-21 | Solar Panels | SunPower | SPR-U-365-BLK-QC-DC |  | 0.365 | 8 | 157 | 19 |  | Fixed | Roof
NJADRE1553969238 | Administratively Determined Incentive Program | Willingboro | 8046 | 13 | 10.59 | Residential | Behind the Meter | Yes | Net Metered Residential | Ad Energy | None | PSE&G | Accepted | 2023-06-08 | 2023-06-21 | 2024-06-21 | Solar Panels | SunPower | SPR-U-365-BLK-QC-DC |  | 0.365 | 21 | 247 | 18 |  | Fixed | Roof
NJADRE1553969255 | Administratively Determined Incentive Program | Lodi | 7644 | 7 | 12.41 | Residential | Behind the Meter | Yes | Net Metered Residential | Pro Custom Solar dba Momentum Solar | None | PSE&G | Accepted | 2023-06-08 | 2023-06-21 | 2024-06-21 | Inverters | Enphase | IQ8PLUS-72-2-US | 290 |  | 34 |  |  | 0.97 |  | Outdoor
NJADRE1553969255 | Administratively Determined Incentive Program | Lodi | 7644 | 7 | 12.41 | Residential | Behind the Meter | Yes | Net Metered Residential | Pro Custom Solar dba Momentum Solar | None | PSE&G | Accepted | 2023-06-08 | 2023-06-21 | 2024-06-21 | Solar Panels | Hanwha | q.peak duo blk-g10+365 |  | 0.365 | 12 | 162 | 27 |  | Fixed | Roof
NJADRE1553969255 | Administratively Determined Incentive Program | Lodi | 7644 | 7 | 12.41 | Residential | Behind the Meter | Yes | Net Metered Residential | Pro Custom Solar dba Momentum Solar | None | PSE&G | Accepted | 2023-06-08 | 2023-06-21 | 2024-06-21 | Solar Panels | Hanwha | q.peak duo blk-g10+365 |  | 0.365 | 5 | 252 | 26 |  | Fixed | Roof
NJADRE1553969255 | Administratively Determined Incentive Program | Lodi | 7644 | 7 | 12.41 | Residential | Behind the Meter | Yes | Net Metered Residential | Pro Custom Solar dba Momentum Solar | None | PSE&G | Accepted | 2023-06-08 | 2023-06-21 | 2024-06-21 | Solar Panels | Hanwha | q.peak duo blk-g10+365 |  | 0.365 | 5 | 72 | 28 |  | Fixed | Roof
NJADRE1553969255 | Administratively Determined Incentive Program | Lodi | 7644 | 7 | 12.41 | Residential | Behind the Meter | Yes | Net Metered Residential | Pro Custom Solar dba Momentum Solar | None | PSE&G | Accepted | 2023-06-08 | 2023-06-21 | 2024-06-21 | Solar Panels | Hanwha | q.peak duo blk-g10+365 |  | 0.365 | 12 | 342 | 27 |  | Fixed | Roof
NJADRE1553969347 | Administratively Determined Incentive Program | Holmdel | 7733 | 17 | 13.2 | Residential | Behind the Meter | No | Net Metered Residential | Tesla Energy Operations Inc | None | JCP&L | Accepted | 2023-06-08 | 2023-06-21 | 2024-06-21 | Inverters | Tesla | #1850000-00-C | 7600 |  | 2 |  |  | 0.98 |  | Outdoor
NJADRE1553969347 | Administratively Determined Incentive Program | Holmdel | 7733 | 17 | 13.2 | Residential | Behind the Meter | No | Net Metered Residential | Tesla Energy Operations Inc | None | JCP&L | Accepted | 2023-06-08 | 2023-06-21 | 2024-06-21 | Solar Panels | Tesla | Hanwha # Q.PEAK DUO BLK ML-G10+/TS 400: PV Module, 400W |  | 0.4 | 11 | 265 | 27 |  | Fixed | Roof
NJADRE1553969347 | Administratively Determined Incentive Program | Holmdel | 7733 | 17 | 13.2 | Residential | Behind the Meter | No | Net Metered Residential | Tesla Energy Operations Inc | None | JCP&L | Accepted | 2023-06-08 | 2023-06-21 | 2024-06-21 | Solar Panels | Tesla | Hanwha # Q.PEAK DUO BLK ML-G10+/TS 400: PV Module, 400W |  | 0.4 | 19 | 85 | 27 |  | Fixed | Roof
NJADRE1553969347 | Administratively Determined Incentive Program | Holmdel | 7733 | 17 | 13.2 | Residential | Behind the Meter | No | Net Metered Residential | Tesla Energy Operations Inc | None | JCP&L | Accepted | 2023-06-08 | 2023-06-21 | 2024-06-21 | Solar Panels | Tesla | Hanwha # Q.PEAK DUO BLK ML-G10+/TS 400: PV Module, 400W |  | 0.4 | 3 | 175 | 37 |  | Fixed | Roof
NJADRE1553969347 | Administratively Determined Incentive Program | Holmdel | 7733 | 17 | 13.2 | Residential | Behind the Meter | No | Net Metered Residential | Tesla Energy Operations Inc | None | JCP&L | Accepted | 2023-06-08 | 2023-06-21 | 2024-06-21 | Electric Storage Battery | Tesla | AC Powerwall 2 |  |  | 2 |  |  |  | Lithium Ion |  | Outside
NJADRE1553969385 | Administratively Determined Incentive Program | Cliffwood | 7721 | 17 | 7.41 | Residential | Behind the Meter | Yes | Net Metered Residential | Sunrun Installation Services, Inc. | None | JCP&L | Accepted | 2023-06-08 | 2023-06-26 | 2024-06-26 | Solar Panels | Trina Solar | TSM-390DE09C.07 |  | 0.39 | 15 | 234 | 34 |  | Fixed | Roof
NJADRE1553969385 | Administratively Determined Incentive Program | Cliffwood | 7721 | 17 | 7.41 | Residential | Behind the Meter | Yes | Net Metered Residential | Sunrun Installation Services, Inc. | None | JCP&L | Accepted | 2023-06-08 | 2023-06-26 | 2024-06-26 | Solar Panels | Trina Solar | TSM-390DE09C.07 |  | 0.39 | 4 | 54 | 34 |  | Fixed | Roof
NJADRE1553969385 | Administratively Determined Incentive Program | Cliffwood | 7721 | 17 | 7.41 | Residential | Behind the Meter | Yes | Net Metered Residential | Sunrun Installation Services, Inc. | None | JCP&L | Accepted | 2023-06-08 | 2023-06-26 | 2024-06-26 | Inverters | SolarEdge Technologies | SE6000H-USSN | 6000 |  | 1 |  |  | 0.96 |  | Outdoor | Next To Meter
NJADRE1553969412 | Administratively Determined Incentive Program | Kendall Park | 8824 | 11 | 6.21 | Residential | Behind the Meter | Yes | Net Metered Residential | Pro Custom Solar dba Momentum Solar | None | PSE&G | Accepted | 2023-06-08 | 2023-06-09 | 2024-06-09 | Inverters | Enphase | IQ8PLUS-72-2-US | 290 |  | 17 |  |  | 0.97 |  | Outdoor
NJADRE1553969412 | Administratively Determined Incentive Program | Kendall Park | 8824 | 11 | 6.21 | Residential | Behind the Meter | Yes | Net Metered Residential | Pro Custom Solar dba Momentum Solar | None | PSE&G | Accepted | 2023-06-08 | 2023-06-09 | 2024-06-09 | Solar Panels | Hanwha | q.peak duo blk-g10+365 |  | 0.365 | 17 | 199 | 23 |  | Fixed | Roof
NJADRE1553970476 | Administratively Determined Incentive Program | Moorestown | 8057 | 13 | 5.84 | Residential | Behind the Meter | Yes | Net Metered Residential | Pro Custom Solar dba Momentum Solar | None | PSE&G | Accepted | 2023-06-08 | 2023-06-21 | 2024-06-21 | Inverters | Enphase | IQ8PLUS-72-2-US | 290 |  | 16 |  |  | 0.97 |  | Outdoor
NJADRE1553970476 | Administratively Determined Incentive Program | Moorestown | 8057 | 13 | 5.84 | Residential | Behind the Meter | Yes | Net Metered Residential | Pro Custom Solar dba Momentum Solar | None | PSE&G | Accepted | 2023-06-08 | 2023-06-21 | 2024-06-21 | Solar Panels | Hanwha | q.peak duo blk-g10+365 |  | 0.365 | 10 | 247 | 30 |  | Fixed | Roof
NJADRE1553970476 | Administratively Determined Incentive Program | Moorestown | 8057 | 13 | 5.84 | Residential | Behind the Meter | Yes | Net Metered Residential | Pro Custom Solar dba Momentum Solar | None | PSE&G | Accepted | 2023-06-08 | 2023-06-21 | 2024-06-21 | Solar Panels | Hanwha | q.peak duo blk-g10+365 |  | 0.365 | 6 | 67 | 30 |  | Fixed | Roof
NJADRE1553972421 | Administratively Determined Incentive Program | Hillsborough Township | 8844 | 5 | 10.8 | Residential | Behind the Meter | Yes | Net Metered Residential | Tesla Energy Operations Inc | None | JCP&L | Accepted | 2023-06-08 | 2023-06-21 | 2024-06-21 | Inverters | Tesla | 1538000-45-A (240V) | 3800 |  | 1 |  |  | 0.98 |  | Indoor
NJADRE1553972421 | Administratively Determined Incentive Program | Hillsborough Township | 8844 | 5 | 10.8 | Residential | Behind the Meter | Yes | Net Metered Residential | Tesla Energy Operations Inc | None | JCP&L | Accepted | 2023-06-08 | 2023-06-21 | 2024-06-21 | Inverters | Tesla | 1850000-00-C | 7600 |  | 1 |  |  | 0.98 |  | Outdoor
NJADRE1553972421 | Administratively Determined Incentive Program | Hillsborough Township | 8844 | 5 | 10.8 | Residential | Behind the Meter | Yes | Net Metered Residential | Tesla Energy Operations Inc | None | JCP&L | Accepted | 2023-06-08 | 2023-06-21 | 2024-06-21 | Solar Panels | Tesla | Hanwha # Q.PEAK DUO BLK ML-G10+/TS 400: PV Module, 400W |  | 0.4 | 7 | 192 | 40 |  | Fixed | Roof
NJADRE1553972421 | Administratively Determined Incentive Program | Hillsborough Township | 8844 | 5 | 10.8 | Residential | Behind the Meter | Yes | Net Metered Residential | Tesla Energy Operations Inc | None | JCP&L | Accepted | 2023-06-08 | 2023-06-21 | 2024-06-21 | Solar Panels | Tesla | Hanwha # Q.PEAK DUO BLK ML-G10+/TS 400: PV Module, 400W |  | 0.4 | 5 | 12 | 40 |  | Fixed | Roof
NJADRE1553972421 | Administratively Determined Incentive Program | Hillsborough Township | 8844 | 5 | 10.8 | Residential | Behind the Meter | Yes | Net Metered Residential | Tesla Energy Operations Inc | None | JCP&L | Accepted | 2023-06-08 | 2023-06-21 | 2024-06-21 | Solar Panels | Tesla | Hanwha # Q.PEAK DUO BLK ML-G10+/TS 400: PV Module, 400W |  | 0.4 | 3 | 102 | 21 |  | Fixed | Roof
NJADRE1553972421 | Administratively Determined Incentive Program | Hillsborough Township | 8844 | 5 | 10.8 | Residential | Behind the Meter | Yes | Net Metered Residential | Tesla Energy Operations Inc | None | JCP&L | Accepted | 2023-06-08 | 2023-06-21 | 2024-06-21 | Solar Panels | Tesla | Hanwha # Q.PEAK DUO BLK ML-G10+/TS 400: PV Module, 400W |  | 0.4 | 4 | 102 | 45 |  | Fixed | Roof
NJADRE1553972421 | Administratively Determined Incentive Program | Hillsborough Township | 8844 | 5 | 10.8 | Residential | Behind the Meter | Yes | Net Metered Residential | Tesla Energy Operations Inc | None | JCP&L | Accepted | 2023-06-08 | 2023-06-21 | 2024-06-21 | Solar Panels | Tesla | Hanwha # Q.PEAK DUO BLK ML-G10+/TS 400: PV Module, 400W |  | 0.4 | 8 | 282 | 45 |  | Fixed | Roof
NJADRE1553972421 | Administratively Determined Incentive Program | Hillsborough Township | 8844 | 5 | 10.8 | Residential | Behind the Meter | Yes | Net Metered Residential | Tesla Energy Operations Inc | None | JCP&L | Accepted | 2023-06-08 | 2023-06-21 | 2024-06-21 | Electric Storage Battery | Tesla | AC Powerwall 2.0 |  |  | 1 |  |  |  | Lithium Ion |  | Outside
NJADRE1553972802 | Administratively Determined Incentive Program | Dover | 7801 | 3 | 4.86 | Residential | Behind the Meter | Yes | Net Metered Residential | Trinity Solar Inc. | None | JCP&L | Accepted | 2023-06-08 | 2023-06-21 | 2024-06-21 | Inverters | Solar Edge | SE3800H-US | 3800 |  | 1 |  |  | 0.97 |  | Outdoor
NJADRE1553972802 | Administratively Determined Incentive Program | Dover | 7801 | 3 | 4.86 | Residential | Behind the Meter | Yes | Net Metered Residential | Trinity Solar Inc. | None | JCP&L | Accepted | 2023-06-08 | 2023-06-21 | 2024-06-21 | Solar Panels | HANWHA 405 (Q.PEAK DUO BLK ML-G10+ 405) | HANWHA 405 (Q.PEAK DUO BLK ML-G10+ 405) |  | 0.405 | 6 | 54 | 18 |  | Fixed | Roof
NJADRE1553972802 | Administratively Determined Incentive Program | Dover | 7801 | 3 | 4.86 | Residential | Behind the Meter | Yes | Net Metered Residential | Trinity Solar Inc. | None | JCP&L | Accepted | 2023-06-08 | 2023-06-21 | 2024-06-21 | Solar Panels | HANWHA 405 (Q.PEAK DUO BLK ML-G10+ 405) | HANWHA 405 (Q.PEAK DUO BLK ML-G10+ 405) |  | 0.405 | 6 | 234 | 18 |  | Fixed | Roof
NJADRE1553973434 | Administratively Determined Incentive Program | Linden | 7036 | 10 | 2.77 | Residential | Behind the Meter | Yes | Net Metered Residential | Sunrun Installation Services, Inc. | None | PSE&G | Accepted | 2023-06-08 | 2023-06-21 | 2024-06-21 | Inverters | Delta Electronics | E4-TL-US | 4000 |  | 1 |  |  | 0.975 |  | Outdoor | Next To Meter
NJADRE1553973434 | Administratively Determined Incentive Program | Linden | 7036 | 10 | 2.77 | Residential | Behind the Meter | Yes | Net Metered Residential | Sunrun Installation Services, Inc. | None | PSE&G | Accepted | 2023-06-08 | 2023-06-21 | 2024-06-21 | Solar Panels | Trina Solar | TSM-395DE09C.07 |  | 0.395 | 7 | 301 | 21 |  | Fixed | Roof
NJADRE1553974932 | Administratively Determined Incentive Program | Lyndhurst | 7071 | 7 | 6.57 | Residential | Behind the Meter | Yes | Net Metered Residential | Pro Custom Solar dba Momentum Solar | None | PSE&G | Accepted | 2023-06-08 | 2023-06-22 | 2024-06-22 | Inverters | Enphase | IQ8PLUS-72-2-US | 290 |  | 18 |  |  | 0.97 |  | Outdoor
NJADRE1553974932 | Administratively Determined Incentive Program | Lyndhurst | 7071 | 7 | 6.57 | Residential | Behind the Meter | Yes | Net Metered Residential | Pro Custom Solar dba Momentum Solar | None | PSE&G | Accepted | 2023-06-08 | 2023-06-22 | 2024-06-22 | Solar Panels | Hanwha | q.peak duo blk-g10+365 |  | 0.365 | 4 | 215 | 15 |  | Fixed | Roof
NJADRE1553974932 | Administratively Determined Incentive Program | Lyndhurst | 7071 | 7 | 6.57 | Residential | Behind the Meter | Yes | Net Metered Residential | Pro Custom Solar dba Momentum Solar | None | PSE&G | Accepted | 2023-06-08 | 2023-06-22 | 2024-06-22 | Solar Panels | Hanwha | q.peak duo blk-g10+365 |  | 0.365 | 14 | 215 | 33 |  | Fixed | Roof
NJADRE1553975453 | Administratively Determined Incentive Program | Newark | 7103 | 9 | 7.38 | Residential | Behind the Meter | Yes | Net Metered Residential | Rhythm Solar LLC | None | PSE&G | Accepted | 2023-06-13 | 2023-06-29 | 2024-06-29 | Meters | Enphase | ENV-IQ-AM1-240 |  |  | 1 |  |  |  | Yes | Outdoor
NJADRE1553975453 | Administratively Determined Incentive Program | Newark | 7103 | 9 | 7.38 | Residential | Behind the Meter | Yes | Net Metered Residential | Rhythm Solar LLC | None | PSE&G | Accepted | 2023-06-13 | 2023-06-29 | 2024-06-29 | Inverters | Enphase | IQ8PLUS-72-2-US | 290 |  | 6 |  |  | 0.976 |  | Outside | Under each pv panel
NJADRE1553975453 | Administratively Determined Incentive Program | Newark | 7103 | 9 | 7.38 | Residential | Behind the Meter | Yes | Net Metered Residential | Rhythm Solar LLC | None | PSE&G | Accepted | 2023-06-13 | 2023-06-29 | 2024-06-29 | Inverters | Enphase | IQ8PLUS-72-2-US | 290 |  | 6 |  |  | 0.976 |  | Outside | Under each pv panel
NJADRE1553975453 | Administratively Determined Incentive Program | Newark | 7103 | 9 | 7.38 | Residential | Behind the Meter | Yes | Net Metered Residential | Rhythm Solar LLC | None | PSE&G | Accepted | 2023-06-13 | 2023-06-29 | 2024-06-29 | Inverters | Enphase | IQ8PLUS-72-2-US | 290 |  | 6 |  |  | 0.976 |  | Outside | Under each pv panel
NJADRE1553975453 | Administratively Determined Incentive Program | Newark | 7103 | 9 | 7.38 | Residential | Behind the Meter | Yes | Net Metered Residential | Rhythm Solar LLC | None | PSE&G | Accepted | 2023-06-13 | 2023-06-29 | 2024-06-29 | Solar Panels | ZNShine | ZXM7-SH108 410W |  | 0.41 | 6 | 285 | 37 |  | Fixed | Roof
NJADRE1553975453 | Administratively Determined Incentive Program | Newark | 7103 | 9 | 7.38 | Residential | Behind the Meter | Yes | Net Metered Residential | Rhythm Solar LLC | None | PSE&G | Accepted | 2023-06-13 | 2023-06-29 | 2024-06-29 | Solar Panels | ZNShine | ZXM7-SH108 410W |  | 0.41 | 6 | 15 | 10 |  | Fixed | Roof
NJADRE1553975453 | Administratively Determined Incentive Program | Newark | 7103 | 9 | 7.38 | Residential | Behind the Meter | Yes | Net Metered Residential | Rhythm Solar LLC | None | PSE&G | Accepted | 2023-06-13 | 2023-06-29 | 2024-06-29 | Solar Panels | ZNShine | ZXM7-SH108 410W |  | 0.41 | 6 | 105 | 37 |  | Fixed | Roof
NJADRE1553975489 | Administratively Determined Incentive Program | Egg Harbor Township | 8234 | 19 | 4.4 | Residential | Behind the Meter | Yes | Net Metered Residential | Trinity Solar Inc. | None | AC Electric | Accepted | 2023-06-08 | 2023-06-22 | 2024-06-22 | Inverters | Solar Edge | SE3800H-US | 3800 |  | 1 |  |  | 0.97 |  | Outdoor
NJADRE1553975489 | Administratively Determined Incentive Program | Egg Harbor Township | 8234 | 19 | 4.4 | Residential | Behind the Meter | Yes | Net Metered Residential | Trinity Solar Inc. | None | AC Electric | Accepted | 2023-06-08 | 2023-06-22 | 2024-06-22 | Solar Panels | HANWHA 400 (Q.PEAK DUO BLK ML-G10+ 400) | HANWHA 400 (Q.PEAK DUO BLK ML-G10+ 400) |  | 0.4 | 11 | 111 | 23 |  | Fixed | Roof
NJADRE1553976141 | Administratively Determined Incentive Program | Woodbridge Twp | 7064 | 11 | 7.11 | Residential | Behind the Meter | Yes | Net Metered Residential | Sunrun Installation Services, Inc. | None | PSE&G | Accepted | 2023-06-08 | 2023-06-21 | 2024-06-21 | Inverters | SolarEdge Technologies | SE6000H-USSN | 6000 |  | 1 |  |  | 0.99 |  | Outdoor | Next to the meter
NJADRE1553976141 | Administratively Determined Incentive Program | Woodbridge Twp | 7064 | 11 | 7.11 | Residential | Behind the Meter | Yes | Net Metered Residential | Sunrun Installation Services, Inc. | None | PSE&G | Accepted | 2023-06-08 | 2023-06-21 | 2024-06-21 | Solar Panels | Trina Solar | TSM-395DE09C.07 |  | 0.395 | 8 | 1 | 27 |  | Fixed | Roof
NJADRE1553976141 | Administratively Determined Incentive Program | Woodbridge Twp | 7064 | 11 | 7.11 | Residential | Behind the Meter | Yes | Net Metered Residential | Sunrun Installation Services, Inc. | None | PSE&G | Accepted | 2023-06-08 | 2023-06-21 | 2024-06-21 | Solar Panels | Trina Solar | TSM-395DE09C.07 |  | 0.395 | 7 | 181 | 27 |  | Fixed | Roof
NJADRE1553976141 | Administratively Determined Incentive Program | Woodbridge Twp | 7064 | 11 | 7.11 | Residential | Behind the Meter | Yes | Net Metered Residential | Sunrun Installation Services, Inc. | None | PSE&G | Accepted | 2023-06-08 | 2023-06-21 | 2024-06-21 | Solar Panels | Trina Solar | TSM-395DE09C.07 |  | 0.395 | 3 | 181 | 7 |  | Fixed | Roof
NJADRE1553976160 | Administratively Determined Incentive Program | Glen Gardner | 8826 | 4 | 14.43 | Residential | Behind the Meter | No | Net Metered Residential | Sunrun Installation Services, Inc. | None | JCP&L | Accepted | 2023-06-08 | 2023-06-21 | 2024-06-21 | Inverters | SolarEdge Technologies | SE10000H-USSN | 10000 |  | 1 |  |  | 0.96 |  | Outdoor | Next To Meter
NJADRE1553976160 | Administratively Determined Incentive Program | Glen Gardner | 8826 | 4 | 14.43 | Residential | Behind the Meter | No | Net Metered Residential | Sunrun Installation Services, Inc. | None | JCP&L | Accepted | 2023-06-08 | 2023-06-21 | 2024-06-21 | Solar Panels | Trina Solar | TSM-390DE09C.07 |  | 0.39 | 29 | 247 | 22 |  | Fixed | Roof
NJADRE1553976160 | Administratively Determined Incentive Program | Glen Gardner | 8826 | 4 | 14.43 | Residential | Behind the Meter | No | Net Metered Residential | Sunrun Installation Services, Inc. | None | JCP&L | Accepted | 2023-06-08 | 2023-06-21 | 2024-06-21 | Solar Panels | Trina Solar | TSM-390DE09C.07 |  | 0.39 | 8 | 67 | 22 |  | Fixed | Roof
NJADRE1553976489 | Administratively Determined Incentive Program | Woodbridge Twp | 8830 | 11 | 9.2 | Residential | Behind the Meter | No | Net Metered Residential | Tesla Energy Operations Inc | None | PSE&G | Accepted | 2023-06-08 | 2023-06-21 | 2024-06-21 | Inverters | Tesla | 3.8 kW Tesla Inc 1538000-45-A (240V) | 3800 |  | 2 |  |  | 0.975 |  | Outdoor
NJADRE1553976489 | Administratively Determined Incentive Program | Woodbridge Twp | 8830 | 11 | 9.2 | Residential | Behind the Meter | No | Net Metered Residential | Tesla Energy Operations Inc | None | PSE&G | Accepted | 2023-06-08 | 2023-06-21 | 2024-06-21 | Meters | Tesla | 3.8 kW Tesla Inc 1538000-45-A (240V) |  |  | 2 |  |  |  | Yes | Outdoor
NJADRE1553976489 | Administratively Determined Incentive Program | Woodbridge Twp | 8830 | 11 | 9.2 | Residential | Behind the Meter | No | Net Metered Residential | Tesla Energy Operations Inc | None | PSE&G | Accepted | 2023-06-08 | 2023-06-21 | 2024-06-21 | Solar Panels | Hanwha | Q.PEAK DUO BLK ML-G10+/TS 400 |  | 0.4 | 6 | 315 | 23 |  | Fixed | Roof
NJADRE1553976489 | Administratively Determined Incentive Program | Woodbridge Twp | 8830 | 11 | 9.2 | Residential | Behind the Meter | No | Net Metered Residential | Tesla Energy Operations Inc | None | PSE&G | Accepted | 2023-06-08 | 2023-06-21 | 2024-06-21 | Solar Panels | Hanwha | Q.PEAK DUO BLK ML-G10+/TS 400 |  | 0.4 | 5 | 135 | 23 |  | Fixed | Roof
NJADRE1553976489 | Administratively Determined Incentive Program | Woodbridge Twp | 8830 | 11 | 9.2 | Residential | Behind the Meter | No | Net Metered Residential | Tesla Energy Operations Inc | None | PSE&G | Accepted | 2023-06-08 | 2023-06-21 | 2024-06-21 | Solar Panels | Hanwha | Q.PEAK DUO BLK ML-G10+/TS 400 |  | 0.4 | 4 | 315 | 23 |  | Fixed | Roof
NJADRE1553976489 | Administratively Determined Incentive Program | Woodbridge Twp | 8830 | 11 | 9.2 | Residential | Behind the Meter | No | Net Metered Residential | Tesla Energy Operations Inc | None | PSE&G | Accepted | 2023-06-08 | 2023-06-21 | 2024-06-21 | Solar Panels | Hanwha | Q.PEAK DUO BLK ML-G10+/TS 400 |  | 0.4 | 4 | 135 | 23 |  | Fixed | Roof
NJADRE1553976489 | Administratively Determined Incentive Program | Woodbridge Twp | 8830 | 11 | 9.2 | Residential | Behind the Meter | No | Net Metered Residential | Tesla Energy Operations Inc | None | PSE&G | Accepted | 2023-06-08 | 2023-06-21 | 2024-06-21 | Solar Panels | Hanwha | Q.PEAK DUO BLK ML-G10+/TS 400 |  | 0.4 | 4 | 225 | 14 |  | Fixed | Roof
NJADRE1553977198 | Administratively Determined Incentive Program | Atlantic City | 8401 | 19 | 2.56 | Residential | Behind the Meter | Yes | Net Metered Residential | Pro Custom Solar dba Momentum Solar | None | AC Electric | Accepted | 2023-06-08 | 2023-06-22 | 2024-06-22 | Solar Panels | HANWHA | Q. PEAK DUO BLK-G10+365 |  | 0.365 | 7 | 200 | 21 |  | Fixed | Roof
NJADRE1553977198 | Administratively Determined Incentive Program | Atlantic City | 8401 | 19 | 2.56 | Residential | Behind the Meter | Yes | Net Metered Residential | Pro Custom Solar dba Momentum Solar | None | AC Electric | Accepted | 2023-06-08 | 2023-06-22 | 2024-06-22 | Inverters | ENPHASE | IQ8PLUS-72-2-US | 290 |  | 7 |  |  | 0.97 |  | Outdoor
NJADRE1553977210 | Administratively Determined Incentive Program | Cranford | 7016 | 10 | 9.6 | Residential | Behind the Meter | No | Net Metered Residential | Tesla Energy Operations Inc | None | PSE&G | Accepted | 2023-06-08 | 2023-06-21 | 2024-06-21 | Electric Storage Battery | Tesla | AC Powerwall 2.0 |  |  | 3 |  |  |  | Lithium Ion |  | Inside
NJADRE1553977210 | Administratively Determined Incentive Program | Cranford | 7016 | 10 | 9.6 | Residential | Behind the Meter | No | Net Metered Residential | Tesla Energy Operations Inc | None | PSE&G | Accepted | 2023-06-08 | 2023-06-21 | 2024-06-21 | Inverters | Tesla | 1850000-00-C | 7600 |  | 1 |  |  | 0.98 |  | Outside
NJADRE1553977210 | Administratively Determined Incentive Program | Cranford | 7016 | 10 | 9.6 | Residential | Behind the Meter | No | Net Metered Residential | Tesla Energy Operations Inc | None | PSE&G | Accepted | 2023-06-08 | 2023-06-21 | 2024-06-21 | Solar Panels | Tesla | Hanwha # Q.PEAK DUO BLK ML-G10+/TS 400 |  | 0.4 | 15 | 213 | 33 |  | Fixed | Roof
NJADRE1553977210 | Administratively Determined Incentive Program | Cranford | 7016 | 10 | 9.6 | Residential | Behind the Meter | No | Net Metered Residential | Tesla Energy Operations Inc | None | PSE&G | Accepted | 2023-06-08 | 2023-06-21 | 2024-06-21 | Solar Panels | Tesla | Hanwha # Q.PEAK DUO BLK ML-G10+/TS 400 |  | 0.4 | 3 | 33 | 33 |  | Fixed | Roof
NJADRE1553977210 | Administratively Determined Incentive Program | Cranford | 7016 | 10 | 9.6 | Residential | Behind the Meter | No | Net Metered Residential | Tesla Energy Operations Inc | None | PSE&G | Accepted | 2023-06-08 | 2023-06-21 | 2024-06-21 | Solar Panels | Tesla | Hanwha # Q.PEAK DUO BLK ML-G10+/TS 400 |  | 0.4 | 6 | 33 | 14 |  | Fixed | Roof
NJADRE1553977306 | Administratively Determined Incentive Program | Sicklerville | 8081 | 14 | 8.69 | Residential | Behind the Meter | Yes | Net Metered Residential | Skyline Solar LLC | None | AC Electric | Accepted | 2023-06-08 | 2023-06-22 | 2024-06-22 | Solar Panels | JA SOLAR | JAM54S31-395/MR |  | 0.395 | 18 | 131 | 22 |  | Fixed | Roof
NJADRE1553977306 | Administratively Determined Incentive Program | Sicklerville | 8081 | 14 | 8.69 | Residential | Behind the Meter | Yes | Net Metered Residential | Skyline Solar LLC | None | AC Electric | Accepted | 2023-06-08 | 2023-06-22 | 2024-06-22 | Solar Panels | JA SOLAR | JAM54S31-395/MR |  | 0.395 | 4 | 130 | 19 |  | Fixed | Roof
NJADRE1553977306 | Administratively Determined Incentive Program | Sicklerville | 8081 | 14 | 8.69 | Residential | Behind the Meter | Yes | Net Metered Residential | Skyline Solar LLC | None | AC Electric | Accepted | 2023-06-08 | 2023-06-22 | 2024-06-22 | Inverters | SOLAREDGE | SE6000H-US | 6000 |  | 1 |  |  | 0.992 |  | Outdoor
NJADRE1553977340 | Administratively Determined Incentive Program | East Orange | 7017 | 9 | 4.74 | Residential | Behind the Meter | Yes | Net Metered Residential | Sunrun Installation Services, Inc. | None | PSE&G | Accepted | 2023-06-08 | 2023-06-22 | 2024-06-22 | Inverters | SolarEdge Technologies | SE3800H-USMN | 3800 |  | 1 |  |  | 0.96 |  | Outdoor | Next To Meter
NJADRE1553977340 | Administratively Determined Incentive Program | East Orange | 7017 | 9 | 4.74 | Residential | Behind the Meter | Yes | Net Metered Residential | Sunrun Installation Services, Inc. | None | PSE&G | Accepted | 2023-06-08 | 2023-06-22 | 2024-06-22 | Solar Panels | Trina Solar | TSM-395DE09C.07 |  | 0.395 | 2 | 302 | 16 |  | Fixed | Roof
NJADRE1553977340 | Administratively Determined Incentive Program | East Orange | 7017 | 9 | 4.74 | Residential | Behind the Meter | Yes | Net Metered Residential | Sunrun Installation Services, Inc. | None | PSE&G | Accepted | 2023-06-08 | 2023-06-22 | 2024-06-22 | Solar Panels | Trina Solar | TSM-395DE09C.07 |  | 0.395 | 2 | 122 | 19 |  | Fixed | Roof
NJADRE1553977340 | Administratively Determined Incentive Program | East Orange | 7017 | 9 | 4.74 | Residential | Behind the Meter | Yes | Net Metered Residential | Sunrun Installation Services, Inc. | None | PSE&G | Accepted | 2023-06-08 | 2023-06-22 | 2024-06-22 | Solar Panels | Trina Solar | TSM-395DE09C.07 |  | 0.395 | 8 | 212 | 37 |  | Fixed | Roof
NJADRE1553977555 | Administratively Determined Incentive Program | Manville Boro | 8835 | 5 | 9.88 | Residential | Behind the Meter | Yes | Net Metered Residential | Freedom Forever New Jersey LLC | None | PSE&G | Accepted | 2023-06-08 | 2023-06-22 | 2024-06-22 | Inverters | Solar Edge | SE7600H-USRGM | 7600 |  | 1 |  |  | 0.99 |  | Outdoor
NJADRE1553977555 | Administratively Determined Incentive Program | Manville Boro | 8835 | 5 | 9.88 | Residential | Behind the Meter | Yes | Net Metered Residential | Freedom Forever New Jersey LLC | None | PSE&G | Accepted | 2023-06-08 | 2023-06-22 | 2024-06-22 | Solar Panels | Canadian Solar | CS3N-395MS |  | 0.395 | 13 | 186 | 22 |  | Fixed | Roof
NJADRE1553977555 | Administratively Determined Incentive Program | Manville Boro | 8835 | 5 | 9.88 | Residential | Behind the Meter | Yes | Net Metered Residential | Freedom Forever New Jersey LLC | None | PSE&G | Accepted | 2023-06-08 | 2023-06-22 | 2024-06-22 | Solar Panels | Canadian Solar | CS3N-395MS |  | 0.395 | 12 | 6 | 22 |  | Fixed | Roof
NJADRE1553977604 | Administratively Determined Incentive Program | WENONAH | 8090 | 15 | 5.93 | Residential | Behind the Meter | Yes | Net Metered Residential | Freedom Forever New Jersey LLC | None | AC Electric | Accepted | 2023-06-08 | 2023-06-22 | 2024-06-22 | Inverters | Solar Edge | SE5000H-USRGM | 5000 |  | 1 |  |  | 0.99 |  | Outdoor
NJADRE1553977604 | Administratively Determined Incentive Program | WENONAH | 8090 | 15 | 5.93 | Residential | Behind the Meter | Yes | Net Metered Residential | Freedom Forever New Jersey LLC | None | AC Electric | Accepted | 2023-06-08 | 2023-06-22 | 2024-06-22 | Solar Panels | Canadian Solar | CS3N-395MS |  | 0.395 | 9 | 235 | 23 |  | Fixed | Roof
NJADRE1553977604 | Administratively Determined Incentive Program | WENONAH | 8090 | 15 | 5.93 | Residential | Behind the Meter | Yes | Net Metered Residential | Freedom Forever New Jersey LLC | None | AC Electric | Accepted | 2023-06-08 | 2023-06-22 | 2024-06-22 | Solar Panels | Canadian Solar | CS3N-395MS |  | 0.395 | 6 | 55 | 23 |  | Fixed | Roof
NJADRE1553979896 | Administratively Determined Incentive Program | Franklin Township | 8873 | 5 | 12 | Residential | Behind the Meter | Yes | Net Metered Residential | SunnyMac LLC | None | PSE&G | Accepted | 2023-06-09 | 2023-06-22 | 2024-06-22 | Solar Panels | HANWHA | Q.PEAK DUO BLK ML-G10+400 |  | 0.4 | 2 | 106 | 32 |  | Fixed | Roof
NJADRE1553979896 | Administratively Determined Incentive Program | Franklin Township | 8873 | 5 | 12 | Residential | Behind the Meter | Yes | Net Metered Residential | SunnyMac LLC | None | PSE&G | Accepted | 2023-06-09 | 2023-06-22 | 2024-06-22 | Solar Panels | HANWHA | Q.PEAK DUO BLK ML-G10+400 |  | 0.4 | 11 | 286 | 32 |  | Fixed | Roof
NJADRE1553979896 | Administratively Determined Incentive Program | Franklin Township | 8873 | 5 | 12 | Residential | Behind the Meter | Yes | Net Metered Residential | SunnyMac LLC | None | PSE&G | Accepted | 2023-06-09 | 2023-06-22 | 2024-06-22 | Solar Panels | HANWHA | Q.PEAK DUO BLK ML-G10+400 |  | 0.4 | 4 | 106 | 30 |  | Fixed | Roof
NJADRE1553979896 | Administratively Determined Incentive Program | Franklin Township | 8873 | 5 | 12 | Residential | Behind the Meter | Yes | Net Metered Residential | SunnyMac LLC | None | PSE&G | Accepted | 2023-06-09 | 2023-06-22 | 2024-06-22 | Solar Panels | HANWHA | Q.PEAK DUO BLK ML-G10+400 |  | 0.4 | 4 | 106 | 30 |  | Fixed | Roof
NJADRE1553979896 | Administratively Determined Incentive Program | Franklin Township | 8873 | 5 | 12 | Residential | Behind the Meter | Yes | Net Metered Residential | SunnyMac LLC | None | PSE&G | Accepted | 2023-06-09 | 2023-06-22 | 2024-06-22 | Solar Panels | HANWHA | Q.PEAK DUO BLK ML-G10+400 |  | 0.4 | 9 | 16 | 30 |  | Fixed | Roof
NJADRE1553979896 | Administratively Determined Incentive Program | Franklin Township | 8873 | 5 | 12 | Residential | Behind the Meter | Yes | Net Metered Residential | SunnyMac LLC | None | PSE&G | Accepted | 2023-06-09 | 2023-06-22 | 2024-06-22 | Inverters | Solaredge | SE10000H-US | 10000 |  | 1 |  |  | 0.99 |  | Outdoor | next to meter
NJADRE1553979907 | Administratively Determined Incentive Program | Egg Harbor Township | 8234 | 19 | 8.69 | Residential | Behind the Meter | No | Net Metered Residential | Sun Up Zero Down | None | AC Electric | Accepted | 2023-06-09 | 2023-06-22 | 2024-06-22 | Inverters | Enphase | IQ8PLUS-72-2-US | 290 |  | 22 |  |  | 0.976 |  | Outdoor
NJADRE1553979907 | Administratively Determined Incentive Program | Egg Harbor Township | 8234 | 19 | 8.69 | Residential | Behind the Meter | No | Net Metered Residential | Sun Up Zero Down | None | AC Electric | Accepted | 2023-06-09 | 2023-06-22 | 2024-06-22 | Solar Panels | Trina | TSM-395-DE09C.07 |  | 0.395 | 22 | 204 | 20 |  | Fixed | Roof
NJADRE1553979907 | Administratively Determined Incentive Program | Egg Harbor Township | 8234 | 19 | 8.69 | Residential | Behind the Meter | No | Net Metered Residential | Sun Up Zero Down | None | AC Electric | Accepted | 2023-06-09 | 2023-06-22 | 2024-06-22 | Meters | Enphase | TBD |  |  | 1 |  |  |  | Yes
NJADRE1553979961 | Administratively Determined Incentive Program | Garfield | 7026 | 7 | 5.48 | Residential | Behind the Meter | Yes | Net Metered Residential | Pro Custom Solar dba Momentum Solar | None | PSE&G | Accepted | 2023-06-09 | 2023-06-22 | 2024-06-22 | Inverters | ENPHASE | iq8plus-72-2-us | 290 |  | 15 |  |  | 0.97 |  | Outdoor
NJADRE1553979961 | Administratively Determined Incentive Program | Garfield | 7026 | 7 | 5.48 | Residential | Behind the Meter | Yes | Net Metered Residential | Pro Custom Solar dba Momentum Solar | None | PSE&G | Accepted | 2023-06-09 | 2023-06-22 | 2024-06-22 | Solar Panels | HANWHA | q.peak duo blk-g10+365 |  | 0.365 | 8 | 341 | 19 |  | Fixed | Roof
NJADRE1553979961 | Administratively Determined Incentive Program | Garfield | 7026 | 7 | 5.48 | Residential | Behind the Meter | Yes | Net Metered Residential | Pro Custom Solar dba Momentum Solar | None | PSE&G | Accepted | 2023-06-09 | 2023-06-22 | 2024-06-22 | Solar Panels | HANWHA | q.peak duo blk-g10+365 |  | 0.365 | 7 | 161 | 19 |  | Fixed | Roof
NJADRE1553979967 | Administratively Determined Incentive Program | Jersey City | 7304 | 8 | 10.95 | Residential | Behind the Meter | Yes | Net Metered Residential | Pro Custom Solar dba Momentum Solar | None | PSE&G | Accepted | 2023-06-09 | 2023-06-22 | 2024-06-22 | Inverters | Enphase | IQ8PLUS-72-2-US | 290 |  | 30 |  |  | 0.97 |  | Outdoor
NJADRE1553979967 | Administratively Determined Incentive Program | Jersey City | 7304 | 8 | 10.95 | Residential | Behind the Meter | Yes | Net Metered Residential | Pro Custom Solar dba Momentum Solar | None | PSE&G | Accepted | 2023-06-09 | 2023-06-22 | 2024-06-22 | Solar Panels | Hanwha | q.peak duo blk-g10+365 |  | 0.365 | 30 | 30 | 6 |  | Fixed | Roof
NJADRE1553979992 | Administratively Determined Incentive Program | Garfield | 7026 | 7 | 5.11 | Residential | Behind the Meter | Yes | Net Metered Residential | Pro Custom Solar dba Momentum Solar | None | PSE&G | Accepted | 2023-06-09 | 2023-06-22 | 2024-06-22 | Inverters | enphase | iq8plus-72-2-us | 290 |  | 14 |  |  | 0.97 |  | Outside
NJADRE1553979992 | Administratively Determined Incentive Program | Garfield | 7026 | 7 | 5.11 | Residential | Behind the Meter | Yes | Net Metered Residential | Pro Custom Solar dba Momentum Solar | None | PSE&G | Accepted | 2023-06-09 | 2023-06-22 | 2024-06-22 | Solar Panels | hanwha | q.peak duo blk-g10+365 |  | 0.365 | 3 | 341 | 19 |  | Fixed | Roof
NJADRE1553979992 | Administratively Determined Incentive Program | Garfield | 7026 | 7 | 5.11 | Residential | Behind the Meter | Yes | Net Metered Residential | Pro Custom Solar dba Momentum Solar | None | PSE&G | Accepted | 2023-06-09 | 2023-06-22 | 2024-06-22 | Solar Panels | hanwha | q.peak duo blk-g10+365 |  | 0.365 | 7 | 161 | 19 |  | Fixed | Roof
NJADRE1553979992 | Administratively Determined Incentive Program | Garfield | 7026 | 7 | 5.11 | Residential | Behind the Meter | Yes | Net Metered Residential | Pro Custom Solar dba Momentum Solar | None | PSE&G | Accepted | 2023-06-09 | 2023-06-22 | 2024-06-22 | Solar Panels | hanwha | q.peak duo blk-g10+365 |  | 0.365 | 4 | 341 | 21 |  | Fixed | Roof
NJADRE1553980591 | Administratively Determined Incentive Program | ELIZABETH CITY | 7208 | 10 | 11.85 | Residential | Behind the Meter | Yes | Net Metered Residential | Sunrun Installation Services, Inc. | None | PSE&G | Accepted | 2023-06-09 | 2023-06-22 | 2024-06-22 | Inverters | SolarEdge Technologies | SE10000H-USSN | 10000 |  | 1 |  |  | 0.99 |  | Outdoor | Next To Meter
NJADRE1553980591 | Administratively Determined Incentive Program | ELIZABETH CITY | 7208 | 10 | 11.85 | Residential | Behind the Meter | Yes | Net Metered Residential | Sunrun Installation Services, Inc. | None | PSE&G | Accepted | 2023-06-09 | 2023-06-22 | 2024-06-22 | Solar Panels | Trina Solar | TSM-395DE09C.07 |  | 0.395 | 4 | 314 | 34 |  | Fixed | Roof
NJADRE1553980591 | Administratively Determined Incentive Program | ELIZABETH CITY | 7208 | 10 | 11.85 | Residential | Behind the Meter | Yes | Net Metered Residential | Sunrun Installation Services, Inc. | None | PSE&G | Accepted | 2023-06-09 | 2023-06-22 | 2024-06-22 | Solar Panels | Trina Solar | TSM-395DE09C.07 |  | 0.395 | 12 | 134 | 11 |  | Fixed | Roof
NJADRE1553980591 | Administratively Determined Incentive Program | ELIZABETH CITY | 7208 | 10 | 11.85 | Residential | Behind the Meter | Yes | Net Metered Residential | Sunrun Installation Services, Inc. | None | PSE&G | Accepted | 2023-06-09 | 2023-06-22 | 2024-06-22 | Solar Panels | Trina Solar | TSM-395DE09C.07 |  | 0.395 | 14 | 134 | 34 |  | Fixed | Roof
NJADRE1553980619 | Administratively Determined Incentive Program | Emerson | 7630 | 7 | 5.11 | Residential | Behind the Meter | Yes | Net Metered Residential | Pro Custom Solar dba Momentum Solar | None | PSE&G | Accepted | 2023-06-09 | 2023-06-22 | 2024-06-22 | Solar Panels | HANWHA | Â Q. PEAK DUO BLK-G10+365 |  | 0.365 | 3 | 13 | 11 |  | Fixed | Roof
NJADRE1553980619 | Administratively Determined Incentive Program | Emerson | 7630 | 7 | 5.11 | Residential | Behind the Meter | Yes | Net Metered Residential | Pro Custom Solar dba Momentum Solar | None | PSE&G | Accepted | 2023-06-09 | 2023-06-22 | 2024-06-22 | Solar Panels | HANWHA | Â Q. PEAK DUO BLK-G10+365 |  | 0.365 | 11 | 193 | 36 |  | Fixed | Roof
NJADRE1553980619 | Administratively Determined Incentive Program | Emerson | 7630 | 7 | 5.11 | Residential | Behind the Meter | Yes | Net Metered Residential | Pro Custom Solar dba Momentum Solar | None | PSE&G | Accepted | 2023-06-09 | 2023-06-22 | 2024-06-22 | Inverters | ENPHASE | IQ8PLUS-72-2-US | 290 |  | 14 |  |  | 0.97 |  | Outdoor
NJADRE1553980639 | Administratively Determined Incentive Program | Union | 7083 | 10 | 3.16 | Residential | Behind the Meter | Yes | Net Metered Residential | Sunrun Installation Services, Inc. | None | PSE&G | Accepted | 2023-06-09 | 2023-06-22 | 2024-06-22 | Inverters | SolarEdge Technologies | SE3800H-USMN | 3800 |  | 1 |  |  | 0.99 |  | Outdoor | Next To Meter
NJADRE1553980639 | Administratively Determined Incentive Program | Union | 7083 | 10 | 3.16 | Residential | Behind the Meter | Yes | Net Metered Residential | Sunrun Installation Services, Inc. | None | PSE&G | Accepted | 2023-06-09 | 2023-06-22 | 2024-06-22 | Solar Panels | Trina Solar | TSM-395DE09C.07 |  | 0.395 | 8 | 137 | 24 |  | Fixed | Roof
NJADRE1553980641 | Administratively Determined Incentive Program | Absecon | 8205 | 19 | 6.72 | Residential | Behind the Meter | No | Net Metered Residential | All Season Solar | None | AC Electric | Accepted | 2023-06-09 | 2023-06-22 | 2024-06-22 | Inverters | Enphase | IQ8 Plus | 290 |  | 21 |  |  | 0.97 |  | Outside
NJADRE1553980641 | Administratively Determined Incentive Program | Absecon | 8205 | 19 | 6.72 | Residential | Behind the Meter | No | Net Metered Residential | All Season Solar | None | AC Electric | Accepted | 2023-06-09 | 2023-06-22 | 2024-06-22 | Solar Panels | Certainteed | CT320HC11-04 |  | 0.32 | 2 | 223 | 20 |  | Fixed | Roof
NJADRE1553980641 | Administratively Determined Incentive Program | Absecon | 8205 | 19 | 6.72 | Residential | Behind the Meter | No | Net Metered Residential | All Season Solar | None | AC Electric | Accepted | 2023-06-09 | 2023-06-22 | 2024-06-22 | Solar Panels | Certainteed | CT320HC11-04 |  | 0.32 | 19 | 223 | 47 |  | Fixed | Roof
NJADRE1553980685 | Administratively Determined Incentive Program | West Atlantic City | 8234 | 19 | 7.9 | Residential | Behind the Meter | No | Net Metered Residential | Big Solar Energy, LLC | None | AC Electric | Accepted | 2023-06-09 | 2023-06-22 | 2024-06-22 | Solar Panels | JA Solar | JAM72S09-395 |  | 0.395 | 20 | 207 | 27 |  | Fixed | Roof
NJADRE1553980685 | Administratively Determined Incentive Program | West Atlantic City | 8234 | 19 | 7.9 | Residential | Behind the Meter | No | Net Metered Residential | Big Solar Energy, LLC | None | AC Electric | Accepted | 2023-06-09 | 2023-06-22 | 2024-06-22 | Inverters | SolarEdge | SOLAREDGE SE6000H-US ENERGY HUB | 6000 |  | 1 |  |  | 0.992 |  | Outside
NJADRE1553980704 | Administratively Determined Incentive Program | Woodbridge Twp | 7067 | 10 | 5.6 | Residential | Behind the Meter | Yes | Net Metered Residential | Tesla Energy Operations Inc | None | PSE&G | Accepted | 2023-06-09 | 2023-06-22 | 2024-06-22 | Inverters | Tesla | 5.0 kW Tesla Inc 1538000-45-A (240V) | 5000 |  | 1 |  |  | 0.975 |  | Outdoor
NJADRE1553980704 | Administratively Determined Incentive Program | Woodbridge Twp | 7067 | 10 | 5.6 | Residential | Behind the Meter | Yes | Net Metered Residential | Tesla Energy Operations Inc | None | PSE&G | Accepted | 2023-06-09 | 2023-06-22 | 2024-06-22 | Meters | Tesla | 5.0 kW Tesla Inc 1538000-45-A (240V) |  |  | 1 |  |  |  | Yes | Outdoor
NJADRE1553980704 | Administratively Determined Incentive Program | Woodbridge Twp | 7067 | 10 | 5.6 | Residential | Behind the Meter | Yes | Net Metered Residential | Tesla Energy Operations Inc | None | PSE&G | Accepted | 2023-06-09 | 2023-06-22 | 2024-06-22 | Solar Panels | Hanwha | Q.PEAK DUO BLK ML-G10+/TS 400 |  | 0.4 | 14 | 129 | 27 |  | Fixed | Roof
NJADRE1553980714 | Administratively Determined Incentive Program | Galloway | 8205 | 19 | 4.07 | Residential | Behind the Meter | No | Net Metered Residential | Vision Solar LLC | None | AC Electric | Accepted | 2023-06-09 | 2023-06-22 | 2024-06-22 | Inverters | Solaredge | SE3800H-USRGM | 4 |  | 1 |  |  | 0.97 |  | Outdoor | side of house
NJADRE1553980714 | Administratively Determined Incentive Program | Galloway | 8205 | 19 | 4.07 | Residential | Behind the Meter | No | Net Metered Residential | Vision Solar LLC | None | AC Electric | Accepted | 2023-06-09 | 2023-06-22 | 2024-06-22 | Solar Panels | ZNSHINE | ZXM6-NH120-370/M |  | 0.37 | 11 | 166 | 25 |  | Double Axis | Roof
NJADRE1553980716 | Administratively Determined Incentive Program | Passaic | 7055 | 6 | 8.3 | Residential | Behind the Meter | No | Net Metered Residential | Powur, PBC | None | PSE&G | Accepted | 2023-06-09 | 2023-06-22 | 2024-06-22 | Solar Panels | Canadian Solar | CS3N-395MS |  | 0.395 | 6 | 55 | 41 |  | Fixed | Roof
NJADRE1553980716 | Administratively Determined Incentive Program | Passaic | 7055 | 6 | 8.3 | Residential | Behind the Meter | No | Net Metered Residential | Powur, PBC | None | PSE&G | Accepted | 2023-06-09 | 2023-06-22 | 2024-06-22 | Solar Panels | Canadian Solar | CS3N-395MS |  | 0.395 | 13 | 235 | 41 |  | Fixed | Roof
NJADRE1553980716 | Administratively Determined Incentive Program | Passaic | 7055 | 6 | 8.3 | Residential | Behind the Meter | No | Net Metered Residential | Powur, PBC | None | PSE&G | Accepted | 2023-06-09 | 2023-06-22 | 2024-06-22 | Solar Panels | Canadian Solar | CS3N-395MS |  | 0.395 | 2 | 235 | 17 |  | Fixed | Roof
NJADRE1553980716 | Administratively Determined Incentive Program | Passaic | 7055 | 6 | 8.3 | Residential | Behind the Meter | No | Net Metered Residential | Powur, PBC | None | PSE&G | Accepted | 2023-06-09 | 2023-06-22 | 2024-06-22 | Inverters | Solaredge | SE7600H-US RGM | 7600 |  | 1 |  |  | 0.99 |  | Outside
NJADRE1553980716 | Administratively Determined Incentive Program | Passaic | 7055 | 6 | 8.3 | Residential | Behind the Meter | No | Net Metered Residential | Powur, PBC | None | PSE&G | Accepted | 2023-06-09 | 2023-06-22 | 2024-06-22 | Meters | Solaredge | SE7600H-US RGM |  |  | 1 |  |  |  | Yes | Outdoor
NJADRE1553980746 | Administratively Determined Incentive Program | Irvington | 7111 | 9 | 4.8 | Residential | Behind the Meter | Yes | Net Metered Residential | Trinity Solar | None | PSE&G | Accepted | 2023-06-09 | 2023-06-22 | 2024-06-22 | Inverters | Solar Edge | SE3800H-US | 3800 |  | 1 |  |  | 0.97 |  | Outdoor
NJADRE1553980746 | Administratively Determined Incentive Program | Irvington | 7111 | 9 | 4.8 | Residential | Behind the Meter | Yes | Net Metered Residential | Trinity Solar | None | PSE&G | Accepted | 2023-06-09 | 2023-06-22 | 2024-06-22 | Solar Panels | HANWHA 400 (Q.PEAK DUO BLK ML-G10+ 400) | HANWHA 400 (Q.PEAK DUO BLK ML-G10+ 400) |  | 0.4 | 12 | 207 | 43 |  | Fixed | Roof
NJADRE1553980839 | Administratively Determined Incentive Program | Paramus Boro | 7652 | 7 | 8.3 | Residential | Behind the Meter | Yes | Net Metered Residential | Sunrun Installation Services, Inc. | None | PSE&G | Accepted | 2023-06-09 | 2023-06-22 | 2024-06-22 | Inverters | Delta Electronics | E6-TL-US | 6000 |  | 1 |  |  | 0.98 |  | Outdoor
NJADRE1553980839 | Administratively Determined Incentive Program | Paramus Boro | 7652 | 7 | 8.3 | Residential | Behind the Meter | Yes | Net Metered Residential | Sunrun Installation Services, Inc. | None | PSE&G | Accepted | 2023-06-09 | 2023-06-22 | 2024-06-22 | Solar Panels | Trina Solar | TSM-395DE09C.07 |  | 0.395 | 9 | 181 | 31 |  | Fixed | Roof
NJADRE1553980839 | Administratively Determined Incentive Program | Paramus Boro | 7652 | 7 | 8.3 | Residential | Behind the Meter | Yes | Net Metered Residential | Sunrun Installation Services, Inc. | None | PSE&G | Accepted | 2023-06-09 | 2023-06-22 | 2024-06-22 | Solar Panels | Trina Solar | TSM-395DE09C.07 |  | 0.395 | 12 | 92 | 35 |  | Fixed | Roof
NJADRE1553980860 | Administratively Determined Incentive Program | Roselle Park | 7204 | 10 | 7.67 | Residential | Behind the Meter | Yes | Net Metered Residential | Pro Custom Solar dba Momentum Solar | None | PSE&G | Accepted | 2023-06-09 | 2023-06-22 | 2024-06-22 | Inverters | Enphase | IQ8PLUS-72-2-US | 290 |  | 21 |  |  | 0.97 |  | Outdoor
NJADRE1553980860 | Administratively Determined Incentive Program | Roselle Park | 7204 | 10 | 7.67 | Residential | Behind the Meter | Yes | Net Metered Residential | Pro Custom Solar dba Momentum Solar | None | PSE&G | Accepted | 2023-06-09 | 2023-06-22 | 2024-06-22 | Solar Panels | Hanwha | q.peak duo blk-g10+365 |  | 0.365 | 5 | 221 | 34 |  | Fixed | Roof
NJADRE1553980860 | Administratively Determined Incentive Program | Roselle Park | 7204 | 10 | 7.67 | Residential | Behind the Meter | Yes | Net Metered Residential | Pro Custom Solar dba Momentum Solar | None | PSE&G | Accepted | 2023-06-09 | 2023-06-22 | 2024-06-22 | Solar Panels | Hanwha | q.peak duo blk-g10+365 |  | 0.365 | 5 | 41 | 23 |  | Fixed | Roof
NJADRE1553980860 | Administratively Determined Incentive Program | Roselle Park | 7204 | 10 | 7.67 | Residential | Behind the Meter | Yes | Net Metered Residential | Pro Custom Solar dba Momentum Solar | None | PSE&G | Accepted | 2023-06-09 | 2023-06-22 | 2024-06-22 | Solar Panels | Hanwha | q.peak duo blk-g10+365 |  | 0.365 | 8 | 311 | 32 |  | Fixed | Roof
NJADRE1553980860 | Administratively Determined Incentive Program | Roselle Park | 7204 | 10 | 7.67 | Residential | Behind the Meter | Yes | Net Metered Residential | Pro Custom Solar dba Momentum Solar | None | PSE&G | Accepted | 2023-06-09 | 2023-06-22 | 2024-06-22 | Solar Panels | Hanwha | q.peak duo blk-g10+365 |  | 0.365 | 3 | 131 | 30 |  | Fixed | Roof
NJADRE1553980881 | Administratively Determined Incentive Program | FRANKLIN TWP SOM | 8873 | 5 | 9.6 | Residential | Behind the Meter | No | Net Metered Residential | Tesla Energy Operations Inc | None | PSE&G | Accepted | 2023-06-09 | 2023-06-23 | 2024-06-23 | Inverters | Tesla | 7.6 kW Tesla Inc 1538000-00-F (240V) | 7600 |  | 1 |  |  | 0.986 |  | Outdoor
NJADRE1553980881 | Administratively Determined Incentive Program | FRANKLIN TWP SOM | 8873 | 5 | 9.6 | Residential | Behind the Meter | No | Net Metered Residential | Tesla Energy Operations Inc | None | PSE&G | Accepted | 2023-06-09 | 2023-06-23 | 2024-06-23 | Meters | Tesla | 7.6 kW Tesla Inc 1538000-00-F (240V) |  |  | 1 |  |  |  | Yes | Outdoor
NJADRE1553980881 | Administratively Determined Incentive Program | FRANKLIN TWP SOM | 8873 | 5 | 9.6 | Residential | Behind the Meter | No | Net Metered Residential | Tesla Energy Operations Inc | None | PSE&G | Accepted | 2023-06-09 | 2023-06-23 | 2024-06-23 | Solar Panels | Hanwha | Q.PEAK DUO BLK ML-G10+/TS 400 |  | 0.4 | 3 | 234 | 44 |  | Fixed | Roof
NJADRE1553980881 | Administratively Determined Incentive Program | FRANKLIN TWP SOM | 8873 | 5 | 9.6 | Residential | Behind the Meter | No | Net Metered Residential | Tesla Energy Operations Inc | None | PSE&G | Accepted | 2023-06-09 | 2023-06-23 | 2024-06-23 | Solar Panels | Hanwha | Q.PEAK DUO BLK ML-G10+/TS 400 |  | 0.4 | 3 | 234 | 44 |  | Fixed | Roof
NJADRE1553980881 | Administratively Determined Incentive Program | FRANKLIN TWP SOM | 8873 | 5 | 9.6 | Residential | Behind the Meter | No | Net Metered Residential | Tesla Energy Operations Inc | None | PSE&G | Accepted | 2023-06-09 | 2023-06-23 | 2024-06-23 | Solar Panels | Hanwha | Q.PEAK DUO BLK ML-G10+/TS 400 |  | 0.4 | 2 | 234 | 37 |  | Fixed | Roof
NJADRE1553980881 | Administratively Determined Incentive Program | FRANKLIN TWP SOM | 8873 | 5 | 9.6 | Residential | Behind the Meter | No | Net Metered Residential | Tesla Energy Operations Inc | None | PSE&G | Accepted | 2023-06-09 | 2023-06-23 | 2024-06-23 | Solar Panels | Hanwha | Q.PEAK DUO BLK ML-G10+/TS 400 |  | 0.4 | 8 | 54 | 44 |  | Fixed | Roof
NJADRE1553980881 | Administratively Determined Incentive Program | FRANKLIN TWP SOM | 8873 | 5 | 9.6 | Residential | Behind the Meter | No | Net Metered Residential | Tesla Energy Operations Inc | None | PSE&G | Accepted | 2023-06-09 | 2023-06-23 | 2024-06-23 | Solar Panels | Hanwha | Q.PEAK DUO BLK ML-G10+/TS 400 |  | 0.4 | 8 | 144 | 37 |  | Fixed | Roof
NJADRE1553980912 | Administratively Determined Incentive Program | JERSEY CITY | 7307 | 8 | 3.65 | Residential | Behind the Meter | No | Net Metered Residential | Pro Custom Solar dba Momentum Solar | None | PSE&G | Accepted | 2023-06-09 | 2023-06-22 | 2024-06-22 | Inverters | ENPHASE | iq8plus-72-2-us | 290 |  | 10 |  |  | 0.97 |  | Outdoor
NJADRE1553980912 | Administratively Determined Incentive Program | JERSEY CITY | 7307 | 8 | 3.65 | Residential | Behind the Meter | No | Net Metered Residential | Pro Custom Solar dba Momentum Solar | None | PSE&G | Accepted | 2023-06-09 | 2023-06-22 | 2024-06-22 | Solar Panels | hanwha | q.peak duo blk-g10+365 |  | 0.365 | 10 | 205 | 15 |  | Fixed | Roof
NJADRE1553980918 | Administratively Determined Incentive Program | PENNSAUKEN TWP | 8109 | 14 | 5.53 | Residential | Behind the Meter | Yes | Net Metered Residential | Sunrun Installation Services, Inc. | None | PSE&G | Accepted | 2023-06-09 | 2023-06-22 | 2024-06-22 | Inverters | SolarEdge Technologies | SE3800H-USMN | 3800 |  | 1 |  |  | 0.99 |  | Outdoor | Next to the meter
NJADRE1553980918 | Administratively Determined Incentive Program | PENNSAUKEN TWP | 8109 | 14 | 5.53 | Residential | Behind the Meter | Yes | Net Metered Residential | Sunrun Installation Services, Inc. | None | PSE&G | Accepted | 2023-06-09 | 2023-06-22 | 2024-06-22 | Solar Panels | Trina Solar | TSM-395DE09C.07 |  | 0.395 | 14 | 124 | 36 |  | Fixed | Roof
NJADRE1553980929 | Administratively Determined Incentive Program | JERSEY CITY | 7307 | 8 | 3.65 | Residential | Behind the Meter | No | Net Metered Residential | Pro Custom Solar dba Momentum Solar | None | PSE&G | Accepted | 2023-06-09 | 2023-06-22 | 2024-06-22 | Inverters | ENPHASE | iq8plus-72-2-us | 290 |  | 10 |  |  | 0.97 |  | Outdoor
NJADRE1553980929 | Administratively Determined Incentive Program | JERSEY CITY | 7307 | 8 | 3.65 | Residential | Behind the Meter | No | Net Metered Residential | Pro Custom Solar dba Momentum Solar | None | PSE&G | Accepted | 2023-06-09 | 2023-06-22 | 2024-06-22 | Solar Panels | HANWHA | q.peak duo blk-g10+365 |  | 0.365 | 10 | 205 | 14 |  | Fixed | Roof
NJADRE1553980985 | Administratively Determined Incentive Program | BERGENFIELD | 7621 | 7 | 5.11 | Residential | Behind the Meter | Yes | Net Metered Residential | SunPower Corporation, Systems | None | PSE&G | Accepted | 2023-06-09 | 2023-06-23 | 2024-06-23 | Solar Panels | Hanwha Q CELLS | Q.PEAK DUO BLK-G10+ 365 |  | 0.365 | 8 | 270 | 36 |  | Fixed | Roof
NJADRE1553980985 | Administratively Determined Incentive Program | BERGENFIELD | 7621 | 7 | 5.11 | Residential | Behind the Meter | Yes | Net Metered Residential | SunPower Corporation, Systems | None | PSE&G | Accepted | 2023-06-09 | 2023-06-23 | 2024-06-23 | Solar Panels | Hanwha Q CELLS | Q.PEAK DUO BLK-G10+ 365 |  | 0.365 | 3 | 270 | 36 |  | Fixed | Roof
NJADRE1553980985 | Administratively Determined Incentive Program | BERGENFIELD | 7621 | 7 | 5.11 | Residential | Behind the Meter | Yes | Net Metered Residential | SunPower Corporation, Systems | None | PSE&G | Accepted | 2023-06-09 | 2023-06-23 | 2024-06-23 | Solar Panels | Hanwha Q CELLS | Q.PEAK DUO BLK-G10+ 365 |  | 0.365 | 3 | 180 | 32 |  | Fixed | Roof
NJADRE1553980985 | Administratively Determined Incentive Program | BERGENFIELD | 7621 | 7 | 5.11 | Residential | Behind the Meter | Yes | Net Metered Residential | SunPower Corporation, Systems | None | PSE&G | Accepted | 2023-06-09 | 2023-06-23 | 2024-06-23 | Inverters | Enphase | IQ7HS-66-M-US | 384 |  | 14 |  |  | 0.97 |  | Other | under each panel
NJADRE1553981531 | Administratively Determined Incentive Program | Clifton City | 7011 | 6 | 9.88 | Residential | Behind the Meter | Yes | Net Metered Residential | Freedom Forever New Jersey LLC | None | PSE&G | Accepted | 2023-06-09 | 2023-06-22 | 2024-06-22 | Inverters | Solar Edge | SE7600H-USRGM | 7600 |  | 1 |  |  | 0.99 |  | Outdoor
NJADRE1553981531 | Administratively Determined Incentive Program | Clifton City | 7011 | 6 | 9.88 | Residential | Behind the Meter | Yes | Net Metered Residential | Freedom Forever New Jersey LLC | None | PSE&G | Accepted | 2023-06-09 | 2023-06-22 | 2024-06-22 | Solar Panels | Canadian Solar | CS3N-395MS |  | 0.395 | 7 | 241 | 9 |  | Fixed | Roof
NJADRE1553981531 | Administratively Determined Incentive Program | Clifton City | 7011 | 6 | 9.88 | Residential | Behind the Meter | Yes | Net Metered Residential | Freedom Forever New Jersey LLC | None | PSE&G | Accepted | 2023-06-09 | 2023-06-22 | 2024-06-22 | Solar Panels | Canadian Solar | CS3N-395MS |  | 0.395 | 9 | 151 | 9 |  | Fixed | Roof
NJADRE1553981531 | Administratively Determined Incentive Program | Clifton City | 7011 | 6 | 9.88 | Residential | Behind the Meter | Yes | Net Metered Residential | Freedom Forever New Jersey LLC | None | PSE&G | Accepted | 2023-06-09 | 2023-06-22 | 2024-06-22 | Solar Panels | Canadian Solar | CS3N-395MS |  | 0.395 | 9 | 61 | 9 |  | Fixed | Roof
NJADRE1553991717 | Administratively Determined Incentive Program | Neptune City, | 7753 | 17 | 8.4 | Residential | Behind the Meter | Yes | Net Metered Residential | Suntuity Solar LLC | None | JCP&L | Accepted | 2023-06-10 | 2023-06-22 | 2024-06-22 | Inverters | ENPHASE | IQ8PLUS-72-2-US | 290 |  | 21 |  |  | 0.97 |  | Outdoor | Behind the PV modules
NJADRE1553991717 | Administratively Determined Incentive Program | Neptune City, | 7753 | 17 | 8.4 | Residential | Behind the Meter | Yes | Net Metered Residential | Suntuity Solar LLC | None | JCP&L | Accepted | 2023-06-10 | 2023-06-22 | 2024-06-22 | Solar Panels | HANWHA | Q.PEAK DUO BLK ML-G10+ 400 |  | 0.4 | 21 | 193 | 8 |  | Fixed | Roof
NJADRE1553994359 | Administratively Determined Incentive Program | NORTH BRUNSWICK | 8902 | 11 | 8.71 | Residential | Behind the Meter | Yes | Net Metered Residential | Freedom Forever New Jersey LLC | None | PSE&G | Accepted | 2023-06-11 | 2023-06-22 | 2024-06-22 | Inverters | Solar Edge | SE6000H-US [SI1] RGM | 6000 |  | 1 |  |  | 0.99 |  | Outdoor
NJADRE1553994359 | Administratively Determined Incentive Program | NORTH BRUNSWICK | 8902 | 11 | 8.71 | Residential | Behind the Meter | Yes | Net Metered Residential | Freedom Forever New Jersey LLC | None | PSE&G | Accepted | 2023-06-11 | 2023-06-22 | 2024-06-22 | Solar Panels | Trina | TSM-335 PE14A |  | 0.335 | 22 | 129 | 22 |  | Fixed | Roof
NJADRE1553994359 | Administratively Determined Incentive Program | NORTH BRUNSWICK | 8902 | 11 | 8.71 | Residential | Behind the Meter | Yes | Net Metered Residential | Freedom Forever New Jersey LLC | None | PSE&G | Accepted | 2023-06-11 | 2023-06-22 | 2024-06-22 | Solar Panels | Trina | TSM-335 PE14A |  | 0.335 | 4 | 129 | 22 |  | Fixed | Roof
NJADRE1553995021 | Administratively Determined Incentive Program | West Orange | 7052 | 9 | 3.42 | Residential | Behind the Meter | Yes | Net Metered Residential | Skyline Solar | None | PSE&G | Accepted | 2023-06-12 | 2023-06-22 | 2024-06-22 | Solar Panels | Silfab Solar | 380 HC MODULES |  | 0.38 | 7 | 176 | 13 |  | Fixed | Roof
NJADRE1553995021 | Administratively Determined Incentive Program | West Orange | 7052 | 9 | 3.42 | Residential | Behind the Meter | Yes | Net Metered Residential | Skyline Solar | None | PSE&G | Accepted | 2023-06-12 | 2023-06-22 | 2024-06-22 | Solar Panels | Silfab Solar | 380 HC MODULES |  | 0.38 | 2 | 85 | 15 |  | Fixed | Roof
NJADRE1553995021 | Administratively Determined Incentive Program | West Orange | 7052 | 9 | 3.42 | Residential | Behind the Meter | Yes | Net Metered Residential | Skyline Solar | None | PSE&G | Accepted | 2023-06-12 | 2023-06-22 | 2024-06-22 | Inverters | Enphase | IQ8PLUS -72-2-US (240V) | 290 |  | 9 |  |  | 0.97 |  | Outdoor
NJADRE1553995057 | Administratively Determined Incentive Program | Brick | 8723 | 18 | 10.4 | Residential | Behind the Meter | Yes | Net Metered Residential | SunnyMac LLC | None | JCP&L | Accepted | 2023-06-12 | 2023-06-23 | 2024-06-23 | Solar Panels | HANWHA | Q.PEAK DUO BLK ML-G10+400 |  | 0.4 | 4 | 215 | 19 |  | Fixed | Roof
NJADRE1553995057 | Administratively Determined Incentive Program | Brick | 8723 | 18 | 10.4 | Residential | Behind the Meter | Yes | Net Metered Residential | SunnyMac LLC | None | JCP&L | Accepted | 2023-06-12 | 2023-06-23 | 2024-06-23 | Solar Panels | HANWHA | Q.PEAK DUO BLK ML-G10+400 |  | 0.4 | 6 | 215 | 43 |  | Fixed | Roof
NJADRE1553995057 | Administratively Determined Incentive Program | Brick | 8723 | 18 | 10.4 | Residential | Behind the Meter | Yes | Net Metered Residential | SunnyMac LLC | None | JCP&L | Accepted | 2023-06-12 | 2023-06-23 | 2024-06-23 | Solar Panels | HANWHA | Q.PEAK DUO BLK ML-G10+400 |  | 0.4 | 10 | 215 | 8 |  | Fixed | Roof
NJADRE1553995057 | Administratively Determined Incentive Program | Brick | 8723 | 18 | 10.4 | Residential | Behind the Meter | Yes | Net Metered Residential | SunnyMac LLC | None | JCP&L | Accepted | 2023-06-12 | 2023-06-23 | 2024-06-23 | Solar Panels | HANWHA | Q.PEAK DUO BLK ML-G10+400 |  | 0.4 | 6 | 35 | 12 |  | Fixed | Roof
NJADRE1553995057 | Administratively Determined Incentive Program | Brick | 8723 | 18 | 10.4 | Residential | Behind the Meter | Yes | Net Metered Residential | SunnyMac LLC | None | JCP&L | Accepted | 2023-06-12 | 2023-06-23 | 2024-06-23 | Inverters | Solaredge | SE7600H-US | 7600 |  | 1 |  |  | 0.99 |  | Outdoor | NEXT TO METER
NJADRE1553995057 | Administratively Determined Incentive Program | Brick | 8723 | 18 | 10.4 | Residential | Behind the Meter | Yes | Net Metered Residential | SunnyMac LLC | None | JCP&L | Accepted | 2023-06-12 | 2023-06-23 | 2024-06-23 | Meters | SE-RGMTR-1D-240C-B | Solaredge |  |  | 1 |  |  |  | Yes | Outdoor
NJADRE1553995159 | Administratively Determined Incentive Program | EGG HARBOR TOWNSHIP | 8234 | 19 | 3.16 | Residential | Behind the Meter | Yes | Net Metered Residential | Sunrun Installation Services, Inc. | None | AC Electric | Accepted | 2023-06-12 | 2023-06-22 | 2024-06-22 | Inverters | SOLAREDGE TECHNOLOGIES | SE3800H-USS3 | 3800 |  | 1 |  |  | 0.99 |  | Other | Next To Meter
NJADRE1553995159 | Administratively Determined Incentive Program | EGG HARBOR TOWNSHIP | 8234 | 19 | 3.16 | Residential | Behind the Meter | Yes | Net Metered Residential | Sunrun Installation Services, Inc. | None | AC Electric | Accepted | 2023-06-12 | 2023-06-22 | 2024-06-22 | Solar Panels | TRINA SOLAR | TSM-395DE09C.07 |  | 0.395 | 8 | 128 | 27 |  | Fixed | Roof
NJADRE1553995162 | Administratively Determined Incentive Program | Vineland | 8360 | 20 | 6.32 | Residential | Behind the Meter | Yes | Net Metered Residential | SunnyMac LLC | None | Vineland Muni Electric | Accepted | 2023-06-21 | 2023-06-22 | 2024-06-22 | Solar Panels | JA SOLAR | JAM54S31-395/MR HALF-CELL BLACK |  | 0.395 | 4 | 4 | 27 |  | Fixed | Roof
NJADRE1553995162 | Administratively Determined Incentive Program | Vineland | 8360 | 20 | 6.32 | Residential | Behind the Meter | Yes | Net Metered Residential | SunnyMac LLC | None | Vineland Muni Electric | Accepted | 2023-06-21 | 2023-06-22 | 2024-06-22 | Solar Panels | JA SOLAR | JAM54S31-395/MR HALF-CELL BLACK |  | 0.395 | 12 | 184 | 27 |  | Fixed | Roof
NJADRE1553995162 | Administratively Determined Incentive Program | Vineland | 8360 | 20 | 6.32 | Residential | Behind the Meter | Yes | Net Metered Residential | SunnyMac LLC | None | Vineland Muni Electric | Accepted | 2023-06-21 | 2023-06-22 | 2024-06-22 | Inverters | SOLAREDGE | SE5000H-US | 5000 |  | 1 |  |  | 0.99 |  | Outdoor | NEXT TO METER
NJADRE1553995164 | Administratively Determined Incentive Program | Bellmawr | 8031 | 14 | 5.11 | Residential | Behind the Meter | Yes | Net Metered Residential | Pro Custom Solar dba Momentum Solar | None | PSE&G | Accepted | 2023-06-12 | 2023-06-22 | 2024-06-22 | Solar Panels | HANWHA | Â Q. PEAK DUO BLK-G10+365 |  | 0.365 | 12 | 242 | 25 |  | Fixed | Roof
NJADRE1553995164 | Administratively Determined Incentive Program | Bellmawr | 8031 | 14 | 5.11 | Residential | Behind the Meter | Yes | Net Metered Residential | Pro Custom Solar dba Momentum Solar | None | PSE&G | Accepted | 2023-06-12 | 2023-06-22 | 2024-06-22 | Solar Panels | HANWHA | Â Q. PEAK DUO BLK-G10+365 |  | 0.365 | 2 | 62 | 25 |  | Fixed | Roof
NJADRE1553995164 | Administratively Determined Incentive Program | Bellmawr | 8031 | 14 | 5.11 | Residential | Behind the Meter | Yes | Net Metered Residential | Pro Custom Solar dba Momentum Solar | None | PSE&G | Accepted | 2023-06-12 | 2023-06-22 | 2024-06-22 | Inverters | ENPHASE | IQ8PLUS-72-2-US | 290 |  | 14 |  |  | 0.97 |  | Outdoor
NJADRE1553995184 | Administratively Determined Incentive Program | HARVEY CEDARS | 8008 | 18 | 14 | Residential | Behind the Meter | Yes | Net Metered Residential | SunnyMac LLC | None | AC Electric | Accepted | 2023-06-12 | 2023-06-23 | 2024-06-23 | Solar Panels | HANWHA | Q.PEAK DUO BLK ML-G10+400 |  | 0.4 | 35 | 201 | 1 |  | Fixed | Roof
NJADRE1553995184 | Administratively Determined Incentive Program | HARVEY CEDARS | 8008 | 18 | 14 | Residential | Behind the Meter | Yes | Net Metered Residential | SunnyMac LLC | None | AC Electric | Accepted | 2023-06-12 | 2023-06-23 | 2024-06-23 | Inverters | Solaredge | SE 11400H -US | 11400 |  | 1 |  |  | 0.99 |  | Outdoor | next to meter
NJADRE1553995187 | Administratively Determined Incentive Program | Totowa | 7512 | 6 | 23.76 | Residential | Behind the Meter | No | Net Metered Residential | Tesla Energy Operations Inc | None | PSE&G | Accepted | 2023-06-12 | 2023-06-22 | 2024-06-22 | Inverters | Tesla | 1850000-00-C | 7600 |  | 2 |  |  | 0.98 |  | Indoor
NJADRE1553995187 | Administratively Determined Incentive Program | Totowa | 7512 | 6 | 23.76 | Residential | Behind the Meter | No | Net Metered Residential | Tesla Energy Operations Inc | None | PSE&G | Accepted | 2023-06-12 | 2023-06-22 | 2024-06-22 | Inverters | Tesla | 1538000-45-A (240V) | 7600 |  | 1 |  |  | 0.98 |  | Indoor
NJADRE1553995187 | Administratively Determined Incentive Program | Totowa | 7512 | 6 | 23.76 | Residential | Behind the Meter | No | Net Metered Residential | Tesla Energy Operations Inc | None | PSE&G | Accepted | 2023-06-12 | 2023-06-22 | 2024-06-22 | Solar Panels | Tesla | SR72T2 |  | 0.072 | 70 | 276 | 18 |  | Fixed | Roof
NJADRE1553995187 | Administratively Determined Incentive Program | Totowa | 7512 | 6 | 23.76 | Residential | Behind the Meter | No | Net Metered Residential | Tesla Energy Operations Inc | None | PSE&G | Accepted | 2023-06-12 | 2023-06-22 | 2024-06-22 | Solar Panels | Tesla | SR72T2 |  | 0.072 | 84 | 186 | 18 |  | Fixed | Roof
NJADRE1553995187 | Administratively Determined Incentive Program | Totowa | 7512 | 6 | 23.76 | Residential | Behind the Meter | No | Net Metered Residential | Tesla Energy Operations Inc | None | PSE&G | Accepted | 2023-06-12 | 2023-06-22 | 2024-06-22 | Solar Panels | Tesla | SR72T2 |  | 0.072 | 56 | 96 | 18 |  | Fixed | Roof
NJADRE1553995187 | Administratively Determined Incentive Program | Totowa | 7512 | 6 | 23.76 | Residential | Behind the Meter | No | Net Metered Residential | Tesla Energy Operations Inc | None | PSE&G | Accepted | 2023-06-12 | 2023-06-22 | 2024-06-22 | Solar Panels | Tesal | SR72T2 |  | 0.072 | 36 | 186 | 18 |  | Fixed | Roof
NJADRE1553995187 | Administratively Determined Incentive Program | Totowa | 7512 | 6 | 23.76 | Residential | Behind the Meter | No | Net Metered Residential | Tesla Energy Operations Inc | None | PSE&G | Accepted | 2023-06-12 | 2023-06-22 | 2024-06-22 | Solar Panels | Tesla | SR72T2 |  | 0.072 | 42 | 186 | 18 |  | Fixed | Roof
NJADRE1553995187 | Administratively Determined Incentive Program | Totowa | 7512 | 6 | 23.76 | Residential | Behind the Meter | No | Net Metered Residential | Tesla Energy Operations Inc | None | PSE&G | Accepted | 2023-06-12 | 2023-06-22 | 2024-06-22 | Solar Panels | Tesla | SR72T2 |  | 0.072 | 42 | 276 | 18 |  | Fixed | Roof
NJADRE1553995187 | Administratively Determined Incentive Program | Totowa | 7512 | 6 | 23.76 | Residential | Behind the Meter | No | Net Metered Residential | Tesla Energy Operations Inc | None | PSE&G | Accepted | 2023-06-12 | 2023-06-22 | 2024-06-22 | Electric Storage Battery | Tesla | AC Powerwall 2.0 |  |  | 3 |  |  |  | Lithium Ion |  | Inside
NJADRE1553995200 | Administratively Determined Incentive Program | Manchester | 8759 | 18 | 13.51 | Residential | Behind the Meter | Yes | Net Metered Residential | Pro Custom Solar dba Momentum Solar | None | JCP&L | Accepted | 2023-06-12 | 2023-06-23 | 2024-06-23 | Solar Panels | HANWHA | Â Q. PEAK DUO BLK-G10+365 |  | 0.365 | 16 | 114 | 24 |  | Fixed | Roof
NJADRE1553995200 | Administratively Determined Incentive Program | Manchester | 8759 | 18 | 13.51 | Residential | Behind the Meter | Yes | Net Metered Residential | Pro Custom Solar dba Momentum Solar | None | JCP&L | Accepted | 2023-06-12 | 2023-06-23 | 2024-06-23 | Solar Panels | HANWHA | Â Q. PEAK DUO BLK-G10+365 |  | 0.365 | 7 | 204 | 24 |  | Fixed | Roof
NJADRE1553995200 | Administratively Determined Incentive Program | Manchester | 8759 | 18 | 13.51 | Residential | Behind the Meter | Yes | Net Metered Residential | Pro Custom Solar dba Momentum Solar | None | JCP&L | Accepted | 2023-06-12 | 2023-06-23 | 2024-06-23 | Solar Panels | HANWHA | Â Q. PEAK DUO BLK-G10+365 |  | 0.365 | 6 | 204 | 24 |  | Fixed | Roof
NJADRE1553995200 | Administratively Determined Incentive Program | Manchester | 8759 | 18 | 13.51 | Residential | Behind the Meter | Yes | Net Metered Residential | Pro Custom Solar dba Momentum Solar | None | JCP&L | Accepted | 2023-06-12 | 2023-06-23 | 2024-06-23 | Solar Panels | HANWHA | Â Q. PEAK DUO BLK-G10+365 |  | 0.365 | 6 | 24 | 24 |  | Fixed | Roof
NJADRE1553995200 | Administratively Determined Incentive Program | Manchester | 8759 | 18 | 13.51 | Residential | Behind the Meter | Yes | Net Metered Residential | Pro Custom Solar dba Momentum Solar | None | JCP&L | Accepted | 2023-06-12 | 2023-06-23 | 2024-06-23 | Solar Panels | HANWHA | Â Q. PEAK DUO BLK-G10+365 |  | 0.365 | 2 | 294 | 24 |  | Fixed | Roof
NJADRE1553995200 | Administratively Determined Incentive Program | Manchester | 8759 | 18 | 13.51 | Residential | Behind the Meter | Yes | Net Metered Residential | Pro Custom Solar dba Momentum Solar | None | JCP&L | Accepted | 2023-06-12 | 2023-06-23 | 2024-06-23 | Inverters | ENHASE | IQ8PLUS-72-2-US | 290 |  | 37 |  |  | 0.97 |  | Outdoor
NJADRE1553995211 | Administratively Determined Incentive Program | Teaneck Twp | 7666 | 7 | 4.07 | Residential | Behind the Meter | No | Net Metered Residential | Vision Solar LLC | None | PSE&G | Accepted | 2023-06-12 | 2023-06-22 | 2024-06-22 | Inverters | Solaredge | SE3800H-USRGM | 3800 |  | 1 |  |  | 0.97 |  | Outdoor | side of house
NJADRE1553995211 | Administratively Determined Incentive Program | Teaneck Twp | 7666 | 7 | 4.07 | Residential | Behind the Meter | No | Net Metered Residential | Vision Solar LLC | None | PSE&G | Accepted | 2023-06-12 | 2023-06-22 | 2024-06-22 | Solar Panels | ZNSHINE | ZNM6-NH120-370/M |  | 0.37 | 11 | 203 | 45 |  | Fixed | Roof
NJADRE1553995258 | Administratively Determined Incentive Program | West Windsor Township | 8550 | 12 | 12.8 | Residential | Behind the Meter | No | Net Metered Residential | Tesla Energy Operations Inc | None | PSE&G | Accepted | 2023-06-12 | 2023-06-23 | 2024-06-23 | Inverters | Tesla | 1538000-45-A (240V) | 5000 |  | 2 |  |  | 0.98 |  | Indoor
NJADRE1553995258 | Administratively Determined Incentive Program | West Windsor Township | 8550 | 12 | 12.8 | Residential | Behind the Meter | No | Net Metered Residential | Tesla Energy Operations Inc | None | PSE&G | Accepted | 2023-06-12 | 2023-06-23 | 2024-06-23 | Solar Panels | Hanwha | Hanwha # Q.PEAK DUO BLK ML-G10+/TS 400 |  | 0.4 | 13 | 298 | 33 |  | Fixed | Roof
NJADRE1553995258 | Administratively Determined Incentive Program | West Windsor Township | 8550 | 12 | 12.8 | Residential | Behind the Meter | No | Net Metered Residential | Tesla Energy Operations Inc | None | PSE&G | Accepted | 2023-06-12 | 2023-06-23 | 2024-06-23 | Solar Panels | Hanwha | Hanwha # Q.PEAK DUO BLK ML-G10+/TS 400 |  | 0.4 | 15 | 118 | 33 |  | Fixed | Roof
NJADRE1553995258 | Administratively Determined Incentive Program | West Windsor Township | 8550 | 12 | 12.8 | Residential | Behind the Meter | No | Net Metered Residential | Tesla Energy Operations Inc | None | PSE&G | Accepted | 2023-06-12 | 2023-06-23 | 2024-06-23 | Solar Panels | Hanwha | Hanwha # Q.PEAK DUO BLK ML-G10+/TS 400 |  | 0.4 | 4 | 298 | 30 |  | Fixed | Roof
NJADRE1553995275 | Administratively Determined Incentive Program | Franklin Township | 8873 | 5 | 6.57 | Residential | Behind the Meter | Yes | Net Metered Residential | Pro Custom Solar dba Momentum Solar | None | PSE&G | Accepted | 2023-06-12 | 2023-06-23 | 2024-06-23 | Inverters | Enphase | IQ8PLUS-72-2-US | 290 |  | 18 |  |  | 0.97 |  | Outdoor
NJADRE1553995275 | Administratively Determined Incentive Program | Franklin Township | 8873 | 5 | 6.57 | Residential | Behind the Meter | Yes | Net Metered Residential | Pro Custom Solar dba Momentum Solar | None | PSE&G | Accepted | 2023-06-12 | 2023-06-23 | 2024-06-23 | Solar Panels | Hanwha | q.peak duo blk-g10+365 |  | 0.365 | 15 | 219 | 23 |  | Fixed | Roof
NJADRE1553995275 | Administratively Determined Incentive Program | Franklin Township | 8873 | 5 | 6.57 | Residential | Behind the Meter | Yes | Net Metered Residential | Pro Custom Solar dba Momentum Solar | None | PSE&G | Accepted | 2023-06-12 | 2023-06-23 | 2024-06-23 | Solar Panels | Hanwha | q.peak duo blk-g10+365 |  | 0.365 | 3 | 39 | 22 |  | Fixed | Roof
NJADRE1553995926 | Administratively Determined Incentive Program | Greenwich Township | 8886 | 2 | 8.76 | Residential | Behind the Meter | Yes | Net Metered Residential | Pro Custom Solar dba Momentum Solar | None | JCP&L | Accepted | 2023-06-12 | 2023-06-23 | 2024-06-23 | Inverters | Enphase | IQ8PLUS-72-2-US | 290 |  | 24 |  |  | 0.97 |  | Outdoor
NJADRE1553995926 | Administratively Determined Incentive Program | Greenwich Township | 8886 | 2 | 8.76 | Residential | Behind the Meter | Yes | Net Metered Residential | Pro Custom Solar dba Momentum Solar | None | JCP&L | Accepted | 2023-06-12 | 2023-06-23 | 2024-06-23 | Solar Panels | Hanwha | q.peak duo blk-g10+365 |  | 0.365 | 8 | 231 | 41 |  | Fixed | Roof
NJADRE1553995926 | Administratively Determined Incentive Program | Greenwich Township | 8886 | 2 | 8.76 | Residential | Behind the Meter | Yes | Net Metered Residential | Pro Custom Solar dba Momentum Solar | None | JCP&L | Accepted | 2023-06-12 | 2023-06-23 | 2024-06-23 | Solar Panels | Hanwha | q.peak duo blk-g10+365 |  | 0.365 | 9 | 141 | 41 |  | Fixed | Roof
NJADRE1553995926 | Administratively Determined Incentive Program | Greenwich Township | 8886 | 2 | 8.76 | Residential | Behind the Meter | Yes | Net Metered Residential | Pro Custom Solar dba Momentum Solar | None | JCP&L | Accepted | 2023-06-12 | 2023-06-23 | 2024-06-23 | Solar Panels | Hanwha | q.peak duo blk-g10+365 |  | 0.365 | 7 | 141 | 41 |  | Fixed | Roof
NJADRE1553995949 | Administratively Determined Incentive Program | Camden | 8110 | 14 | 6.8 | Residential | Behind the Meter | No | Net Metered Residential | Power Energy Solutions | None | PSE&G | Accepted | 2023-06-12 | 2023-06-23 | 2024-06-23 | Solar Panels | SILFAB SOLAR | SIL-400 HC+ |  | 0.4 | 6 | 142 | 28 |  | Fixed | Roof | ROOFTOP
NJADRE1553995949 | Administratively Determined Incentive Program | Camden | 8110 | 14 | 6.8 | Residential | Behind the Meter | No | Net Metered Residential | Power Energy Solutions | None | PSE&G | Accepted | 2023-06-12 | 2023-06-23 | 2024-06-23 | Inverters | SOLAREDGE | SE6000H-US | 6000 |  | 1 |  |  | 0.99 |  | Outdoor | ROOFTOP
NJADRE1553995949 | Administratively Determined Incentive Program | Camden | 8110 | 14 | 6.8 | Residential | Behind the Meter | No | Net Metered Residential | Power Energy Solutions | None | PSE&G | Accepted | 2023-06-12 | 2023-06-23 | 2024-06-23 | Solar Panels | SILFAB SOLAR | SIL-400 HC+ |  | 0.4 | 6 | 322 | 28 |  | Fixed | Roof | ROOFTOP
NJADRE1553995949 | Administratively Determined Incentive Program | Camden | 8110 | 14 | 6.8 | Residential | Behind the Meter | No | Net Metered Residential | Power Energy Solutions | None | PSE&G | Accepted | 2023-06-12 | 2023-06-23 | 2024-06-23 | Solar Panels | SILFAB SOLAR | SIL-400 HC+ |  | 0.4 | 3 | 232 | 28 |  | Fixed | Roof | ROOFTOP
NJADRE1553995949 | Administratively Determined Incentive Program | Camden | 8110 | 14 | 6.8 | Residential | Behind the Meter | No | Net Metered Residential | Power Energy Solutions | None | PSE&G | Accepted | 2023-06-12 | 2023-06-23 | 2024-06-23 | Solar Panels | SILFAB SOLAR | SIL-400 HC+ |  | 0.4 | 2 | 232 | 20 |  | Fixed | Roof | ROOFTOP
NJADRE1553995958 | Administratively Determined Incentive Program | Haddonfield | 8033 | 14 | 9.2 | Residential | Behind the Meter | Yes | Net Metered Residential | Greenspire Construction | None | PSE&G | Accepted | 2023-06-12 | 2023-06-23 | 2024-06-23 | Solar Panels | CANADIAN SOLAR | CS3N-400MS |  | 0.4 | 10 | 304 | 31 |  | Fixed | Roof
NJADRE1553995958 | Administratively Determined Incentive Program | Haddonfield | 8033 | 14 | 9.2 | Residential | Behind the Meter | Yes | Net Metered Residential | Greenspire Construction | None | PSE&G | Accepted | 2023-06-12 | 2023-06-23 | 2024-06-23 | Solar Panels | CANADIAN SOLAR | CS3N-400MS |  | 0.4 | 4 | 123 | 28 |  | Fixed | Roof
NJADRE1553995958 | Administratively Determined Incentive Program | Haddonfield | 8033 | 14 | 9.2 | Residential | Behind the Meter | Yes | Net Metered Residential | Greenspire Construction | None | PSE&G | Accepted | 2023-06-12 | 2023-06-23 | 2024-06-23 | Solar Panels | CANADIAN SOLAR | CS3N-400MS |  | 0.4 | 9 | 123 | 29 |  | Fixed | Roof
NJADRE1553995958 | Administratively Determined Incentive Program | Haddonfield | 8033 | 14 | 9.2 | Residential | Behind the Meter | Yes | Net Metered Residential | Greenspire Construction | None | PSE&G | Accepted | 2023-06-12 | 2023-06-23 | 2024-06-23 | Inverters | ENPHASE | IQ8PLUS -72-2-US | 240 |  | 1 |  |  | 0.976 |  | Outdoor
NJADRE1553995960 | Administratively Determined Incentive Program | Montgomery | 8502 | 5 | 14.4 | Residential | Behind the Meter | No | Net Metered Residential | Tesla Energy Operations Inc | None | PSE&G | Accepted | 2023-06-12 | 2023-06-23 | 2024-06-23 | Inverters | Tesla | #1850000-00-C | 7600 |  | 2 |  |  | 0.98 |  | Indoor
NJADRE1553995960 | Administratively Determined Incentive Program | Montgomery | 8502 | 5 | 14.4 | Residential | Behind the Meter | No | Net Metered Residential | Tesla Energy Operations Inc | None | PSE&G | Accepted | 2023-06-12 | 2023-06-23 | 2024-06-23 | Electric Storage Battery | Tesla | AC Powerwall 2.0 |  |  | 2 |  |  |  | Lithium Ion |  | Inside
NJADRE1553995960 | Administratively Determined Incentive Program | Montgomery | 8502 | 5 | 14.4 | Residential | Behind the Meter | No | Net Metered Residential | Tesla Energy Operations Inc | None | PSE&G | Accepted | 2023-06-12 | 2023-06-23 | 2024-06-23 | Solar Panels | Hanwha | Hanwha # Q.PEAK DUO BLK ML-G10+/TS 400 |  | 0.4 | 6 | 173 | 40 |  | Fixed | Roof
NJADRE1553995960 | Administratively Determined Incentive Program | Montgomery | 8502 | 5 | 14.4 | Residential | Behind the Meter | No | Net Metered Residential | Tesla Energy Operations Inc | None | PSE&G | Accepted | 2023-06-12 | 2023-06-23 | 2024-06-23 | Solar Panels | Hanwha | Hanwha # Q.PEAK DUO BLK ML-G10+/TS 400 |  | 0.4 | 5 | 83 | 36 |  | Fixed | Roof
NJADRE1553995960 | Administratively Determined Incentive Program | Montgomery | 8502 | 5 | 14.4 | Residential | Behind the Meter | No | Net Metered Residential | Tesla Energy Operations Inc | None | PSE&G | Accepted | 2023-06-12 | 2023-06-23 | 2024-06-23 | Solar Panels | Hanwha | Hanwha # Q.PEAK DUO BLK ML-G10+/TS 400 |  | 0.4 | 8 | 263 | 36 |  | Fixed | Roof
NJADRE1553995960 | Administratively Determined Incentive Program | Montgomery | 8502 | 5 | 14.4 | Residential | Behind the Meter | No | Net Metered Residential | Tesla Energy Operations Inc | None | PSE&G | Accepted | 2023-06-12 | 2023-06-23 | 2024-06-23 | Solar Panels | Hanwha | Hanwha # Q.PEAK DUO BLK ML-G10+/TS 400 |  | 0.4 | 3 | 83 | 36 |  | Fixed | Roof
NJADRE1553995960 | Administratively Determined Incentive Program | Montgomery | 8502 | 5 | 14.4 | Residential | Behind the Meter | No | Net Metered Residential | Tesla Energy Operations Inc | None | PSE&G | Accepted | 2023-06-12 | 2023-06-23 | 2024-06-23 | Solar Panels | Hanwha | Hanwha # Q.PEAK DUO BLK ML-G10+/TS 400 |  | 0.4 | 14 | 263 | 26 |  | Fixed | Roof
NJADRE1553995968 | Administratively Determined Incentive Program | Scotch Plains TWP | 7076 | 10 | 5.93 | Residential | Behind the Meter | Yes | Net Metered Residential | Sunrun Installation Services, Inc. | None | PSE&G | Accepted | 2023-06-12 | 2023-06-23 | 2024-06-23 | Inverters | SOLAREDGE TECHNOLOGIES | SE7600H-USSN | 7600 |  | 1 |  |  | 0.99 |  | Outdoor | Next To Meter
NJADRE1553995968 | Administratively Determined Incentive Program | Scotch Plains TWP | 7076 | 10 | 5.93 | Residential | Behind the Meter | Yes | Net Metered Residential | Sunrun Installation Services, Inc. | None | PSE&G | Accepted | 2023-06-12 | 2023-06-23 | 2024-06-23 | Solar Panels | Trina Solar | TSM-395DE09C.07 |  | 0.395 | 15 | 150 | 23 |  | Fixed | Roof
NJADRE1553995974 | Administratively Determined Incentive Program | Carlstadt | 7072 | 7 | 5.27 | Residential | Behind the Meter | Yes | Net Metered Residential | Trinity Solar | None | PSE&G | Accepted | 2023-06-12 | 2023-06-23 | 2024-06-23 | Solar Panels | HANWHA 405 (Q.PEAK DUO BLK ML-G10+ 405) | HANWHA 405 (Q.PEAK DUO BLK ML-G10+ 405) |  | 0.405 | 13 | 127 | 14 |  | Fixed | Roof
NJADRE1553995974 | Administratively Determined Incentive Program | Carlstadt | 7072 | 7 | 5.27 | Residential | Behind the Meter | Yes | Net Metered Residential | Trinity Solar | None | PSE&G | Accepted | 2023-06-12 | 2023-06-23 | 2024-06-23 | Inverters | Solar Edge | SE5000H-US | 5000 |  | 1 |  |  | 0.97 |  | Outdoor
NJADRE1553995991 | Administratively Determined Incentive Program | Old Bridge | 8857 | 11 | 4.75 | Residential | Behind the Meter | Yes | Net Metered Residential | Pro Custom Solar dba Momentum Solar | None | JCP&L | Accepted | 2023-06-12 | 2023-06-23 | 2024-06-23 | Inverters | Enphase | IQ8PLUS-72-2-US | 290 |  | 13 |  |  | 0.97 |  | Outdoor
NJADRE1553995991 | Administratively Determined Incentive Program | Old Bridge | 8857 | 11 | 4.75 | Residential | Behind the Meter | Yes | Net Metered Residential | Pro Custom Solar dba Momentum Solar | None | JCP&L | Accepted | 2023-06-12 | 2023-06-23 | 2024-06-23 | Solar Panels | Hanwha | q.peak duo blk-g10+365 |  | 0.365 | 13 | 134 | 17 |  | Fixed | Roof
NJADRE1553995999 | Administratively Determined Incentive Program | SUSSEX | 7461 | 1 | 11.2 | Residential | Behind the Meter | No | Net Metered Residential | Powur, PBC | None | JCP&L | Accepted | 2023-06-12 | 2023-06-23 | 2024-06-23 | Solar Panels | Hanwha | Q.PEAK DUO BLK ML-G10+ (400W) |  | 0.4 | 28 | 126 | 22 |  | Fixed | Roof
NJADRE1553995999 | Administratively Determined Incentive Program | SUSSEX | 7461 | 1 | 11.2 | Residential | Behind the Meter | No | Net Metered Residential | Powur, PBC | None | JCP&L | Accepted | 2023-06-12 | 2023-06-23 | 2024-06-23 | Inverters | Enphase | IQ8PLUS-72-2-US | 290 |  | 28 |  |  | 0.99 |  | Outside
NJADRE1553996020 | Administratively Determined Incentive Program | Orange | 7050 | 9 | 4 | Residential | Behind the Meter | No | Net Metered Residential | Powur, PBC | None | PSE&G | Accepted | 2023-06-12 | 2023-06-23 | 2024-06-23 | Solar Panels | Hanwha | Q.PEAK DUO BLK ML-G10+ (400W) |  | 0.4 | 6 | 201 | 43 |  | Fixed | Roof
NJADRE1553996020 | Administratively Determined Incentive Program | Orange | 7050 | 9 | 4 | Residential | Behind the Meter | No | Net Metered Residential | Powur, PBC | None | PSE&G | Accepted | 2023-06-12 | 2023-06-23 | 2024-06-23 | Solar Panels | Hanwha | Q.PEAK DUO BLK ML-G10+ (400W) |  | 0.4 | 4 | 21 | 43 |  | Fixed | Roof
NJADRE1553996020 | Administratively Determined Incentive Program | Orange | 7050 | 9 | 4 | Residential | Behind the Meter | No | Net Metered Residential | Powur, PBC | None | PSE&G | Accepted | 2023-06-12 | 2023-06-23 | 2024-06-23 | Inverters | Enphase | IQ8PLUS-72-2-US | 290 |  | 10 |  |  | 0.99 |  | Outside
NJADRE1553996039 | Administratively Determined Incentive Program | Jamesburg | 8831 | 11 | 6 | Residential | Behind the Meter | No | Net Metered Residential | VELOCITY ENERGY | None | JCP&L | Accepted | 2023-06-12 | 2023-06-23 | 2024-06-23 | Solar Panels | phono | 400w |  | 0.4 | 15 | 114 | 23 |  | Fixed | Roof
NJADRE1553996039 | Administratively Determined Incentive Program | Jamesburg | 8831 | 11 | 6 | Residential | Behind the Meter | No | Net Metered Residential | VELOCITY ENERGY | None | JCP&L | Accepted | 2023-06-12 | 2023-06-23 | 2024-06-23 | Inverters | enphase | iq7plus-72-2-us | 290 |  | 15 |  |  | 0.99 |  | Other | BEHIND PANELS
NJADRE1553996056 | Administratively Determined Incentive Program | Freehold | 7728 | 17 | 7.3 | Residential | Behind the Meter | Yes | Net Metered Residential | Pro Custom Solar dba Momentum Solar | None | JCP&L | Accepted | 2023-06-12 | 2023-06-23 | 2024-06-23 | Solar Panels | HANWHA | Â Q. PEAK DUO BLK-G10+365 |  | 0.365 | 20 | 170 | 41 |  | Fixed | Roof
NJADRE1553996056 | Administratively Determined Incentive Program | Freehold | 7728 | 17 | 7.3 | Residential | Behind the Meter | Yes | Net Metered Residential | Pro Custom Solar dba Momentum Solar | None | JCP&L | Accepted | 2023-06-12 | 2023-06-23 | 2024-06-23 | Inverters | ENPHASE | IQ8PLUS-72-2-US | 290 |  | 20 |  |  | 0.97 |  | Outdoor
NJADRE1553996076 | Administratively Determined Incentive Program | GLOUCESTER TOWNSHIP | 8012 | 14 | 16.2 | Residential | Behind the Meter | Yes | Net Metered Residential | Sunrun Installation Services, Inc. | None | PSE&G | Accepted | 2023-06-12 | 2023-06-23 | 2024-06-23 | Inverters | SolarEdge Technologies | SE6000H-USSN | 6000 |  | 2 |  |  | 0.99 |  | Outdoor | Next To Meter
NJADRE1553996076 | Administratively Determined Incentive Program | GLOUCESTER TOWNSHIP | 8012 | 14 | 16.2 | Residential | Behind the Meter | Yes | Net Metered Residential | Sunrun Installation Services, Inc. | None | PSE&G | Accepted | 2023-06-12 | 2023-06-23 | 2024-06-23 | Solar Panels | Trina Solar | TSM-395DE09C.07 |  | 0.395 | 19 | 90 | 30 |  | Fixed | Roof
NJADRE1553996076 | Administratively Determined Incentive Program | GLOUCESTER TOWNSHIP | 8012 | 14 | 16.2 | Residential | Behind the Meter | Yes | Net Metered Residential | Sunrun Installation Services, Inc. | None | PSE&G | Accepted | 2023-06-12 | 2023-06-23 | 2024-06-23 | Solar Panels | Trina Solar | TSM-395DE09C.07 |  | 0.395 | 2 | 90 | 30 |  | Fixed | Roof
NJADRE1553996076 | Administratively Determined Incentive Program | GLOUCESTER TOWNSHIP | 8012 | 14 | 16.2 | Residential | Behind the Meter | Yes | Net Metered Residential | Sunrun Installation Services, Inc. | None | PSE&G | Accepted | 2023-06-12 | 2023-06-23 | 2024-06-23 | Solar Panels | Trina Solar | TSM-395DE09C.07 |  | 0.395 | 20 | 269 | 30 |  | Fixed | Roof
NJADRE1553996451 | Administratively Determined Incentive Program | Elizabeth | 7206 | 10 | 2.43 | Residential | Behind the Meter | Yes | Net Metered Residential | Trinity Solar | None | PSE&G | Accepted | 2023-06-12 | 2023-06-23 | 2024-06-23 | Inverters | Solar Edge | SE3000H-US | 3000 |  | 1 |  |  | 0.97 |  | Outdoor
NJADRE1553996451 | Administratively Determined Incentive Program | Elizabeth | 7206 | 10 | 2.43 | Residential | Behind the Meter | Yes | Net Metered Residential | Trinity Solar | None | PSE&G | Accepted | 2023-06-12 | 2023-06-23 | 2024-06-23 | Solar Panels | HANWHA 405 (Q.PEAK DUO BLK ML-G10+ 405) | HANWHA 405 (Q.PEAK DUO BLK ML-G10+ 405) |  | 0.405 | 6 | 144 | 40 |  | Fixed | Roof
NJADRE1553996456 | Administratively Determined Incentive Program | West Orange Twp | 7052 | 9 | 7.11 | Residential | Behind the Meter | Yes | Net Metered Residential | Sunrun Installation Services, Inc. | None | PSE&G | Accepted | 2023-06-12 | 2023-06-23 | 2024-06-23 | Inverters | Delta Electronics | E6-TL-US | 5760 |  | 1 |  |  | 0.96 |  | Outdoor | Next To Meter
NJADRE1553996456 | Administratively Determined Incentive Program | West Orange Twp | 7052 | 9 | 7.11 | Residential | Behind the Meter | Yes | Net Metered Residential | Sunrun Installation Services, Inc. | None | PSE&G | Accepted | 2023-06-12 | 2023-06-23 | 2024-06-23 | Solar Panels | Trina Solar | TSM-395DE09C.07 |  | 0.395 | 18 | 112 | 36 |  | Fixed | Roof
NJADRE1553999734 | Administratively Determined Incentive Program | Randolph, New Jersey | 7869 | 3 | 13.2 | Residential | Behind the Meter | Yes | Net Metered Residential | Suntuity Solar LLC | None | JCP&L | Accepted | 2023-06-13 | 2023-06-23 | 2024-06-23 | Inverters | (33)ENPHASE | IQ8PLUS-72-2-US | 290 |  | 33 |  |  | 0.97 |  | Outdoor | Behind the PV modules
NJADRE1553999734 | Administratively Determined Incentive Program | Randolph, New Jersey | 7869 | 3 | 13.2 | Residential | Behind the Meter | Yes | Net Metered Residential | Suntuity Solar LLC | None | JCP&L | Accepted | 2023-06-13 | 2023-06-23 | 2024-06-23 | Solar Panels | (33)HANWHA | Q.PEAK DUO BLK ML-G10+ 400 |  | 0.4 | 19 | 134 | 31 |  | Fixed | Roof
NJADRE1553999734 | Administratively Determined Incentive Program | Randolph, New Jersey | 7869 | 3 | 13.2 | Residential | Behind the Meter | Yes | Net Metered Residential | Suntuity Solar LLC | None | JCP&L | Accepted | 2023-06-13 | 2023-06-23 | 2024-06-23 | Solar Panels | (33)HANWHA | Q.PEAK DUO BLK ML-G10+ 400 |  | 0.4 | 11 | 134 | 45 |  | Fixed | Roof
NJADRE1553999734 | Administratively Determined Incentive Program | Randolph, New Jersey | 7869 | 3 | 13.2 | Residential | Behind the Meter | Yes | Net Metered Residential | Suntuity Solar LLC | None | JCP&L | Accepted | 2023-06-13 | 2023-06-23 | 2024-06-23 | Solar Panels | (33)HANWHA | Q.PEAK DUO BLK ML-G10+ 400 |  | 0.4 | 3 | 224 | 41 |  | Fixed | Roof
NJADRE1553999758 | Administratively Determined Incentive Program | Jersey City | 7305 | 8 | 13.82 | Residential | Behind the Meter | No | Net Metered Residential | Tesla Energy Operations Inc | None | PSE&G | Accepted | 2023-06-13 | 2023-06-23 | 2024-06-23 | Inverters | Tesla | Powerwall+ | 7600 |  | 2 |  |  | 0.986 |  | Outdoor
NJADRE1553999758 | Administratively Determined Incentive Program | Jersey City | 7305 | 8 | 13.82 | Residential | Behind the Meter | No | Net Metered Residential | Tesla Energy Operations Inc | None | PSE&G | Accepted | 2023-06-13 | 2023-06-23 | 2024-06-23 | Meters | Tesla | Powerwall+ |  |  | 2 |  |  |  | Yes | Outdoor
NJADRE1553999758 | Administratively Determined Incentive Program | Jersey City | 7305 | 8 | 13.82 | Residential | Behind the Meter | No | Net Metered Residential | Tesla Energy Operations Inc | None | PSE&G | Accepted | 2023-06-13 | 2023-06-23 | 2024-06-23 | Solar Panels | Tesla | SR72T2 |  | 0.072 | 75 | 327 | 27 |  | Fixed | Roof
NJADRE1553999758 | Administratively Determined Incentive Program | Jersey City | 7305 | 8 | 13.82 | Residential | Behind the Meter | No | Net Metered Residential | Tesla Energy Operations Inc | None | PSE&G | Accepted | 2023-06-13 | 2023-06-23 | 2024-06-23 | Solar Panels | Tesla | SR72T2 |  | 0.072 | 117 | 147 | 27 |  | Fixed | Roof
NJADRE1553999758 | Administratively Determined Incentive Program | Jersey City | 7305 | 8 | 13.82 | Residential | Behind the Meter | No | Net Metered Residential | Tesla Energy Operations Inc | None | PSE&G | Accepted | 2023-06-13 | 2023-06-23 | 2024-06-23 | Electric Storage Battery | Tesla | Powerwall+ Tesla Inc [240V] # 1850000-00-B 7.6 kW / 13. |  |  | 2 |  |  |  | Lithium Ion |  | Outside
NJADRE1553999784 | Administratively Determined Incentive Program | Woodbine | 8270 | 21 | 13.69 | Residential | Behind the Meter | No | Net Metered Residential | Vision Solar LLC | None | AC Electric | Accepted | 2023-06-13 | 2023-06-23 | 2024-06-23 | Inverters | Solaredge | SE11400H-USRGM | 11 |  | 1 |  |  | 0.97 |  | Outdoor | Side of house
NJADRE1553999784 | Administratively Determined Incentive Program | Woodbine | 8270 | 21 | 13.69 | Residential | Behind the Meter | No | Net Metered Residential | Vision Solar LLC | None | AC Electric | Accepted | 2023-06-13 | 2023-06-23 | 2024-06-23 | Solar Panels | ZNSHINE | ZXM6-NH120-370/M |  | 0.37 | 20 | 217 | 18 |  | Fixed | Roof
NJADRE1553999784 | Administratively Determined Incentive Program | Woodbine | 8270 | 21 | 13.69 | Residential | Behind the Meter | No | Net Metered Residential | Vision Solar LLC | None | AC Electric | Accepted | 2023-06-13 | 2023-06-23 | 2024-06-23 | Solar Panels | ZNSHINE | ZXM6-NH120-370/M |  | 0.37 | 17 | 37 | 18 |  | Fixed | Roof
NJADRE1554001454 | Administratively Determined Incentive Program | Pleasantville | 8232 | 19 | 12.8 | Residential | Behind the Meter | No | Net Metered Residential | Power Energy Solutions | None | AC Electric | Accepted | 2023-06-13 | 2023-06-23 | 2024-06-23 | Inverters | SOLAREDGE | SE10000H-US | 10000 |  | 1 |  |  | 0.99 |  | Outdoor | ROOFTOP
NJADRE1554001454 | Administratively Determined Incentive Program | Pleasantville | 8232 | 19 | 12.8 | Residential | Behind the Meter | No | Net Metered Residential | Power Energy Solutions | None | AC Electric | Accepted | 2023-06-13 | 2023-06-23 | 2024-06-23 | Solar Panels | SILFAB SOLAR | SIL-400 HC+ |  | 0.4 | 16 | 210 | 30 |  | Fixed | Roof | ROOFTOP
NJADRE1554001454 | Administratively Determined Incentive Program | Pleasantville | 8232 | 19 | 12.8 | Residential | Behind the Meter | No | Net Metered Residential | Power Energy Solutions | None | AC Electric | Accepted | 2023-06-13 | 2023-06-23 | 2024-06-23 | Solar Panels | SILFAB SOLAR | SIL-400 HC+ |  | 0.4 | 16 | 30 | 30 |  | Fixed | Roof | ROOFTOP
NJADRE1554002615 | Administratively Determined Incentive Program | WYCKOFF TWP | 7481 | 7 | 14.18 | Residential | Behind the Meter | No | Net Metered Residential | Powur, PBC | None | PSE&G | Accepted | 2023-06-13 | 2023-06-23 | 2024-06-23 | Solar Panels | Rec Solar | REC405AA PURE |  | 0.405 | 19 | 222 | 42 |  | Fixed | Roof
NJADRE1554002615 | Administratively Determined Incentive Program | WYCKOFF TWP | 7481 | 7 | 14.18 | Residential | Behind the Meter | No | Net Metered Residential | Powur, PBC | None | PSE&G | Accepted | 2023-06-13 | 2023-06-23 | 2024-06-23 | Solar Panels | Rec Solar | REC405AA PURE |  | 0.405 | 12 | 42 | 42 |  | Fixed | Roof
NJADRE1554002615 | Administratively Determined Incentive Program | WYCKOFF TWP | 7481 | 7 | 14.18 | Residential | Behind the Meter | No | Net Metered Residential | Powur, PBC | None | PSE&G | Accepted | 2023-06-13 | 2023-06-23 | 2024-06-23 | Solar Panels | Rec Solar | REC405AA PURE |  | 0.405 | 4 | 132 | 38 |  | Fixed | Roof
NJADRE1554002615 | Administratively Determined Incentive Program | WYCKOFF TWP | 7481 | 7 | 14.18 | Residential | Behind the Meter | No | Net Metered Residential | Powur, PBC | None | PSE&G | Accepted | 2023-06-13 | 2023-06-23 | 2024-06-23 | Inverters | Enphase | IQ8A-72-2-US | 349 |  | 35 |  |  | 0.99 |  | Outside
NJADRE1554002615 | Administratively Determined Incentive Program | WYCKOFF TWP | 7481 | 7 | 14.18 | Residential | Behind the Meter | No | Net Metered Residential | Powur, PBC | None | PSE&G | Accepted | 2023-06-13 | 2023-06-23 | 2024-06-23 | Meters | "Enphase Integrated Production Meter Single-Phase (L-L) | X2-IQ-AM1-240-4 |  |  | 1 |  |  |  | Yes | Outdoor
NJADRE1554003457 | Administratively Determined Incentive Program | Passaic | 7055 | 6 | 11.46 | Residential | Behind the Meter | Yes | Net Metered Residential | Infinity Solar Systems | None | PSE&G | Accepted | 2023-06-13 | 2023-06-23 | 2024-06-23 | Inverters | Enphase | IQ8Plus-72-2-US | 290 |  | 29 |  |  | 0.97 |  | Outdoor
NJADRE1554003457 | Administratively Determined Incentive Program | Passaic | 7055 | 6 | 11.46 | Residential | Behind the Meter | Yes | Net Metered Residential | Infinity Solar Systems | None | PSE&G | Accepted | 2023-06-13 | 2023-06-23 | 2024-06-23 | Solar Panels | Trina Solar Vertex | TSM-395 DE09.05 |  | 0.395 | 15 | 150 | 43 |  | Fixed | Roof
NJADRE1554003457 | Administratively Determined Incentive Program | Passaic | 7055 | 6 | 11.46 | Residential | Behind the Meter | Yes | Net Metered Residential | Infinity Solar Systems | None | PSE&G | Accepted | 2023-06-13 | 2023-06-23 | 2024-06-23 | Solar Panels | Trina Solar Vertex | TSM-395 DE09.05 |  | 0.395 | 14 | 330 | 43 |  | Fixed | Roof
NJADRE1554004289 | Administratively Determined Incentive Program | Brick | 8724 | 18 | 10.76 | Residential | Behind the Meter | No | Net Metered Residential | GAF Energy | None | JCP&L | Accepted | 2023-06-13 | 2023-06-23 | 2024-06-23 | Inverters | Delta | M8-TL-US | 8000 |  | 1 |  |  | 0.975 |  | Outside
NJADRE1554004289 | Administratively Determined Incentive Program | Brick | 8724 | 18 | 10.76 | Residential | Behind the Meter | No | Net Metered Residential | GAF Energy | None | JCP&L | Accepted | 2023-06-13 | 2023-06-23 | 2024-06-23 | Inverters | Delta | M4-TL-US | 4000 |  | 1 |  |  | 0.975 |  | Outside
NJADRE1554004289 | Administratively Determined Incentive Program | Brick | 8724 | 18 | 10.76 | Residential | Behind the Meter | No | Net Metered Residential | GAF Energy | None | JCP&L | Accepted | 2023-06-13 | 2023-06-23 | 2024-06-23 | Solar Panels | GAF Energy | TLS-1 |  | 0.046 | 120 | 243 | 30 |  | Fixed | Roof
NJADRE1554004289 | Administratively Determined Incentive Program | Brick | 8724 | 18 | 10.76 | Residential | Behind the Meter | No | Net Metered Residential | GAF Energy | None | JCP&L | Accepted | 2023-06-13 | 2023-06-23 | 2024-06-23 | Solar Panels | GAF Energy | TLS-1 |  | 0.046 | 114 | 63 | 30 |  | Fixed | Roof
NJADRE1554004999 | Administratively Determined Incentive Program | Medford Lakes | 8055 | 13 | 8.19 | Residential | Behind the Meter | No | Net Metered Residential | GAF Energy | None | PSE&G | Accepted | 2023-06-13 | 2023-06-23 | 2024-06-23 | Inverters | Delta | M8-TL-US | 8000 |  | 1 |  |  | 0.975 |  | Outside
NJADRE1554004999 | Administratively Determined Incentive Program | Medford Lakes | 8055 | 13 | 8.19 | Residential | Behind the Meter | No | Net Metered Residential | GAF Energy | None | PSE&G | Accepted | 2023-06-13 | 2023-06-23 | 2024-06-23 | Solar Panels | GAF Energy | TLS-1 |  | 0.046 | 42 | 195 | 23 |  | Fixed | Roof
NJADRE1554004999 | Administratively Determined Incentive Program | Medford Lakes | 8055 | 13 | 8.19 | Residential | Behind the Meter | No | Net Metered Residential | GAF Energy | None | PSE&G | Accepted | 2023-06-13 | 2023-06-23 | 2024-06-23 | Solar Panels | GAF Energy | TLS-1 |  | 0.046 | 48 | 105 | 23 |  | Fixed | Roof
NJADRE1554004999 | Administratively Determined Incentive Program | Medford Lakes | 8055 | 13 | 8.19 | Residential | Behind the Meter | No | Net Metered Residential | GAF Energy | None | PSE&G | Accepted | 2023-06-13 | 2023-06-23 | 2024-06-23 | Solar Panels | GAF Energy | TLS-1 |  | 0.046 | 88 | 105 | 14 |  | Fixed | Roof
NJADRE1554005446 | Administratively Determined Incentive Program | WEST ORANGE TWP | 7052 | 9 | 11.85 | Residential | Behind the Meter | Yes | Net Metered Residential | Freedom Forever New Jersey LLC | None | PSE&G | Accepted | 2023-06-13 | 2023-06-23 | 2024-06-23 | Inverters | Solar Edge | SE10000H-USRGM | 10000 |  | 1 |  |  | 0.99 |  | Outdoor
NJADRE1554005446 | Administratively Determined Incentive Program | WEST ORANGE TWP | 7052 | 9 | 11.85 | Residential | Behind the Meter | Yes | Net Metered Residential | Freedom Forever New Jersey LLC | None | PSE&G | Accepted | 2023-06-13 | 2023-06-23 | 2024-06-23 | Solar Panels | Canadian Solar | CS3N-395MS |  | 0.395 | 12 | 120 | 18 |  | Fixed | Roof
NJADRE1554005446 | Administratively Determined Incentive Program | WEST ORANGE TWP | 7052 | 9 | 11.85 | Residential | Behind the Meter | Yes | Net Metered Residential | Freedom Forever New Jersey LLC | None | PSE&G | Accepted | 2023-06-13 | 2023-06-23 | 2024-06-23 | Solar Panels | Canadian Solar | CS3N-395MS |  | 0.395 | 8 | 300 | 18 |  | Fixed | Roof
NJADRE1554005446 | Administratively Determined Incentive Program | WEST ORANGE TWP | 7052 | 9 | 11.85 | Residential | Behind the Meter | Yes | Net Metered Residential | Freedom Forever New Jersey LLC | None | PSE&G | Accepted | 2023-06-13 | 2023-06-23 | 2024-06-23 | Solar Panels | Canadian Solar | CS3N-395MS |  | 0.395 | 4 | 120 | 18 |  | Fixed | Roof
NJADRE1554005446 | Administratively Determined Incentive Program | WEST ORANGE TWP | 7052 | 9 | 11.85 | Residential | Behind the Meter | Yes | Net Metered Residential | Freedom Forever New Jersey LLC | None | PSE&G | Accepted | 2023-06-13 | 2023-06-23 | 2024-06-23 | Solar Panels | Canadian Solar | CS3N-395MS |  | 0.395 | 3 | 300 | 18 |  | Fixed | Roof
NJADRE1554005446 | Administratively Determined Incentive Program | WEST ORANGE TWP | 7052 | 9 | 11.85 | Residential | Behind the Meter | Yes | Net Metered Residential | Freedom Forever New Jersey LLC | None | PSE&G | Accepted | 2023-06-13 | 2023-06-23 | 2024-06-23 | Solar Panels | Canadian Solar | CS3N-395MS |  | 0.395 | 2 | 30 | 18 |  | Fixed | Roof
NJADRE1554005446 | Administratively Determined Incentive Program | WEST ORANGE TWP | 7052 | 9 | 11.85 | Residential | Behind the Meter | Yes | Net Metered Residential | Freedom Forever New Jersey LLC | None | PSE&G | Accepted | 2023-06-13 | 2023-06-23 | 2024-06-23 | Solar Panels | Canadian Solar | CS3N-395MS |  | 0.395 | 1 | 210 | 18 |  | Fixed | Roof
NJADRE1554005779 | Administratively Determined Incentive Program | Bogota | 7603 | 7 | 6.94 | Residential | Behind the Meter | Yes | Net Metered Residential | Pro Custom Solar dba Momentum Solar | None | PSE&G | Accepted | 2023-06-13 | 2023-06-23 | 2024-06-23 | Inverters | Enphase | IQ8PLUS-72-2-US | 290 |  | 19 |  |  | 0.97 |  | Outdoor
NJADRE1554005779 | Administratively Determined Incentive Program | Bogota | 7603 | 7 | 6.94 | Residential | Behind the Meter | Yes | Net Metered Residential | Pro Custom Solar dba Momentum Solar | None | PSE&G | Accepted | 2023-06-13 | 2023-06-23 | 2024-06-23 | Solar Panels | Hanwha | q.peak duo blk-g10+365 |  | 0.365 | 14 | 291 | 36 |  | Fixed | Roof
NJADRE1554005779 | Administratively Determined Incentive Program | Bogota | 7603 | 7 | 6.94 | Residential | Behind the Meter | Yes | Net Metered Residential | Pro Custom Solar dba Momentum Solar | None | PSE&G | Accepted | 2023-06-13 | 2023-06-23 | 2024-06-23 | Solar Panels | Hanwha | q.peak duo blk-g10+365 |  | 0.365 | 2 | 111 | 36 |  | Fixed | Roof
NJADRE1554005779 | Administratively Determined Incentive Program | Bogota | 7603 | 7 | 6.94 | Residential | Behind the Meter | Yes | Net Metered Residential | Pro Custom Solar dba Momentum Solar | None | PSE&G | Accepted | 2023-06-13 | 2023-06-23 | 2024-06-23 | Solar Panels | Hanwha | q.peak duo blk-g10+365 |  | 0.365 | 3 | 201 | 22 |  | Fixed | Roof
NJADRE1554006153 | Administratively Determined Incentive Program | Kearny | 7032 | 8 | 4.38 | Residential | Behind the Meter | Yes | Net Metered Residential | Pro Custom Solar dba Momentum Solar | None | PSE&G | Accepted | 2023-06-13 | 2023-06-23 | 2024-06-23 | Solar Panels | HANWHA | Â Q. PEAK DUO BLK-G10+365 |  | 0.365 | 12 | 217 | 40 |  | Fixed | Roof
NJADRE1554006153 | Administratively Determined Incentive Program | Kearny | 7032 | 8 | 4.38 | Residential | Behind the Meter | Yes | Net Metered Residential | Pro Custom Solar dba Momentum Solar | None | PSE&G | Accepted | 2023-06-13 | 2023-06-23 | 2024-06-23 | Inverters | ENPHASE | IQ8PLUS-72-2-US | 290 |  | 12 |  |  | 0.97 |  | Outdoor
NJADRE1554006361 | Administratively Determined Incentive Program | LANDING | 7850 | 3 | 10.67 | Residential | Behind the Meter | Yes | Net Metered Residential | Freedom Forever New Jersey LLC | None | JCP&L | Accepted | 2023-06-13 | 2023-06-23 | 2024-06-23 | Inverters | Solar Edge | SE7600H-USRGM | 7600 |  | 1 |  |  | 0.99 |  | Outdoor
NJADRE1554006361 | Administratively Determined Incentive Program | LANDING | 7850 | 3 | 10.67 | Residential | Behind the Meter | Yes | Net Metered Residential | Freedom Forever New Jersey LLC | None | JCP&L | Accepted | 2023-06-13 | 2023-06-23 | 2024-06-23 | Solar Panels | Canadian Solar | CS3N-395MS |  | 0.395 | 3 | 195 | 23 |  | Fixed | Roof
NJADRE1554006361 | Administratively Determined Incentive Program | LANDING | 7850 | 3 | 10.67 | Residential | Behind the Meter | Yes | Net Metered Residential | Freedom Forever New Jersey LLC | None | JCP&L | Accepted | 2023-06-13 | 2023-06-23 | 2024-06-23 | Solar Panels | Canadian Solar | CS3N-395MS |  | 0.395 | 3 | 105 | 23 |  | Fixed | Roof
NJADRE1554006361 | Administratively Determined Incentive Program | LANDING | 7850 | 3 | 10.67 | Residential | Behind the Meter | Yes | Net Metered Residential | Freedom Forever New Jersey LLC | None | JCP&L | Accepted | 2023-06-13 | 2023-06-23 | 2024-06-23 | Solar Panels | Canadian Solar | CS3N-395MS |  | 0.395 | 3 | 195 | 23 |  | Fixed | Roof
NJADRE1554006361 | Administratively Determined Incentive Program | LANDING | 7850 | 3 | 10.67 | Residential | Behind the Meter | Yes | Net Metered Residential | Freedom Forever New Jersey LLC | None | JCP&L | Accepted | 2023-06-13 | 2023-06-23 | 2024-06-23 | Solar Panels | Canadian Solar | CS3N-395MS |  | 0.395 | 18 | 15 | 23 |  | Fixed | Roof
NJADRE1554007719 | Administratively Determined Incentive Program | Clifton | 7012 | 6 | 218.25 | Commercial | Behind the Meter | No | Small Net-Metered Non-Residential located on Rooftop, Carport, Canopy and Floating Solar | AEPS Electric, LLC | None | PSE&G | Accepted | 2023-06-27 | 2023-07-06 | 2024-07-06 | Inverters | SMA | STP50-US-41 | 50000 |  | 4 |  |  | 0.975 |  | Outdoor | Roof
NJADRE1554007719 | Administratively Determined Incentive Program | Clifton | 7012 | 6 | 218.25 | Commercial | Behind the Meter | No | Small Net-Metered Non-Residential located on Rooftop, Carport, Canopy and Floating Solar | AEPS Electric, LLC | None | PSE&G | Accepted | 2023-06-27 | 2023-07-06 | 2024-07-06 | Solar Panels | HANWHA | Q.PEAK DUO XL-G10.3 / BFG |  | 0.485 | 450 | 223 | 10 |  | Fixed | Roof
NJADRE1554007719 | Administratively Determined Incentive Program | Clifton | 7012 | 6 | 218.25 | Commercial | Behind the Meter | No | Small Net-Metered Non-Residential located on Rooftop, Carport, Canopy and Floating Solar | AEPS Electric, LLC | None | PSE&G | Accepted | 2023-06-27 | 2023-07-06 | 2024-07-06 | Meters | Elkor | MarkII |  |  | 1 |  |  |  | Yes | Outdoor
NJADRE1554007931 | Administratively Determined Incentive Program | Pleasantville | 8232 | 19 | 4 | Residential | Behind the Meter | No | Net Metered Residential | Power Energy Solutions | None | AC Electric | Accepted | 2023-06-13 | 2023-06-23 | 2024-06-23 | Inverters | SOLAREDGE | SE3800H-US | 3800 |  | 1 |  |  | 0.99 |  | Outdoor | ROOFTOP
NJADRE1554007931 | Administratively Determined Incentive Program | Pleasantville | 8232 | 19 | 4 | Residential | Behind the Meter | No | Net Metered Residential | Power Energy Solutions | None | AC Electric | Accepted | 2023-06-13 | 2023-06-23 | 2024-06-23 | Solar Panels | SILFAB SOLAR | SIL-400 HC+ |  | 0.4 | 10 | 206 | 40 |  | Fixed | Roof | ROOFTOP
NJADRE1554008951 | Administratively Determined Incentive Program | Lebanon | 8833 | 4 | 12.8 | Residential | Behind the Meter | Yes | Net Metered Residential | Tesla Energy Operations Inc | None | PSE&G | Accepted | 2023-06-13 | 2023-06-23 | 2024-06-23 | Inverters | Tesla | #1850000-00-C | 7600 |  | 2 |  |  | 0.98 |  | Indoor
NJADRE1554008951 | Administratively Determined Incentive Program | Lebanon | 8833 | 4 | 12.8 | Residential | Behind the Meter | Yes | Net Metered Residential | Tesla Energy Operations Inc | None | PSE&G | Accepted | 2023-06-13 | 2023-06-23 | 2024-06-23 | Solar Panels | Hanwha | Hanwha # Q.PEAK DUO BLK ML-G10+/TS 400 |  | 0.4 | 3 | 230 | 30 |  | Fixed | Roof
NJADRE1554008951 | Administratively Determined Incentive Program | Lebanon | 8833 | 4 | 12.8 | Residential | Behind the Meter | Yes | Net Metered Residential | Tesla Energy Operations Inc | None | PSE&G | Accepted | 2023-06-13 | 2023-06-23 | 2024-06-23 | Solar Panels | Hanwha | Hanwha # Q.PEAK DUO BLK ML-G10+/TS 400 |  | 0.4 | 8 | 140 | 30 |  | Fixed | Roof
NJADRE1554008951 | Administratively Determined Incentive Program | Lebanon | 8833 | 4 | 12.8 | Residential | Behind the Meter | Yes | Net Metered Residential | Tesla Energy Operations Inc | None | PSE&G | Accepted | 2023-06-13 | 2023-06-23 | 2024-06-23 | Solar Panels | Hanwha | Hanwha # Q.PEAK DUO BLK ML-G10+/TS 400 |  | 0.4 | 3 | 50 | 30 |  | Fixed | Roof
NJADRE1554008951 | Administratively Determined Incentive Program | Lebanon | 8833 | 4 | 12.8 | Residential | Behind the Meter | Yes | Net Metered Residential | Tesla Energy Operations Inc | None | PSE&G | Accepted | 2023-06-13 | 2023-06-23 | 2024-06-23 | Solar Panels | Hanwha | Hanwha # Q.PEAK DUO BLK ML-G10+/TS 400 |  | 0.4 | 8 | 140 | 30 |  | Fixed | Roof
NJADRE1554008951 | Administratively Determined Incentive Program | Lebanon | 8833 | 4 | 12.8 | Residential | Behind the Meter | Yes | Net Metered Residential | Tesla Energy Operations Inc | None | PSE&G | Accepted | 2023-06-13 | 2023-06-23 | 2024-06-23 | Solar Panels | Hanwha | Hanwha # Q.PEAK DUO BLK ML-G10+/TS 400 |  | 0.4 | 8 | 140 | 30 |  | Fixed | Roof
NJADRE1554008951 | Administratively Determined Incentive Program | Lebanon | 8833 | 4 | 12.8 | Residential | Behind the Meter | Yes | Net Metered Residential | Tesla Energy Operations Inc | None | PSE&G | Accepted | 2023-06-13 | 2023-06-23 | 2024-06-23 | Solar Panels | Hanwha | Hanwha # Q.PEAK DUO BLK ML-G10+/TS 400 |  | 0.4 | 2 | 30 | 30 |  | Fixed | Roof
NJADRE1554008951 | Administratively Determined Incentive Program | Lebanon | 8833 | 4 | 12.8 | Residential | Behind the Meter | Yes | Net Metered Residential | Tesla Energy Operations Inc | None | PSE&G | Accepted | 2023-06-13 | 2023-06-23 | 2024-06-23 | Electric Storage Battery | Tesla | AC Powerwall 2.0 |  |  | 2 |  |  |  | Lithium Ion |  | Inside
NJADRE1554008987 | Administratively Determined Incentive Program | Bridgewater | 8807 | 5 | 3.65 | Residential | Behind the Meter | Yes | Net Metered Residential | Pro Custom Solar dba Momentum Solar | None | PSE&G | Accepted | 2023-06-13 | 2023-06-23 | 2024-06-23 | Inverters | Enphase | IQ8PLUS-72-2-US | 290 |  | 10 |  |  | 0.97 |  | Outdoor
NJADRE1554008987 | Administratively Determined Incentive Program | Bridgewater | 8807 | 5 | 3.65 | Residential | Behind the Meter | Yes | Net Metered Residential | Pro Custom Solar dba Momentum Solar | None | PSE&G | Accepted | 2023-06-13 | 2023-06-23 | 2024-06-23 | Solar Panels | Hanwha | q.peak duo blk-g10+365 |  | 0.365 | 10 | 99 | 37 |  | Fixed | Roof
NJADRE1554009082 | Administratively Determined Incentive Program | Ewing Twp | 8638 | 12 | 4.74 | Residential | Behind the Meter | Yes | Net Metered Residential | Sunrun Installation Services, Inc. | None | PSE&G | Accepted | 2023-06-13 | 2023-06-23 | 2024-06-23 | Inverters | Delta Electronics | E4-TL-US | 4000 |  | 1 |  |  | 0.98 |  | Outdoor | Next to the meter
NJADRE1554009082 | Administratively Determined Incentive Program | Ewing Twp | 8638 | 12 | 4.74 | Residential | Behind the Meter | Yes | Net Metered Residential | Sunrun Installation Services, Inc. | None | PSE&G | Accepted | 2023-06-13 | 2023-06-23 | 2024-06-23 | Solar Panels | Trina Solar | TSM-395DE09C.07 |  | 0.395 | 12 | 250 | 14 |  | Fixed | Roof
NJADRE1554009300 | Administratively Determined Incentive Program | Sicklerville | 8081 | 14 | 12.15 | Residential | Behind the Meter | Yes | Net Metered Residential | Trinity Solar | None | AC Electric | Accepted | 2023-06-13 | 2023-06-23 | 2024-06-23 | Solar Panels | HANWHA 405 (Q.PEAK DUO BLK ML-G10+ 405) | HANWHA 405 (Q.PEAK DUO BLK ML-G10+ 405) |  | 0.405 | 18 | 159 | 27 |  | Fixed | Roof
NJADRE1554009300 | Administratively Determined Incentive Program | Sicklerville | 8081 | 14 | 12.15 | Residential | Behind the Meter | Yes | Net Metered Residential | Trinity Solar | None | AC Electric | Accepted | 2023-06-13 | 2023-06-23 | 2024-06-23 | Solar Panels | HANWHA 405 (Q.PEAK DUO BLK ML-G10+ 405) | HANWHA 405 (Q.PEAK DUO BLK ML-G10+ 405) |  | 0.405 | 8 | 159 | 27 |  | Fixed | Roof
NJADRE1554009300 | Administratively Determined Incentive Program | Sicklerville | 8081 | 14 | 12.15 | Residential | Behind the Meter | Yes | Net Metered Residential | Trinity Solar | None | AC Electric | Accepted | 2023-06-13 | 2023-06-23 | 2024-06-23 | Solar Panels | HANWHA 405 (Q.PEAK DUO BLK ML-G10+ 405) | HANWHA 405 (Q.PEAK DUO BLK ML-G10+ 405) |  | 0.405 | 4 | 159 | 27 |  | Fixed | Roof
NJADRE1554009300 | Administratively Determined Incentive Program | Sicklerville | 8081 | 14 | 12.15 | Residential | Behind the Meter | Yes | Net Metered Residential | Trinity Solar | None | AC Electric | Accepted | 2023-06-13 | 2023-06-23 | 2024-06-23 | Inverters | Solar Edge | SE10000H-US | 10000 |  | 1 |  |  | 0.97 |  | Outside
NJADRE1554009674 | Administratively Determined Incentive Program | Edison Twp | 8817 | 11 | 6.72 | Residential | Behind the Meter | Yes | Net Metered Residential | Sunrun Installation Services, Inc. | None | PSE&G | Accepted | 2023-06-13 | 2023-06-23 | 2024-06-23 | Inverters | SolarEdge Technologies | SE6000H-USSN | 6000 |  | 1 |  |  | 0.99 |  | Outdoor | Next to the meter
NJADRE1554009674 | Administratively Determined Incentive Program | Edison Twp | 8817 | 11 | 6.72 | Residential | Behind the Meter | Yes | Net Metered Residential | Sunrun Installation Services, Inc. | None | PSE&G | Accepted | 2023-06-13 | 2023-06-23 | 2024-06-23 | Solar Panels | Trina Solar | TSM-395DE09C.07 |  | 0.395 | 5 | 94 | 15 |  | Fixed | Roof
NJADRE1554009674 | Administratively Determined Incentive Program | Edison Twp | 8817 | 11 | 6.72 | Residential | Behind the Meter | Yes | Net Metered Residential | Sunrun Installation Services, Inc. | None | PSE&G | Accepted | 2023-06-13 | 2023-06-23 | 2024-06-23 | Solar Panels | Trina Solar | TSM-395DE09C.07 |  | 0.395 | 12 | 274 | 40 |  | Fixed | Roof
NJADRE1554009894 | Administratively Determined Incentive Program | SCOTCH PLAINS TWP | 7076 | 10 | 7.9 | Residential | Behind the Meter | Yes | Net Metered Residential | Sunrun Installation Services, Inc. | None | PSE&G | Accepted | 2023-06-13 | 2023-06-26 | 2024-06-26 | Inverters | SolarEdge Technologies | SE6000H-USSN | 6000 |  | 1 |  |  | 0.99 |  | Outdoor | Next To Meter
NJADRE1554009894 | Administratively Determined Incentive Program | SCOTCH PLAINS TWP | 7076 | 10 | 7.9 | Residential | Behind the Meter | Yes | Net Metered Residential | Sunrun Installation Services, Inc. | None | PSE&G | Accepted | 2023-06-13 | 2023-06-26 | 2024-06-26 | Solar Panels | Trina Solar | TSM-395DE09C.07 |  | 0.395 | 8 | 37 | 14 |  | Fixed | Roof
NJADRE1554009894 | Administratively Determined Incentive Program | SCOTCH PLAINS TWP | 7076 | 10 | 7.9 | Residential | Behind the Meter | Yes | Net Metered Residential | Sunrun Installation Services, Inc. | None | PSE&G | Accepted | 2023-06-13 | 2023-06-26 | 2024-06-26 | Solar Panels | Trina Solar | TSM-395DE09C.07 |  | 0.395 | 2 | 216 | 19 |  | Fixed | Roof
NJADRE1554009894 | Administratively Determined Incentive Program | SCOTCH PLAINS TWP | 7076 | 10 | 7.9 | Residential | Behind the Meter | Yes | Net Metered Residential | Sunrun Installation Services, Inc. | None | PSE&G | Accepted | 2023-06-13 | 2023-06-26 | 2024-06-26 | Solar Panels | Trina Solar | TSM-395DE09C.07 |  | 0.395 | 4 | 217 | 41 |  | Fixed | Roof
NJADRE1554009894 | Administratively Determined Incentive Program | SCOTCH PLAINS TWP | 7076 | 10 | 7.9 | Residential | Behind the Meter | Yes | Net Metered Residential | Sunrun Installation Services, Inc. | None | PSE&G | Accepted | 2023-06-13 | 2023-06-26 | 2024-06-26 | Solar Panels | Trina Solar | TSM-395DE09C.07 |  | 0.395 | 6 | 217 | 23 |  | Fixed | Roof
NJADRE1554010216 | Administratively Determined Incentive Program | HAWTHORNE BORO | 7506 | 6 | 5.53 | Residential | Behind the Meter | Yes | Net Metered Residential | Sunrun Installation Services, Inc. | None | PSE&G | Accepted | 2023-06-13 | 2023-06-26 | 2024-06-26 | Inverters | SolarEdge Technologies | SE3800H-USMN | 3800 |  | 1 |  |  | 0.99 |  | Outdoor | Next To Meter
NJADRE1554010216 | Administratively Determined Incentive Program | HAWTHORNE BORO | 7506 | 6 | 5.53 | Residential | Behind the Meter | Yes | Net Metered Residential | Sunrun Installation Services, Inc. | None | PSE&G | Accepted | 2023-06-13 | 2023-06-26 | 2024-06-26 | Solar Panels | Trina Solar | TSM-395DE09C.07 |  | 0.395 | 6 | 284 | 32 |  | Fixed | Roof
NJADRE1554010216 | Administratively Determined Incentive Program | HAWTHORNE BORO | 7506 | 6 | 5.53 | Residential | Behind the Meter | Yes | Net Metered Residential | Sunrun Installation Services, Inc. | None | PSE&G | Accepted | 2023-06-13 | 2023-06-26 | 2024-06-26 | Solar Panels | Trina Solar | TSM-395DE09C.07 |  | 0.395 | 8 | 104 | 21 |  | Fixed | Roof
NJADRE1554010253 | Administratively Determined Incentive Program | ATLANTIC CITY | 8401 | 19 | 7.02 | Residential | Behind the Meter | Yes | Net Metered Residential | Sunrun Installation Services, Inc. | None | AC Electric | Accepted | 2023-06-13 | 2023-06-23 | 2024-06-23 | Inverters | SolarEdge Technologies | SE6000H-USSN | 6000 |  | 1 |  |  | 0.99 |  | Outdoor | Next To Meter
NJADRE1554010253 | Administratively Determined Incentive Program | ATLANTIC CITY | 8401 | 19 | 7.02 | Residential | Behind the Meter | Yes | Net Metered Residential | Sunrun Installation Services, Inc. | None | AC Electric | Accepted | 2023-06-13 | 2023-06-23 | 2024-06-23 | Solar Panels | Trina Solar | TSM-390DE09C.07 |  | 0.39 | 18 | 244 | 6 |  | Fixed | Roof
NJADRE1554010273 | Administratively Determined Incentive Program | Mount Holly | 8060 | 13 | 8.4 | Residential | Behind the Meter | Yes | Net Metered Residential | Ad Energy | None | PSE&G | Accepted | 2023-06-13 | 2023-06-23 | 2024-06-23 | Inverters | SunPower | IQ7HS | 384 |  | 23 |  |  | 0.97 |  | Outdoor | At each panel
NJADRE1554010273 | Administratively Determined Incentive Program | Mount Holly | 8060 | 13 | 8.4 | Residential | Behind the Meter | Yes | Net Metered Residential | Ad Energy | None | PSE&G | Accepted | 2023-06-13 | 2023-06-23 | 2024-06-23 | Solar Panels | SunPower | SPR-U365-BLK-QC-DC |  | 0.365 | 15 | 153 | 42 |  | Fixed | Roof
NJADRE1554010273 | Administratively Determined Incentive Program | Mount Holly | 8060 | 13 | 8.4 | Residential | Behind the Meter | Yes | Net Metered Residential | Ad Energy | None | PSE&G | Accepted | 2023-06-13 | 2023-06-23 | 2024-06-23 | Solar Panels | SunPower | SPR-U365-BLK-QC-DC |  | 0.365 | 5 | 243 | 40 |  | Fixed | Roof
NJADRE1554010273 | Administratively Determined Incentive Program | Mount Holly | 8060 | 13 | 8.4 | Residential | Behind the Meter | Yes | Net Metered Residential | Ad Energy | None | PSE&G | Accepted | 2023-06-13 | 2023-06-23 | 2024-06-23 | Solar Panels | Sunpower | SPR-U365-BLK-QC-DC |  | 0.365 | 3 | 63 | 40 |  | Fixed | Roof
NJADRE1554015883 | Administratively Determined Incentive Program | Hillsborough TWP | 8844 | 5 | 19.6 | Residential | Behind the Meter | No | Net Metered Residential | Tesla Energy Operations Inc | None | PSE&G | Accepted | 2023-06-14 | 2023-06-26 | 2024-06-26 | Inverters | Tesla | 7.6 kW Tesla Inc 1538000-45-A (240V) | 7600 |  | 2 |  |  | 0.986 |  | Outdoor
NJADRE1554015883 | Administratively Determined Incentive Program | Hillsborough TWP | 8844 | 5 | 19.6 | Residential | Behind the Meter | No | Net Metered Residential | Tesla Energy Operations Inc | None | PSE&G | Accepted | 2023-06-14 | 2023-06-26 | 2024-06-26 | Meters | Tesla | 7.6 kW Tesla Inc 1538000-45-A (240V) |  |  | 2 |  |  |  | Yes | Outdoor
NJADRE1554015883 | Administratively Determined Incentive Program | Hillsborough TWP | 8844 | 5 | 19.6 | Residential | Behind the Meter | No | Net Metered Residential | Tesla Energy Operations Inc | None | PSE&G | Accepted | 2023-06-14 | 2023-06-26 | 2024-06-26 | Solar Panels | Hanwha | Q.PEAK DUO BLK ML-G10+/TS 400 |  | 0.4 | 16 | 105 | 30 |  | Fixed | Roof
NJADRE1554015883 | Administratively Determined Incentive Program | Hillsborough TWP | 8844 | 5 | 19.6 | Residential | Behind the Meter | No | Net Metered Residential | Tesla Energy Operations Inc | None | PSE&G | Accepted | 2023-06-14 | 2023-06-26 | 2024-06-26 | Solar Panels | Hanwha | Q.PEAK DUO BLK ML-G10+/TS 400 |  | 0.4 | 13 | 285 | 30 |  | Fixed | Roof
NJADRE1554015883 | Administratively Determined Incentive Program | Hillsborough TWP | 8844 | 5 | 19.6 | Residential | Behind the Meter | No | Net Metered Residential | Tesla Energy Operations Inc | None | PSE&G | Accepted | 2023-06-14 | 2023-06-26 | 2024-06-26 | Solar Panels | Hanwha | Q.PEAK DUO BLK ML-G10+/TS 400 |  | 0.4 | 13 | 195 | 45 |  | Fixed | Roof
NJADRE1554015883 | Administratively Determined Incentive Program | Hillsborough TWP | 8844 | 5 | 19.6 | Residential | Behind the Meter | No | Net Metered Residential | Tesla Energy Operations Inc | None | PSE&G | Accepted | 2023-06-14 | 2023-06-26 | 2024-06-26 | Solar Panels | Hanwha | Q.PEAK DUO BLK ML-G10+/TS 400 |  | 0.4 | 3 | 285 | 28 |  | Fixed | Roof
NJADRE1554015883 | Administratively Determined Incentive Program | Hillsborough TWP | 8844 | 5 | 19.6 | Residential | Behind the Meter | No | Net Metered Residential | Tesla Energy Operations Inc | None | PSE&G | Accepted | 2023-06-14 | 2023-06-26 | 2024-06-26 | Solar Panels | Hanwha | Q.PEAK DUO BLK ML-G10+/TS 400 |  | 0.4 | 4 | 105 | 28 |  | Fixed | Roof
NJADRE1554015909 | Administratively Determined Incentive Program | Montgomery | 8502 | 5 | 11.68 | Residential | Behind the Meter | Yes | Net Metered Residential | Pro Custom Solar dba Momentum Solar | None | PSE&G | Accepted | 2023-06-14 | 2023-06-26 | 2024-06-26 | Inverters | Enphase | IQ8PLUS-72-2-US | 290 |  | 32 |  |  | 0.97 |  | Outdoor
NJADRE1554015909 | Administratively Determined Incentive Program | Montgomery | 8502 | 5 | 11.68 | Residential | Behind the Meter | Yes | Net Metered Residential | Pro Custom Solar dba Momentum Solar | None | PSE&G | Accepted | 2023-06-14 | 2023-06-26 | 2024-06-26 | Solar Panels | Hanwha | q.peak duo blk-g10+365 |  | 0.365 | 15 | 34 | 36 |  | Fixed | Roof
NJADRE1554015909 | Administratively Determined Incentive Program | Montgomery | 8502 | 5 | 11.68 | Residential | Behind the Meter | Yes | Net Metered Residential | Pro Custom Solar dba Momentum Solar | None | PSE&G | Accepted | 2023-06-14 | 2023-06-26 | 2024-06-26 | Solar Panels | Hanwha | q.peak duo blk-g10+365 |  | 0.365 | 17 | 214 | 36 |  | Fixed | Roof
NJADRE1554015962 | Administratively Determined Incentive Program | Ridgefield Park | 7660 | 7 | 4.75 | Residential | Behind the Meter | Yes | Net Metered Residential | Pro Custom Solar dba Momentum Solar | None | PSE&G | Accepted | 2023-06-14 | 2023-06-26 | 2024-06-26 | Inverters | Enphase | IQ8PLUS-72-2-US | 290 |  | 13 |  |  | 0.97 |  | Outdoor
NJADRE1554015962 | Administratively Determined Incentive Program | Ridgefield Park | 7660 | 7 | 4.75 | Residential | Behind the Meter | Yes | Net Metered Residential | Pro Custom Solar dba Momentum Solar | None | PSE&G | Accepted | 2023-06-14 | 2023-06-26 | 2024-06-26 | Solar Panels | Hanwha | q.peak duo blk-g10+365 |  | 0.365 | 13 | 198 | 24 |  | Fixed | Roof
NJADRE1554015972 | Administratively Determined Incentive Program | Lodi Boro | 7644 | 7 | 1.68 | Residential | Behind the Meter | No | Net Metered Residential | EMT Renewables | None | PSE&G | Accepted | 2023-06-14 | 2023-06-26 | 2024-06-26 | Inverters | ENPHASE | IQ7X | 315 |  | 4 |  |  | 0.98 |  | Other | UNDER EACH PANEL
NJADRE1554015972 | Administratively Determined Incentive Program | Lodi Boro | 7644 | 7 | 1.68 | Residential | Behind the Meter | No | Net Metered Residential | EMT Renewables | None | PSE&G | Accepted | 2023-06-14 | 2023-06-26 | 2024-06-26 | Solar Panels | REC ALPHA | REC 420 |  | 0.42 | 4 | 307 | 14 |  | Fixed | Roof
NJADRE1554015977 | Administratively Determined Incentive Program | Califon | 7830 | 4 | 53.29 | Commercial | Behind the Meter | No | Small Net-Metered Non-Residential located on Rooftop, Carport, Canopy and Floating Solar | Viron Consulting/Energy Group, LLC | None | JCP&L | Accepted | 2023-06-14 | 2023-06-26 | 2024-06-26 | Inverters | Enphase | iQ7+ | 290 |  | 146 |  |  | 0.97 |  | Outdoor
NJADRE1554015977 | Administratively Determined Incentive Program | Califon | 7830 | 4 | 53.29 | Commercial | Behind the Meter | No | Small Net-Metered Non-Residential located on Rooftop, Carport, Canopy and Floating Solar | Viron Consulting/Energy Group, LLC | None | JCP&L | Accepted | 2023-06-14 | 2023-06-26 | 2024-06-26 | Solar Panels | Q.Cells | Q.Peak Duo BLK-G10+ 365 |  | 0.365 | 146 | 265, 85 | 20 |  | Fixed | Roof
NJADRE1554016090 | Administratively Determined Incentive Program | Jackson Township | 8527 | 18 | 5.67 | Residential | Behind the Meter | Yes | Net Metered Residential | Trinity Solar | None | JCP&L | Accepted | 2023-06-14 | 2023-06-26 | 2024-06-26 | Solar Panels | HANWHA | Q.PEAK DUO BLK ML-G10+ 405 |  | 0.405 | 14 | 197 | 18 |  | Fixed | Roof
NJADRE1554016090 | Administratively Determined Incentive Program | Jackson Township | 8527 | 18 | 5.67 | Residential | Behind the Meter | Yes | Net Metered Residential | Trinity Solar | None | JCP&L | Accepted | 2023-06-14 | 2023-06-26 | 2024-06-26 | Inverters | SOLAR EDGE | SE5000H-US | 5000 |  | 1 |  |  | 0.97 |  | Outdoor
NJADRE1554016098 | Administratively Determined Incentive Program | Wharton | 7885 | 3 | 14.28 | Residential | Behind the Meter | No | Net Metered Residential | EMT Renewables | None | JCP&L | Accepted | 2023-06-14 | 2023-06-26 | 2024-06-26 | Inverters | ENPHASE | IQ7x | 315 |  | 34 |  |  | 0.98 |  | Other | UNDER EACH PANEL
NJADRE1554016098 | Administratively Determined Incentive Program | Wharton | 7885 | 3 | 14.28 | Residential | Behind the Meter | No | Net Metered Residential | EMT Renewables | None | JCP&L | Accepted | 2023-06-14 | 2023-06-26 | 2024-06-26 | Solar Panels | REC ALPHA | REC 420 |  | 0.42 | 25 | 122 | 28 |  | Fixed | Roof
NJADRE1554016098 | Administratively Determined Incentive Program | Wharton | 7885 | 3 | 14.28 | Residential | Behind the Meter | No | Net Metered Residential | EMT Renewables | None | JCP&L | Accepted | 2023-06-14 | 2023-06-26 | 2024-06-26 | Solar Panels | REC ALPHA | REC 420 |  | 0.42 | 9 | 302 | 28 |  | Fixed | Roof
NJADRE1554016099 | Administratively Determined Incentive Program | Washington Township | 8012 | 14 | 5.48 | Residential | Behind the Meter | Yes | Net Metered Residential | Pro Custom Solar dba Momentum Solar | None | PSE&G | Accepted | 2023-06-14 | 2023-06-26 | 2024-06-26 | Inverters | Enphase | IQ8PLUS-72-2-US | 290 |  | 15 |  |  | 0.97 |  | Outdoor
NJADRE1554016099 | Administratively Determined Incentive Program | Washington Township | 8012 | 14 | 5.48 | Residential | Behind the Meter | Yes | Net Metered Residential | Pro Custom Solar dba Momentum Solar | None | PSE&G | Accepted | 2023-06-14 | 2023-06-26 | 2024-06-26 | Solar Panels | Hanwha | q.peak duo blk-g10+365 |  | 0.365 | 10 | 241 | 16 |  | Fixed | Roof
NJADRE1554016099 | Administratively Determined Incentive Program | Washington Township | 8012 | 14 | 5.48 | Residential | Behind the Meter | Yes | Net Metered Residential | Pro Custom Solar dba Momentum Solar | None | PSE&G | Accepted | 2023-06-14 | 2023-06-26 | 2024-06-26 | Solar Panels | Hanwha | q.peak duo blk-g10+365 |  | 0.365 | 5 | 61 | 25 |  | Fixed | Roof
NJADRE1554016109 | Administratively Determined Incentive Program | Carteret Boro | 7008 | 11 | 5.93 | Residential | Behind the Meter | Yes | Net Metered Residential | Sunrun Installation Services, Inc. | None | PSE&G | Accepted | 2023-06-14 | 2023-06-26 | 2024-06-26 | Inverters | SolarEdge Technologies | SE7600H-USSN | 7600 |  | 1 |  |  | 0.99 |  | Outdoor | Next to the meter
NJADRE1554016109 | Administratively Determined Incentive Program | Carteret Boro | 7008 | 11 | 5.93 | Residential | Behind the Meter | Yes | Net Metered Residential | Sunrun Installation Services, Inc. | None | PSE&G | Accepted | 2023-06-14 | 2023-06-26 | 2024-06-26 | Solar Panels | Trina Solar | TSM-395DE09C.07 |  | 0.395 | 15 | 205 | 18 |  | Fixed | Roof
NJADRE1554016118 | Administratively Determined Incentive Program | Elmwood Park | 7407 | 7 | 7.9 | Residential | Behind the Meter | Yes | Net Metered Residential | Freedom Forever New Jersey LLC | None | PSE&G | Accepted | 2023-06-14 | 2023-06-26 | 2024-06-26 | Inverters | Solar Edge | SE6000H-USRGM | 6000 |  | 1 |  |  | 0.99 |  | Outdoor
NJADRE1554016118 | Administratively Determined Incentive Program | Elmwood Park | 7407 | 7 | 7.9 | Residential | Behind the Meter | Yes | Net Metered Residential | Freedom Forever New Jersey LLC | None | PSE&G | Accepted | 2023-06-14 | 2023-06-26 | 2024-06-26 | Solar Panels | Canadian Solar | CS3N-395MS |  | 0.395 | 2 | 161 | 34 |  | Fixed | Roof
NJADRE1554016118 | Administratively Determined Incentive Program | Elmwood Park | 7407 | 7 | 7.9 | Residential | Behind the Meter | Yes | Net Metered Residential | Freedom Forever New Jersey LLC | None | PSE&G | Accepted | 2023-06-14 | 2023-06-26 | 2024-06-26 | Solar Panels | Canadian Solar | CS3N-395MS |  | 0.395 | 3 | 341 | 34 |  | Fixed | Roof
NJADRE1554016118 | Administratively Determined Incentive Program | Elmwood Park | 7407 | 7 | 7.9 | Residential | Behind the Meter | Yes | Net Metered Residential | Freedom Forever New Jersey LLC | None | PSE&G | Accepted | 2023-06-14 | 2023-06-26 | 2024-06-26 | Solar Panels | Canadian Solar | CS3N-395MS |  | 0.395 | 15 | 341 | 9 |  | Fixed | Roof
NJADRE1554016337 | Administratively Determined Incentive Program | HOWELL | 7731 | 17 | 5.14 | Residential | Behind the Meter | Yes | Net Metered Residential | Sunrun Installation Services, Inc. | None | JCP&L | Accepted | 2023-06-14 | 2023-06-26 | 2024-06-26 | Inverters | SolarEdge Technologies | SE3800H-USMN | 3800 |  | 1 |  |  | 0.99 |  | Outdoor | Next to the meter
NJADRE1554016337 | Administratively Determined Incentive Program | HOWELL | 7731 | 17 | 5.14 | Residential | Behind the Meter | Yes | Net Metered Residential | Sunrun Installation Services, Inc. | None | JCP&L | Accepted | 2023-06-14 | 2023-06-26 | 2024-06-26 | Solar Panels | Trina Solar | TSM-395DE09C.07 |  | 0.395 | 6 | 3 | 40 |  | Fixed | Roof
NJADRE1554016337 | Administratively Determined Incentive Program | HOWELL | 7731 | 17 | 5.14 | Residential | Behind the Meter | Yes | Net Metered Residential | Sunrun Installation Services, Inc. | None | JCP&L | Accepted | 2023-06-14 | 2023-06-26 | 2024-06-26 | Solar Panels | Trina Solar | TSM-395DE09C.07 |  | 0.395 | 4 | 184 | 40 |  | Fixed | Roof
NJADRE1554016337 | Administratively Determined Incentive Program | HOWELL | 7731 | 17 | 5.14 | Residential | Behind the Meter | Yes | Net Metered Residential | Sunrun Installation Services, Inc. | None | JCP&L | Accepted | 2023-06-14 | 2023-06-26 | 2024-06-26 | Solar Panels | Trina Solar | TSM-395DE09C.07 |  | 0.395 | 3 | 184 | 40 |  | Fixed | Roof
NJADRE1554016337 | Administratively Determined Incentive Program | HOWELL | 7731 | 17 | 5.14 | Residential | Behind the Meter | Yes | Net Metered Residential | Sunrun Installation Services, Inc. | None | JCP&L | Accepted | 2023-06-14 | 2023-06-26 | 2024-06-26 | Electric Storage Battery | TESLA | POWERWALL |  |  | 2 |  |  |  | Lithium Ion |  | Inside
NJADRE1554016357 | Administratively Determined Incentive Program | JERSEY CITY | 7310 | 8 | 180 | Commercial | Behind the Meter | No | Small Net-Metered Non-Residential located on Rooftop, Carport, Canopy and Floating Solar | Sunkeeper Solar Electric LLC | None | PSE&G | Accepted | 2024-01-04 | 2024-02-08 | 2025-02-08 | Inverters | SolarEdge | SE80KUS | 80000 |  | 2 |  |  | 0.985 |  | Outdoor
NJADRE1554016357 | Administratively Determined Incentive Program | JERSEY CITY | 7310 | 8 | 180 | Commercial | Behind the Meter | No | Small Net-Metered Non-Residential located on Rooftop, Carport, Canopy and Floating Solar | Sunkeeper Solar Electric LLC | None | PSE&G | Accepted | 2024-01-04 | 2024-02-08 | 2025-02-08 | Solar Panels | Hyundai | HIS-S400YH(BK) |  | 0.4 | 450 | 187 | 2 |  | Fixed | Roof
NJADRE1554016742 | Administratively Determined Incentive Program | MOUNT HOLLY TWP | 8060 | 13 | 9.48 | Residential | Behind the Meter | Yes | Net Metered Residential | Sunrun Installation Services, Inc. | None | PSE&G | Accepted | 2023-06-14 | 2023-06-26 | 2024-06-26 | Inverters | SolarEdge Technologies | SE7600H-USSN | 7600 |  | 1 |  |  | 0.99 |  | Outdoor | Next To Meter
NJADRE1554016742 | Administratively Determined Incentive Program | MOUNT HOLLY TWP | 8060 | 13 | 9.48 | Residential | Behind the Meter | Yes | Net Metered Residential | Sunrun Installation Services, Inc. | None | PSE&G | Accepted | 2023-06-14 | 2023-06-26 | 2024-06-26 | Solar Panels | Trina Solar | TSM-395DE09C.07 |  | 0.395 | 4 | 194 | 13 |  | Fixed | Roof
NJADRE1554016742 | Administratively Determined Incentive Program | MOUNT HOLLY TWP | 8060 | 13 | 9.48 | Residential | Behind the Meter | Yes | Net Metered Residential | Sunrun Installation Services, Inc. | None | PSE&G | Accepted | 2023-06-14 | 2023-06-26 | 2024-06-26 | Solar Panels | Trina Solar | TSM-395DE09C.07 |  | 0.395 | 20 | 194 | 18 |  | Fixed | Roof
NJADRE1554016742 | Administratively Determined Incentive Program | MOUNT HOLLY TWP | 8060 | 13 | 9.48 | Residential | Behind the Meter | Yes | Net Metered Residential | Sunrun Installation Services, Inc. | None | PSE&G | Accepted | 2023-06-14 | 2023-06-26 | 2024-06-26 | Electric Storage Battery | LG Chem | RESU 10H Prime |  |  | 1 |  |  |  | Lithium Ion |  | outside
NJADRE1554018489 | Administratively Determined Incentive Program | MULLICA HILL | 8062 | 15 | 12.41 | Residential | Behind the Meter | Yes | Net Metered Residential | SunPower Corporation, Systems | None | AC Electric | Accepted | 2023-06-14 | 2023-06-26 | 2024-06-26 | Solar Panels | HANWHA Q CELLS | Q.PEAK DUO BLK-G10+ 365 |  | 0.365 | 12 | 209 | 30 |  | Fixed | Roof
NJADRE1554018489 | Administratively Determined Incentive Program | MULLICA HILL | 8062 | 15 | 12.41 | Residential | Behind the Meter | Yes | Net Metered Residential | SunPower Corporation, Systems | None | AC Electric | Accepted | 2023-06-14 | 2023-06-26 | 2024-06-26 | Solar Panels | HANWHA Q CELLS | Q.PEAK DUO BLK-G10+ 365 |  | 0.365 | 16 | 29 | 30 |  | Fixed | Roof
NJADRE1554018489 | Administratively Determined Incentive Program | MULLICA HILL | 8062 | 15 | 12.41 | Residential | Behind the Meter | Yes | Net Metered Residential | SunPower Corporation, Systems | None | AC Electric | Accepted | 2023-06-14 | 2023-06-26 | 2024-06-26 | Solar Panels | HANWHA Q CELLS | Q.PEAK DUO BLK-G10+ 365 |  | 0.365 | 6 | 209 | 30 |  | Fixed | Roof
NJADRE1554018489 | Administratively Determined Incentive Program | MULLICA HILL | 8062 | 15 | 12.41 | Residential | Behind the Meter | Yes | Net Metered Residential | SunPower Corporation, Systems | None | AC Electric | Accepted | 2023-06-14 | 2023-06-26 | 2024-06-26 | Inverters | Enphase | IQ7HS-66-M-US | 384 |  | 34 |  |  | 0.97 |  | Other | Under Each Panel
NJADRE1554023435 | Administratively Determined Incentive Program | NORTHFIELD | 8225 | 19 | 8.76 | Residential | Behind the Meter | Yes | Net Metered Residential | SunnyMac, LLC | None | AC Electric | Accepted | 2023-06-15 | 2023-06-26 | 2024-06-26 | Inverters | SolarEdge Technologies Inc. | SE7600H-US000BNI4 (Inverter) | 7600 |  | 1 |  |  | 0.99 |  | Outside
NJADRE1554023435 | Administratively Determined Incentive Program | NORTHFIELD | 8225 | 19 | 8.76 | Residential | Behind the Meter | Yes | Net Metered Residential | SunnyMac, LLC | None | AC Electric | Accepted | 2023-06-15 | 2023-06-26 | 2024-06-26 | Solar Panels | REC Solar | REC365NP2 Black |  | 0.365 | 24 | 133 | 45 |  | Fixed | Roof
NJADRE1554023435 | Administratively Determined Incentive Program | NORTHFIELD | 8225 | 19 | 8.76 | Residential | Behind the Meter | Yes | Net Metered Residential | SunnyMac, LLC | None | AC Electric | Accepted | 2023-06-15 | 2023-06-26 | 2024-06-26 | Meters | SolarEdge Technologies Inc. | SolarEdge Built-in Consumption Monitor (BEI4, BNI4, BNC |  |  | 1 |  |  |  | Yes
NJADRE1554025549 | Administratively Determined Incentive Program | Bridgeton | 8302 | 20 | 14.4 | Residential | Behind the Meter | Yes | Net Metered Residential | RCL Enterprises Inc. | None | AC Electric | Accepted | 2023-06-14 | 2023-06-26 | 2024-06-26 | Inverters | Enphase | IQ7 | 240 |  | 48 |  |  | 0.98 |  | Outdoor
NJADRE1554025549 | Administratively Determined Incentive Program | Bridgeton | 8302 | 20 | 14.4 | Residential | Behind the Meter | Yes | Net Metered Residential | RCL Enterprises Inc. | None | AC Electric | Accepted | 2023-06-14 | 2023-06-26 | 2024-06-26 | Solar Panels | Jinko | JKM-300M |  | 0.3 | 48 | 180 | 25 |  | Fixed | Ground
NJADRE1554025579 | Administratively Determined Incentive Program | Franklin Twp Som | 8873 | 5 | 8.3 | Residential | Behind the Meter | No | Net Metered Residential | EMT Renewables | None | PSE&G | Accepted | 2023-06-14 | 2023-06-27 | 2024-06-27 | Inverters | ENPHASE | IQ8+ | 290 |  | 21 |  |  | 0.98 |  | Other | UNDER EACH PANEL
NJADRE1554025579 | Administratively Determined Incentive Program | Franklin Twp Som | 8873 | 5 | 8.3 | Residential | Behind the Meter | No | Net Metered Residential | EMT Renewables | None | PSE&G | Accepted | 2023-06-14 | 2023-06-27 | 2024-06-27 | Solar Panels | JA SOLAR | JAM54S31 |  | 0.395 | 12 | 177 | 38 |  | Fixed | Roof
NJADRE1554025579 | Administratively Determined Incentive Program | Franklin Twp Som | 8873 | 5 | 8.3 | Residential | Behind the Meter | No | Net Metered Residential | EMT Renewables | None | PSE&G | Accepted | 2023-06-14 | 2023-06-27 | 2024-06-27 | Solar Panels | JA SOLAR | JAM54S31 |  | 0.395 | 9 | 177 | 38 |  | Fixed | Roof
NJADRE1554025627 | Administratively Determined Incentive Program | Forked River | 8731 | 18 | 12.41 | Residential | Behind the Meter | Yes | Net Metered Residential | Pro Custom Solar dba Momentum Solar | None | JCP&L | Accepted | 2023-06-14 | 2023-06-26 | 2024-06-26 | Solar Panels | HANWHA | Â Q. PEAK DUO BLK-G10+365 |  | 0.365 | 22 | 111 | 29 |  | Fixed | Roof
NJADRE1554025627 | Administratively Determined Incentive Program | Forked River | 8731 | 18 | 12.41 | Residential | Behind the Meter | Yes | Net Metered Residential | Pro Custom Solar dba Momentum Solar | None | JCP&L | Accepted | 2023-06-14 | 2023-06-26 | 2024-06-26 | Solar Panels | HANWHA | Â Q. PEAK DUO BLK-G10+365 |  | 0.365 | 12 | 291 | 29 |  | Fixed | Roof
NJADRE1554025627 | Administratively Determined Incentive Program | Forked River | 8731 | 18 | 12.41 | Residential | Behind the Meter | Yes | Net Metered Residential | Pro Custom Solar dba Momentum Solar | None | JCP&L | Accepted | 2023-06-14 | 2023-06-26 | 2024-06-26 | Inverters | ENPHASE | IQ8PLUS-72-2-US | 290 |  | 34 |  |  | 0.97 |  | Outdoor
NJADRE1554054300 | Administratively Determined Incentive Program | Jersey City | 7304 | 8 | 5.11 | Residential | Behind the Meter | Yes | Net Metered Residential | Pro Custom Solar dba Momentum Solar | None | PSE&G | Accepted | 2023-06-15 | 2023-06-26 | 2024-06-26 | Inverters | Enphase | IQ8PLUS-72-2-US | 290 |  | 14 |  |  | 0.97 |  | Outdoor
NJADRE1554054300 | Administratively Determined Incentive Program | Jersey City | 7304 | 8 | 5.11 | Residential | Behind the Meter | Yes | Net Metered Residential | Pro Custom Solar dba Momentum Solar | None | PSE&G | Accepted | 2023-06-15 | 2023-06-26 | 2024-06-26 | Solar Panels | Hanwha | q.peak duo blk-g10+365 |  | 0.365 | 4 | 125 | 12 |  | Fixed | Roof
NJADRE1554054300 | Administratively Determined Incentive Program | Jersey City | 7304 | 8 | 5.11 | Residential | Behind the Meter | Yes | Net Metered Residential | Pro Custom Solar dba Momentum Solar | None | PSE&G | Accepted | 2023-06-15 | 2023-06-26 | 2024-06-26 | Solar Panels | Hanwha | q.peak duo blk-g10+365 |  | 0.365 | 4 | 305 | 12 |  | Fixed | Roof
NJADRE1554054300 | Administratively Determined Incentive Program | Jersey City | 7304 | 8 | 5.11 | Residential | Behind the Meter | Yes | Net Metered Residential | Pro Custom Solar dba Momentum Solar | None | PSE&G | Accepted | 2023-06-15 | 2023-06-26 | 2024-06-26 | Solar Panels | Hanwha | q.peak duo blk-g10+365 |  | 0.365 | 6 | 125 | 26 |  | Fixed | Roof
NJADRE1554054640 | Administratively Determined Incentive Program | East Brunswick | 8816 | 11 | 7.3 | Residential | Behind the Meter | Yes | Net Metered Residential | Pro Custom Solar dba Momentum Solar | None | PSE&G | Accepted | 2023-06-15 | 2023-06-26 | 2024-06-26 | Inverters | Enphase | IQ8PLUS-72-2-US | 290 |  | 20 |  |  | 0.97 |  | Outdoor
NJADRE1554054640 | Administratively Determined Incentive Program | East Brunswick | 8816 | 11 | 7.3 | Residential | Behind the Meter | Yes | Net Metered Residential | Pro Custom Solar dba Momentum Solar | None | PSE&G | Accepted | 2023-06-15 | 2023-06-26 | 2024-06-26 | Solar Panels | Hanwha | q.peak duo blk-g10+365 |  | 0.365 | 14 | 259 | 18 |  | Fixed | Roof
NJADRE1554054640 | Administratively Determined Incentive Program | East Brunswick | 8816 | 11 | 7.3 | Residential | Behind the Meter | Yes | Net Metered Residential | Pro Custom Solar dba Momentum Solar | None | PSE&G | Accepted | 2023-06-15 | 2023-06-26 | 2024-06-26 | Solar Panels | Hanwha | q.peak duo blk-g10+365 |  | 0.365 | 6 | 259 | 20 |  | Fixed | Roof
NJADRE1554054699 | Administratively Determined Incentive Program | Rochelle Park Twp | 7662 | 7 | 7.9 | Residential | Behind the Meter | No | Net Metered Residential | EMT Renewables | None | PSE&G | Accepted | 2023-06-15 | 2023-06-27 | 2024-06-27 | Inverters | ENPHASE | IQ8+ | 290 |  | 20 |  |  | 0.98 |  | Other | UNDER EACH PANEL
NJADRE1554054699 | Administratively Determined Incentive Program | Rochelle Park Twp | 7662 | 7 | 7.9 | Residential | Behind the Meter | No | Net Metered Residential | EMT Renewables | None | PSE&G | Accepted | 2023-06-15 | 2023-06-27 | 2024-06-27 | Solar Panels | JA SOLAR | JAM54S31 |  | 0.395 | 11 | 308 | 6 |  | Fixed | Roof
NJADRE1554054699 | Administratively Determined Incentive Program | Rochelle Park Twp | 7662 | 7 | 7.9 | Residential | Behind the Meter | No | Net Metered Residential | EMT Renewables | None | PSE&G | Accepted | 2023-06-15 | 2023-06-27 | 2024-06-27 | Solar Panels | JA SOLAR | JAM54S31 |  | 0.395 | 3 | 128 | 8 |  | Fixed | Roof
NJADRE1554054699 | Administratively Determined Incentive Program | Rochelle Park Twp | 7662 | 7 | 7.9 | Residential | Behind the Meter | No | Net Metered Residential | EMT Renewables | None | PSE&G | Accepted | 2023-06-15 | 2023-06-27 | 2024-06-27 | Solar Panels | JA SOLAR | JAM54S31 |  | 0.395 | 6 | 128 | 11 |  | Fixed | Roof
NJADRE1554055096 | Administratively Determined Incentive Program | Spring Lake Heights | 7762 | 17 | 5.55 | Residential | Behind the Meter | No | Net Metered Residential | Vision Solar LLC | None | JCP&L | Accepted | 2023-06-15 | 2023-06-27 | 2024-06-27 | Inverters | Solaredge | SE3800H-USRGM | 4 |  | 1 |  |  | 0.97 |  | Outdoor | side of house
NJADRE1554055096 | Administratively Determined Incentive Program | Spring Lake Heights | 7762 | 17 | 5.55 | Residential | Behind the Meter | No | Net Metered Residential | Vision Solar LLC | None | JCP&L | Accepted | 2023-06-15 | 2023-06-27 | 2024-06-27 | Solar Panels | ZNSHINE | ZXM6-NH120-370/M |  | 0.37 | 15 | 83 | 18 |  | Fixed | Roof
NJADRE1554055237 | Administratively Determined Incentive Program | Brielle | 8730 | 17 | 6.48 | Residential | Behind the Meter | Yes | Net Metered Residential | Trinity Solar Inc. | None | JCP&L | Accepted | 2023-06-15 | 2023-06-26 | 2024-06-26 | Inverters | Solar Edge | SE5000H-US | 5000 |  | 1 |  |  | 0.97 |  | Outside
NJADRE1554055237 | Administratively Determined Incentive Program | Brielle | 8730 | 17 | 6.48 | Residential | Behind the Meter | Yes | Net Metered Residential | Trinity Solar Inc. | None | JCP&L | Accepted | 2023-06-15 | 2023-06-26 | 2024-06-26 | Solar Panels | HANWHA 405 | HANWHA 405 (Q.PEAK DUO BLK ML-G10+ 405) |  | 0.405 | 16 | 219 | 23 |  | Fixed | Roof
NJADRE1554055846 | Administratively Determined Incentive Program | Newark | 7114 | 9 | 9.49 | Residential | Behind the Meter | Yes | Net Metered Residential | Pro Custom Solar dba Momentum Solar | None | PSE&G | Accepted | 2023-06-15 | 2023-06-26 | 2024-06-26 | Solar Panels | HANWHA | Â Q. PEAK DUO BLK-G10+365 |  | 0.365 | 13 | 114 | 24 |  | Fixed | Roof
NJADRE1554055846 | Administratively Determined Incentive Program | Newark | 7114 | 9 | 9.49 | Residential | Behind the Meter | Yes | Net Metered Residential | Pro Custom Solar dba Momentum Solar | None | PSE&G | Accepted | 2023-06-15 | 2023-06-26 | 2024-06-26 | Solar Panels | HANWHA | Â Q. PEAK DUO BLK-G10+365 |  | 0.365 | 13 | 294 | 24 |  | Fixed | Roof
NJADRE1554055846 | Administratively Determined Incentive Program | Newark | 7114 | 9 | 9.49 | Residential | Behind the Meter | Yes | Net Metered Residential | Pro Custom Solar dba Momentum Solar | None | PSE&G | Accepted | 2023-06-15 | 2023-06-26 | 2024-06-26 | Inverters | ENPHASE | IQ8PLUS-72-2-US | 290 |  | 26 |  |  | 0.97 |  | Outdoor
NJADRE1554055992 | Administratively Determined Incentive Program | Bound Brook | 8805 | 5 | 7.46 | Residential | Behind the Meter | No | Net Metered Residential | Power Home Remodeling Group | None | PSE&G | Accepted | 2023-06-15 | 2023-06-27 | 2024-06-27 | Inverters | SolarEdge | SE5000H-US | 5000 |  | 1 |  |  | 0.99 |  | Outdoor
NJADRE1554055992 | Administratively Determined Incentive Program | Bound Brook | 8805 | 5 | 7.46 | Residential | Behind the Meter | No | Net Metered Residential | Power Home Remodeling Group | None | PSE&G | Accepted | 2023-06-15 | 2023-06-27 | 2024-06-27 | Meters | SolarEdge | Revenue Grade Data Ansi C12.20 |  |  | 1 |  |  |  | Yes | Outdoor
NJADRE1554055992 | Administratively Determined Incentive Program | Bound Brook | 8805 | 5 | 7.46 | Residential | Behind the Meter | No | Net Metered Residential | Power Home Remodeling Group | None | PSE&G | Accepted | 2023-06-15 | 2023-06-27 | 2024-06-27 | Solar Panels | Longi | LR40-60HPB-355M |  | 0.355 | 8 | 169 | 23 |  | Fixed | Roof
NJADRE1554055992 | Administratively Determined Incentive Program | Bound Brook | 8805 | 5 | 7.46 | Residential | Behind the Meter | No | Net Metered Residential | Power Home Remodeling Group | None | PSE&G | Accepted | 2023-06-15 | 2023-06-27 | 2024-06-27 | Solar Panels | Longi | LR40-60HPB-355M |  | 0.355 | 3 | 169 | 23 |  | Fixed | Roof
NJADRE1554055992 | Administratively Determined Incentive Program | Bound Brook | 8805 | 5 | 7.46 | Residential | Behind the Meter | No | Net Metered Residential | Power Home Remodeling Group | None | PSE&G | Accepted | 2023-06-15 | 2023-06-27 | 2024-06-27 | Solar Panels | Longi | LR40-60HPB-355M |  | 0.355 | 10 | 169 | 23 |  | Fixed | Roof
NJADRE1554056217 | Administratively Determined Incentive Program | North Plainfield Boro | 7060 | 10 | 11.2 | Residential | Behind the Meter | Yes | Net Metered Residential | Tesla Energy Operations Inc | None | PSE&G | Accepted | 2023-06-15 | 2023-06-26 | 2024-06-26 | Inverters | Tesla | 1538000-45-A | 5760 |  | 1 |  |  | 0.98 |  | Outdoor
NJADRE1554056217 | Administratively Determined Incentive Program | North Plainfield Boro | 7060 | 10 | 11.2 | Residential | Behind the Meter | Yes | Net Metered Residential | Tesla Energy Operations Inc | None | PSE&G | Accepted | 2023-06-15 | 2023-06-26 | 2024-06-26 | Inverters | Tesla | 1538000-45-A | 5040 |  | 1 |  |  | 0.98 |  | Outdoor
NJADRE1554056217 | Administratively Determined Incentive Program | North Plainfield Boro | 7060 | 10 | 11.2 | Residential | Behind the Meter | Yes | Net Metered Residential | Tesla Energy Operations Inc | None | PSE&G | Accepted | 2023-06-15 | 2023-06-26 | 2024-06-26 | Solar Panels | Hanwha | Q.PEAK DUO BLK ML-G10+/TS 400 |  | 0.4 | 15 | 140 | 27 |  | Fixed | Roof
NJADRE1554056217 | Administratively Determined Incentive Program | North Plainfield Boro | 7060 | 10 | 11.2 | Residential | Behind the Meter | Yes | Net Metered Residential | Tesla Energy Operations Inc | None | PSE&G | Accepted | 2023-06-15 | 2023-06-26 | 2024-06-26 | Solar Panels | Hanwha | Q.PEAK DUO BLK ML-G10+/TS 400 |  | 0.4 | 13 | 320 | 27 |  | Fixed | Roof
NJADRE1554056260 | Administratively Determined Incentive Program | Kendall Park | 8824 | 11 | 5.95 | Residential | Behind the Meter | No | Net Metered Residential | Power Home Remodeling Group | None | PSE&G | Accepted | 2023-06-15 | 2023-06-27 | 2024-06-27 | Inverters | SolarEdge | SE5000H-US | 5000 |  | 1 |  |  | 0.99 |  | Outdoor
NJADRE1554056260 | Administratively Determined Incentive Program | Kendall Park | 8824 | 11 | 5.95 | Residential | Behind the Meter | No | Net Metered Residential | Power Home Remodeling Group | None | PSE&G | Accepted | 2023-06-15 | 2023-06-27 | 2024-06-27 | Meters | SolarEdge | Revenue Grade Data Ansi C12.20 |  |  | 1 |  |  |  | Yes | Outdoor
NJADRE1554056260 | Administratively Determined Incentive Program | Kendall Park | 8824 | 11 | 5.95 | Residential | Behind the Meter | No | Net Metered Residential | Power Home Remodeling Group | None | PSE&G | Accepted | 2023-06-15 | 2023-06-27 | 2024-06-27 | Solar Panels | Longi | LR4-60HPB-350M |  | 0.35 | 17 | 107 | 34 |  | Fixed | Roof
NJADRE1554056714 | Administratively Determined Incentive Program | East Orange City | 7017 | 9 | 3.9 | Residential | Behind the Meter | Yes | Net Metered Residential | Sunrun Installation Services, Inc. | None | PSE&G | Accepted | 2023-06-15 | 2023-06-27 | 2024-06-27 | Inverters | SolarEdge Technologies | SE3800H-USMN | 3800 |  | 1 |  |  | 0.99 |  | Outdoor | Next to the meter
NJADRE1554056714 | Administratively Determined Incentive Program | East Orange City | 7017 | 9 | 3.9 | Residential | Behind the Meter | Yes | Net Metered Residential | Sunrun Installation Services, Inc. | None | PSE&G | Accepted | 2023-06-15 | 2023-06-27 | 2024-06-27 | Solar Panels | Trina Solar | TSM-390DE09C.07 |  | 0.39 | 6 | 207 | 26 |  | Fixed | Roof
NJADRE1554056714 | Administratively Determined Incentive Program | East Orange City | 7017 | 9 | 3.9 | Residential | Behind the Meter | Yes | Net Metered Residential | Sunrun Installation Services, Inc. | None | PSE&G | Accepted | 2023-06-15 | 2023-06-27 | 2024-06-27 | Solar Panels | Trina Solar | TSM-390DE09C.07 |  | 0.39 | 4 | 117 | 9 |  | Fixed | Roof
NJADRE1554057435 | Administratively Determined Incentive Program | EAST WINDSOR | 8520 | 12 | 5.84 | Residential | Behind the Meter | Yes | Net Metered Residential | Pro Custom Solar dba Momentum Solar | None | JCP&L | Accepted | 2023-06-15 | 2023-06-27 | 2024-06-27 | Solar Panels | HANWHA | Â Q. PEAK DUO BLK-G10+365 |  | 0.365 | 10 | 277 | 23 |  | Fixed | Roof
NJADRE1554057435 | Administratively Determined Incentive Program | EAST WINDSOR | 8520 | 12 | 5.84 | Residential | Behind the Meter | Yes | Net Metered Residential | Pro Custom Solar dba Momentum Solar | None | JCP&L | Accepted | 2023-06-15 | 2023-06-27 | 2024-06-27 | Solar Panels | HANWHA | Â Q. PEAK DUO BLK-G10+365 |  | 0.365 | 6 | 97 | 23 |  | Fixed | Roof
NJADRE1554057435 | Administratively Determined Incentive Program | EAST WINDSOR | 8520 | 12 | 5.84 | Residential | Behind the Meter | Yes | Net Metered Residential | Pro Custom Solar dba Momentum Solar | None | JCP&L | Accepted | 2023-06-15 | 2023-06-27 | 2024-06-27 | Inverters | ENPHASE | IQ8PLUS-72-2-US | 290 |  | 16 |  |  | 0.97 |  | Outdoor
NJADRE1554057611 | Administratively Determined Incentive Program | Clayton | 8312 | 15 | 5.93 | Residential | Behind the Meter | No | Net Metered Residential | Big Solar Energy, LLC | None | AC Electric | Accepted | 2023-06-15 | 2023-06-27 | 2024-06-27 | Solar Panels | JA SOLAR | JAM72S09-395 |  | 0.395 | 15 | 168 | 9 |  | Fixed | Roof
NJADRE1554057611 | Administratively Determined Incentive Program | Clayton | 8312 | 15 | 5.93 | Residential | Behind the Meter | No | Net Metered Residential | Big Solar Energy, LLC | None | AC Electric | Accepted | 2023-06-15 | 2023-06-27 | 2024-06-27 | Inverters | SOLAREDGE | SE5000H-US (240V) | 5000 |  | 1 |  |  | 0.992 |  | Outdoor
NJADRE1554057652 | Administratively Determined Incentive Program | SCOTCH PLAINS TWP | 7076 | 10 | 8.14 | Residential | Behind the Meter | No | Net Metered Residential | Vision Solar LLC | None | PSE&G | Accepted | 2023-06-15 | 2023-06-27 | 2024-06-27 | Inverters | Solaredge | SE6000H-USRGM | 6000 |  | 1 |  |  | 0.97 |  | Outdoor | side of house
NJADRE1554057652 | Administratively Determined Incentive Program | SCOTCH PLAINS TWP | 7076 | 10 | 8.14 | Residential | Behind the Meter | No | Net Metered Residential | Vision Solar LLC | None | PSE&G | Accepted | 2023-06-15 | 2023-06-27 | 2024-06-27 | Solar Panels | ZNSHINE | ZXM6-NH120-370/M |  | 0.37 | 3 | 100 | 20 |  | Fixed | Roof
NJADRE1554057652 | Administratively Determined Incentive Program | SCOTCH PLAINS TWP | 7076 | 10 | 8.14 | Residential | Behind the Meter | No | Net Metered Residential | Vision Solar LLC | None | PSE&G | Accepted | 2023-06-15 | 2023-06-27 | 2024-06-27 | Solar Panels | ZNSHINE | ZXM6-NH120-370/M |  | 0.37 | 4 | 190 | 19 |  | Fixed | Roof
NJADRE1554057652 | Administratively Determined Incentive Program | SCOTCH PLAINS TWP | 7076 | 10 | 8.14 | Residential | Behind the Meter | No | Net Metered Residential | Vision Solar LLC | None | PSE&G | Accepted | 2023-06-15 | 2023-06-27 | 2024-06-27 | Solar Panels | ZNSHINE | ZXM6-NH120-370/M |  | 0.37 | 4 | 10 | 19 |  | Fixed | Roof
NJADRE1554057652 | Administratively Determined Incentive Program | SCOTCH PLAINS TWP | 7076 | 10 | 8.14 | Residential | Behind the Meter | No | Net Metered Residential | Vision Solar LLC | None | PSE&G | Accepted | 2023-06-15 | 2023-06-27 | 2024-06-27 | Solar Panels | ZNSHINE | ZXM6-NH120-370/M |  | 0.37 | 2 | 10 | 37 |  | Fixed | Roof
NJADRE1554057652 | Administratively Determined Incentive Program | SCOTCH PLAINS TWP | 7076 | 10 | 8.14 | Residential | Behind the Meter | No | Net Metered Residential | Vision Solar LLC | None | PSE&G | Accepted | 2023-06-15 | 2023-06-27 | 2024-06-27 | Solar Panels | ZNSHINE | ZXM6-NH120-370/M |  | 0.37 | 5 | 100 | 20 |  | Fixed | Roof
NJADRE1554057652 | Administratively Determined Incentive Program | SCOTCH PLAINS TWP | 7076 | 10 | 8.14 | Residential | Behind the Meter | No | Net Metered Residential | Vision Solar LLC | None | PSE&G | Accepted | 2023-06-15 | 2023-06-27 | 2024-06-27 | Solar Panels | ZNSHINE | ZXM6-NH120-370/M |  | 0.37 | 4 | 280 | 20 |  | Fixed | Roof
NJADRE1554057667 | Administratively Determined Incentive Program | SOUTH ORANGE VILLAGE | 7079 | 9 | 16.2 | Residential | Behind the Meter | Yes | Net Metered Residential | Freedom Forever New Jersey LLC | None | PSE&G | Accepted | 2023-06-15 | 2023-06-27 | 2024-06-27 | Inverters | Solar Edge | SE6000H-USRGM | 6000 |  | 2 |  |  | 0.99 |  | Outdoor
NJADRE1554057667 | Administratively Determined Incentive Program | SOUTH ORANGE VILLAGE | 7079 | 9 | 16.2 | Residential | Behind the Meter | Yes | Net Metered Residential | Freedom Forever New Jersey LLC | None | PSE&G | Accepted | 2023-06-15 | 2023-06-27 | 2024-06-27 | Solar Panels | Canadian Solar | CS3N-395MS |  | 0.395 | 3 | 211 | 33 |  | Fixed | Roof
NJADRE1554057667 | Administratively Determined Incentive Program | SOUTH ORANGE VILLAGE | 7079 | 9 | 16.2 | Residential | Behind the Meter | Yes | Net Metered Residential | Freedom Forever New Jersey LLC | None | PSE&G | Accepted | 2023-06-15 | 2023-06-27 | 2024-06-27 | Solar Panels | Canadian Solar | CS3N-395MS |  | 0.395 | 7 | 32 | 40 |  | Fixed | Roof
NJADRE1554057667 | Administratively Determined Incentive Program | SOUTH ORANGE VILLAGE | 7079 | 9 | 16.2 | Residential | Behind the Meter | Yes | Net Metered Residential | Freedom Forever New Jersey LLC | None | PSE&G | Accepted | 2023-06-15 | 2023-06-27 | 2024-06-27 | Solar Panels | Canadian Solar | CS3N-395MS |  | 0.395 | 5 | 123 | 34 |  | Fixed | Roof
NJADRE1554057667 | Administratively Determined Incentive Program | SOUTH ORANGE VILLAGE | 7079 | 9 | 16.2 | Residential | Behind the Meter | Yes | Net Metered Residential | Freedom Forever New Jersey LLC | None | PSE&G | Accepted | 2023-06-15 | 2023-06-27 | 2024-06-27 | Solar Panels | Canadian Solar | CS3N-395MS |  | 0.395 | 8 | 302 | 34 |  | Fixed | Roof
NJADRE1554057667 | Administratively Determined Incentive Program | SOUTH ORANGE VILLAGE | 7079 | 9 | 16.2 | Residential | Behind the Meter | Yes | Net Metered Residential | Freedom Forever New Jersey LLC | None | PSE&G | Accepted | 2023-06-15 | 2023-06-27 | 2024-06-27 | Solar Panels | Canadian Solar | CS3N-395MS |  | 0.395 | 10 | 302 | 34 |  | Fixed | Roof
NJADRE1554057667 | Administratively Determined Incentive Program | SOUTH ORANGE VILLAGE | 7079 | 9 | 16.2 | Residential | Behind the Meter | Yes | Net Metered Residential | Freedom Forever New Jersey LLC | None | PSE&G | Accepted | 2023-06-15 | 2023-06-27 | 2024-06-27 | Solar Panels | Canadian Solar | CS3N-395MS |  | 0.395 | 8 | 211 | 40 |  | Fixed | Roof
NJADRE1554057700 | Administratively Determined Incentive Program | MIDDLESEX BORO | 8846 | 11 | 9.75 | Residential | Behind the Meter | Yes | Net Metered Residential | Sunrun Installation Services, Inc. | None | PSE&G | Accepted | 2023-06-15 | 2023-06-27 | 2024-06-27 | Inverters | SolarEdge Technologies | SE7600H-USSN | 7600 |  | 1 |  |  | 0.99 |  | Outdoor | Next To Meter
NJADRE1554057700 | Administratively Determined Incentive Program | MIDDLESEX BORO | 8846 | 11 | 9.75 | Residential | Behind the Meter | Yes | Net Metered Residential | Sunrun Installation Services, Inc. | None | PSE&G | Accepted | 2023-06-15 | 2023-06-27 | 2024-06-27 | Solar Panels | Trina Solar | TSM-390DE09C.07 |  | 0.39 | 15 | 354 | 28 |  | Fixed | Roof
NJADRE1554057700 | Administratively Determined Incentive Program | MIDDLESEX BORO | 8846 | 11 | 9.75 | Residential | Behind the Meter | Yes | Net Metered Residential | Sunrun Installation Services, Inc. | None | PSE&G | Accepted | 2023-06-15 | 2023-06-27 | 2024-06-27 | Solar Panels | Trina Solar | TSM-390DE09C.07 |  | 0.39 | 10 | 174 | 26 |  | Fixed | Roof
NJADRE1554058702 | Administratively Determined Incentive Program | Ocean City | 8226 | 21 | 3.95 | Residential | Behind the Meter | No | Net Metered Residential | Big Solar Energy, LLC | None | AC Electric | Accepted | 2023-06-15 | 2023-06-27 | 2024-06-27 | Solar Panels | JA SOLAR | JAM72S09-395 |  | 0.395 | 10 | 225 | 14 |  | Fixed | Roof
NJADRE1554058702 | Administratively Determined Incentive Program | Ocean City | 8226 | 21 | 3.95 | Residential | Behind the Meter | No | Net Metered Residential | Big Solar Energy, LLC | None | AC Electric | Accepted | 2023-06-15 | 2023-06-27 | 2024-06-27 | Inverters | SolarEdge | SE5000H-US (240V) | 21 |  | 1 |  |  | 0.992 |  | Outdoor
NJADRE1554059653 | Administratively Determined Incentive Program | Mount Holly Twp | 8060 | 13 | 9.38 | Residential | Behind the Meter | No | Net Metered Residential | EMT Renewables | None | PSE&G | Accepted | 2023-06-15 | 2023-06-27 | 2024-06-27 | Inverters | ENPHASE | IQ7 | 240 |  | 28 |  |  | 0.98 |  | Other | UNDER EACH PANEL
NJADRE1554059653 | Administratively Determined Incentive Program | Mount Holly Twp | 8060 | 13 | 9.38 | Residential | Behind the Meter | No | Net Metered Residential | EMT Renewables | None | PSE&G | Accepted | 2023-06-15 | 2023-06-27 | 2024-06-27 | Solar Panels | TRINA | TSM 335 |  | 0.335 | 23 | 105 | 20 |  | Fixed | Roof
NJADRE1554059653 | Administratively Determined Incentive Program | Mount Holly Twp | 8060 | 13 | 9.38 | Residential | Behind the Meter | No | Net Metered Residential | EMT Renewables | None | PSE&G | Accepted | 2023-06-15 | 2023-06-27 | 2024-06-27 | Solar Panels | TRINA | TSM 335 |  | 0.335 | 5 | 285 | 20 |  | Fixed | Roof
NJADRE1554059885 | Administratively Determined Incentive Program | Hillsborough Twp | 8844 | 5 | 13.2 | Residential | Behind the Meter | Yes | Net Metered Residential | Tesla Energy Operations Inc | None | PSE&G | Accepted | 2023-06-15 | 2023-06-28 | 2024-06-28 | Inverters | Tesla | 7.6 kW Tesla Inc 1538000-00-F | 7600 |  | 1 |  |  | 0.98 |  | Indoor
NJADRE1554059885 | Administratively Determined Incentive Program | Hillsborough Twp | 8844 | 5 | 13.2 | Residential | Behind the Meter | Yes | Net Metered Residential | Tesla Energy Operations Inc | None | PSE&G | Accepted | 2023-06-15 | 2023-06-28 | 2024-06-28 | Inverters | Tesla | 3.8 kW Tesla Inc 1534000-00-F | 3800 |  | 1 |  |  | 0.975 |  | Indoor
NJADRE1554059885 | Administratively Determined Incentive Program | Hillsborough Twp | 8844 | 5 | 13.2 | Residential | Behind the Meter | Yes | Net Metered Residential | Tesla Energy Operations Inc | None | PSE&G | Accepted | 2023-06-15 | 2023-06-28 | 2024-06-28 | Solar Panels | Tesla | T400H |  | 0.4 | 10 | 286 | 23 |  | Fixed | Roof
NJADRE1554059885 | Administratively Determined Incentive Program | Hillsborough Twp | 8844 | 5 | 13.2 | Residential | Behind the Meter | Yes | Net Metered Residential | Tesla Energy Operations Inc | None | PSE&G | Accepted | 2023-06-15 | 2023-06-28 | 2024-06-28 | Solar Panels | Tesla | T400H |  | 0.4 | 9 | 106 | 23 |  | Fixed | Roof
NJADRE1554059885 | Administratively Determined Incentive Program | Hillsborough Twp | 8844 | 5 | 13.2 | Residential | Behind the Meter | Yes | Net Metered Residential | Tesla Energy Operations Inc | None | PSE&G | Accepted | 2023-06-15 | 2023-06-28 | 2024-06-28 | Solar Panels | Tesla | T400H |  | 0.4 | 10 | 106 | 27 |  | Single Axis | Roof
NJADRE1554059885 | Administratively Determined Incentive Program | Hillsborough Twp | 8844 | 5 | 13.2 | Residential | Behind the Meter | Yes | Net Metered Residential | Tesla Energy Operations Inc | None | PSE&G | Accepted | 2023-06-15 | 2023-06-28 | 2024-06-28 | Solar Panels | Tesla | T400H |  | 0.4 | 2 | 16 | 18 |  | Fixed | Roof
NJADRE1554059885 | Administratively Determined Incentive Program | Hillsborough Twp | 8844 | 5 | 13.2 | Residential | Behind the Meter | Yes | Net Metered Residential | Tesla Energy Operations Inc | None | PSE&G | Accepted | 2023-06-15 | 2023-06-28 | 2024-06-28 | Solar Panels | Tesla | T400H |  | 0.4 | 2 | 196 | 18 |  | Double Axis | Roof
NJADRE1554060029 | Administratively Determined Incentive Program | Totowa | 7512 | 6 | 8.4 | Residential | Behind the Meter | Yes | Net Metered Residential | Pro Custom Solar dba Momentum Solar | None | PSE&G | Accepted | 2023-06-15 | 2023-06-27 | 2024-06-27 | Inverters | Enphase | IQ8PLUS-72-2-US | 290 |  | 23 |  |  | 0.97 |  | Outdoor
NJADRE1554060029 | Administratively Determined Incentive Program | Totowa | 7512 | 6 | 8.4 | Residential | Behind the Meter | Yes | Net Metered Residential | Pro Custom Solar dba Momentum Solar | None | PSE&G | Accepted | 2023-06-15 | 2023-06-27 | 2024-06-27 | Solar Panels | Hanwha | q.peak duo blk-g10+365 |  | 0.365 | 7 | 229 | 18 |  | Fixed | Roof
NJADRE1554060029 | Administratively Determined Incentive Program | Totowa | 7512 | 6 | 8.4 | Residential | Behind the Meter | Yes | Net Metered Residential | Pro Custom Solar dba Momentum Solar | None | PSE&G | Accepted | 2023-06-15 | 2023-06-27 | 2024-06-27 | Solar Panels | Hanwha | q.peak duo blk-g10+365 |  | 0.365 | 16 | 49 | 14 |  | Fixed | Roof
NJADRE1554061021 | Administratively Determined Incentive Program | BELLEVILLE TWP | 7109 | 9 | 5.53 | Residential | Behind the Meter | Yes | Net Metered Residential | Sunrun Installation Services, Inc. | None | PSE&G | Accepted | 2023-06-15 | 2023-06-27 | 2024-06-27 | Inverters | SolarEdge Technologies | SE3800H-USSN | 3800 |  | 1 |  |  | 0.99 |  | Outdoor | Next To Meter
NJADRE1554061021 | Administratively Determined Incentive Program | BELLEVILLE TWP | 7109 | 9 | 5.53 | Residential | Behind the Meter | Yes | Net Metered Residential | Sunrun Installation Services, Inc. | None | PSE&G | Accepted | 2023-06-15 | 2023-06-27 | 2024-06-27 | Solar Panels | Trina Solar | TSM-395DE09C.07 |  | 0.395 | 14 | 217 | 22 |  | Fixed | Roof
NJADRE1554061421 | Administratively Determined Incentive Program | Allentown | 8501 | 17 | 6.57 | Residential | Behind the Meter | Yes | Net Metered Residential | Pro Custom Solar dba Momentum Solar | None | JCP&L | Accepted | 2023-06-15 | 2023-06-27 | 2024-06-27 | Solar Panels | HANWHA | Â Q. PEAK DUO BLK-G10+365 |  | 0.365 | 18 | 188 | 21 |  | Fixed | Roof
NJADRE1554061421 | Administratively Determined Incentive Program | Allentown | 8501 | 17 | 6.57 | Residential | Behind the Meter | Yes | Net Metered Residential | Pro Custom Solar dba Momentum Solar | None | JCP&L | Accepted | 2023-06-15 | 2023-06-27 | 2024-06-27 | Inverters | ENPHASE | IQ8PLUS-72-2-US | 290 |  | 18 |  |  | 0.97 |  | Outdoor
NJADRE1554063317 | Administratively Determined Incentive Program | Jersey City | 7307 | 8 | 6.94 | Residential | Behind the Meter | Yes | Net Metered Residential | Pro Custom Solar dba Momentum Solar | None | PSE&G | Accepted | 2023-06-15 | 2023-06-27 | 2024-06-27 | Solar Panels | hanwha | Â Q. PEAK DUO BLK-G10+365 |  | 0.365 | 19 | 117 | 26 |  | Fixed | Roof
NJADRE1554063317 | Administratively Determined Incentive Program | Jersey City | 7307 | 8 | 6.94 | Residential | Behind the Meter | Yes | Net Metered Residential | Pro Custom Solar dba Momentum Solar | None | PSE&G | Accepted | 2023-06-15 | 2023-06-27 | 2024-06-27 | Inverters | enphase | IQ8PLUS-72-2-US | 290 |  | 19 |  |  | 0.97 |  | Outdoor
NJADRE1554063341 | Administratively Determined Incentive Program | Union City | 7087 | 8 | 6.72 | Residential | Behind the Meter | Yes | Net Metered Residential | Freedom Forever New Jersey LLC | None | PSE&G | Accepted | 2023-06-15 | 2023-06-27 | 2024-06-27 | Inverters | Solar Edge | SE5000H-USRGM | 5000 |  | 1 |  |  | 0.99 |  | Outdoor
NJADRE1554063341 | Administratively Determined Incentive Program | Union City | 7087 | 8 | 6.72 | Residential | Behind the Meter | Yes | Net Metered Residential | Freedom Forever New Jersey LLC | None | PSE&G | Accepted | 2023-06-15 | 2023-06-27 | 2024-06-27 | Solar Panels | Canadian Solar | CS3N-395MS |  | 0.395 | 17 | 116 | 5 |  | Fixed | Roof
NJADRE1554063365 | Administratively Determined Incentive Program | Villas | 8251 | 21 | 7.51 | Residential | Behind the Meter | Yes | Net Metered Residential | Freedom Forever New Jersey LLC | None | AC Electric | Accepted | 2023-06-15 | 2023-06-27 | 2024-06-27 | Inverters | Solar Edge | SE6000H-USRGM | 6000 |  | 1 |  |  | 0.99 |  | Outdoor
NJADRE1554063365 | Administratively Determined Incentive Program | Villas | 8251 | 21 | 7.51 | Residential | Behind the Meter | Yes | Net Metered Residential | Freedom Forever New Jersey LLC | None | AC Electric | Accepted | 2023-06-15 | 2023-06-27 | 2024-06-27 | Solar Panels | Canadian Solar | CS3N-395MS |  | 0.395 | 7 | 36 | 25 |  | Fixed | Roof
NJADRE1554063365 | Administratively Determined Incentive Program | Villas | 8251 | 21 | 7.51 | Residential | Behind the Meter | Yes | Net Metered Residential | Freedom Forever New Jersey LLC | None | AC Electric | Accepted | 2023-06-15 | 2023-06-27 | 2024-06-27 | Solar Panels | Canadian Solar | CS3N-395MS |  | 0.395 | 4 | 216 | 25 |  | Fixed | Roof
NJADRE1554063365 | Administratively Determined Incentive Program | Villas | 8251 | 21 | 7.51 | Residential | Behind the Meter | Yes | Net Metered Residential | Freedom Forever New Jersey LLC | None | AC Electric | Accepted | 2023-06-15 | 2023-06-27 | 2024-06-27 | Solar Panels | Canadian Solar | CS3N-395MS |  | 0.395 | 8 | 216 | 10 |  | Fixed | Roof
NJADRE1554063369 | Administratively Determined Incentive Program | Pennsauken TWP | 8110 | 14 | 7.9 | Residential | Behind the Meter | Yes | Net Metered Residential | Sunrun Installation Services, Inc. | None | PSE&G | Accepted | 2023-06-15 | 2023-06-27 | 2024-06-27 | Inverters | SOLAREDGE TECHNOLOGIES | SE6000H-USSN | 6000 |  | 1 |  |  | 0.99 |  | Indoor | Next To Meter
NJADRE1554063369 | Administratively Determined Incentive Program | Pennsauken TWP | 8110 | 14 | 7.9 | Residential | Behind the Meter | Yes | Net Metered Residential | Sunrun Installation Services, Inc. | None | PSE&G | Accepted | 2023-06-15 | 2023-06-27 | 2024-06-27 | Solar Panels | TRINA SOLAR | TSM-395DE09C.07 |  | 0.395 | 12 | 148 | 33 |  | Fixed | Roof
NJADRE1554063369 | Administratively Determined Incentive Program | Pennsauken TWP | 8110 | 14 | 7.9 | Residential | Behind the Meter | Yes | Net Metered Residential | Sunrun Installation Services, Inc. | None | PSE&G | Accepted | 2023-06-15 | 2023-06-27 | 2024-06-27 | Solar Panels | TRINA SOLAR | TSM-395DE09C.07 |  | 0.395 | 8 | 328 | 34 |  | Fixed | Roof
NJADRE1554065822 | Administratively Determined Incentive Program | Neptune | 7753 | 17 | 3.24 | Residential | Behind the Meter | Yes | Net Metered Residential | Trinity Solar | None | JCP&L | Accepted | 2023-06-16 | 2023-06-27 | 2024-06-27 | Solar Panels | HANWHA 405 (Q.PEAK DUO BLK ML-G10+ 405) | HANWHA 405 (Q.PEAK DUO BLK ML-G10+ 405) |  | 0.405 | 8 | 183 | 23 |  | Fixed | Roof
NJADRE1554065822 | Administratively Determined Incentive Program | Neptune | 7753 | 17 | 3.24 | Residential | Behind the Meter | Yes | Net Metered Residential | Trinity Solar | None | JCP&L | Accepted | 2023-06-16 | 2023-06-27 | 2024-06-27 | Inverters | Solar Edge | SE3000H-US | 3000 |  | 1 |  |  | 0.97 |  | Outside
NJADRE1554065858 | Administratively Determined Incentive Program | Paterson | 7502 | 6 | 4.46 | Residential | Behind the Meter | Yes | Net Metered Residential | Skyline Solar LLC | None | PSE&G | Accepted | 2023-06-16 | 2023-06-27 | 2024-06-27 | Solar Panels | Q CELLS | Q.PEAK DUO ML-G10.A+ |  | 0.405 | 6 | 228 | 23 |  | Fixed | Roof
NJADRE1554065858 | Administratively Determined Incentive Program | Paterson | 7502 | 6 | 4.46 | Residential | Behind the Meter | Yes | Net Metered Residential | Skyline Solar LLC | None | PSE&G | Accepted | 2023-06-16 | 2023-06-27 | 2024-06-27 | Solar Panels | Q CELLS | Q.PEAK DUO ML-G10.A+ |  | 0.405 | 5 | 48 | 23 |  | Fixed | Roof
NJADRE1554065858 | Administratively Determined Incentive Program | Paterson | 7502 | 6 | 4.46 | Residential | Behind the Meter | Yes | Net Metered Residential | Skyline Solar LLC | None | PSE&G | Accepted | 2023-06-16 | 2023-06-27 | 2024-06-27 | Inverters | SOLAREDGE | SE3000H-US | 3000 |  | 1 |  |  | 0.992 |  | Outdoor
NJADRE1554065861 | Administratively Determined Incentive Program | East Brunswick | 8816 | 11 | 12.8 | Residential | Behind the Meter | Yes | Net Metered Residential | SunnyMac LLC | None | JCP&L | Accepted | 2023-06-16 | 2023-06-27 | 2024-06-27 | Solar Panels | HANWHA | Q.PEAK DUO BLK ML-G10+400 |  | 0.4 | 28 | 101 | 21 |  | Fixed | Roof
NJADRE1554065861 | Administratively Determined Incentive Program | East Brunswick | 8816 | 11 | 12.8 | Residential | Behind the Meter | Yes | Net Metered Residential | SunnyMac LLC | None | JCP&L | Accepted | 2023-06-16 | 2023-06-27 | 2024-06-27 | Solar Panels | HANWHA | Q.PEAK DUO BLK ML-G10+400 |  | 0.4 | 4 | 281 | 20 |  | Fixed | Roof
NJADRE1554065861 | Administratively Determined Incentive Program | East Brunswick | 8816 | 11 | 12.8 | Residential | Behind the Meter | Yes | Net Metered Residential | SunnyMac LLC | None | JCP&L | Accepted | 2023-06-16 | 2023-06-27 | 2024-06-27 | Inverters | Solaredge | SE10000H-US | 10000 |  | 1 |  |  | 0.99 |  | Outdoor | NEXT TO METER
NJADRE1554065861 | Administratively Determined Incentive Program | East Brunswick | 8816 | 11 | 12.8 | Residential | Behind the Meter | Yes | Net Metered Residential | SunnyMac LLC | None | JCP&L | Accepted | 2023-06-16 | 2023-06-27 | 2024-06-27 | Meters | SE-RGMTR-1D-240C-B | Solaredge |  |  | 1 |  |  |  | Yes | Outdoor
NJADRE1554065909 | Administratively Determined Incentive Program | Audubon | 8106 | 14 | 5.48 | Residential | Behind the Meter | Yes | Net Metered Residential | Pro Custom Solar dba Momentum Solar | None | PSE&G | Accepted | 2023-06-16 | 2023-06-27 | 2024-06-27 | Inverters | Enphase | IQ8PLUS-72-2-US | 290 |  | 15 |  |  | 0.97 |  | Outdoor
NJADRE1554065909 | Administratively Determined Incentive Program | Audubon | 8106 | 14 | 5.48 | Residential | Behind the Meter | Yes | Net Metered Residential | Pro Custom Solar dba Momentum Solar | None | PSE&G | Accepted | 2023-06-16 | 2023-06-27 | 2024-06-27 | Solar Panels | Hanwha | q.peak duo blk-g10+365 |  | 0.365 | 15 | 231 | 31 |  | Fixed | Roof
NJADRE1554065956 | Administratively Determined Incentive Program | Montgomery TWP | 8558 | 5 | 11.6 | Residential | Behind the Meter | No | Net Metered Residential | Tesla Energy Operations Inc | None | PSE&G | Accepted | 2023-06-16 | 2023-06-27 | 2024-06-27 | Inverters | Tesla | 1538000-45-A | 7680 |  | 1 |  |  | 0.98 |  | Outdoor
NJADRE1554065956 | Administratively Determined Incentive Program | Montgomery TWP | 8558 | 5 | 11.6 | Residential | Behind the Meter | No | Net Metered Residential | Tesla Energy Operations Inc | None | PSE&G | Accepted | 2023-06-16 | 2023-06-27 | 2024-06-27 | Inverters | Tesla | 1538000-45-A | 3840 |  | 1 |  |  | 0.975 |  | Outdoor
NJADRE1554065956 | Administratively Determined Incentive Program | Montgomery TWP | 8558 | 5 | 11.6 | Residential | Behind the Meter | No | Net Metered Residential | Tesla Energy Operations Inc | None | PSE&G | Accepted | 2023-06-16 | 2023-06-27 | 2024-06-27 | Solar Panels | Hanwha | Q.PEAK DUO BLK ML-G10+/TS 400 |  | 0.4 | 20 | 106 | 27 |  | Fixed | Roof
NJADRE1554065956 | Administratively Determined Incentive Program | Montgomery TWP | 8558 | 5 | 11.6 | Residential | Behind the Meter | No | Net Metered Residential | Tesla Energy Operations Inc | None | PSE&G | Accepted | 2023-06-16 | 2023-06-27 | 2024-06-27 | Solar Panels | Hanwha | Q.PEAK DUO BLK ML-G10+/TS 400 |  | 0.4 | 2 | 196 | 27 |  | Fixed | Roof
NJADRE1554065956 | Administratively Determined Incentive Program | Montgomery TWP | 8558 | 5 | 11.6 | Residential | Behind the Meter | No | Net Metered Residential | Tesla Energy Operations Inc | None | PSE&G | Accepted | 2023-06-16 | 2023-06-27 | 2024-06-27 | Solar Panels | Hanwha | Q.PEAK DUO BLK ML-G10+/TS 400 |  | 0.4 | 7 | 196 | 27 |  | Fixed | Roof
NJADRE1554066248 | Administratively Determined Incentive Program | Pitman | 8071 | 15 | 7.11 | Residential | Behind the Meter | Yes | Net Metered Residential | Sunrun Installation Services, Inc. | None | AC Electric | Accepted | 2023-06-16 | 2023-06-27 | 2024-06-27 | Inverters | SOLAREDGE TECHNOLOGIES | SE6000H-USSN | 6000 |  | 1 |  |  | 0.99 |  | Outdoor | Next To Meter
NJADRE1554066248 | Administratively Determined Incentive Program | Pitman | 8071 | 15 | 7.11 | Residential | Behind the Meter | Yes | Net Metered Residential | Sunrun Installation Services, Inc. | None | AC Electric | Accepted | 2023-06-16 | 2023-06-27 | 2024-06-27 | Solar Panels | TRINA SOLAR | TSM-395DE09C.07 |  | 0.395 | 18 | 263 | 17 |  | Fixed | Roof
NJADRE1554066841 | Administratively Determined Incentive Program | Rahway | 7065 | 10 | 3.65 | Residential | Behind the Meter | Yes | Net Metered Residential | Pro Custom Solar dba Momentum Solar | None | PSE&G | Accepted | 2023-06-16 | 2023-06-27 | 2024-06-27 | Solar Panels | hanwha | Â Q. PEAK DUO BLK-G10+365 |  | 0.365 | 7 | 85 | 25 |  | Fixed | Roof
NJADRE1554066841 | Administratively Determined Incentive Program | Rahway | 7065 | 10 | 3.65 | Residential | Behind the Meter | Yes | Net Metered Residential | Pro Custom Solar dba Momentum Solar | None | PSE&G | Accepted | 2023-06-16 | 2023-06-27 | 2024-06-27 | Solar Panels | hanwha | Â Q. PEAK DUO BLK-G10+365 |  | 0.365 | 3 | 265 | 19 |  | Fixed | Roof
NJADRE1554066841 | Administratively Determined Incentive Program | Rahway | 7065 | 10 | 3.65 | Residential | Behind the Meter | Yes | Net Metered Residential | Pro Custom Solar dba Momentum Solar | None | PSE&G | Accepted | 2023-06-16 | 2023-06-27 | 2024-06-27 | Inverters | enphase | IQ8PLUS-72-2-US | 290 |  | 10 |  |  | 0.97 |  | Outdoor
NJADRE1554067233 | Administratively Determined Incentive Program | Bloomfield | 7003 | 9 | 5.53 | Residential | Behind the Meter | Yes | Net Metered Residential | Freedom Forever New Jersey LLC | None | PSE&G | Accepted | 2023-06-16 | 2023-06-27 | 2024-06-27 | Inverters | Solar Edge | SE3800H-USRGM | 3800 |  | 1 |  |  | 0.99 |  | Outdoor
NJADRE1554067233 | Administratively Determined Incentive Program | Bloomfield | 7003 | 9 | 5.53 | Residential | Behind the Meter | Yes | Net Metered Residential | Freedom Forever New Jersey LLC | None | PSE&G | Accepted | 2023-06-16 | 2023-06-27 | 2024-06-27 | Solar Panels | Canadian Solar | CS3N-395MS |  | 0.395 | 4 | 86 | 26 |  | Fixed | Roof
NJADRE1554067233 | Administratively Determined Incentive Program | Bloomfield | 7003 | 9 | 5.53 | Residential | Behind the Meter | Yes | Net Metered Residential | Freedom Forever New Jersey LLC | None | PSE&G | Accepted | 2023-06-16 | 2023-06-27 | 2024-06-27 | Solar Panels | Canadian Solar | CS3N-395MS |  | 0.395 | 4 | 266 | 26 |  | Fixed | Roof
NJADRE1554067233 | Administratively Determined Incentive Program | Bloomfield | 7003 | 9 | 5.53 | Residential | Behind the Meter | Yes | Net Metered Residential | Freedom Forever New Jersey LLC | None | PSE&G | Accepted | 2023-06-16 | 2023-06-27 | 2024-06-27 | Solar Panels | Canadian Solar | CS3N-395MS |  | 0.395 | 1 | 266 | 10 |  | Fixed | Roof
NJADRE1554067233 | Administratively Determined Incentive Program | Bloomfield | 7003 | 9 | 5.53 | Residential | Behind the Meter | Yes | Net Metered Residential | Freedom Forever New Jersey LLC | None | PSE&G | Accepted | 2023-06-16 | 2023-06-27 | 2024-06-27 | Solar Panels | Canadian Solar | CS3N-395MS |  | 0.395 | 5 | 356 | 10 |  | Fixed | Roof
NJADRE1554067440 | Administratively Determined Incentive Program | WEST DEPTFORD | 8096 | 15 | 12.05 | Residential | Behind the Meter | Yes | Net Metered Residential | SunnyMac, LLC | None | PSE&G | Accepted | 2023-06-16 | 2023-06-27 | 2024-06-27 | Inverters | SolarEdge Technologies Inc. | SE10000H-US000BEI4 (Inverter w/CAT5e) | 10000 |  | 1 |  |  | 0.99 |  | Outside
NJADRE1554067440 | Administratively Determined Incentive Program | WEST DEPTFORD | 8096 | 15 | 12.05 | Residential | Behind the Meter | Yes | Net Metered Residential | SunnyMac, LLC | None | PSE&G | Accepted | 2023-06-16 | 2023-06-27 | 2024-06-27 | Solar Panels | REC Solar | REC365NP2 Black |  | 0.365 | 6 | 165 | 29 |  | Fixed | Roof
NJADRE1554067440 | Administratively Determined Incentive Program | WEST DEPTFORD | 8096 | 15 | 12.05 | Residential | Behind the Meter | Yes | Net Metered Residential | SunnyMac, LLC | None | PSE&G | Accepted | 2023-06-16 | 2023-06-27 | 2024-06-27 | Solar Panels | REC Solar | REC365NP2 Black |  | 0.365 | 12 | 166 | 8 |  | Fixed | Roof
NJADRE1554067440 | Administratively Determined Incentive Program | WEST DEPTFORD | 8096 | 15 | 12.05 | Residential | Behind the Meter | Yes | Net Metered Residential | SunnyMac, LLC | None | PSE&G | Accepted | 2023-06-16 | 2023-06-27 | 2024-06-27 | Solar Panels | REC Solar | REC365NP2 Black |  | 0.365 | 15 | 165 | 29 |  | Fixed | Roof
NJADRE1554067440 | Administratively Determined Incentive Program | WEST DEPTFORD | 8096 | 15 | 12.05 | Residential | Behind the Meter | Yes | Net Metered Residential | SunnyMac, LLC | None | PSE&G | Accepted | 2023-06-16 | 2023-06-27 | 2024-06-27 | Meters | SolarEdge Technologies Inc. | SolarEdge Built-in Consumption Monitor (BEI4, BNI4, BNC |  |  | 1 |  |  |  | Yes
NJADRE1554067486 | Administratively Determined Incentive Program | Franklin TWP SOM | 8873 | 5 | 10.27 | Residential | Behind the Meter | Yes | Net Metered Residential | Sunrun Installation Services, Inc. | None | PSE&G | Accepted | 2023-06-16 | 2023-06-27 | 2024-06-27 | Inverters | SOLAREDGE TECHNOLOGIES | SE7600H-USSN | 7600 |  | 1 |  |  | 0.99 |  | Outdoor | Next To Meter
NJADRE1554067486 | Administratively Determined Incentive Program | Franklin TWP SOM | 8873 | 5 | 10.27 | Residential | Behind the Meter | Yes | Net Metered Residential | Sunrun Installation Services, Inc. | None | PSE&G | Accepted | 2023-06-16 | 2023-06-27 | 2024-06-27 | Solar Panels | TRINA SOLAR | TSM-395DE09C.07 |  | 0.395 | 16 | 328 | 18 |  | Fixed | Roof
NJADRE1554067486 | Administratively Determined Incentive Program | Franklin TWP SOM | 8873 | 5 | 10.27 | Residential | Behind the Meter | Yes | Net Metered Residential | Sunrun Installation Services, Inc. | None | PSE&G | Accepted | 2023-06-16 | 2023-06-27 | 2024-06-27 | Solar Panels | TRINA SOLAR | TSM-395DE09C.07 |  | 0.395 | 10 | 145 | 21 |  | Fixed | Roof
NJADRE1554067490 | Administratively Determined Incentive Program | Denville | 7834 | 3 | 17 | Residential | Behind the Meter | No | Net Metered Residential | Ad Energy LLC | None | JCP&L | Accepted | 2023-06-16 | 2023-06-27 | 2024-06-27 | Inverters | SunPower | IQ7HS | 384 |  | 40 |  |  | 0.97 |  | Outdoor | At each panel
NJADRE1554067490 | Administratively Determined Incentive Program | Denville | 7834 | 3 | 17 | Residential | Behind the Meter | No | Net Metered Residential | Ad Energy LLC | None | JCP&L | Accepted | 2023-06-16 | 2023-06-27 | 2024-06-27 | Solar Panels | SunPower | SPR-M425-H-AC |  | 0.425 | 29 | 252 | 37 |  | Fixed | Roof
NJADRE1554067490 | Administratively Determined Incentive Program | Denville | 7834 | 3 | 17 | Residential | Behind the Meter | No | Net Metered Residential | Ad Energy LLC | None | JCP&L | Accepted | 2023-06-16 | 2023-06-27 | 2024-06-27 | Solar Panels | Sunpower | SPR-M425-H-AC |  | 0.425 | 11 | 72 | 37 |  | Fixed | Roof
NJADRE1554121066 | Administratively Determined Incentive Program | Trenton City | 8618 | 12 | 11.34 | Residential | Behind the Meter | No | Net Metered Residential | EMT Renewables | None | PSE&G | Accepted | 2023-06-19 | 2023-06-27 | 2024-06-27 | Inverters | ENPHASE | IQ7x | 315 |  | 27 |  |  | 0.98 |  | Other | UNDER EACH PANEL
NJADRE1554121066 | Administratively Determined Incentive Program | Trenton City | 8618 | 12 | 11.34 | Residential | Behind the Meter | No | Net Metered Residential | EMT Renewables | None | PSE&G | Accepted | 2023-06-19 | 2023-06-27 | 2024-06-27 | Solar Panels | REC ALPHA | REC 420 |  | 0.42 | 21 | 108 | 38 |  | Fixed | Roof
NJADRE1554121066 | Administratively Determined Incentive Program | Trenton City | 8618 | 12 | 11.34 | Residential | Behind the Meter | No | Net Metered Residential | EMT Renewables | None | PSE&G | Accepted | 2023-06-19 | 2023-06-27 | 2024-06-27 | Solar Panels | REC ALPHA | REC 420 |  | 0.42 | 6 | 288 | 38 |  | Fixed | Roof
NJADRE1554121089 | Administratively Determined Incentive Program | Verona Twp | 7044 | 9 | 6.3 | Residential | Behind the Meter | No | Net Metered Residential | EMT Renewables | None | PSE&G | Accepted | 2023-06-19 | 2023-06-27 | 2024-06-27 | Inverters | ENPHASE | IQ7x | 315 |  | 15 |  |  | 0.98 |  | Other | UNDER EACH PANEL
NJADRE1554121089 | Administratively Determined Incentive Program | Verona Twp | 7044 | 9 | 6.3 | Residential | Behind the Meter | No | Net Metered Residential | EMT Renewables | None | PSE&G | Accepted | 2023-06-19 | 2023-06-27 | 2024-06-27 | Solar Panels | REC ALPHA | REC 420 |  | 0.42 | 15 | 120 | 41 |  | Fixed | Roof
NJADRE1554121117 | Administratively Determined Incentive Program | Tenafly Boro | 7670 | 7 | 13.32 | Residential | Behind the Meter | No | Net Metered Residential | Vision Solar LLC | None | PSE&G | Accepted | 2023-06-19 | 2023-06-27 | 2024-06-27 | Inverters | Solaredge | SE11400H-USRGM | 11 |  | 1 |  |  | 0.97 |  | Outdoor | side of house
NJADRE1554121117 | Administratively Determined Incentive Program | Tenafly Boro | 7670 | 7 | 13.32 | Residential | Behind the Meter | No | Net Metered Residential | Vision Solar LLC | None | PSE&G | Accepted | 2023-06-19 | 2023-06-27 | 2024-06-27 | Solar Panels | ZNSHINE | ZXM6-NH120-370/M |  | 0.37 | 6 | 216 | 30 |  | Fixed | Roof
NJADRE1554121117 | Administratively Determined Incentive Program | Tenafly Boro | 7670 | 7 | 13.32 | Residential | Behind the Meter | No | Net Metered Residential | Vision Solar LLC | None | PSE&G | Accepted | 2023-06-19 | 2023-06-27 | 2024-06-27 | Solar Panels | ZNSHINE | ZXM6-NH120-370/M |  | 0.37 | 6 | 126 | 31 |  | Fixed | Roof
NJADRE1554121117 | Administratively Determined Incentive Program | Tenafly Boro | 7670 | 7 | 13.32 | Residential | Behind the Meter | No | Net Metered Residential | Vision Solar LLC | None | PSE&G | Accepted | 2023-06-19 | 2023-06-27 | 2024-06-27 | Solar Panels | ZNSHINE | ZXM6-NH120-370/M |  | 0.37 | 5 | 306 | 28 |  | Fixed | Roof
NJADRE1554121117 | Administratively Determined Incentive Program | Tenafly Boro | 7670 | 7 | 13.32 | Residential | Behind the Meter | No | Net Metered Residential | Vision Solar LLC | None | PSE&G | Accepted | 2023-06-19 | 2023-06-27 | 2024-06-27 | Solar Panels | ZNSHINE | ZXM6-NH120-370/M |  | 0.37 | 10 | 306 | 24 |  | Fixed | Roof
NJADRE1554121117 | Administratively Determined Incentive Program | Tenafly Boro | 7670 | 7 | 13.32 | Residential | Behind the Meter | No | Net Metered Residential | Vision Solar LLC | None | PSE&G | Accepted | 2023-06-19 | 2023-06-27 | 2024-06-27 | Solar Panels | ZNSHINE | ZXM6-NH120-370/M |  | 0.37 | 2 | 216 | 20 |  | Fixed | Roof
NJADRE1554121117 | Administratively Determined Incentive Program | Tenafly Boro | 7670 | 7 | 13.32 | Residential | Behind the Meter | No | Net Metered Residential | Vision Solar LLC | None | PSE&G | Accepted | 2023-06-19 | 2023-06-27 | 2024-06-27 | Solar Panels | ZNSHINE | ZXM6-NH120-370/M |  | 0.37 | 5 | 126 | 20 |  | Fixed | Roof
NJADRE1554121117 | Administratively Determined Incentive Program | Tenafly Boro | 7670 | 7 | 13.32 | Residential | Behind the Meter | No | Net Metered Residential | Vision Solar LLC | None | PSE&G | Accepted | 2023-06-19 | 2023-06-27 | 2024-06-27 | Solar Panels | ZNSHINE | ZXM6-NH120-370/M |  | 0.37 | 2 | 306 | 19 |  | Fixed | Roof
NJADRE1554121147 | Administratively Determined Incentive Program | Linwood | 8221 | 19 | 18.06 | Residential | Behind the Meter | No | Net Metered Residential | EMT Renewables | None | AC Electric | Accepted | 2023-06-19 | 2023-06-27 | 2024-06-27 | Inverters | ENPHASE | IQ7x | 315 |  | 43 |  |  | 0.98 |  | Other | UNDER EACH PANEL
NJADRE1554121147 | Administratively Determined Incentive Program | Linwood | 8221 | 19 | 18.06 | Residential | Behind the Meter | No | Net Metered Residential | EMT Renewables | None | AC Electric | Accepted | 2023-06-19 | 2023-06-27 | 2024-06-27 | Solar Panels | REC ALPHA | REC 420 |  | 0.42 | 14 | 207 | 34 |  | Fixed | Roof
NJADRE1554121147 | Administratively Determined Incentive Program | Linwood | 8221 | 19 | 18.06 | Residential | Behind the Meter | No | Net Metered Residential | EMT Renewables | None | AC Electric | Accepted | 2023-06-19 | 2023-06-27 | 2024-06-27 | Solar Panels | REC ALPHA | REC 420 |  | 0.42 | 4 | 116 | 18 |  | Fixed | Roof
NJADRE1554121147 | Administratively Determined Incentive Program | Linwood | 8221 | 19 | 18.06 | Residential | Behind the Meter | No | Net Metered Residential | EMT Renewables | None | AC Electric | Accepted | 2023-06-19 | 2023-06-27 | 2024-06-27 | Solar Panels | REC ALPHA | REC 420 |  | 0.42 | 4 | 296 | 18 |  | Fixed | Roof
NJADRE1554121147 | Administratively Determined Incentive Program | Linwood | 8221 | 19 | 18.06 | Residential | Behind the Meter | No | Net Metered Residential | EMT Renewables | None | AC Electric | Accepted | 2023-06-19 | 2023-06-27 | 2024-06-27 | Solar Panels | REC ALPHA | REC 420 |  | 0.42 | 2 | 117 | 41 |  | Fixed | Roof
NJADRE1554121147 | Administratively Determined Incentive Program | Linwood | 8221 | 19 | 18.06 | Residential | Behind the Meter | No | Net Metered Residential | EMT Renewables | None | AC Electric | Accepted | 2023-06-19 | 2023-06-27 | 2024-06-27 | Solar Panels | REC ALPHA | REC 420 |  | 0.42 | 5 | 27 | 34 |  | Fixed | Roof
NJADRE1554121147 | Administratively Determined Incentive Program | Linwood | 8221 | 19 | 18.06 | Residential | Behind the Meter | No | Net Metered Residential | EMT Renewables | None | AC Electric | Accepted | 2023-06-19 | 2023-06-27 | 2024-06-27 | Solar Panels | REC ALPHA | REC 420 |  | 0.42 | 9 | 27 | 34 |  | Fixed | Roof
NJADRE1554121147 | Administratively Determined Incentive Program | Linwood | 8221 | 19 | 18.06 | Residential | Behind the Meter | No | Net Metered Residential | EMT Renewables | None | AC Electric | Accepted | 2023-06-19 | 2023-06-27 | 2024-06-27 | Solar Panels | REC ALPHA | REC 420 |  | 0.42 | 2 | 297 | 40 |  | Fixed | Roof
NJADRE1554121147 | Administratively Determined Incentive Program | Linwood | 8221 | 19 | 18.06 | Residential | Behind the Meter | No | Net Metered Residential | EMT Renewables | None | AC Electric | Accepted | 2023-06-19 | 2023-06-27 | 2024-06-27 | Solar Panels | REC ALPHA | REC 420 |  | 0.42 | 3 | 117 | 40 |  | Fixed | Roof
NJADRE1554121184 | Administratively Determined Incentive Program | Newark | 7105 | 9 | 4.75 | Residential | Behind the Meter | Yes | Small Net-Metered Non-Residential located on Rooftop, Carport, Canopy and Floating Solar | Pro Custom Solar dba Momentum Solar | None | PSE&G | Accepted | 2023-06-19 | 2023-06-29 | 2024-06-29 | Solar Panels | HANWHA | Â Q. PEAK DUO BLK-G10+365 |  | 0.365 | 13 | 29 | 5 |  | Fixed | Roof
NJADRE1554121184 | Administratively Determined Incentive Program | Newark | 7105 | 9 | 4.75 | Residential | Behind the Meter | Yes | Small Net-Metered Non-Residential located on Rooftop, Carport, Canopy and Floating Solar | Pro Custom Solar dba Momentum Solar | None | PSE&G | Accepted | 2023-06-19 | 2023-06-29 | 2024-06-29 | Inverters | ENPHASE | IQ8PLUS-72-2-US | 290 |  | 13 |  |  | 0.97 |  | Outdoor
NJADRE1554121191 | Administratively Determined Incentive Program | Brideton | 8302 | 20 | 6.3 | Residential | Behind the Meter | No | Net Metered Residential | EMT Renewables | None | AC Electric | Accepted | 2023-06-19 | 2023-06-27 | 2024-06-27 | Inverters | ENPHASE | IQ7x | 315 |  | 15 |  |  | 0.98 |  | Other | UNDER EACH PANEL
NJADRE1554121191 | Administratively Determined Incentive Program | Brideton | 8302 | 20 | 6.3 | Residential | Behind the Meter | No | Net Metered Residential | EMT Renewables | None | AC Electric | Accepted | 2023-06-19 | 2023-06-27 | 2024-06-27 | Solar Panels | REC ALPHA | REC 420 |  | 0.42 | 11 | 133 | 19 |  | Fixed | Roof
NJADRE1554121191 | Administratively Determined Incentive Program | Brideton | 8302 | 20 | 6.3 | Residential | Behind the Meter | No | Net Metered Residential | EMT Renewables | None | AC Electric | Accepted | 2023-06-19 | 2023-06-27 | 2024-06-27 | Solar Panels | REC ALPHA | REC 420 |  | 0.42 | 4 | 313 | 19 |  | Fixed | Roof
NJADRE1554121563 | Administratively Determined Incentive Program | Newark | 7105 | 9 | 4.75 | Residential | Behind the Meter | Yes | Net Metered Residential | Pro Custom Solar dba Momentum Solar | None | PSE&G | Accepted | 2023-06-19 | 2023-06-27 | 2024-06-27 | Solar Panels | hanwha | Q. PEAK DUO BLK-G10+365 |  | 0.365 | 13 | 29 | 5 |  | Fixed | Roof
NJADRE1554121563 | Administratively Determined Incentive Program | Newark | 7105 | 9 | 4.75 | Residential | Behind the Meter | Yes | Net Metered Residential | Pro Custom Solar dba Momentum Solar | None | PSE&G | Accepted | 2023-06-19 | 2023-06-27 | 2024-06-27 | Inverters | enphase | IQ8PLUS-72-2-US | 290 |  | 13 |  |  | 0.97 |  | Outdoor
NJADRE1554121986 | Administratively Determined Incentive Program | OAKLAND | 7436 | 7 | 8.03 | Residential | Behind the Meter | Yes | Net Metered Residential | Pro Custom Solar dba Momentum Solar | None | Orange Rockland Electric | Accepted | 2023-06-19 | 2023-06-28 | 2024-06-28 | Inverters | ENPHASE | IQ8PLUS-72-2-US | 290 |  | 22 |  |  | 0.97 |  | Outdoor
NJADRE1554121986 | Administratively Determined Incentive Program | OAKLAND | 7436 | 7 | 8.03 | Residential | Behind the Meter | Yes | Net Metered Residential | Pro Custom Solar dba Momentum Solar | None | Orange Rockland Electric | Accepted | 2023-06-19 | 2023-06-28 | 2024-06-28 | Solar Panels | HANWHA | Q.PEAK DUO BLK-G10+365 |  | 0.365 | 7 | 128 | 36 |  | Fixed | Roof
NJADRE1554121986 | Administratively Determined Incentive Program | OAKLAND | 7436 | 7 | 8.03 | Residential | Behind the Meter | Yes | Net Metered Residential | Pro Custom Solar dba Momentum Solar | None | Orange Rockland Electric | Accepted | 2023-06-19 | 2023-06-28 | 2024-06-28 | Solar Panels | HANWHA | Q. PEAK DUO BLK-G10+365 |  | 0.365 | 15 | 218 | 37 |  | Fixed | Roof
NJADRE1554122141 | Administratively Determined Incentive Program | Linden | 7036 | 10 | 6.32 | Residential | Behind the Meter | Yes | Net Metered Residential | Sunrun Installation Services, Inc. | None | PSE&G | Accepted | 2023-06-19 | 2023-06-27 | 2024-06-27 | Inverters | SolarEdge Technologies | SE6000H-USSN | 6000 |  | 1 |  |  | 0.96 |  | Outdoor | Next To Meter
NJADRE1554122141 | Administratively Determined Incentive Program | Linden | 7036 | 10 | 6.32 | Residential | Behind the Meter | Yes | Net Metered Residential | Sunrun Installation Services, Inc. | None | PSE&G | Accepted | 2023-06-19 | 2023-06-27 | 2024-06-27 | Solar Panels | Trina Solar | TSM-395DE09C.07 |  | 0.395 | 5 | 309 | 20 |  | Fixed | Roof
NJADRE1554122141 | Administratively Determined Incentive Program | Linden | 7036 | 10 | 6.32 | Residential | Behind the Meter | Yes | Net Metered Residential | Sunrun Installation Services, Inc. | None | PSE&G | Accepted | 2023-06-19 | 2023-06-27 | 2024-06-27 | Solar Panels | Trina Solar | TSM-395DE09C.07 |  | 0.395 | 11 | 129 | 39 |  | Fixed | Roof
NJADRE1554122500 | Administratively Determined Incentive Program | FRANKLIN TWP | 8873 | 5 | 7.11 | Residential | Behind the Meter | Yes | Net Metered Residential | Freedom Forever New Jersey LLC | None | PSE&G | Accepted | 2023-06-19 | 2023-06-28 | 2024-06-28 | Inverters | Solar Edge | SE5000H-USRGM | 5000 |  | 1 |  |  | 0.99 |  | Outdoor
NJADRE1554122500 | Administratively Determined Incentive Program | FRANKLIN TWP | 8873 | 5 | 7.11 | Residential | Behind the Meter | Yes | Net Metered Residential | Freedom Forever New Jersey LLC | None | PSE&G | Accepted | 2023-06-19 | 2023-06-28 | 2024-06-28 | Solar Panels | Canadian Solar | CS3N-395MS |  | 0.395 | 18 | 128 | 20 |  | Fixed | Roof
NJADRE1554122693 | Administratively Determined Incentive Program | KEARNY TOWN | 7032 | 8 | 7.9 | Residential | Behind the Meter | Yes | Net Metered Residential | Freedom Forever New Jersey LLC | None | PSE&G | Accepted | 2023-06-19 | 2023-06-28 | 2024-06-28 | Inverters | Solar Edge | SE6000H-USRGM | 6000 |  | 1 |  |  | 0.99 |  | Outdoor
NJADRE1554122693 | Administratively Determined Incentive Program | KEARNY TOWN | 7032 | 8 | 7.9 | Residential | Behind the Meter | Yes | Net Metered Residential | Freedom Forever New Jersey LLC | None | PSE&G | Accepted | 2023-06-19 | 2023-06-28 | 2024-06-28 | Solar Panels | Canadian Solar | CS3N-395MS |  | 0.395 | 10 | 206 | 18 |  | Fixed | Roof
NJADRE1554122693 | Administratively Determined Incentive Program | KEARNY TOWN | 7032 | 8 | 7.9 | Residential | Behind the Meter | Yes | Net Metered Residential | Freedom Forever New Jersey LLC | None | PSE&G | Accepted | 2023-06-19 | 2023-06-28 | 2024-06-28 | Solar Panels | Canadian Solar | CS3N-395MS |  | 0.395 | 3 | 116 | 18 |  | Fixed | Roof
NJADRE1554122693 | Administratively Determined Incentive Program | KEARNY TOWN | 7032 | 8 | 7.9 | Residential | Behind the Meter | Yes | Net Metered Residential | Freedom Forever New Jersey LLC | None | PSE&G | Accepted | 2023-06-19 | 2023-06-28 | 2024-06-28 | Solar Panels | Canadian Solar | CS3N-395MS |  | 0.395 | 7 | 26 | 18 |  | Fixed | Roof
NJADRE1554123121 | Administratively Determined Incentive Program | Newark City | 7104 | 9 | 6.3 | Residential | Behind the Meter | No | Net Metered Residential | Bright Planet Solar | None | PSE&G | Accepted | 2023-06-19 | 2023-06-28 | 2024-06-28 | Inverters | SolarEdge | SE5000H-USRGM | 5000 |  | 1 |  |  | 0.98 |  | Outdoor
NJADRE1554123121 | Administratively Determined Incentive Program | Newark City | 7104 | 9 | 6.3 | Residential | Behind the Meter | No | Net Metered Residential | Bright Planet Solar | None | PSE&G | Accepted | 2023-06-19 | 2023-06-28 | 2024-06-28 | Solar Panels | Longi | LR6-60HPB-315M |  | 0.315 | 8 | 291 | 27 |  | Fixed | Roof
NJADRE1554123121 | Administratively Determined Incentive Program | Newark City | 7104 | 9 | 6.3 | Residential | Behind the Meter | No | Net Metered Residential | Bright Planet Solar | None | PSE&G | Accepted | 2023-06-19 | 2023-06-28 | 2024-06-28 | Solar Panels | Longi | LR6-60HPB-315M |  | 0.315 | 12 | 113 | 27 |  | Fixed | Roof
NJADRE1554123178 | Administratively Determined Incentive Program | Minotola | 8341 | 19 | 21.47 | Residential | Behind the Meter | Yes | Net Metered Residential | Trinity Solar | None | AC Electric | Accepted | 2023-06-19 | 2023-06-28 | 2024-06-28 | Inverters | Solar Edge | SE11400H-US | 11 |  | 1 |  |  | 0.97 |  | Outdoor
NJADRE1554123178 | Administratively Determined Incentive Program | Minotola | 8341 | 19 | 21.47 | Residential | Behind the Meter | Yes | Net Metered Residential | Trinity Solar | None | AC Electric | Accepted | 2023-06-19 | 2023-06-28 | 2024-06-28 | Inverters | Solar Edge | SE5000H-US | 5 |  | 1 |  |  | 0.97 |  | Outdoor
NJADRE1554123178 | Administratively Determined Incentive Program | Minotola | 8341 | 19 | 21.47 | Residential | Behind the Meter | Yes | Net Metered Residential | Trinity Solar | None | AC Electric | Accepted | 2023-06-19 | 2023-06-28 | 2024-06-28 | Solar Panels | HANWHA 405 (Q.PEAK DUO BLK ML-G10+ 405) | HANWHA 405 (Q.PEAK DUO BLK ML-G10+ 405) |  | 0.405 | 17 | 184 | 30 |  | Fixed | Roof
NJADRE1554123178 | Administratively Determined Incentive Program | Minotola | 8341 | 19 | 21.47 | Residential | Behind the Meter | Yes | Net Metered Residential | Trinity Solar | None | AC Electric | Accepted | 2023-06-19 | 2023-06-28 | 2024-06-28 | Solar Panels | HANWHA 405 (Q.PEAK DUO BLK ML-G10+ 405) | HANWHA 405 (Q.PEAK DUO BLK ML-G10+ 405) |  | 0.405 | 16 | 274 | 30 |  | Fixed | Roof
NJADRE1554123178 | Administratively Determined Incentive Program | Minotola | 8341 | 19 | 21.47 | Residential | Behind the Meter | Yes | Net Metered Residential | Trinity Solar | None | AC Electric | Accepted | 2023-06-19 | 2023-06-28 | 2024-06-28 | Solar Panels | HANWHA 405 (Q.PEAK DUO BLK ML-G10+ 405) | HANWHA 405 (Q.PEAK DUO BLK ML-G10+ 405) |  | 0.405 | 10 | 94 | 30 |  | Fixed | Roof
NJADRE1554123178 | Administratively Determined Incentive Program | Minotola | 8341 | 19 | 21.47 | Residential | Behind the Meter | Yes | Net Metered Residential | Trinity Solar | None | AC Electric | Accepted | 2023-06-19 | 2023-06-28 | 2024-06-28 | Solar Panels | HANWHA 405 (Q.PEAK DUO BLK ML-G10+ 405) | HANWHA 405 (Q.PEAK DUO BLK ML-G10+ 405) |  | 0.405 | 10 | 184 | 18 |  | Fixed | Roof
NJADRE1554123197 | Administratively Determined Incentive Program | Belleville Twp | 7109 | 9 | 6.72 | Residential | Behind the Meter | No | Net Metered Residential | EMT Renewables | None | PSE&G | Accepted | 2023-06-19 | 2023-06-28 | 2024-06-28 | Inverters | ENPHASE | IQ7X | 315 |  | 16 |  |  | 0.98 |  | Other | UNDER EACH PANEL
NJADRE1554123197 | Administratively Determined Incentive Program | Belleville Twp | 7109 | 9 | 6.72 | Residential | Behind the Meter | No | Net Metered Residential | EMT Renewables | None | PSE&G | Accepted | 2023-06-19 | 2023-06-28 | 2024-06-28 | Solar Panels | REC ALPHA | REC 420 |  | 0.42 | 11 | 209 | 33 |  | Fixed | Roof
NJADRE1554123197 | Administratively Determined Incentive Program | Belleville Twp | 7109 | 9 | 6.72 | Residential | Behind the Meter | No | Net Metered Residential | EMT Renewables | None | PSE&G | Accepted | 2023-06-19 | 2023-06-28 | 2024-06-28 | Solar Panels | REC ALPHA | REC 420 |  | 0.42 | 5 | 209 | 33 |  | Fixed | Roof
NJADRE1554123348 | Administratively Determined Incentive Program | Woodbridge Township | 8863 | 11 | 11.46 | Residential | Behind the Meter | Yes | Net Metered Residential | Sunrun Installation Services, Inc. | None | PSE&G | Accepted | 2023-06-19 | 2023-06-28 | 2024-06-28 | Inverters | SolarEdge Technologies | SE10000H-USSN | 10000 |  | 1 |  |  | 0.96 |  | Outdoor | Next To Meter
NJADRE1554123348 | Administratively Determined Incentive Program | Woodbridge Township | 8863 | 11 | 11.46 | Residential | Behind the Meter | Yes | Net Metered Residential | Sunrun Installation Services, Inc. | None | PSE&G | Accepted | 2023-06-19 | 2023-06-28 | 2024-06-28 | Solar Panels | Trina Solar | TSM-395DE09C.07 |  | 0.395 | 12 | 350 | 22 |  | Fixed | Roof
NJADRE1554123348 | Administratively Determined Incentive Program | Woodbridge Township | 8863 | 11 | 11.46 | Residential | Behind the Meter | Yes | Net Metered Residential | Sunrun Installation Services, Inc. | None | PSE&G | Accepted | 2023-06-19 | 2023-06-28 | 2024-06-28 | Solar Panels | Trina Solar | TSM-395DE09C.07 |  | 0.395 | 17 | 170 | 23 |  | Fixed | Roof
NJADRE1554123403 | Administratively Determined Incentive Program | Parsippany | 7054 | 3 | 9.88 | Residential | Behind the Meter | Yes | Net Metered Residential | Freedom Forever New Jersey LLC | None | JCP&L | Accepted | 2023-06-19 | 2023-06-28 | 2024-06-28 | Inverters | Solar Edge | SE7600H-USRGM | 7600 |  | 1 |  |  | 0.99 |  | Outdoor
NJADRE1554123403 | Administratively Determined Incentive Program | Parsippany | 7054 | 3 | 9.88 | Residential | Behind the Meter | Yes | Net Metered Residential | Freedom Forever New Jersey LLC | None | JCP&L | Accepted | 2023-06-19 | 2023-06-28 | 2024-06-28 | Solar Panels | Canadian Solar | CS3N-395MS |  | 0.395 | 6 | 185 | 22 |  | Fixed | Roof
NJADRE1554123403 | Administratively Determined Incentive Program | Parsippany | 7054 | 3 | 9.88 | Residential | Behind the Meter | Yes | Net Metered Residential | Freedom Forever New Jersey LLC | None | JCP&L | Accepted | 2023-06-19 | 2023-06-28 | 2024-06-28 | Solar Panels | Canadian Solar | CS3N-395MS |  | 0.395 | 3 | 5 | 22 |  | Fixed | Roof
NJADRE1554123403 | Administratively Determined Incentive Program | Parsippany | 7054 | 3 | 9.88 | Residential | Behind the Meter | Yes | Net Metered Residential | Freedom Forever New Jersey LLC | None | JCP&L | Accepted | 2023-06-19 | 2023-06-28 | 2024-06-28 | Solar Panels | Canadian | CS3N-395MS |  | 0.395 | 2 | 275 | 22 |  | Fixed | Roof
NJADRE1554123403 | Administratively Determined Incentive Program | Parsippany | 7054 | 3 | 9.88 | Residential | Behind the Meter | Yes | Net Metered Residential | Freedom Forever New Jersey LLC | None | JCP&L | Accepted | 2023-06-19 | 2023-06-28 | 2024-06-28 | Solar Panels | Canadian Solar | CS3N-395MS |  | 0.395 | 2 | 95 | 22 |  | Fixed | Roof
NJADRE1554123403 | Administratively Determined Incentive Program | Parsippany | 7054 | 3 | 9.88 | Residential | Behind the Meter | Yes | Net Metered Residential | Freedom Forever New Jersey LLC | None | JCP&L | Accepted | 2023-06-19 | 2023-06-28 | 2024-06-28 | Solar Panels | Canadian Solar | CS3N-395MS |  | 0.395 | 4 | 275 | 33 |  | Fixed | Roof
NJADRE1554123403 | Administratively Determined Incentive Program | Parsippany | 7054 | 3 | 9.88 | Residential | Behind the Meter | Yes | Net Metered Residential | Freedom Forever New Jersey LLC | None | JCP&L | Accepted | 2023-06-19 | 2023-06-28 | 2024-06-28 | Solar Panels | Canadian Solar | CS3N-395MS |  | 0.395 | 8 | 95 | 33 |  | Fixed | Roof
NJADRE1554123406 | Administratively Determined Incentive Program | Bound Brook Boro | 8805 | 5 | 9.48 | Residential | Behind the Meter | No | Net Metered Residential | EMT Renewables | None | PSE&G | Accepted | 2023-06-19 | 2023-06-28 | 2024-06-28 | Inverters | ENPHASE | IQ8+ | 290 |  | 24 |  |  | 0.98 |  | Other | UNDER EACH PANEL
NJADRE1554123406 | Administratively Determined Incentive Program | Bound Brook Boro | 8805 | 5 | 9.48 | Residential | Behind the Meter | No | Net Metered Residential | EMT Renewables | None | PSE&G | Accepted | 2023-06-19 | 2023-06-28 | 2024-06-28 | Solar Panels | JA SOLAR | JAM54S31 |  | 0.395 | 3 | 196 | 39 |  | Fixed | Roof
NJADRE1554123406 | Administratively Determined Incentive Program | Bound Brook Boro | 8805 | 5 | 9.48 | Residential | Behind the Meter | No | Net Metered Residential | EMT Renewables | None | PSE&G | Accepted | 2023-06-19 | 2023-06-28 | 2024-06-28 | Solar Panels | JA SOLAR | JAM54A31 |  | 0.395 | 3 | 106 | 39 |  | Fixed | Roof
NJADRE1554123406 | Administratively Determined Incentive Program | Bound Brook Boro | 8805 | 5 | 9.48 | Residential | Behind the Meter | No | Net Metered Residential | EMT Renewables | None | PSE&G | Accepted | 2023-06-19 | 2023-06-28 | 2024-06-28 | Solar Panels | JA SOLAR | JAM54A31 |  | 0.395 | 2 | 106 | 38 |  | Fixed | Roof
NJADRE1554123406 | Administratively Determined Incentive Program | Bound Brook Boro | 8805 | 5 | 9.48 | Residential | Behind the Meter | No | Net Metered Residential | EMT Renewables | None | PSE&G | Accepted | 2023-06-19 | 2023-06-28 | 2024-06-28 | Solar Panels | JA SOLAR | JAM54S31 |  | 0.395 | 2 | 196 | 36 |  | Fixed | Roof
NJADRE1554123406 | Administratively Determined Incentive Program | Bound Brook Boro | 8805 | 5 | 9.48 | Residential | Behind the Meter | No | Net Metered Residential | EMT Renewables | None | PSE&G | Accepted | 2023-06-19 | 2023-06-28 | 2024-06-28 | Solar Panels | JA SOLAR | JAM54S31 |  | 0.395 | 2 | 106 | 36 |  | Fixed | Roof
NJADRE1554123406 | Administratively Determined Incentive Program | Bound Brook Boro | 8805 | 5 | 9.48 | Residential | Behind the Meter | No | Net Metered Residential | EMT Renewables | None | PSE&G | Accepted | 2023-06-19 | 2023-06-28 | 2024-06-28 | Solar Panels | JA SOLAR | JAM54S31 |  | 0.395 | 9 | 106 | 32 |  | Fixed | Roof
NJADRE1554123406 | Administratively Determined Incentive Program | Bound Brook Boro | 8805 | 5 | 9.48 | Residential | Behind the Meter | No | Net Metered Residential | EMT Renewables | None | PSE&G | Accepted | 2023-06-19 | 2023-06-28 | 2024-06-28 | Solar Panels | JA SOLAR | JAM54S31 |  | 0.395 | 3 | 196 | 32 |  | Fixed | Roof
NJADRE1554123485 | Administratively Determined Incentive Program | South Amboy | 8879 | 11 | 7.11 | Residential | Behind the Meter | Yes | Net Metered Residential | Sunrun Installation Services, Inc. | None | JCP&L | Accepted | 2023-06-19 | 2023-06-28 | 2024-06-28 | Inverters | SolarEdge Technologies | SE6000H-USSN | 6000 |  | 1 |  |  | 0.96 |  | Outdoor | Next To Meter
NJADRE1554123485 | Administratively Determined Incentive Program | South Amboy | 8879 | 11 | 7.11 | Residential | Behind the Meter | Yes | Net Metered Residential | Sunrun Installation Services, Inc. | None | JCP&L | Accepted | 2023-06-19 | 2023-06-28 | 2024-06-28 | Solar Panels | Trina Solar | TSM-395DE09C.07 |  | 0.395 | 18 | 151 | 22 |  | Fixed | Roof
NJADRE1554123492 | Administratively Determined Incentive Program | Lumberton TWP | 8048 | 13 | 7.6 | Residential | Behind the Meter | No | Net Metered Residential | Tesla Energy Operations Inc | None | PSE&G | Accepted | 2023-06-19 | 2023-06-28 | 2024-06-28 | Electric Storage Battery | Tesla | AC Powerwall 2.0 |  |  | 2 |  |  |  | Lithium Ion |  | Outside
NJADRE1554123492 | Administratively Determined Incentive Program | Lumberton TWP | 8048 | 13 | 7.6 | Residential | Behind the Meter | No | Net Metered Residential | Tesla Energy Operations Inc | None | PSE&G | Accepted | 2023-06-19 | 2023-06-28 | 2024-06-28 | Inverters | Tesla | 1850000-00-C | 7680 |  | 1 |  |  | 0.98 |  | Outdoor
NJADRE1554123492 | Administratively Determined Incentive Program | Lumberton TWP | 8048 | 13 | 7.6 | Residential | Behind the Meter | No | Net Metered Residential | Tesla Energy Operations Inc | None | PSE&G | Accepted | 2023-06-19 | 2023-06-28 | 2024-06-28 | Solar Panels | Hanwha | Q.PEAK DUO BLK ML-G10+/TS 400 |  | 0.4 | 15 | 295 | 30 |  | Fixed | Roof
NJADRE1554123492 | Administratively Determined Incentive Program | Lumberton TWP | 8048 | 13 | 7.6 | Residential | Behind the Meter | No | Net Metered Residential | Tesla Energy Operations Inc | None | PSE&G | Accepted | 2023-06-19 | 2023-06-28 | 2024-06-28 | Solar Panels | Hanwha | Q.PEAK DUO BLK ML-G10+/TS 400 |  | 0.4 | 4 | 295 | 30 |  | Fixed | Roof
NJADRE1554123505 | Administratively Determined Incentive Program | West Windsor | 8550 | 12 | 15.2 | Residential | Behind the Meter | No | Net Metered Residential | Ad Energy LLC | None | PSE&G | Accepted | 2023-06-19 | 2023-06-28 | 2024-06-28 | Inverters | Enphase | IQ7HS | 384 |  | 38 |  |  | 0.97 |  | Outdoor | at each panel
NJADRE1554123505 | Administratively Determined Incentive Program | West Windsor | 8550 | 12 | 15.2 | Residential | Behind the Meter | No | Net Metered Residential | Ad Energy LLC | None | PSE&G | Accepted | 2023-06-19 | 2023-06-28 | 2024-06-28 | Solar Panels | SunPower | SPR-U-400-W-DC |  | 0.4 | 6 | 274 | 23 |  | Fixed | Roof
NJADRE1554123505 | Administratively Determined Incentive Program | West Windsor | 8550 | 12 | 15.2 | Residential | Behind the Meter | No | Net Metered Residential | Ad Energy LLC | None | PSE&G | Accepted | 2023-06-19 | 2023-06-28 | 2024-06-28 | Solar Panels | Sunpower | SPR-U-400-W-DC |  | 0.4 | 6 | 94 | 21 |  | Fixed | Roof
NJADRE1554123505 | Administratively Determined Incentive Program | West Windsor | 8550 | 12 | 15.2 | Residential | Behind the Meter | No | Net Metered Residential | Ad Energy LLC | None | PSE&G | Accepted | 2023-06-19 | 2023-06-28 | 2024-06-28 | Solar Panels | Sunpower | SPR-U-400-W-DC |  | 0.4 | 4 | 184 | 45 |  | Fixed | Roof
NJADRE1554123505 | Administratively Determined Incentive Program | West Windsor | 8550 | 12 | 15.2 | Residential | Behind the Meter | No | Net Metered Residential | Ad Energy LLC | None | PSE&G | Accepted | 2023-06-19 | 2023-06-28 | 2024-06-28 | Solar Panels | SunPower | SPR-U-400-W-DC |  | 0.4 | 11 | 274 | 31 |  | Fixed | Roof
NJADRE1554123505 | Administratively Determined Incentive Program | West Windsor | 8550 | 12 | 15.2 | Residential | Behind the Meter | No | Net Metered Residential | Ad Energy LLC | None | PSE&G | Accepted | 2023-06-19 | 2023-06-28 | 2024-06-28 | Solar Panels | SunPower | SPR-U-400-W-DC |  | 0.4 | 11 | 94 | 31 |  | Fixed | Roof
NJADRE1554125026 | Administratively Determined Incentive Program | East Orange City | 7017 | 9 | 3.16 | Residential | Behind the Meter | Yes | Net Metered Residential | Sunrun Installation Services, Inc. | None | PSE&G | Accepted | 2023-06-20 | 2023-06-28 | 2024-06-28 | Solar Panels | Trina Solar | TSM-395DE09C.07 |  | 0.395 | 8 | 217 | 42 |  | Fixed | Roof
NJADRE1554125026 | Administratively Determined Incentive Program | East Orange City | 7017 | 9 | 3.16 | Residential | Behind the Meter | Yes | Net Metered Residential | Sunrun Installation Services, Inc. | None | PSE&G | Accepted | 2023-06-20 | 2023-06-28 | 2024-06-28 | Inverters | SolarEdge Technologies | SE3800H-USMN | 3800 |  | 1 |  |  | 0.99 |  | Outdoor | Next To Meter
NJADRE1554125092 | Administratively Determined Incentive Program | Howell Township | 7731 | 17 | 8 | Residential | Behind the Meter | No | Net Metered Residential | Tesla Energy Operations Inc | None | JCP&L | Accepted | 2023-06-20 | 2023-06-28 | 2024-06-28 | Inverters | Tesla | #1850000-00-C | 7600 |  | 1 |  |  | 0.98 |  | Outside
NJADRE1554125092 | Administratively Determined Incentive Program | Howell Township | 7731 | 17 | 8 | Residential | Behind the Meter | No | Net Metered Residential | Tesla Energy Operations Inc | None | JCP&L | Accepted | 2023-06-20 | 2023-06-28 | 2024-06-28 | Solar Panels | Hanwha | Hanwha # Q.PEAK DUO BLK ML-G10+/TS 400: PV Module, 400W |  | 0.4 | 20 | 67 | 27 |  | Fixed | Roof
NJADRE1554125092 | Administratively Determined Incentive Program | Howell Township | 7731 | 17 | 8 | Residential | Behind the Meter | No | Net Metered Residential | Tesla Energy Operations Inc | None | JCP&L | Accepted | 2023-06-20 | 2023-06-28 | 2024-06-28 | Electric Storage Battery | Tesla | AC Powerwall 2.0 |  |  | 1 |  |  |  | Lithium Ion |  | Outside
NJADRE1554125111 | Administratively Determined Incentive Program | Hawthorne | 7506 | 6 | 5.11 | Residential | Behind the Meter | Yes | Net Metered Residential | Pro Custom Solar dba Momentum Solar | None | PSE&G | Accepted | 2023-06-20 | 2023-06-28 | 2024-06-28 | Inverters | Enphase | IQ8PLUS-72-2-US | 290 |  | 14 |  |  | 0.97 |  | Outdoor
NJADRE1554125111 | Administratively Determined Incentive Program | Hawthorne | 7506 | 6 | 5.11 | Residential | Behind the Meter | Yes | Net Metered Residential | Pro Custom Solar dba Momentum Solar | None | PSE&G | Accepted | 2023-06-20 | 2023-06-28 | 2024-06-28 | Solar Panels | Hanwha | q.peak duo blk-g10+365 |  | 0.365 | 14 | 285 | 44 |  | Fixed | Roof
NJADRE1554125145 | Administratively Determined Incentive Program | Monroe Township | 8831 | 11 | 24 | Residential | Behind the Meter | No | Net Metered Residential | Tesla Energy Operations Inc | None | PSE&G | Accepted | 2023-06-20 | 2023-06-28 | 2024-06-28 | Inverters | Tesla | #1850000-00-C | 7600 |  | 2 |  |  | 0.98 |  | Indoor
NJADRE1554125145 | Administratively Determined Incentive Program | Monroe Township | 8831 | 11 | 24 | Residential | Behind the Meter | No | Net Metered Residential | Tesla Energy Operations Inc | None | PSE&G | Accepted | 2023-06-20 | 2023-06-28 | 2024-06-28 | Inverters | Tesla | 1538000-45-A (240V) | 3800 |  | 2 |  |  | 0.98 |  | Indoor
NJADRE1554125145 | Administratively Determined Incentive Program | Monroe Township | 8831 | 11 | 24 | Residential | Behind the Meter | No | Net Metered Residential | Tesla Energy Operations Inc | None | PSE&G | Accepted | 2023-06-20 | 2023-06-28 | 2024-06-28 | Electric Storage Battery | Tesla | AC Powerwall 2.0 |  |  | 4 |  |  |  | Lithium Ion |  | Inside
NJADRE1554125145 | Administratively Determined Incentive Program | Monroe Township | 8831 | 11 | 24 | Residential | Behind the Meter | No | Net Metered Residential | Tesla Energy Operations Inc | None | PSE&G | Accepted | 2023-06-20 | 2023-06-28 | 2024-06-28 | Solar Panels | Hanwha | Hanwha # Q.PEAK DUO BLK ML-G10+/TS 400 |  | 0.4 | 24 | 37 | 34 |  | Fixed | Roof
NJADRE1554125145 | Administratively Determined Incentive Program | Monroe Township | 8831 | 11 | 24 | Residential | Behind the Meter | No | Net Metered Residential | Tesla Energy Operations Inc | None | PSE&G | Accepted | 2023-06-20 | 2023-06-28 | 2024-06-28 | Solar Panels | Hanwha | Hanwha # Q.PEAK DUO BLK ML-G10+/TS 400 |  | 0.4 | 9 | 217 | 34 |  | Fixed | Roof
NJADRE1554125145 | Administratively Determined Incentive Program | Monroe Township | 8831 | 11 | 24 | Residential | Behind the Meter | No | Net Metered Residential | Tesla Energy Operations Inc | None | PSE&G | Accepted | 2023-06-20 | 2023-06-28 | 2024-06-28 | Solar Panels | Hanwha | Hanwha # Q.PEAK DUO BLK ML-G10+/TS 400 |  | 0.4 | 7 | 127 | 34 |  | Fixed | Roof
NJADRE1554125145 | Administratively Determined Incentive Program | Monroe Township | 8831 | 11 | 24 | Residential | Behind the Meter | No | Net Metered Residential | Tesla Energy Operations Inc | None | PSE&G | Accepted | 2023-06-20 | 2023-06-28 | 2024-06-28 | Solar Panels | Hanwha | Hanwha # Q.PEAK DUO BLK ML-G10+/TS 400 |  | 0.4 | 9 | 127 | 27 |  | Fixed | Roof
NJADRE1554125145 | Administratively Determined Incentive Program | Monroe Township | 8831 | 11 | 24 | Residential | Behind the Meter | No | Net Metered Residential | Tesla Energy Operations Inc | None | PSE&G | Accepted | 2023-06-20 | 2023-06-28 | 2024-06-28 | Solar Panels | Hanwha | Hanwha # Q.PEAK DUO BLK ML-G10+/TS 400 |  | 0.4 | 11 | 307 | 27 |  | Fixed | Roof
NJADRE1554125154 | Administratively Determined Incentive Program | Vineland | 8360 | 20 | 10.22 | Residential | Behind the Meter | Yes | Net Metered Residential | Pro Custom Solar dba Momentum Solar | None | AC Electric | Accepted | 2023-06-20 | 2023-06-28 | 2024-06-28 | Solar Panels | HANWHA | Â Q. PEAK DUO BLK-G10+365 |  | 0.365 | 20 | 207 | 19 |  | Fixed | Roof
NJADRE1554125154 | Administratively Determined Incentive Program | Vineland | 8360 | 20 | 10.22 | Residential | Behind the Meter | Yes | Net Metered Residential | Pro Custom Solar dba Momentum Solar | None | AC Electric | Accepted | 2023-06-20 | 2023-06-28 | 2024-06-28 | Solar Panels | HANWHA | Â Q. PEAK DUO BLK-G10+365 |  | 0.365 | 8 | 27 | 20 |  | Fixed | Roof
NJADRE1554125154 | Administratively Determined Incentive Program | Vineland | 8360 | 20 | 10.22 | Residential | Behind the Meter | Yes | Net Metered Residential | Pro Custom Solar dba Momentum Solar | None | AC Electric | Accepted | 2023-06-20 | 2023-06-28 | 2024-06-28 | Inverters | ENPHASE | IQ8PLUS-72-2-US | 290 |  | 28 |  |  | 0.97 |  | Outdoor
NJADRE1554125160 | Administratively Determined Incentive Program | Roselle Boro | 7203 | 10 | 7.03 | Residential | Behind the Meter | No | Net Metered Residential | Vision Solar LLC | None | PSE&G | Accepted | 2023-06-20 | 2023-06-28 | 2024-06-28 | Inverters | Solaredge | SE6000H-USRGM | 6 |  | 1 |  |  | 0.97 |  | Other | side of house
NJADRE1554125160 | Administratively Determined Incentive Program | Roselle Boro | 7203 | 10 | 7.03 | Residential | Behind the Meter | No | Net Metered Residential | Vision Solar LLC | None | PSE&G | Accepted | 2023-06-20 | 2023-06-28 | 2024-06-28 | Solar Panels | ZNSHINE | ZXM6-NH120-370/M |  | 0.37 | 7 | 159 | 7 |  | Fixed | Roof
NJADRE1554125160 | Administratively Determined Incentive Program | Roselle Boro | 7203 | 10 | 7.03 | Residential | Behind the Meter | No | Net Metered Residential | Vision Solar LLC | None | PSE&G | Accepted | 2023-06-20 | 2023-06-28 | 2024-06-28 | Solar Panels | ZNSHINE | ZXM6-NH120-370/M |  | 0.37 | 12 | 339 | 46 |  | Fixed | Roof
NJADRE1554125194 | Administratively Determined Incentive Program | South Brunswick Twp | 8902 | 11 | 6.8 | Residential | Behind the Meter | No | Net Metered Residential | Tesla Energy Operations Inc | None | PSE&G | Accepted | 2023-06-20 | 2023-06-28 | 2024-06-28 | Solar Panels | Hanwha | Q.PEAK DUO BLK ML-G10+/TS 400 |  | 0.4 | 9 | 134 | 30 |  | Fixed | Roof
NJADRE1554125194 | Administratively Determined Incentive Program | South Brunswick Twp | 8902 | 11 | 6.8 | Residential | Behind the Meter | No | Net Metered Residential | Tesla Energy Operations Inc | None | PSE&G | Accepted | 2023-06-20 | 2023-06-28 | 2024-06-28 | Solar Panels | Hanwha | Q.PEAK DUO BLK ML-G10+/TS 400 |  | 0.4 | 8 | 134 | 30 |  | Fixed | Roof
NJADRE1554125194 | Administratively Determined Incentive Program | South Brunswick Twp | 8902 | 11 | 6.8 | Residential | Behind the Meter | No | Net Metered Residential | Tesla Energy Operations Inc | None | PSE&G | Accepted | 2023-06-20 | 2023-06-28 | 2024-06-28 | Inverters | Tesla | 1850000-00-C | 7680 |  | 1 |  |  | 0.98 |  | Outdoor
NJADRE1554125194 | Administratively Determined Incentive Program | South Brunswick Twp | 8902 | 11 | 6.8 | Residential | Behind the Meter | No | Net Metered Residential | Tesla Energy Operations Inc | None | PSE&G | Accepted | 2023-06-20 | 2023-06-28 | 2024-06-28 | Electric Storage Battery | Tesla | AC Powerwall 2.0 |  |  | 1 |  |  |  | Lithium Ion |  | Outside
NJADRE1554125210 | Administratively Determined Incentive Program | GALLOWAY | 8205 | 19 | 6.72 | Residential | Behind the Meter | Yes | Net Metered Residential | Freedom Forever New Jersey LLC | None | AC Electric | Accepted | 2023-06-20 | 2023-06-28 | 2024-06-28 | Inverters | Solar Edge | SE5000H-USRGM | 5000 |  | 1 |  |  | 0.99 |  | Outdoor
NJADRE1554125210 | Administratively Determined Incentive Program | GALLOWAY | 8205 | 19 | 6.72 | Residential | Behind the Meter | Yes | Net Metered Residential | Freedom Forever New Jersey LLC | None | AC Electric | Accepted | 2023-06-20 | 2023-06-28 | 2024-06-28 | Solar Panels | Canadian Solar | CS3N-395MS |  | 0.395 | 8 | 191 | 30 |  | Fixed | Roof
NJADRE1554125210 | Administratively Determined Incentive Program | GALLOWAY | 8205 | 19 | 6.72 | Residential | Behind the Meter | Yes | Net Metered Residential | Freedom Forever New Jersey LLC | None | AC Electric | Accepted | 2023-06-20 | 2023-06-28 | 2024-06-28 | Solar Panels | Canadian Solar | CS3N-395MS |  | 0.395 | 9 | 11 | 30 |  | Fixed | Roof
NJADRE1554125244 | Administratively Determined Incentive Program | Jersey City | 7305 | 8 | 3.29 | Residential | Behind the Meter | Yes | Net Metered Residential | Pro Custom Solar dba Momentum Solar | None | PSE&G | Accepted | 2023-06-20 | 2023-06-28 | 2024-06-28 | Inverters | Enphase | IQ8PLUS-72-2-US | 290 |  | 9 |  |  | 0.97 |  | Outdoor
NJADRE1554125244 | Administratively Determined Incentive Program | Jersey City | 7305 | 8 | 3.29 | Residential | Behind the Meter | Yes | Net Metered Residential | Pro Custom Solar dba Momentum Solar | None | PSE&G | Accepted | 2023-06-20 | 2023-06-28 | 2024-06-28 | Solar Panels | Hanwha | q.peak duo blk-g10+365 |  | 0.365 | 9 | 57 | 7 |  | Fixed | Roof
NJADRE1554125271 | Administratively Determined Incentive Program | East Orange | 7018 | 9 | 2.56 | Residential | Behind the Meter | Yes | Net Metered Residential | Pro Custom Solar dba Momentum Solar | None | PSE&G | Accepted | 2023-06-20 | 2023-06-28 | 2024-06-28 | Inverters | ENPHASE | IQ8PLUS-72-2-US | 290 |  | 7 |  |  | 0.97 |  | Outdoor
NJADRE1554125271 | Administratively Determined Incentive Program | East Orange | 7018 | 9 | 2.56 | Residential | Behind the Meter | Yes | Net Metered Residential | Pro Custom Solar dba Momentum Solar | None | PSE&G | Accepted | 2023-06-20 | 2023-06-28 | 2024-06-28 | Solar Panels | HANWHA | q.peak duo blk-g10+365 |  | 0.365 | 7 | 294 | 7 |  | Fixed | Roof
NJADRE1554125312 | Administratively Determined Incentive Program | EAST ORANGE | 7018 | 9 | 2.19 | Residential | Behind the Meter | Yes | Net Metered Residential | Pro Custom Solar dba Momentum Solar | None | PSE&G | Accepted | 2023-06-20 | 2023-06-28 | 2024-06-28 | Inverters | ENPHASE | IQ8PLUS-72-2-US | 290 |  | 6 |  |  | 0.97 |  | Outdoor
NJADRE1554125312 | Administratively Determined Incentive Program | EAST ORANGE | 7018 | 9 | 2.19 | Residential | Behind the Meter | Yes | Net Metered Residential | Pro Custom Solar dba Momentum Solar | None | PSE&G | Accepted | 2023-06-20 | 2023-06-28 | 2024-06-28 | Solar Panels | HANWHA | q.peak duo blk-g10+365 |  | 0.365 | 6 | 294 | 7 |  | Fixed | Roof
NJADRE1554127447 | Administratively Determined Incentive Program | Garfield | 7026 | 7 | 2.43 | Residential | Behind the Meter | Yes | Net Metered Residential | Trinity Solar | None | PSE&G | Accepted | 2023-06-20 | 2023-06-29 | 2024-06-29 | Inverters | Solar Edge | SE3000H-US | 3000 |  | 1 |  |  | 0.97 |  | Outdoor
NJADRE1554127447 | Administratively Determined Incentive Program | Garfield | 7026 | 7 | 2.43 | Residential | Behind the Meter | Yes | Net Metered Residential | Trinity Solar | None | PSE&G | Accepted | 2023-06-20 | 2023-06-29 | 2024-06-29 | Solar Panels | HANWHA 405 (Q.PEAK DUO BLK ML-G10+ 405) | HANWHA 405 (Q.PEAK DUO BLK ML-G10+ 405) |  | 0.405 | 6 | 162 | 5 |  | Fixed | Roof
NJADRE1554127471 | Administratively Determined Incentive Program | JERSEY CITY | 7304 | 8 | 3.16 | Residential | Behind the Meter | Yes | Net Metered Residential | Sunrun Installation Services, Inc. | None | PSE&G | Accepted | 2023-06-20 | 2023-06-29 | 2024-06-29 | Inverters | Delta Electronics | E4-TL-US | 4000 |  | 1 |  |  | 0.98 |  | Outdoor | Next to the meter
NJADRE1554127471 | Administratively Determined Incentive Program | JERSEY CITY | 7304 | 8 | 3.16 | Residential | Behind the Meter | Yes | Net Metered Residential | Sunrun Installation Services, Inc. | None | PSE&G | Accepted | 2023-06-20 | 2023-06-29 | 2024-06-29 | Solar Panels | Trina Solar | TSM-395DE09C.07 |  | 0.395 | 8 | 208 | 4 |  | Fixed | Roof
NJADRE1554127573 | Administratively Determined Incentive Program | Garfield City | 7026 | 7 | 2.43 | Residential | Behind the Meter | Yes | Net Metered Residential | Trinity Solar Inc. | None | PSE&G | Accepted | 2023-06-20 | 2023-06-29 | 2024-06-29 | Inverters | Solar Edge | SE300H-US | 3 |  | 1 |  |  | 0.97 |  | Outdoor
NJADRE1554127573 | Administratively Determined Incentive Program | Garfield City | 7026 | 7 | 2.43 | Residential | Behind the Meter | Yes | Net Metered Residential | Trinity Solar Inc. | None | PSE&G | Accepted | 2023-06-20 | 2023-06-29 | 2024-06-29 | Solar Panels | HANWHA 405 (Q.PEAK DUO BLK ML-G10+ 405) | HANWHA 405 (Q.PEAK DUO BLK ML-G10+ 405) |  | 0.405 | 6 | 342 | 5 |  | Fixed | Roof
NJADRE1554127721 | Administratively Determined Incentive Program | CLIFTON CITY | 7011 | 6 | 3.56 | Residential | Behind the Meter | Yes | Net Metered Residential | Sunrun Installation Services, Inc. | None | PSE&G | Accepted | 2023-06-20 | 2023-06-29 | 2024-06-29 | Inverters | SolarEdge Technologies | SE3800H-USMN | 3800 |  | 1 |  |  | 0.99 |  | Outdoor | Next to the meter
NJADRE1554127721 | Administratively Determined Incentive Program | CLIFTON CITY | 7011 | 6 | 3.56 | Residential | Behind the Meter | Yes | Net Metered Residential | Sunrun Installation Services, Inc. | None | PSE&G | Accepted | 2023-06-20 | 2023-06-29 | 2024-06-29 | Solar Panels | Trina Solar | TSM-395DE09C.07 |  | 0.395 | 9 | 242 | 31 |  | Fixed | Roof
NJADRE1554128338 | Administratively Determined Incentive Program | EWING | 8618 | 12 | 8.8 | Residential | Behind the Meter | No | Net Metered Residential | Powur, PBC | None | PSE&G | Accepted | 2023-06-20 | 2023-06-29 | 2024-06-29 | Solar Panels | Hanwha | Q.PEAK DUO BLK ML-G10+ 400W |  | 0.4 | 8 | 100 | 23 |  | Fixed | Roof
NJADRE1554128338 | Administratively Determined Incentive Program | EWING | 8618 | 12 | 8.8 | Residential | Behind the Meter | No | Net Metered Residential | Powur, PBC | None | PSE&G | Accepted | 2023-06-20 | 2023-06-29 | 2024-06-29 | Solar Panels | Hanwha | Q.PEAK DUO BLK ML-G10+ 400W |  | 0.4 | 3 | 100 | 23 |  | Fixed | Roof
NJADRE1554128338 | Administratively Determined Incentive Program | EWING | 8618 | 12 | 8.8 | Residential | Behind the Meter | No | Net Metered Residential | Powur, PBC | None | PSE&G | Accepted | 2023-06-20 | 2023-06-29 | 2024-06-29 | Solar Panels | Hanwha | Q.PEAK DUO BLK ML-G10+ 400W |  | 0.4 | 11 | 190 | 23 |  | Fixed | Roof
NJADRE1554128338 | Administratively Determined Incentive Program | EWING | 8618 | 12 | 8.8 | Residential | Behind the Meter | No | Net Metered Residential | Powur, PBC | None | PSE&G | Accepted | 2023-06-20 | 2023-06-29 | 2024-06-29 | Inverters | Enphase | IQ8+ | 290 |  | 22 |  |  | 0.99 |  | Outside
NJADRE1554138995 | Administratively Determined Incentive Program | Bridgeton, New Jersey | 8302 | 20 | 9.6 | Residential | Behind the Meter | Yes | Net Metered Residential | Suntuity Solar LLC | None | AC Electric | Accepted | 2023-06-21 | 2023-06-29 | 2024-06-29 | Inverters | (24)ENPHASE | IQ8PLUS-72-2-US | 290 |  | 24 |  |  | 0.97 |  | Outdoor | Behind the PV modules
NJADRE1554138995 | Administratively Determined Incentive Program | Bridgeton, New Jersey | 8302 | 20 | 9.6 | Residential | Behind the Meter | Yes | Net Metered Residential | Suntuity Solar LLC | None | AC Electric | Accepted | 2023-06-21 | 2023-06-29 | 2024-06-29 | Solar Panels | (24)HANWHA | Q.PEAK DUO BLK ML-G10+ 400 |  | 0.4 | 12 | 161 | 26 |  | Fixed | Roof
NJADRE1554138995 | Administratively Determined Incentive Program | Bridgeton, New Jersey | 8302 | 20 | 9.6 | Residential | Behind the Meter | Yes | Net Metered Residential | Suntuity Solar LLC | None | AC Electric | Accepted | 2023-06-21 | 2023-06-29 | 2024-06-29 | Solar Panels | (24)HANWHA | Q.PEAK DUO BLK ML-G10+ 400 |  | 0.4 | 12 | 341 | 26 |  | Fixed | Roof
NJADRE1554139000 | Administratively Determined Incentive Program | East Amwell | 8551 | 4 | 9.72 | Residential | Behind the Meter | No | Net Metered Residential | Maier Engineering dba Solar Me | None | JCP&L | Accepted | 2023-06-21 | 2023-06-29 | 2024-06-29 | Inverters | Enphase | IQ8+ | 290 |  | 24 |  |  | 0.96 |  | Outside | Next to meter
NJADRE1554139000 | Administratively Determined Incentive Program | East Amwell | 8551 | 4 | 9.72 | Residential | Behind the Meter | No | Net Metered Residential | Maier Engineering dba Solar Me | None | JCP&L | Accepted | 2023-06-21 | 2023-06-29 | 2024-06-29 | Solar Panels | Hanwha | Q.PEAK ML-G10+405W |  | 0.405 | 24 | 164 | 23 |  | Fixed | Roof
NJADRE1554139005 | Administratively Determined Incentive Program | Jersey City, New Jersey | 7304 | 8 | 6 | Residential | Behind the Meter | No | Net Metered Residential | Suntuity Solar LLC | None | PSE&G | Accepted | 2023-06-21 | 2023-06-30 | 2024-06-30 | Inverters | (15)ENPHASE | IQ8PLUS-72-2-US | 290 |  | 15 |  |  | 0.97 |  | Outdoor | Behind the PV modules
NJADRE1554139005 | Administratively Determined Incentive Program | Jersey City, New Jersey | 7304 | 8 | 6 | Residential | Behind the Meter | No | Net Metered Residential | Suntuity Solar LLC | None | PSE&G | Accepted | 2023-06-21 | 2023-06-30 | 2024-06-30 | Solar Panels | (15)HYPERION | HY-DH108P8 400B |  | 0.4 | 9 | 215 | 23 |  | Fixed | Roof
NJADRE1554139005 | Administratively Determined Incentive Program | Jersey City, New Jersey | 7304 | 8 | 6 | Residential | Behind the Meter | No | Net Metered Residential | Suntuity Solar LLC | None | PSE&G | Accepted | 2023-06-21 | 2023-06-30 | 2024-06-30 | Solar Panels | (15)HYPERION | HY-DH108P8 400B |  | 0.4 | 6 | 35 | 23 |  | Fixed | Roof
NJADRE1554139027 | Administratively Determined Incentive Program | Kendall Park | 8824 | 11 | 4.86 | Residential | Behind the Meter | No | Net Metered Residential | Tesla Energy Operations Inc | None | PSE&G | Accepted | 2023-06-21 | 2023-06-29 | 2024-06-29 | Solar Panels | Hanwha | Q.PEAK DUO BLK ML-G10+/TS 405 |  | 0.405 | 12 | 141 | 14 |  | Fixed | Roof
NJADRE1554139027 | Administratively Determined Incentive Program | Kendall Park | 8824 | 11 | 4.86 | Residential | Behind the Meter | No | Net Metered Residential | Tesla Energy Operations Inc | None | PSE&G | Accepted | 2023-06-21 | 2023-06-29 | 2024-06-29 | Inverters | Tesla | 1538000-45-A | 5000 |  | 1 |  |  | 0.98 |  | Outside
NJADRE1554139034 | Administratively Determined Incentive Program | Forked River | 8731 | 18 | 3.65 | Residential | Behind the Meter | Yes | Net Metered Residential | Trinity Solar | None | JCP&L | Accepted | 2023-06-21 | 2023-06-29 | 2024-06-29 | Inverters | Solar edge | SE3000H-US | 3000 |  | 1 |  |  | 0.97 |  | Outdoor
NJADRE1554139034 | Administratively Determined Incentive Program | Forked River | 8731 | 18 | 3.65 | Residential | Behind the Meter | Yes | Net Metered Residential | Trinity Solar | None | JCP&L | Accepted | 2023-06-21 | 2023-06-29 | 2024-06-29 | Solar Panels | HANWHA 405 (Q.PEAK DUO BLK ML-G10+ 405) | HANWHA 405 (Q.PEAK DUO BLK ML-G10+ 405) |  | 0.405 | 9 | 105 | 18 |  | Fixed | Roof
NJADRE1554139064 | Administratively Determined Incentive Program | Newark | 7107 | 9 | 6 | Residential | Behind the Meter | Yes | Net Metered Residential | Suntuity Solar LLC | None | PSE&G | Accepted | 2023-06-21 | 2023-06-29 | 2024-06-29 | Inverters | (15)ENPHASE | IQ8PLUS-72-2-US | 290 |  | 15 |  |  | 0.97 |  | Outdoor | Behind the PV modules
NJADRE1554139064 | Administratively Determined Incentive Program | Newark | 7107 | 9 | 6 | Residential | Behind the Meter | Yes | Net Metered Residential | Suntuity Solar LLC | None | PSE&G | Accepted | 2023-06-21 | 2023-06-29 | 2024-06-29 | Solar Panels | (15)HANWHA | Q.PEAK DUO BLK ML-G10+ 400 |  | 0.4 | 15 | 202 | 8 |  | Fixed | Roof
NJADRE1554139113 | Administratively Determined Incentive Program | Jersey City | 7306 | 8 | 8.03 | Residential | Behind the Meter | Yes | Net Metered Residential | Pro Custom Solar dba Momentum Solar | None | PSE&G | Accepted | 2023-06-21 | 2023-06-29 | 2024-06-29 | Inverters | Enphase | IQ8PLUS-72-2-US | 290 |  | 22 |  |  | 0.97 |  | Outdoor
NJADRE1554139113 | Administratively Determined Incentive Program | Jersey City | 7306 | 8 | 8.03 | Residential | Behind the Meter | Yes | Net Metered Residential | Pro Custom Solar dba Momentum Solar | None | PSE&G | Accepted | 2023-06-21 | 2023-06-29 | 2024-06-29 | Solar Panels | Hanwha | q.peak duo blk-g10+365 |  | 0.365 | 16 | 205 | 23 |  | Fixed | Roof
NJADRE1554139113 | Administratively Determined Incentive Program | Jersey City | 7306 | 8 | 8.03 | Residential | Behind the Meter | Yes | Net Metered Residential | Pro Custom Solar dba Momentum Solar | None | PSE&G | Accepted | 2023-06-21 | 2023-06-29 | 2024-06-29 | Solar Panels | Hanwha | q.peak duo blk-g10+365 |  | 0.365 | 6 | 25 | 23 |  | Fixed | Roof
NJADRE1554139119 | Administratively Determined Incentive Program | Ventnor City | 8406 | 19 | 6.4 | Residential | Behind the Meter | Yes | Net Metered Residential | Pro Custom Solar dba Momentum Solar | None | AC Electric | Accepted | 2023-06-21 | 2023-06-29 | 2024-06-29 | Solar Panels | HANWHA | Â Q. PEAK DUO BLK-G10+400 |  | 0.4 | 9 | 148 | 36 |  | Fixed | Roof
NJADRE1554139119 | Administratively Determined Incentive Program | Ventnor City | 8406 | 19 | 6.4 | Residential | Behind the Meter | Yes | Net Metered Residential | Pro Custom Solar dba Momentum Solar | None | AC Electric | Accepted | 2023-06-21 | 2023-06-29 | 2024-06-29 | Solar Panels | HANWHA | Â Q. PEAK DUO BLK-G10+400 |  | 0.4 | 7 | 328 | 34 |  | Fixed | Roof
NJADRE1554139119 | Administratively Determined Incentive Program | Ventnor City | 8406 | 19 | 6.4 | Residential | Behind the Meter | Yes | Net Metered Residential | Pro Custom Solar dba Momentum Solar | None | AC Electric | Accepted | 2023-06-21 | 2023-06-29 | 2024-06-29 | Inverters | ENPHASE | IQ8PLUS-72-2-US | 290 |  | 16 |  |  | 0.97 |  | Outdoor
NJADRE1554139142 | Administratively Determined Incentive Program | Toms River | 8757 | 18 | 11.6 | Residential | Behind the Meter | No | Net Metered Residential | Tesla Energy Operations Inc | None | JCP&L | Accepted | 2023-06-21 | 2023-06-29 | 2024-06-29 | Solar Panels | Hanwha | Q.PEAK DUO BLK |  | 0.4 | 11 | 256 | 20 |  | Fixed | Roof
NJADRE1554139142 | Administratively Determined Incentive Program | Toms River | 8757 | 18 | 11.6 | Residential | Behind the Meter | No | Net Metered Residential | Tesla Energy Operations Inc | None | JCP&L | Accepted | 2023-06-21 | 2023-06-29 | 2024-06-29 | Solar Panels | Hanwha | Q.PEAK DUO BLK |  | 0.4 | 18 | 76 | 20 |  | Fixed | Roof
NJADRE1554139142 | Administratively Determined Incentive Program | Toms River | 8757 | 18 | 11.6 | Residential | Behind the Meter | No | Net Metered Residential | Tesla Energy Operations Inc | None | JCP&L | Accepted | 2023-06-21 | 2023-06-29 | 2024-06-29 | Inverters | Tesla | 1538000-45-A | 7600 |  | 1 |  |  | 0.98 |  | Indoor
NJADRE1554139142 | Administratively Determined Incentive Program | Toms River | 8757 | 18 | 11.6 | Residential | Behind the Meter | No | Net Metered Residential | Tesla Energy Operations Inc | None | JCP&L | Accepted | 2023-06-21 | 2023-06-29 | 2024-06-29 | Inverters | Tesla | 1538000-45-A | 5000 |  | 1 |  |  | 0.98 |  | Indoor
NJADRE1554139170 | Administratively Determined Incentive Program | Brick | 8723 | 18 | 9.2 | Residential | Behind the Meter | Yes | Net Metered Residential | SunnyMac LLC | None | JCP&L | Accepted | 2023-06-21 | 2023-06-29 | 2024-06-29 | Solar Panels | HANWHA | Q.PEAK DUO BLK ML-G10+400 |  | 0.4 | 18 | 76 | 18 |  | Fixed | Roof
NJADRE1554139170 | Administratively Determined Incentive Program | Brick | 8723 | 18 | 9.2 | Residential | Behind the Meter | Yes | Net Metered Residential | SunnyMac LLC | None | JCP&L | Accepted | 2023-06-21 | 2023-06-29 | 2024-06-29 | Solar Panels | HANWHA | Q.PEAK DUO BLK ML-G10+400 |  | 0.4 | 5 | 76 | 9 |  | Fixed | Roof
NJADRE1554139170 | Administratively Determined Incentive Program | Brick | 8723 | 18 | 9.2 | Residential | Behind the Meter | Yes | Net Metered Residential | SunnyMac LLC | None | JCP&L | Accepted | 2023-06-21 | 2023-06-29 | 2024-06-29 | Inverters | Solaredge | SE 7600H-US | 7600 |  | 1 |  |  | 0.99 |  | Outdoor | NEXT TO METER
NJADRE1554139180 | Administratively Determined Incentive Program | Chesterfield Twp | 8515 | 13 | 7.6 | Residential | Behind the Meter | No | Net Metered Residential | Tesla Energy Operations Inc | None | PSE&G | Accepted | 2023-06-21 | 2023-06-29 | 2024-06-29 | Solar Panels | Hanwha | Q.PEAK DUO BLK |  | 0.4 | 3 | 91 | 30 |  | Fixed | Roof
NJADRE1554139180 | Administratively Determined Incentive Program | Chesterfield Twp | 8515 | 13 | 7.6 | Residential | Behind the Meter | No | Net Metered Residential | Tesla Energy Operations Inc | None | PSE&G | Accepted | 2023-06-21 | 2023-06-29 | 2024-06-29 | Solar Panels | Hanwha | Q.PEAK DUO BLK |  | 0.4 | 8 | 181 | 30 |  | Fixed | Roof
NJADRE1554139180 | Administratively Determined Incentive Program | Chesterfield Twp | 8515 | 13 | 7.6 | Residential | Behind the Meter | No | Net Metered Residential | Tesla Energy Operations Inc | None | PSE&G | Accepted | 2023-06-21 | 2023-06-29 | 2024-06-29 | Solar Panels | Hanwha | Q.PEAK DUO BLK |  | 0.4 | 8 | 91 | 30 |  | Fixed | Roof
NJADRE1554139180 | Administratively Determined Incentive Program | Chesterfield Twp | 8515 | 13 | 7.6 | Residential | Behind the Meter | No | Net Metered Residential | Tesla Energy Operations Inc | None | PSE&G | Accepted | 2023-06-21 | 2023-06-29 | 2024-06-29 | Inverters | Tesla | 1538000-45-A | 7600 |  | 1 |  |  | 0.98 |  | Outdoor
NJADRE1554139206 | Administratively Determined Incentive Program | EAST NEWARK | 7029 | 8 | 2.56 | Residential | Behind the Meter | Yes | Net Metered Residential | Pro Custom Solar dba Momentum Solar | None | PSE&G | Accepted | 2023-06-21 | 2023-06-29 | 2024-06-29 | Inverters | ENPHASE | IQ8PLUS-72-2-US | 290 |  | 7 |  |  | 0.97 |  | Outdoor
NJADRE1554139206 | Administratively Determined Incentive Program | EAST NEWARK | 7029 | 8 | 2.56 | Residential | Behind the Meter | Yes | Net Metered Residential | Pro Custom Solar dba Momentum Solar | None | PSE&G | Accepted | 2023-06-21 | 2023-06-29 | 2024-06-29 | Solar Panels | HANWHA | q.peak duo blk-g10+365 |  | 0.365 | 7 | 194 | 20 |  | Fixed | Roof
NJADRE1554139244 | Administratively Determined Incentive Program | EAST NEWARK | 7029 | 8 | 5.48 | Residential | Behind the Meter | Yes | Net Metered Residential | Pro Custom Solar dba Momentum Solar | None | PSE&G | Accepted | 2023-06-21 | 2023-06-29 | 2024-06-29 | Inverters | enphase | IQ8PLUS-72-2-US | 290 |  | 15 |  |  | 0.97 |  | Outside
NJADRE1554139244 | Administratively Determined Incentive Program | EAST NEWARK | 7029 | 8 | 5.48 | Residential | Behind the Meter | Yes | Net Metered Residential | Pro Custom Solar dba Momentum Solar | None | PSE&G | Accepted | 2023-06-21 | 2023-06-29 | 2024-06-29 | Solar Panels | hanwha | q.peak duo blk-g10+365 |  | 0.365 | 12 | 14 | 20 |  | Fixed | Roof
NJADRE1554139244 | Administratively Determined Incentive Program | EAST NEWARK | 7029 | 8 | 5.48 | Residential | Behind the Meter | Yes | Net Metered Residential | Pro Custom Solar dba Momentum Solar | None | PSE&G | Accepted | 2023-06-21 | 2023-06-29 | 2024-06-29 | Solar Panels | hanwha | q.peak duo blk-g10+365 |  | 0.365 | 3 | 194 | 20 |  | Fixed | Roof
NJADRE1554139248 | Administratively Determined Incentive Program | Newark | 7107 | 9 | 5.48 | Residential | Behind the Meter | Yes | Net Metered Residential | Pro Custom Solar dba Momentum Solar | None | PSE&G | Accepted | 2023-06-21 | 2023-06-29 | 2024-06-29 | Inverters | Enphase | IQ8PLUS-72-2-US | 290 |  | 15 |  |  | 0.97 |  | Outdoor
NJADRE1554139248 | Administratively Determined Incentive Program | Newark | 7107 | 9 | 5.48 | Residential | Behind the Meter | Yes | Net Metered Residential | Pro Custom Solar dba Momentum Solar | None | PSE&G | Accepted | 2023-06-21 | 2023-06-29 | 2024-06-29 | Solar Panels | Hanwha | q.peak duo blk-g10+365 |  | 0.365 | 15 | 291 | 6 |  | Fixed | Roof
NJADRE1554139300 | Administratively Determined Incentive Program | TEANECK TWP | 7666 | 7 | 8.8 | Residential | Behind the Meter | No | Net Metered Residential | Freedom Forever New Jersey LLC | None | PSE&G | Accepted | 2023-06-21 | 2023-06-29 | 2024-06-29 | Inverters | Solar Edge | SE6000H-USRGM | 6000 |  | 1 |  |  | 0.99 |  | Outdoor
NJADRE1554139300 | Administratively Determined Incentive Program | TEANECK TWP | 7666 | 7 | 8.8 | Residential | Behind the Meter | No | Net Metered Residential | Freedom Forever New Jersey LLC | None | PSE&G | Accepted | 2023-06-21 | 2023-06-29 | 2024-06-29 | Solar Panels | Freedom Forever | FF-MP-BBB-400 |  | 0.4 | 19 | 288 | 42 |  | Fixed | Roof
NJADRE1554139300 | Administratively Determined Incentive Program | TEANECK TWP | 7666 | 7 | 8.8 | Residential | Behind the Meter | No | Net Metered Residential | Freedom Forever New Jersey LLC | None | PSE&G | Accepted | 2023-06-21 | 2023-06-29 | 2024-06-29 | Solar Panels | Freedom Forever | FF-MP-BBB-400 |  | 0.4 | 3 | 108 | 42 |  | Fixed | Roof
NJADRE1554139302 | Administratively Determined Incentive Program | Newark | 7112 | 9 | 4.75 | Residential | Behind the Meter | Yes | Net Metered Residential | Pro Custom Solar dba Momentum Solar | None | PSE&G | Accepted | 2023-06-21 | 2023-06-29 | 2024-06-29 | Inverters | Enphase | IQ8PLUS-72-2-US | 290 |  | 13 |  |  | 0.97 |  | Outdoor
NJADRE1554139302 | Administratively Determined Incentive Program | Newark | 7112 | 9 | 4.75 | Residential | Behind the Meter | Yes | Net Metered Residential | Pro Custom Solar dba Momentum Solar | None | PSE&G | Accepted | 2023-06-21 | 2023-06-29 | 2024-06-29 | Solar Panels | Hanwha | q.peak duo blk-g10+365 |  | 0.365 | 11 | 306 | 10 |  | Fixed | Roof
NJADRE1554139302 | Administratively Determined Incentive Program | Newark | 7112 | 9 | 4.75 | Residential | Behind the Meter | Yes | Net Metered Residential | Pro Custom Solar dba Momentum Solar | None | PSE&G | Accepted | 2023-06-21 | 2023-06-29 | 2024-06-29 | Solar Panels | Hanwha | q.peak duo blk-g10+365 |  | 0.365 | 2 | 306 | 4 |  | Fixed | Roof
NJADRE1554139321 | Administratively Determined Incentive Program | Plumsted | 8533 | 18 | 18.62 | Residential | Behind the Meter | Yes | Net Metered Residential | Pro Custom Solar dba Momentum Solar | None | JCP&L | Accepted | 2023-06-21 | 2023-06-29 | 2024-06-29 | Solar Panels | hanwha | Â Q. PEAK DUO BLK-G10+365 |  | 0.365 | 12 | 266 | 14 |  | Fixed | Roof
NJADRE1554139321 | Administratively Determined Incentive Program | Plumsted | 8533 | 18 | 18.62 | Residential | Behind the Meter | Yes | Net Metered Residential | Pro Custom Solar dba Momentum Solar | None | JCP&L | Accepted | 2023-06-21 | 2023-06-29 | 2024-06-29 | Solar Panels | HANWHA | Â Q. PEAK DUO BLK-G10+365 |  | 0.365 | 15 | 86 | 15 |  | Fixed | Roof
NJADRE1554139321 | Administratively Determined Incentive Program | Plumsted | 8533 | 18 | 18.62 | Residential | Behind the Meter | Yes | Net Metered Residential | Pro Custom Solar dba Momentum Solar | None | JCP&L | Accepted | 2023-06-21 | 2023-06-29 | 2024-06-29 | Solar Panels | HANWHA | Â Q. PEAK DUO BLK-G10+365 |  | 0.365 | 14 | 176 | 23 |  | Fixed | Roof
NJADRE1554139321 | Administratively Determined Incentive Program | Plumsted | 8533 | 18 | 18.62 | Residential | Behind the Meter | Yes | Net Metered Residential | Pro Custom Solar dba Momentum Solar | None | JCP&L | Accepted | 2023-06-21 | 2023-06-29 | 2024-06-29 | Solar Panels | HANWHA | Â Q. PEAK DUO BLK-G10+365 |  | 0.365 | 10 | 266 | 21 |  | Fixed | Roof
NJADRE1554139321 | Administratively Determined Incentive Program | Plumsted | 8533 | 18 | 18.62 | Residential | Behind the Meter | Yes | Net Metered Residential | Pro Custom Solar dba Momentum Solar | None | JCP&L | Accepted | 2023-06-21 | 2023-06-29 | 2024-06-29 | Inverters | ENPHASE | IQ8PLUS-72-2-US | 290 |  | 51 |  |  | 0.97 |  | Outdoor
NJADRE1554139413 | Administratively Determined Incentive Program | Camden City | 8103 | 14 | 5.6 | Residential | Behind the Meter | Yes | Net Metered Residential | SunnyMac LLC | None | PSE&G | Accepted | 2023-06-21 | 2023-06-29 | 2024-06-29 | Solar Panels | HANWHA | Q.PEAK DUO BLK ML-G10+400 |  | 0.4 | 14 | 220 | 2 |  | Fixed | Roof
NJADRE1554139413 | Administratively Determined Incentive Program | Camden City | 8103 | 14 | 5.6 | Residential | Behind the Meter | Yes | Net Metered Residential | SunnyMac LLC | None | PSE&G | Accepted | 2023-06-21 | 2023-06-29 | 2024-06-29 | Inverters | SOLAREDGE | SE5000H-US | 5000 |  | 1 |  |  | 0.99 |  | Outdoor | NEXT TO METER
NJADRE1554139565 | Administratively Determined Incentive Program | Camden | 8105 | 14 | 6.94 | Residential | Behind the Meter | Yes | Net Metered Residential | Pro Custom Solar dba Momentum Solar | None | PSE&G | Accepted | 2023-06-21 | 2023-06-29 | 2024-06-29 | Inverters | Enphase | IQ8PLUS-72-2-US | 290 |  | 19 |  |  | 0.97 |  | Outdoor
NJADRE1554139565 | Administratively Determined Incentive Program | Camden | 8105 | 14 | 6.94 | Residential | Behind the Meter | Yes | Net Metered Residential | Pro Custom Solar dba Momentum Solar | None | PSE&G | Accepted | 2023-06-21 | 2023-06-29 | 2024-06-29 | Solar Panels | Hanwha | q.peak duo blk-g10+365 |  | 0.365 | 8 | 234 | 20 |  | Fixed | Roof
NJADRE1554139565 | Administratively Determined Incentive Program | Camden | 8105 | 14 | 6.94 | Residential | Behind the Meter | Yes | Net Metered Residential | Pro Custom Solar dba Momentum Solar | None | PSE&G | Accepted | 2023-06-21 | 2023-06-29 | 2024-06-29 | Solar Panels | Hanwha | q.peak duo blk-g10+365 |  | 0.365 | 3 | 234 | 16 |  | Fixed | Roof
NJADRE1554139565 | Administratively Determined Incentive Program | Camden | 8105 | 14 | 6.94 | Residential | Behind the Meter | Yes | Net Metered Residential | Pro Custom Solar dba Momentum Solar | None | PSE&G | Accepted | 2023-06-21 | 2023-06-29 | 2024-06-29 | Solar Panels | Hanwha | q.peak duo blk-g10+365 |  | 0.365 | 8 | 54 | 20 |  | Fixed | Roof
NJADRE1554140213 | Administratively Determined Incentive Program | Cape May Court | 8210 | 21 | 11.06 | Residential | Behind the Meter | Yes | Net Metered Residential | Sunrun Installation Services, Inc. | None | AC Electric | Accepted | 2023-06-21 | 2023-06-29 | 2024-06-29 | Inverters | Delta Electronics | E4-TL-US | 3840 |  | 2 |  |  | 0.97 |  | Outdoor | Next To Meter
NJADRE1554140213 | Administratively Determined Incentive Program | Cape May Court | 8210 | 21 | 11.06 | Residential | Behind the Meter | Yes | Net Metered Residential | Sunrun Installation Services, Inc. | None | AC Electric | Accepted | 2023-06-21 | 2023-06-29 | 2024-06-29 | Solar Panels | Trina Solar | TSM-395DE09C.07 |  | 0.395 | 7 | 36 | 19 |  | Fixed | Roof
NJADRE1554140213 | Administratively Determined Incentive Program | Cape May Court | 8210 | 21 | 11.06 | Residential | Behind the Meter | Yes | Net Metered Residential | Sunrun Installation Services, Inc. | None | AC Electric | Accepted | 2023-06-21 | 2023-06-29 | 2024-06-29 | Solar Panels | Trina Solar | TSM-395DE09C.07 |  | 0.395 | 7 | 305 | 18 |  | Fixed | Roof
NJADRE1554140213 | Administratively Determined Incentive Program | Cape May Court | 8210 | 21 | 11.06 | Residential | Behind the Meter | Yes | Net Metered Residential | Sunrun Installation Services, Inc. | None | AC Electric | Accepted | 2023-06-21 | 2023-06-29 | 2024-06-29 | Solar Panels | Trina Solar | TSM-395DE09C.07 |  | 0.395 | 7 | 125 | 18 |  | Fixed | Roof
NJADRE1554140213 | Administratively Determined Incentive Program | Cape May Court | 8210 | 21 | 11.06 | Residential | Behind the Meter | Yes | Net Metered Residential | Sunrun Installation Services, Inc. | None | AC Electric | Accepted | 2023-06-21 | 2023-06-29 | 2024-06-29 | Solar Panels | Trina Solar | TSM-395DE09C.07 |  | 0.395 | 7 | 214 | 17 |  | Fixed | Roof
NJADRE1554140287 | Administratively Determined Incentive Program | DUNELLEN | 8812 | 11 | 5.11 | Residential | Behind the Meter | Yes | Net Metered Residential | Pro Custom Solar dba Momentum Solar | None | PSE&G | Accepted | 2023-06-21 | 2023-06-29 | 2024-06-29 | Solar Panels | HANWHA | Â Q. PEAK DUO BLK-G10+365 |  | 0.365 | 2 | 356 | 24 |  | Fixed | Roof
NJADRE1554140287 | Administratively Determined Incentive Program | DUNELLEN | 8812 | 11 | 5.11 | Residential | Behind the Meter | Yes | Net Metered Residential | Pro Custom Solar dba Momentum Solar | None | PSE&G | Accepted | 2023-06-21 | 2023-06-29 | 2024-06-29 | Solar Panels | HANWHA | Â Q. PEAK DUO BLK-G10+365 |  | 0.365 | 12 | 156 | 24 |  | Fixed | Roof
NJADRE1554140287 | Administratively Determined Incentive Program | DUNELLEN | 8812 | 11 | 5.11 | Residential | Behind the Meter | Yes | Net Metered Residential | Pro Custom Solar dba Momentum Solar | None | PSE&G | Accepted | 2023-06-21 | 2023-06-29 | 2024-06-29 | Inverters | ENPHASE | IQ8PLUS-72-2-US | 290 |  | 14 |  |  | 0.97 |  | Outdoor
NJADRE1554140291 | Administratively Determined Incentive Program | Woodbridge Township | 7001 | 11 | 4.74 | Residential | Behind the Meter | Yes | Net Metered Residential | Sunrun Installation Services, Inc. | None | PSE&G | Accepted | 2023-06-21 | 2023-06-29 | 2024-06-29 | Inverters | Delta Electronics | E4-TL-US | 4000 |  | 1 |  |  | 0.975 |  | Outdoor | Next To Meter
NJADRE1554140291 | Administratively Determined Incentive Program | Woodbridge Township | 7001 | 11 | 4.74 | Residential | Behind the Meter | Yes | Net Metered Residential | Sunrun Installation Services, Inc. | None | PSE&G | Accepted | 2023-06-21 | 2023-06-29 | 2024-06-29 | Solar Panels | Trina Solar | TSM-395DE09C.07 |  | 0.395 | 7 | 36 | 29 |  | Fixed | Roof
NJADRE1554140291 | Administratively Determined Incentive Program | Woodbridge Township | 7001 | 11 | 4.74 | Residential | Behind the Meter | Yes | Net Metered Residential | Sunrun Installation Services, Inc. | None | PSE&G | Accepted | 2023-06-21 | 2023-06-29 | 2024-06-29 | Solar Panels | Trina Solar | TSM-395DE09C.07 |  | 0.395 | 5 | 215 | 29 |  | Fixed | Roof
NJADRE1554140438 | Administratively Determined Incentive Program | Bridgewater | 8807 | 5 | 6.32 | Residential | Behind the Meter | Yes | Net Metered Residential | Sunrun Installation Services, Inc. | None | PSE&G | Accepted | 2023-06-21 | 2023-06-29 | 2024-06-29 | Inverters | SolarEdge Technologies | SE6000H-USSN | 6000 |  | 1 |  |  | 0.96 |  | Outdoor | Next To Meter
NJADRE1554140438 | Administratively Determined Incentive Program | Bridgewater | 8807 | 5 | 6.32 | Residential | Behind the Meter | Yes | Net Metered Residential | Sunrun Installation Services, Inc. | None | PSE&G | Accepted | 2023-06-21 | 2023-06-29 | 2024-06-29 | Solar Panels | Trina Solar | TSM-395DE09C.07 |  | 0.395 | 16 | 86 | 30 |  | Fixed | Roof
NJADRE1554140472 | Administratively Determined Incentive Program | Paulsboro | 8066 | 15 | 12.25 | Residential | Behind the Meter | Yes | Net Metered Residential | Sunrun Installation Services, Inc. | None | AC Electric | Accepted | 2023-06-21 | 2023-06-29 | 2024-06-29 | Inverters | SolarEdge Technologies | SE10000H-USSN | 10000 |  | 1 |  |  | 0.96 |  | Outdoor | Next To Meter
NJADRE1554140472 | Administratively Determined Incentive Program | Paulsboro | 8066 | 15 | 12.25 | Residential | Behind the Meter | Yes | Net Metered Residential | Sunrun Installation Services, Inc. | None | AC Electric | Accepted | 2023-06-21 | 2023-06-29 | 2024-06-29 | Solar Panels | Trina Solar | TSM-395DE09C.07 |  | 0.395 | 14 | 341 | 26 |  | Fixed | Roof
NJADRE1554140472 | Administratively Determined Incentive Program | Paulsboro | 8066 | 15 | 12.25 | Residential | Behind the Meter | Yes | Net Metered Residential | Sunrun Installation Services, Inc. | None | AC Electric | Accepted | 2023-06-21 | 2023-06-29 | 2024-06-29 | Solar Panels | Trina Solar | TSM-395DE09C.07 |  | 0.395 | 17 | 161 | 26 |  | Fixed | Roof
NJADRE1554140548 | Administratively Determined Incentive Program | Flemington | 8822 | 4 | 11.2 | Residential | Behind the Meter | No | Net Metered Residential | Power Home Remodeling Group | None | JCP&L | Accepted | 2023-06-21 | 2023-06-29 | 2024-06-29 | Inverters | SolarEdge | SE7600H-US | 7600 |  | 1 |  |  | 0.99 |  | Outdoor
NJADRE1554140548 | Administratively Determined Incentive Program | Flemington | 8822 | 4 | 11.2 | Residential | Behind the Meter | No | Net Metered Residential | Power Home Remodeling Group | None | JCP&L | Accepted | 2023-06-21 | 2023-06-29 | 2024-06-29 | Meters | SolarEdge | Revenue Grade Data Ansi C12.20 |  |  | 1 |  |  |  | Yes | Outdoor
NJADRE1554140548 | Administratively Determined Incentive Program | Flemington | 8822 | 4 | 11.2 | Residential | Behind the Meter | No | Net Metered Residential | Power Home Remodeling Group | None | JCP&L | Accepted | 2023-06-21 | 2023-06-29 | 2024-06-29 | Solar Panels | Longi | LR4-60HPB-350M |  | 0.35 | 3 | 147 | 40 |  | Fixed | Roof
NJADRE1554140548 | Administratively Determined Incentive Program | Flemington | 8822 | 4 | 11.2 | Residential | Behind the Meter | No | Net Metered Residential | Power Home Remodeling Group | None | JCP&L | Accepted | 2023-06-21 | 2023-06-29 | 2024-06-29 | Solar Panels | Longi | LR4-60HPB-350M |  | 0.35 | 11 | 237 | 28 |  | Fixed | Roof
NJADRE1554140548 | Administratively Determined Incentive Program | Flemington | 8822 | 4 | 11.2 | Residential | Behind the Meter | No | Net Metered Residential | Power Home Remodeling Group | None | JCP&L | Accepted | 2023-06-21 | 2023-06-29 | 2024-06-29 | Solar Panels | Longi | LR4-60HPB-350M |  | 0.35 | 12 | 238 | 28 |  | Fixed | Roof
NJADRE1554140548 | Administratively Determined Incentive Program | Flemington | 8822 | 4 | 11.2 | Residential | Behind the Meter | No | Net Metered Residential | Power Home Remodeling Group | None | JCP&L | Accepted | 2023-06-21 | 2023-06-29 | 2024-06-29 | Solar Panels | Longi | LR4-60HPB-350M |  | 0.35 | 2 | 147 | 40 |  | Fixed | Roof
NJADRE1554140548 | Administratively Determined Incentive Program | Flemington | 8822 | 4 | 11.2 | Residential | Behind the Meter | No | Net Metered Residential | Power Home Remodeling Group | None | JCP&L | Accepted | 2023-06-21 | 2023-06-29 | 2024-06-29 | Solar Panels | Longi | LR4-60HPB-350M |  | 0.35 | 4 | 237 | 15 |  | Fixed | Roof
NJADRE1554141019 | Administratively Determined Incentive Program | Clayton | 8312 | 15 | 9.88 | Residential | Behind the Meter | Yes | Net Metered Residential | Sunrun Installation Services, Inc. | None | AC Electric | Accepted | 2023-06-21 | 2023-06-29 | 2024-06-29 | Inverters | SolarEdge Technologies | SE7600H-USSN | 7600 |  | 1 |  |  | 0.96 |  | Outdoor | Next To Meter
NJADRE1554141019 | Administratively Determined Incentive Program | Clayton | 8312 | 15 | 9.88 | Residential | Behind the Meter | Yes | Net Metered Residential | Sunrun Installation Services, Inc. | None | AC Electric | Accepted | 2023-06-21 | 2023-06-29 | 2024-06-29 | Solar Panels | Trina Solar | TSM-395DE09C.07 |  | 0.395 | 10 | 72 | 22 |  | Fixed | Roof
NJADRE1554141019 | Administratively Determined Incentive Program | Clayton | 8312 | 15 | 9.88 | Residential | Behind the Meter | Yes | Net Metered Residential | Sunrun Installation Services, Inc. | None | AC Electric | Accepted | 2023-06-21 | 2023-06-29 | 2024-06-29 | Solar Panels | Trina Solar | TSM-395DE09C.07 |  | 0.395 | 15 | 252 | 23 |  | Fixed | Roof
NJADRE1554141037 | Administratively Determined Incentive Program | Newark | 7108 | 9 | 6.21 | Residential | Behind the Meter | Yes | Small Net-Metered Non-Residential located on Rooftop, Carport, Canopy and Floating Solar | Pro Custom Solar dba Momentum Solar | None | PSE&G | Accepted | 2023-06-22 | 2023-06-30 | 2024-06-30 | Solar Panels | HANWHA | Q. PEAK DUO BLK-G10+365 |  | 0.365 | 14 | 288 | 18 |  | Fixed | Roof
NJADRE1554141037 | Administratively Determined Incentive Program | Newark | 7108 | 9 | 6.21 | Residential | Behind the Meter | Yes | Small Net-Metered Non-Residential located on Rooftop, Carport, Canopy and Floating Solar | Pro Custom Solar dba Momentum Solar | None | PSE&G | Accepted | 2023-06-22 | 2023-06-30 | 2024-06-30 | Solar Panels | HANWHA | Q. PEAK DUO BLK-G10+365 |  | 0.365 | 3 | 108 | 36 |  | Fixed | Roof
NJADRE1554141037 | Administratively Determined Incentive Program | Newark | 7108 | 9 | 6.21 | Residential | Behind the Meter | Yes | Small Net-Metered Non-Residential located on Rooftop, Carport, Canopy and Floating Solar | Pro Custom Solar dba Momentum Solar | None | PSE&G | Accepted | 2023-06-22 | 2023-06-30 | 2024-06-30 | Inverters | ENPHASE | IQ8PLUS-72-2-US | 290 |  | 17 |  |  | 0.97 |  | Outdoor
NJADRE1554141051 | Administratively Determined Incentive Program | CHERRY HILL TWP | 8034 | 14 | 12.25 | Residential | Behind the Meter | Yes | Net Metered Residential | Sunrun Installation Services, Inc. | None | PSE&G | Accepted | 2023-06-21 | 2023-06-29 | 2024-06-29 | Inverters | SolarEdge Technologies | SE10000H-USSN | 10000 |  | 1 |  |  | 0.99 |  | Outdoor | Next To Meter
NJADRE1554141051 | Administratively Determined Incentive Program | CHERRY HILL TWP | 8034 | 14 | 12.25 | Residential | Behind the Meter | Yes | Net Metered Residential | Sunrun Installation Services, Inc. | None | PSE&G | Accepted | 2023-06-21 | 2023-06-29 | 2024-06-29 | Solar Panels | Trina Solar | TSM-395DE09C.07 |  | 0.395 | 11 | 193 | 27 |  | Fixed | Roof
NJADRE1554141051 | Administratively Determined Incentive Program | CHERRY HILL TWP | 8034 | 14 | 12.25 | Residential | Behind the Meter | Yes | Net Metered Residential | Sunrun Installation Services, Inc. | None | PSE&G | Accepted | 2023-06-21 | 2023-06-29 | 2024-06-29 | Solar Panels | Trina Solar | TSM-395DE09C.07 |  | 0.395 | 20 | 13 | 26 |  | Fixed | Roof
NJADRE1554141073 | Administratively Determined Incentive Program | Wyckoff | 7481 | 7 | 5.48 | Residential | Behind the Meter | Yes | Net Metered Residential | Pro Custom Solar dba Momentum Solar | None | Orange Rockland Electric | Accepted | 2023-06-21 | 2023-06-30 | 2024-06-30 | Solar Panels | hanwha | Â Q. PEAK DUO BLK-G10+365 |  | 0.365 | 8 | 124 | 43 |  | Fixed | Roof
NJADRE1554141073 | Administratively Determined Incentive Program | Wyckoff | 7481 | 7 | 5.48 | Residential | Behind the Meter | Yes | Net Metered Residential | Pro Custom Solar dba Momentum Solar | None | Orange Rockland Electric | Accepted | 2023-06-21 | 2023-06-30 | 2024-06-30 | Solar Panels | hanwha | Â Q. PEAK DUO BLK-G10+365 |  | 0.365 | 7 | 304 | 7 |  | Fixed | Roof
NJADRE1554141073 | Administratively Determined Incentive Program | Wyckoff | 7481 | 7 | 5.48 | Residential | Behind the Meter | Yes | Net Metered Residential | Pro Custom Solar dba Momentum Solar | None | Orange Rockland Electric | Accepted | 2023-06-21 | 2023-06-30 | 2024-06-30 | Inverters | enphase | IQ8PLUS-72-2-US | 300 |  | 15 |  |  | 0.97 |  | Outdoor
NJADRE1554141085 | Administratively Determined Incentive Program | West Windsor Twp | 8550 | 12 | 13.2 | Residential | Behind the Meter | No | Net Metered Residential | Tesla Energy Operations Inc | None | PSE&G | Accepted | 2023-06-21 | 2023-06-29 | 2024-06-29 | Inverters | Tesla | 5.7 kW Tesla Inc 1538000-45-A (240V) | 5700 |  | 2 |  |  | 0.975 |  | Outdoor
NJADRE1554141085 | Administratively Determined Incentive Program | West Windsor Twp | 8550 | 12 | 13.2 | Residential | Behind the Meter | No | Net Metered Residential | Tesla Energy Operations Inc | None | PSE&G | Accepted | 2023-06-21 | 2023-06-29 | 2024-06-29 | Meters | Tesla | 5.7 kW Tesla Inc 1538000-45-A (240V) |  |  | 2 |  |  |  | Yes | Outdoor
NJADRE1554141085 | Administratively Determined Incentive Program | West Windsor Twp | 8550 | 12 | 13.2 | Residential | Behind the Meter | No | Net Metered Residential | Tesla Energy Operations Inc | None | PSE&G | Accepted | 2023-06-21 | 2023-06-29 | 2024-06-29 | Solar Panels | Hanwha | Q.PEAK DUO BLK ML-G10+/TS 400 |  | 0.4 | 17 | 101 | 27 |  | Fixed | Roof
NJADRE1554141085 | Administratively Determined Incentive Program | West Windsor Twp | 8550 | 12 | 13.2 | Residential | Behind the Meter | No | Net Metered Residential | Tesla Energy Operations Inc | None | PSE&G | Accepted | 2023-06-21 | 2023-06-29 | 2024-06-29 | Solar Panels | Hanwha | Q.PEAK DUO BLK ML-G10+/TS 400 |  | 0.4 | 16 | 281 | 27 |  | Fixed | Roof
NJADRE1554141092 | Administratively Determined Incentive Program | Manville | 8835 | 5 | 3.9 | Residential | Behind the Meter | Yes | Net Metered Residential | Sunrun Installation Services, Inc. | None | PSE&G | Accepted | 2023-06-21 | 2023-06-29 | 2024-06-29 | Inverters | SolarEdge Technologies | SE3800H-USMN | 3800 |  | 1 |  |  | 0.96 |  | Outdoor | Next To Meter
NJADRE1554141092 | Administratively Determined Incentive Program | Manville | 8835 | 5 | 3.9 | Residential | Behind the Meter | Yes | Net Metered Residential | Sunrun Installation Services, Inc. | None | PSE&G | Accepted | 2023-06-21 | 2023-06-29 | 2024-06-29 | Solar Panels | Trina Solar | TSM-390DE09C.07 |  | 0.39 | 10 | 251 | 23 |  | Fixed | Roof
NJADRE1554141326 | Administratively Determined Incentive Program | Glassboro | 8028 | 15 | 7.2 | Residential | Behind the Meter | No | Net Metered Residential | Tesla Energy Operations Inc | None | AC Electric | Accepted | 2023-06-21 | 2023-06-30 | 2024-06-30 | Inverters | Tesla | 7.6 kW Tesla Inc 1538000-45-A (240V) | 7600 |  | 1 |  |  | 0.986 |  | Outdoor
NJADRE1554141326 | Administratively Determined Incentive Program | Glassboro | 8028 | 15 | 7.2 | Residential | Behind the Meter | No | Net Metered Residential | Tesla Energy Operations Inc | None | AC Electric | Accepted | 2023-06-21 | 2023-06-30 | 2024-06-30 | Meters | Tesla | 7.6 kW Tesla Inc 1538000-45-A (240V) |  |  | 1 |  |  |  | Yes | Outdoor
NJADRE1554141326 | Administratively Determined Incentive Program | Glassboro | 8028 | 15 | 7.2 | Residential | Behind the Meter | No | Net Metered Residential | Tesla Energy Operations Inc | None | AC Electric | Accepted | 2023-06-21 | 2023-06-30 | 2024-06-30 | Solar Panels | Hanwha | Q.PEAK DUO BLK ML-G10+/TS 400 |  | 0.4 | 18 | 97 | 24 |  | Fixed | Roof
NJADRE1554143337 | Administratively Determined Incentive Program | Williamstown | 8094 | 15 | 10 | Residential | Behind the Meter | Yes | Net Metered Residential | Suntuity Solar LLC | None | AC Electric | Accepted | 2023-06-22 | 2023-06-30 | 2024-06-30 | Inverters | ENPHASE | IQ8PLUS-72-2-US | 290 |  | 25 |  |  | 0.97 |  | Outdoor
NJADRE1554143337 | Administratively Determined Incentive Program | Williamstown | 8094 | 15 | 10 | Residential | Behind the Meter | Yes | Net Metered Residential | Suntuity Solar LLC | None | AC Electric | Accepted | 2023-06-22 | 2023-06-30 | 2024-06-30 | Solar Panels | HANWHA | Q.PEAK DUO BLK ML-G10+ 400 |  | 0.4 | 9 | 8 | 19 |  | Fixed | Roof
NJADRE1554143337 | Administratively Determined Incentive Program | Williamstown | 8094 | 15 | 10 | Residential | Behind the Meter | Yes | Net Metered Residential | Suntuity Solar LLC | None | AC Electric | Accepted | 2023-06-22 | 2023-06-30 | 2024-06-30 | Solar Panels | HANWHA | Q.PEAK DUO BLK ML-G10+ 400 |  | 0.4 | 6 | 188 | 19 |  | Fixed | Roof
NJADRE1554143337 | Administratively Determined Incentive Program | Williamstown | 8094 | 15 | 10 | Residential | Behind the Meter | Yes | Net Metered Residential | Suntuity Solar LLC | None | AC Electric | Accepted | 2023-06-22 | 2023-06-30 | 2024-06-30 | Solar Panels | HANWHA | Q.PEAK DUO BLK ML-G10+ 400 |  | 0.4 | 4 | 8 | 16 |  | Fixed | Roof
NJADRE1554143337 | Administratively Determined Incentive Program | Williamstown | 8094 | 15 | 10 | Residential | Behind the Meter | Yes | Net Metered Residential | Suntuity Solar LLC | None | AC Electric | Accepted | 2023-06-22 | 2023-06-30 | 2024-06-30 | Solar Panels | HANWHA | Q.PEAK DUO BLK ML-G10+ 400 |  | 0.4 | 6 | 188 | 8 |  | Fixed | Roof
NJADRE1554143403 | Administratively Determined Incentive Program | Newark City | 7108 | 9 | 4.46 | Residential | Behind the Meter | No | Net Metered Residential | EMT Renewables | None | PSE&G | Accepted | 2023-06-22 | 2023-06-30 | 2024-06-30 | Inverters | ENPHASE | IQ8+ | 290 |  | 11 |  |  | 0.98 |  | Other | UNDER EACH PANEL
NJADRE1554143403 | Administratively Determined Incentive Program | Newark City | 7108 | 9 | 4.46 | Residential | Behind the Meter | No | Net Metered Residential | EMT Renewables | None | PSE&G | Accepted | 2023-06-22 | 2023-06-30 | 2024-06-30 | Solar Panels | REC ALPHA | REC 405 |  | 0.405 | 4 | 108 | 17 |  | Fixed | Roof
NJADRE1554143403 | Administratively Determined Incentive Program | Newark City | 7108 | 9 | 4.46 | Residential | Behind the Meter | No | Net Metered Residential | EMT Renewables | None | PSE&G | Accepted | 2023-06-22 | 2023-06-30 | 2024-06-30 | Solar Panels | REC ALPHA | REC 405 |  | 0.405 | 4 | 288 | 16 |  | Fixed | Roof
NJADRE1554143403 | Administratively Determined Incentive Program | Newark City | 7108 | 9 | 4.46 | Residential | Behind the Meter | No | Net Metered Residential | EMT Renewables | None | PSE&G | Accepted | 2023-06-22 | 2023-06-30 | 2024-06-30 | Solar Panels | REC ALPHA | REC 405 |  | 0.405 | 3 | 198 | 4 |  | Fixed | Roof
NJADRE1554143405 | Administratively Determined Incentive Program | Salem | 8079 | 16 | 6.94 | Residential | Behind the Meter | Yes | Net Metered Residential | Pro Custom Solar dba Momentum Solar | None | AC Electric | Accepted | 2023-06-22 | 2023-06-30 | 2024-06-30 | Solar Panels | HANWHA | Â Q. PEAK DUO BLK-G10+365 |  | 0.365 | 9 | 110 | 38 |  | Fixed | Roof
NJADRE1554143405 | Administratively Determined Incentive Program | Salem | 8079 | 16 | 6.94 | Residential | Behind the Meter | Yes | Net Metered Residential | Pro Custom Solar dba Momentum Solar | None | AC Electric | Accepted | 2023-06-22 | 2023-06-30 | 2024-06-30 | Solar Panels | HANWHA | Â Q. PEAK DUO BLK-G10+365 |  | 0.365 | 5 | 18 | 35 |  | Fixed | Roof
NJADRE1554143405 | Administratively Determined Incentive Program | Salem | 8079 | 16 | 6.94 | Residential | Behind the Meter | Yes | Net Metered Residential | Pro Custom Solar dba Momentum Solar | None | AC Electric | Accepted | 2023-06-22 | 2023-06-30 | 2024-06-30 | Solar Panels | HANWHA | Â Q. PEAK DUO BLK-G10+365 |  | 0.365 | 5 | 288 | 38 |  | Fixed | Roof
NJADRE1554143405 | Administratively Determined Incentive Program | Salem | 8079 | 16 | 6.94 | Residential | Behind the Meter | Yes | Net Metered Residential | Pro Custom Solar dba Momentum Solar | None | AC Electric | Accepted | 2023-06-22 | 2023-06-30 | 2024-06-30 | Inverters | ENPHASE | IQ8PLUS-72-2-US | 290 |  | 19 |  |  | 0.97 |  | Outdoor
NJADRE1554143428 | Administratively Determined Incentive Program | Absecon, New Jersey | 8201 | 19 | 11.6 | Residential | Behind the Meter | Yes | Net Metered Residential | Suntuity Solar LLC | None | AC Electric | Accepted | 2023-06-22 | 2023-07-03 | 2024-07-03 | Inverters | (29)ENPHASE | IQ8PLUS-72-2-US | 290 |  | 29 |  |  | 0.97 |  | Outdoor | Behind the PV modules
NJADRE1554143428 | Administratively Determined Incentive Program | Absecon, New Jersey | 8201 | 19 | 11.6 | Residential | Behind the Meter | Yes | Net Metered Residential | Suntuity Solar LLC | None | AC Electric | Accepted | 2023-06-22 | 2023-07-03 | 2024-07-03 | Solar Panels | (29)HANWHA | Q.PEAK DUO BLK ML-G10+ 400 |  | 0.4 | 12 | 132 | 14 |  | Fixed | Roof
NJADRE1554143428 | Administratively Determined Incentive Program | Absecon, New Jersey | 8201 | 19 | 11.6 | Residential | Behind the Meter | Yes | Net Metered Residential | Suntuity Solar LLC | None | AC Electric | Accepted | 2023-06-22 | 2023-07-03 | 2024-07-03 | Solar Panels | (29)HANWHA | Q.PEAK DUO BLK ML-G10+ 400 |  | 0.4 | 17 | 312 | 14 |  | Fixed | Roof
NJADRE1554143435 | Administratively Determined Incentive Program | Northfield | 8225 | 19 | 10.22 | Residential | Behind the Meter | Yes | Net Metered Residential | Pro Custom Solar dba Momentum Solar | None | AC Electric | Accepted | 2023-06-22 | 2023-06-30 | 2024-06-30 | Solar Panels | hanwha | Â Q. PEAK DUO BLK-G10+365 |  | 0.365 | 22 | 117 | 25 |  | Fixed | Roof
NJADRE1554143435 | Administratively Determined Incentive Program | Northfield | 8225 | 19 | 10.22 | Residential | Behind the Meter | Yes | Net Metered Residential | Pro Custom Solar dba Momentum Solar | None | AC Electric | Accepted | 2023-06-22 | 2023-06-30 | 2024-06-30 | Solar Panels | hanwha | Â Q. PEAK DUO BLK-G10+365 |  | 0.365 | 6 | 297 | 25 |  | Fixed | Roof
NJADRE1554143435 | Administratively Determined Incentive Program | Northfield | 8225 | 19 | 10.22 | Residential | Behind the Meter | Yes | Net Metered Residential | Pro Custom Solar dba Momentum Solar | None | AC Electric | Accepted | 2023-06-22 | 2023-06-30 | 2024-06-30 | Inverters | enphase | IQ8PLUS-72-2-US | 290 |  | 28 |  |  | 0.97 |  | Outdoor
NJADRE1554143439 | Administratively Determined Incentive Program | Bridgewater | 8808 | 2 | 9.2 | Residential | Behind the Meter | No | Net Metered Residential | Seabright Solar | None | PSE&G | Accepted | 2023-06-22 | 2023-06-30 | 2024-06-30 | Solar Panels | Sunpower | SPR- U-400 |  | 0.4 | 15 | 112 | 30 |  | Fixed | Roof
NJADRE1554143439 | Administratively Determined Incentive Program | Bridgewater | 8808 | 2 | 9.2 | Residential | Behind the Meter | No | Net Metered Residential | Seabright Solar | None | PSE&G | Accepted | 2023-06-22 | 2023-06-30 | 2024-06-30 | Solar Panels | Sunpower | SPR- U-400 |  | 0.4 | 8 | 292 | 30 |  | Fixed | Roof
NJADRE1554143439 | Administratively Determined Incentive Program | Bridgewater | 8808 | 2 | 9.2 | Residential | Behind the Meter | No | Net Metered Residential | Seabright Solar | None | PSE&G | Accepted | 2023-06-22 | 2023-06-30 | 2024-06-30 | Inverters | Enphase | SPR (IQ 7HS) | 384 |  | 23 |  |  | 0.99 |  | Outside | Roof
NJADRE1554143439 | Administratively Determined Incentive Program | Bridgewater | 8808 | 2 | 9.2 | Residential | Behind the Meter | No | Net Metered Residential | Seabright Solar | None | PSE&G | Accepted | 2023-06-22 | 2023-06-30 | 2024-06-30 | Meters | Sunpower | PVS 6 |  |  | 1 |  |  |  | Yes | Outdoor
NJADRE1554143650 | Administratively Determined Incentive Program | Trenton | 8618 | 12 | 6.57 | Residential | Behind the Meter | Yes | Net Metered Residential | Pro Custom Solar dba Momentum Solar | None | PSE&G | Accepted | 2023-06-22 | 2023-06-30 | 2024-06-30 | Inverters | Enphase | IQ8PLUS-72-2-US | 290 |  | 18 |  |  | 0.97 |  | Outdoor
NJADRE1554143650 | Administratively Determined Incentive Program | Trenton | 8618 | 12 | 6.57 | Residential | Behind the Meter | Yes | Net Metered Residential | Pro Custom Solar dba Momentum Solar | None | PSE&G | Accepted | 2023-06-22 | 2023-06-30 | 2024-06-30 | Solar Panels | Hanwha | q.peak duo blk-g10+365 |  | 0.365 | 14 | 294 | 8 |  | Fixed | Roof
NJADRE1554143650 | Administratively Determined Incentive Program | Trenton | 8618 | 12 | 6.57 | Residential | Behind the Meter | Yes | Net Metered Residential | Pro Custom Solar dba Momentum Solar | None | PSE&G | Accepted | 2023-06-22 | 2023-06-30 | 2024-06-30 | Solar Panels | Hanwha | q.peak duo blk-g10+365 |  | 0.365 | 4 | 204 | 34 |  | Fixed | Roof
NJADRE1554143658 | Administratively Determined Incentive Program | Paterson | 7522 | 6 | 1.46 | Residential | Behind the Meter | Yes | Net Metered Residential | Pro Custom Solar dba Momentum Solar | None | PSE&G | Accepted | 2023-06-22 | 2023-06-30 | 2024-06-30 | Solar Panels | HANWHA | Â Q. PEAK DUO BLK-G10+365 |  | 0.365 | 4 | 229 | 8 |  | Fixed | Roof
NJADRE1554143658 | Administratively Determined Incentive Program | Paterson | 7522 | 6 | 1.46 | Residential | Behind the Meter | Yes | Net Metered Residential | Pro Custom Solar dba Momentum Solar | None | PSE&G | Accepted | 2023-06-22 | 2023-06-30 | 2024-06-30 | Inverters | ENPHASE | IQ8PLUS-72-2-US | 290 |  | 4 |  |  | 0.97 |  | Outdoor
NJADRE1554143668 | Administratively Determined Incentive Program | CHERRY HILL TWP | 8034 | 14 | 11.46 | Residential | Behind the Meter | Yes | Net Metered Residential | SunnyMac LLC | None | PSE&G | Accepted | 2023-06-22 | 2023-06-30 | 2024-06-30 | Solar Panels | CANADIAN SOLAR | CS3U-395MS |  | 0.395 | 3 | 204 | 24 |  | Fixed | Roof
NJADRE1554143668 | Administratively Determined Incentive Program | CHERRY HILL TWP | 8034 | 14 | 11.46 | Residential | Behind the Meter | Yes | Net Metered Residential | SunnyMac LLC | None | PSE&G | Accepted | 2023-06-22 | 2023-06-30 | 2024-06-30 | Solar Panels | CANADIAN SOLAR | CS3U-395MS |  | 0.395 | 7 | 114 | 24 |  | Fixed | Roof
NJADRE1554143668 | Administratively Determined Incentive Program | CHERRY HILL TWP | 8034 | 14 | 11.46 | Residential | Behind the Meter | Yes | Net Metered Residential | SunnyMac LLC | None | PSE&G | Accepted | 2023-06-22 | 2023-06-30 | 2024-06-30 | Solar Panels | CANADIAN SOLAR | CS3U-395MS |  | 0.395 | 3 | 24 | 24 |  | Fixed | Roof
NJADRE1554143668 | Administratively Determined Incentive Program | CHERRY HILL TWP | 8034 | 14 | 11.46 | Residential | Behind the Meter | Yes | Net Metered Residential | SunnyMac LLC | None | PSE&G | Accepted | 2023-06-22 | 2023-06-30 | 2024-06-30 | Solar Panels | CANADIAN SOLAR | CS3U-395MS |  | 0.395 | 8 | 24 | 22 |  | Fixed | Roof
NJADRE1554143668 | Administratively Determined Incentive Program | CHERRY HILL TWP | 8034 | 14 | 11.46 | Residential | Behind the Meter | Yes | Net Metered Residential | SunnyMac LLC | None | PSE&G | Accepted | 2023-06-22 | 2023-06-30 | 2024-06-30 | Solar Panels | CANADIAN SOLAR | CS3U-395MS |  | 0.395 | 8 | 204 | 22 |  | Fixed | Roof
NJADRE1554143668 | Administratively Determined Incentive Program | CHERRY HILL TWP | 8034 | 14 | 11.46 | Residential | Behind the Meter | Yes | Net Metered Residential | SunnyMac LLC | None | PSE&G | Accepted | 2023-06-22 | 2023-06-30 | 2024-06-30 | Inverters | SolarEdge | SE10000H-US | 10000 |  | 1 |  |  | 0.99 |  | Outdoor | NEXT TO METER
NJADRE1554143693 | Administratively Determined Incentive Program | PATERSON | 7522 | 6 | 3.29 | Residential | Behind the Meter | Yes | Net Metered Residential | Pro Custom Solar dba Momentum Solar | None | PSE&G | Accepted | 2023-06-22 | 2023-06-30 | 2024-06-30 | Solar Panels | hanwha | Â Q. PEAK DUO BLK-G10+365 |  | 0.365 | 9 | 229 | 16 |  | Fixed | Roof
NJADRE1554143693 | Administratively Determined Incentive Program | PATERSON | 7522 | 6 | 3.29 | Residential | Behind the Meter | Yes | Net Metered Residential | Pro Custom Solar dba Momentum Solar | None | PSE&G | Accepted | 2023-06-22 | 2023-06-30 | 2024-06-30 | Inverters | enphase | IQ8PLUS-72-2-US | 290 |  | 9 |  |  | 0.97 |  | Outdoor
NJADRE1554143713 | Administratively Determined Incentive Program | GLASSBORO | 8028 | 15 | 6.72 | Residential | Behind the Meter | Yes | Net Metered Residential | Sunrun Installation Services, Inc. | None | AC Electric | Accepted | 2023-06-22 | 2023-06-30 | 2024-06-30 | Inverters | SolarEdge Technologies | SE6000H-USSN | 6000 |  | 1 |  |  | 0.99 |  | Outdoor | Next To Meter
NJADRE1554143713 | Administratively Determined Incentive Program | GLASSBORO | 8028 | 15 | 6.72 | Residential | Behind the Meter | Yes | Net Metered Residential | Sunrun Installation Services, Inc. | None | AC Electric | Accepted | 2023-06-22 | 2023-06-30 | 2024-06-30 | Solar Panels | Trina Solar | TSM-395DE09C.07 |  | 0.395 | 17 | 160 | 26 |  | Fixed | Roof
NJADRE1554145036 | Administratively Determined Incentive Program | Roselle | 7203 | 10 | 12.15 | Residential | Behind the Meter | Yes | Net Metered Residential | Trinity Solar | None | PSE&G | Accepted | 2023-06-22 | 2023-06-30 | 2024-06-30 | Inverters | Solar Edge | SE10000H-US000BEi4 | 10 |  | 1 |  |  | 0.97 |  | Outdoor
NJADRE1554145036 | Administratively Determined Incentive Program | Roselle | 7203 | 10 | 12.15 | Residential | Behind the Meter | Yes | Net Metered Residential | Trinity Solar | None | PSE&G | Accepted | 2023-06-22 | 2023-06-30 | 2024-06-30 | Solar Panels | Hanwha | Q.PEAK DUO BLK ML-G10+ 405 |  | 0.405 | 16 | 170 | 27 |  | Fixed | Roof
NJADRE1554145036 | Administratively Determined Incentive Program | Roselle | 7203 | 10 | 12.15 | Residential | Behind the Meter | Yes | Net Metered Residential | Trinity Solar | None | PSE&G | Accepted | 2023-06-22 | 2023-06-30 | 2024-06-30 | Solar Panels | Hanwha | Q.PEAK DUO BLK ML-G10+ 405 |  | 0.405 | 14 | 350 | 27 |  | Fixed | Roof
NJADRE1554145056 | Administratively Determined Incentive Program | Fort Lee | 7024 | 7 | 9.13 | Residential | Behind the Meter | Yes | Net Metered Residential | Pro Custom Solar dba Momentum Solar | None | PSE&G | Accepted | 2023-06-22 | 2023-06-30 | 2024-06-30 | Solar Panels | HANWHA | Â Q. PEAK DUO BLK-G10+365 |  | 0.365 | 11 | 195 | 19 |  | Fixed | Roof
NJADRE1554145056 | Administratively Determined Incentive Program | Fort Lee | 7024 | 7 | 9.13 | Residential | Behind the Meter | Yes | Net Metered Residential | Pro Custom Solar dba Momentum Solar | None | PSE&G | Accepted | 2023-06-22 | 2023-06-30 | 2024-06-30 | Solar Panels | HANWHA | Â Q. PEAK DUO BLK-G10+365 |  | 0.365 | 5 | 105 | 19 |  | Fixed | Roof
NJADRE1554145056 | Administratively Determined Incentive Program | Fort Lee | 7024 | 7 | 9.13 | Residential | Behind the Meter | Yes | Net Metered Residential | Pro Custom Solar dba Momentum Solar | None | PSE&G | Accepted | 2023-06-22 | 2023-06-30 | 2024-06-30 | Solar Panels | HANWHA | Â Q. PEAK DUO BLK-G10+365 |  | 0.365 | 9 | 15 | 19 |  | Fixed | Roof
NJADRE1554145056 | Administratively Determined Incentive Program | Fort Lee | 7024 | 7 | 9.13 | Residential | Behind the Meter | Yes | Net Metered Residential | Pro Custom Solar dba Momentum Solar | None | PSE&G | Accepted | 2023-06-22 | 2023-06-30 | 2024-06-30 | Inverters | ENPHASE | IQ8PLUS-72-2-US | 290 |  | 25 |  |  | 0.97 |  | Outdoor
NJADRE1554145089 | Administratively Determined Incentive Program | EMERSON BORO | 7630 | 7 | 7.11 | Residential | Behind the Meter | Yes | Net Metered Residential | Sunrun Installation Services, Inc. | None | PSE&G | Accepted | 2023-06-22 | 2023-06-30 | 2024-06-30 | Inverters | SolarEdge Technologies | SE6000H-USSN | 6000 |  | 1 |  |  | 0.99 |  | Outdoor | Next To Meter
NJADRE1554145089 | Administratively Determined Incentive Program | EMERSON BORO | 7630 | 7 | 7.11 | Residential | Behind the Meter | Yes | Net Metered Residential | Sunrun Installation Services, Inc. | None | PSE&G | Accepted | 2023-06-22 | 2023-06-30 | 2024-06-30 | Solar Panels | Trina Solar | TSM-395DE09C.07 |  | 0.395 | 3 | 285 | 23 |  | Fixed | Roof
NJADRE1554145089 | Administratively Determined Incentive Program | EMERSON BORO | 7630 | 7 | 7.11 | Residential | Behind the Meter | Yes | Net Metered Residential | Sunrun Installation Services, Inc. | None | PSE&G | Accepted | 2023-06-22 | 2023-06-30 | 2024-06-30 | Solar Panels | Trina Solar | TSM-395DE09C.07 |  | 0.395 | 8 | 105 | 24 |  | Fixed | Roof
NJADRE1554145089 | Administratively Determined Incentive Program | EMERSON BORO | 7630 | 7 | 7.11 | Residential | Behind the Meter | Yes | Net Metered Residential | Sunrun Installation Services, Inc. | None | PSE&G | Accepted | 2023-06-22 | 2023-06-30 | 2024-06-30 | Solar Panels | Trina Solar | TSM-395DE09C.07 |  | 0.395 | 7 | 195 | 23 |  | Fixed | Roof
NJADRE1554145094 | Administratively Determined Incentive Program | Howell | 7731 | 17 | 8.47 | Residential | Behind the Meter | No | Net Metered Residential | Powur, PBC | None | JCP&L | Accepted | 2023-06-22 | 2023-06-30 | 2024-06-30 | Solar Panels | Jinko | JKM385M-72HBL-V (385W) |  | 0.385 | 10 | 177 | 20 |  | Fixed | Roof
NJADRE1554145094 | Administratively Determined Incentive Program | Howell | 7731 | 17 | 8.47 | Residential | Behind the Meter | No | Net Metered Residential | Powur, PBC | None | JCP&L | Accepted | 2023-06-22 | 2023-06-30 | 2024-06-30 | Solar Panels | Jinko Solar | JKM385M-72HBL-V (385W) |  | 0.385 | 11 | 357 | 44 |  | Fixed | Roof
NJADRE1554145094 | Administratively Determined Incentive Program | Howell | 7731 | 17 | 8.47 | Residential | Behind the Meter | No | Net Metered Residential | Powur, PBC | None | JCP&L | Accepted | 2023-06-22 | 2023-06-30 | 2024-06-30 | Solar Panels | Jinko | JKM385M-72HBL-V (385W) |  | 0.385 | 1 | 267 | 43 |  | Fixed | Roof
NJADRE1554145094 | Administratively Determined Incentive Program | Howell | 7731 | 17 | 8.47 | Residential | Behind the Meter | No | Net Metered Residential | Powur, PBC | None | JCP&L | Accepted | 2023-06-22 | 2023-06-30 | 2024-06-30 | Inverters | Enphase | IQ8PLUS-72-2-US | 290 |  | 22 |  |  | 0.99 |  | Outside
NJADRE1554145094 | Administratively Determined Incentive Program | Howell | 7731 | 17 | 8.47 | Residential | Behind the Meter | No | Net Metered Residential | Powur, PBC | None | JCP&L | Accepted | 2023-06-22 | 2023-06-30 | 2024-06-30 | Meters | "Enphase Integrated Production Meter Single-Phase (L-L) | X2-IQ-AM1-240-4 |  |  | 1 |  |  |  | Yes | Outdoor
NJADRE1554145133 | Administratively Determined Incentive Program | Newark | 7104 | 9 | 6.57 | Residential | Behind the Meter | Yes | Net Metered Residential | Pro Custom Solar dba Momentum Solar | None | PSE&G | Accepted | 2023-06-22 | 2023-06-30 | 2024-06-30 | Solar Panels | hanwha | Q. PEAK DUO BLK-G10+365 |  | 0.365 | 3 | 21 | 21 |  | Fixed | Roof
NJADRE1554145133 | Administratively Determined Incentive Program | Newark | 7104 | 9 | 6.57 | Residential | Behind the Meter | Yes | Net Metered Residential | Pro Custom Solar dba Momentum Solar | None | PSE&G | Accepted | 2023-06-22 | 2023-06-30 | 2024-06-30 | Solar Panels | hanwha | Q. PEAK DUO BLK-G10+365 |  | 0.365 | 3 | 201 | 21 |  | Fixed | Roof
NJADRE1554145133 | Administratively Determined Incentive Program | Newark | 7104 | 9 | 6.57 | Residential | Behind the Meter | Yes | Net Metered Residential | Pro Custom Solar dba Momentum Solar | None | PSE&G | Accepted | 2023-06-22 | 2023-06-30 | 2024-06-30 | Solar Panels | hanwha | Q. PEAK DUO BLK-G10+365 |  | 0.365 | 12 | 291 | 37 |  | Fixed | Roof
NJADRE1554145133 | Administratively Determined Incentive Program | Newark | 7104 | 9 | 6.57 | Residential | Behind the Meter | Yes | Net Metered Residential | Pro Custom Solar dba Momentum Solar | None | PSE&G | Accepted | 2023-06-22 | 2023-06-30 | 2024-06-30 | Inverters | enphase | IQ8PLUS-72-2-US | 290 |  | 18 |  |  | 0.97 |  | Outdoor
NJADRE1554145353 | Administratively Determined Incentive Program | Oceanport | 7757 | 17 | 8.8 | Residential | Behind the Meter | No | Net Metered Residential | Tesla Energy Operations Inc | None | JCP&L | Accepted | 2023-06-22 | 2023-06-30 | 2024-06-30 | Solar Panels | Hanwha | Q.PEAK DUO BLK ML-G10+/TS 400 |  | 0.4 | 8 | 190 | 27 |  | Fixed | Roof
NJADRE1554145353 | Administratively Determined Incentive Program | Oceanport | 7757 | 17 | 8.8 | Residential | Behind the Meter | No | Net Metered Residential | Tesla Energy Operations Inc | None | JCP&L | Accepted | 2023-06-22 | 2023-06-30 | 2024-06-30 | Solar Panels | Hanwha | Q.PEAK DUO BLK ML-G10+/TS 400 |  | 0.4 | 14 | 190 | 28 |  | Fixed | Roof
NJADRE1554145353 | Administratively Determined Incentive Program | Oceanport | 7757 | 17 | 8.8 | Residential | Behind the Meter | No | Net Metered Residential | Tesla Energy Operations Inc | None | JCP&L | Accepted | 2023-06-22 | 2023-06-30 | 2024-06-30 | Electric Storage Battery | Tesla | AC Powerwall 2.0 |  |  | 2 |  |  |  | Lithium Ion |  | Inside
NJADRE1554145353 | Administratively Determined Incentive Program | Oceanport | 7757 | 17 | 8.8 | Residential | Behind the Meter | No | Net Metered Residential | Tesla Energy Operations Inc | None | JCP&L | Accepted | 2023-06-22 | 2023-06-30 | 2024-06-30 | Inverters | Tesla | 1538000-25-F | 7680 |  | 1 |  |  | 0.98 |  | Indoor
NJADRE1554145353 | Administratively Determined Incentive Program | Oceanport | 7757 | 17 | 8.8 | Residential | Behind the Meter | No | Net Metered Residential | Tesla Energy Operations Inc | None | JCP&L | Accepted | 2023-06-22 | 2023-06-30 | 2024-06-30 | Inverters | Tesla | 1850000-00-D | 7680 |  | 1 |  |  | 0.98 |  | Indoor
NJADRE1554145460 | Administratively Determined Incentive Program | Hamilton Twp | 8610 | 12 | 7.51 | Residential | Behind the Meter | Yes | Net Metered Residential | Sunrun Installation Services, Inc. | None | PSE&G | Accepted | 2023-06-22 | 2023-06-30 | 2024-06-30 | Inverters | SolarEdge Technologies | SE6000H-USSN | 6000 |  | 1 |  |  | 0.99 |  | Outdoor | Next to the meter
NJADRE1554145460 | Administratively Determined Incentive Program | Hamilton Twp | 8610 | 12 | 7.51 | Residential | Behind the Meter | Yes | Net Metered Residential | Sunrun Installation Services, Inc. | None | PSE&G | Accepted | 2023-06-22 | 2023-06-30 | 2024-06-30 | Solar Panels | Trina Solar | TSM-395DE09C.07 |  | 0.395 | 7 | 299 | 27 |  | Fixed | Roof
NJADRE1554145460 | Administratively Determined Incentive Program | Hamilton Twp | 8610 | 12 | 7.51 | Residential | Behind the Meter | Yes | Net Metered Residential | Sunrun Installation Services, Inc. | None | PSE&G | Accepted | 2023-06-22 | 2023-06-30 | 2024-06-30 | Solar Panels | Trina Solar | TSM-395DE09C.07 |  | 0.395 | 9 | 115 | 27 |  | Fixed | Roof
NJADRE1554145460 | Administratively Determined Incentive Program | Hamilton Twp | 8610 | 12 | 7.51 | Residential | Behind the Meter | Yes | Net Metered Residential | Sunrun Installation Services, Inc. | None | PSE&G | Accepted | 2023-06-22 | 2023-06-30 | 2024-06-30 | Solar Panels | Trina Solar | TSM-395DE09C.07 |  | 0.395 | 3 | 119 | 27 |  | Fixed | Roof
NJADRE1554145530 | Administratively Determined Incentive Program | BARGAINTOWN | 8234 | 19 | 13.51 | Residential | Behind the Meter | Yes | Net Metered Residential | SunPower Corporation, Systems | None | AC Electric | Accepted | 2023-06-22 | 2023-06-30 | 2024-06-30 | Solar Panels | HANWHA Q CELLS | Q.PEAK DUO BLK-G10+ 365 |  | 0.365 | 11 | 200 | 34 |  | Fixed | Roof
NJADRE1554145530 | Administratively Determined Incentive Program | BARGAINTOWN | 8234 | 19 | 13.51 | Residential | Behind the Meter | Yes | Net Metered Residential | SunPower Corporation, Systems | None | AC Electric | Accepted | 2023-06-22 | 2023-06-30 | 2024-06-30 | Solar Panels | HANWHA Q CELLS | Q.PEAK DUO BLK-G10+ 365 |  | 0.365 | 15 | 20 | 34 |  | Fixed | Roof
NJADRE1554145530 | Administratively Determined Incentive Program | BARGAINTOWN | 8234 | 19 | 13.51 | Residential | Behind the Meter | Yes | Net Metered Residential | SunPower Corporation, Systems | None | AC Electric | Accepted | 2023-06-22 | 2023-06-30 | 2024-06-30 | Solar Panels | HANWHA Q CELLS | Q.PEAK DUO BLK-G10+ 365 |  | 0.365 | 3 | 110 | 45 |  | Fixed | Roof
NJADRE1554145530 | Administratively Determined Incentive Program | BARGAINTOWN | 8234 | 19 | 13.51 | Residential | Behind the Meter | Yes | Net Metered Residential | SunPower Corporation, Systems | None | AC Electric | Accepted | 2023-06-22 | 2023-06-30 | 2024-06-30 | Solar Panels | HANWHA Q CELLS | Q.PEAK DUO BLK-G10+ 365 |  | 0.365 | 8 | 20 | 26 |  | Fixed | Roof
NJADRE1554145530 | Administratively Determined Incentive Program | BARGAINTOWN | 8234 | 19 | 13.51 | Residential | Behind the Meter | Yes | Net Metered Residential | SunPower Corporation, Systems | None | AC Electric | Accepted | 2023-06-22 | 2023-06-30 | 2024-06-30 | Inverters | Enphase | IQ7HS-66-M-US | 384 |  | 37 |  |  | 0.97 |  | Other | Under Each Panel
NJADRE1554145750 | Administratively Determined Incentive Program | Jersey City | 7307 | 8 | 4.35 | Residential | Behind the Meter | Yes | Net Metered Residential | Sunrun Installation Services, Inc. | None | PSE&G | Accepted | 2023-06-22 | 2023-06-30 | 2024-06-30 | Inverters | SolarEdge Technologies | SE3800H-USMN | 3800 |  | 1 |  |  | 0.99 |  | Outdoor | Next To Meter
NJADRE1554145750 | Administratively Determined Incentive Program | Jersey City | 7307 | 8 | 4.35 | Residential | Behind the Meter | Yes | Net Metered Residential | Sunrun Installation Services, Inc. | None | PSE&G | Accepted | 2023-06-22 | 2023-06-30 | 2024-06-30 | Solar Panels | Trina Solar | TSM-395DE09C.07 |  | 0.395 | 5 | 28 | 5 |  | Fixed | Roof
NJADRE1554145750 | Administratively Determined Incentive Program | Jersey City | 7307 | 8 | 4.35 | Residential | Behind the Meter | Yes | Net Metered Residential | Sunrun Installation Services, Inc. | None | PSE&G | Accepted | 2023-06-22 | 2023-06-30 | 2024-06-30 | Solar Panels | Trina Solar | TSM-395DE09C.07 |  | 0.395 | 6 | 298 | 10 |  | Fixed | Roof
NJADRE1554146207 | Administratively Determined Incentive Program | Jersey City | 7305 | 8 | 5.14 | Residential | Behind the Meter | Yes | Net Metered Residential | Sunrun Installation Services, Inc. | None | PSE&G | Accepted | 2023-06-22 | 2023-06-30 | 2024-06-30 | Inverters | SolarEdge Technologies | SE3800H-USMN | 3800 |  | 1 |  |  | 0.96 |  | Outdoor | Next To Meter
NJADRE1554146207 | Administratively Determined Incentive Program | Jersey City | 7305 | 8 | 5.14 | Residential | Behind the Meter | Yes | Net Metered Residential | Sunrun Installation Services, Inc. | None | PSE&G | Accepted | 2023-06-22 | 2023-06-30 | 2024-06-30 | Solar Panels | Trina Solar | TSM-395DE09C.07 |  | 0.395 | 13 | 240 | 2 |  | Fixed | Roof
NJADRE1554146241 | Administratively Determined Incentive Program | Camden | 8102 | 14 | 6.21 | Residential | Behind the Meter | Yes | Net Metered Residential | Pro Custom Solar dba Momentum Solar | None | PSE&G | Accepted | 2023-06-22 | 2023-07-03 | 2024-07-03 | Inverters | Enphase | IQ8PLUS-72-2-US | 290 |  | 17 |  |  | 0.97 |  | Outdoor
NJADRE1554146241 | Administratively Determined Incentive Program | Camden | 8102 | 14 | 6.21 | Residential | Behind the Meter | Yes | Net Metered Residential | Pro Custom Solar dba Momentum Solar | None | PSE&G | Accepted | 2023-06-22 | 2023-07-03 | 2024-07-03 | Solar Panels | Hanwha | q.peak duo blk-g10+365 |  | 0.365 | 2 | 283 | 8 |  | Fixed | Roof
NJADRE1554146241 | Administratively Determined Incentive Program | Camden | 8102 | 14 | 6.21 | Residential | Behind the Meter | Yes | Net Metered Residential | Pro Custom Solar dba Momentum Solar | None | PSE&G | Accepted | 2023-06-22 | 2023-07-03 | 2024-07-03 | Solar Panels | Hanwha | q.peak duo blk-g10+365 |  | 0.365 | 15 | 193 | 6 |  | Fixed | Roof
NJADRE1554146298 | Administratively Determined Incentive Program | North Brunswick Twp | 8902 | 11 | 7.9 | Residential | Behind the Meter | Yes | Net Metered Residential | Sunrun Installation Services, Inc. | None | PSE&G | Accepted | 2023-06-22 | 2023-06-30 | 2024-06-30 | Inverters | SolarEdge Technologies | SE6000H-USSN | 6000 |  | 1 |  |  | 0.99 |  | Outdoor | Next to the meter
NJADRE1554146298 | Administratively Determined Incentive Program | North Brunswick Twp | 8902 | 11 | 7.9 | Residential | Behind the Meter | Yes | Net Metered Residential | Sunrun Installation Services, Inc. | None | PSE&G | Accepted | 2023-06-22 | 2023-06-30 | 2024-06-30 | Solar Panels | Trina Solar | TSM-395DE09C.07 |  | 0.395 | 3 | 129 | 19 |  | Fixed | Roof
NJADRE1554146298 | Administratively Determined Incentive Program | North Brunswick Twp | 8902 | 11 | 7.9 | Residential | Behind the Meter | Yes | Net Metered Residential | Sunrun Installation Services, Inc. | None | PSE&G | Accepted | 2023-06-22 | 2023-06-30 | 2024-06-30 | Solar Panels | Trina Solar | TSM-395DE09C.07 |  | 0.395 | 8 | 39 | 17 |  | Fixed | Roof
NJADRE1554146298 | Administratively Determined Incentive Program | North Brunswick Twp | 8902 | 11 | 7.9 | Residential | Behind the Meter | Yes | Net Metered Residential | Sunrun Installation Services, Inc. | None | PSE&G | Accepted | 2023-06-22 | 2023-06-30 | 2024-06-30 | Solar Panels | Trina Solar | TSM-395DE09C.07 |  | 0.395 | 9 | 218 | 20 |  | Fixed | Roof
NJADRE1554146323 | Administratively Determined Incentive Program | Atco | 8004 | 14 | 5.84 | Residential | Behind the Meter | Yes | Net Metered Residential | Pro Custom Solar dba Momentum Solar | None | AC Electric | Accepted | 2023-06-22 | 2023-06-30 | 2024-06-30 | Solar Panels | hanwha | Â Q. PEAK DUO BLK-G10+365 |  | 0.365 | 8 | 191 | 25 |  | Fixed | Roof
NJADRE1554146323 | Administratively Determined Incentive Program | Atco | 8004 | 14 | 5.84 | Residential | Behind the Meter | Yes | Net Metered Residential | Pro Custom Solar dba Momentum Solar | None | AC Electric | Accepted | 2023-06-22 | 2023-06-30 | 2024-06-30 | Solar Panels | hanwha | Â Q. PEAK DUO BLK-G10+365 |  | 0.365 | 8 | 11 | 26 |  | Fixed | Roof
NJADRE1554146323 | Administratively Determined Incentive Program | Atco | 8004 | 14 | 5.84 | Residential | Behind the Meter | Yes | Net Metered Residential | Pro Custom Solar dba Momentum Solar | None | AC Electric | Accepted | 2023-06-22 | 2023-06-30 | 2024-06-30 | Inverters | enphase | IQ8PLUS-72-2-US | 290 |  | 16 |  |  | 0.97 |  | Outdoor
NJADRE1554146347 | Administratively Determined Incentive Program | Upper Saddle River | 7458 | 7 | 3.95 | Residential | Behind the Meter | Yes | Net Metered Residential | Sunrun Installation Services, Inc. | None | Orange Rockland Electric | Accepted | 2023-06-22 | 2023-07-03 | 2024-07-03 | Inverters | SolarEdge Technologies | SE3800H-USMN | 3800 |  | 1 |  |  | 0.99 |  | Outdoor | Next To Meter
NJADRE1554146347 | Administratively Determined Incentive Program | Upper Saddle River | 7458 | 7 | 3.95 | Residential | Behind the Meter | Yes | Net Metered Residential | Sunrun Installation Services, Inc. | None | Orange Rockland Electric | Accepted | 2023-06-22 | 2023-07-03 | 2024-07-03 | Solar Panels | Trina Solar | TSM-395DE09C.07 |  | 0.395 | 3 | 300 | 29 |  | Fixed | Roof
NJADRE1554146347 | Administratively Determined Incentive Program | Upper Saddle River | 7458 | 7 | 3.95 | Residential | Behind the Meter | Yes | Net Metered Residential | Sunrun Installation Services, Inc. | None | Orange Rockland Electric | Accepted | 2023-06-22 | 2023-07-03 | 2024-07-03 | Solar Panels | Trina Solar | TSM-395DE09C.07 |  | 0.395 | 7 | 31 | 25 |  | Fixed | Roof
NJADRE1554146454 | Administratively Determined Incentive Program | Millville | 8332 | 20 | 7.11 | Residential | Behind the Meter | Yes | Net Metered Residential | Sunrun Installation Services, Inc. | None | AC Electric | Accepted | 2023-06-22 | 2023-06-30 | 2024-06-30 | Inverters | SolarEdge Technologies | SE6000H-USSN | 6000 |  | 1 |  |  | 0.96 |  | Outdoor | Next To Meter
NJADRE1554146454 | Administratively Determined Incentive Program | Millville | 8332 | 20 | 7.11 | Residential | Behind the Meter | Yes | Net Metered Residential | Sunrun Installation Services, Inc. | None | AC Electric | Accepted | 2023-06-22 | 2023-06-30 | 2024-06-30 | Solar Panels | Trina Solar | TSM-395DE09C.07 |  | 0.395 | 6 | 91 | 10 |  | Fixed | Roof
NJADRE1554146454 | Administratively Determined Incentive Program | Millville | 8332 | 20 | 7.11 | Residential | Behind the Meter | Yes | Net Metered Residential | Sunrun Installation Services, Inc. | None | AC Electric | Accepted | 2023-06-22 | 2023-06-30 | 2024-06-30 | Solar Panels | Trina Solar | TSM-395DE09C.07 |  | 0.395 | 5 | 1 | 42 |  | Fixed | Roof
NJADRE1554146454 | Administratively Determined Incentive Program | Millville | 8332 | 20 | 7.11 | Residential | Behind the Meter | Yes | Net Metered Residential | Sunrun Installation Services, Inc. | None | AC Electric | Accepted | 2023-06-22 | 2023-06-30 | 2024-06-30 | Solar Panels | Trina Solar | TSM-395DE09C.07 |  | 0.395 | 7 | 181 | 42 |  | Fixed | Roof
NJADRE1554150283 | Administratively Determined Incentive Program | Paterson | 7514 | 6 | 10.53 | Residential | Behind the Meter | Yes | Net Metered Residential | Trinity Solar | None | PSE&G | Accepted | 2023-06-23 | 2023-06-30 | 2024-06-30 | Inverters | Solar Edge | SE10000H-US000BEi4 | 10000 |  | 1 |  |  | 0.97 |  | Outdoor
NJADRE1554150283 | Administratively Determined Incentive Program | Paterson | 7514 | 6 | 10.53 | Residential | Behind the Meter | Yes | Net Metered Residential | Trinity Solar | None | PSE&G | Accepted | 2023-06-23 | 2023-06-30 | 2024-06-30 | Solar Panels | Hanwha | Q.PEAK DUO BLK ML-G10+ 405 |  | 0.405 | 10 | 279 | 34 |  | Fixed | Roof
NJADRE1554150283 | Administratively Determined Incentive Program | Paterson | 7514 | 6 | 10.53 | Residential | Behind the Meter | Yes | Net Metered Residential | Trinity Solar | None | PSE&G | Accepted | 2023-06-23 | 2023-06-30 | 2024-06-30 | Solar Panels | Hanwha | Q.PEAK DUO BLK ML-G10+ 405 |  | 0.405 | 5 | 188 | 23 |  | Fixed | Roof
NJADRE1554150283 | Administratively Determined Incentive Program | Paterson | 7514 | 6 | 10.53 | Residential | Behind the Meter | Yes | Net Metered Residential | Trinity Solar | None | PSE&G | Accepted | 2023-06-23 | 2023-06-30 | 2024-06-30 | Solar Panels | Hanwha | Q.PEAK DUO BLK ML-G10+ 405 |  | 0.405 | 8 | 8 | 23 |  | Fixed | Roof
NJADRE1554150283 | Administratively Determined Incentive Program | Paterson | 7514 | 6 | 10.53 | Residential | Behind the Meter | Yes | Net Metered Residential | Trinity Solar | None | PSE&G | Accepted | 2023-06-23 | 2023-06-30 | 2024-06-30 | Solar Panels | Hanwha | Q.PEAK DUO BLK ML-G10+ 405 |  | 0.405 | 3 | 99 | 10 |  | Fixed | Roof
NJADRE1554150287 | Administratively Determined Incentive Program | mount royal , | 8061 | 15 | 19.2 | Residential | Behind the Meter | Yes | Net Metered Residential | Suntuity Solar LLC | None | AC Electric | Accepted | 2023-06-23 | 2023-07-03 | 2024-07-03 | Inverters | ENPHASE | IQ8 PLUS MICRO-INVERTER | 290 |  | 48 |  |  | 0.97 |  | Outdoor
NJADRE1554150287 | Administratively Determined Incentive Program | mount royal , | 8061 | 15 | 19.2 | Residential | Behind the Meter | Yes | Net Metered Residential | Suntuity Solar LLC | None | AC Electric | Accepted | 2023-06-23 | 2023-07-03 | 2024-07-03 | Solar Panels | HYPERION | HY-DH108P8 400B |  | 0.4 | 48 | 177 | 20 |  | Fixed | Ground
NJADRE1554150317 | Administratively Determined Incentive Program | Lacey Township | 8731 | 18 | 5.27 | Residential | Behind the Meter | Yes | Net Metered Residential | Trinity Solar | None | JCP&L | Accepted | 2023-06-23 | 2023-07-03 | 2024-07-03 | Inverters | Solar Edge | SE5000H-US000BEi4 | 5 |  | 1 |  |  | 0.97 |  | Outdoor
NJADRE1554150317 | Administratively Determined Incentive Program | Lacey Township | 8731 | 18 | 5.27 | Residential | Behind the Meter | Yes | Net Metered Residential | Trinity Solar | None | JCP&L | Accepted | 2023-06-23 | 2023-07-03 | 2024-07-03 | Solar Panels | Hanwha | Q.PEAK DUO BLK ML-G10+ 405 |  | 0.405 | 4 | 93 | 18 |  | Fixed | Roof
NJADRE1554150317 | Administratively Determined Incentive Program | Lacey Township | 8731 | 18 | 5.27 | Residential | Behind the Meter | Yes | Net Metered Residential | Trinity Solar | None | JCP&L | Accepted | 2023-06-23 | 2023-07-03 | 2024-07-03 | Solar Panels | Hanwha | Q.PEAK DUO BLK ML-G10+ 405 |  | 0.405 | 9 | 183 | 18 |  | Fixed | Roof
NJADRE1554150402 | Administratively Determined Incentive Program | River Vale TWP | 7675 | 7 | 16.32 | Residential | Behind the Meter | No | Net Metered Residential | Tesla Energy Operations Inc | None | PSE&G | Accepted | 2023-06-23 | 2023-07-03 | 2024-07-03 | Solar Panels | Hanwha | Q.Peak DUO BLK |  | 0.34 | 17 | 81 | 30 |  | Fixed | Roof
NJADRE1554150402 | Administratively Determined Incentive Program | River Vale TWP | 7675 | 7 | 16.32 | Residential | Behind the Meter | No | Net Metered Residential | Tesla Energy Operations Inc | None | PSE&G | Accepted | 2023-06-23 | 2023-07-03 | 2024-07-03 | Solar Panels | Hanwha Q-CELLS | Q.Peak DUO BLK |  | 0.34 | 15 | 81 | 30 |  | Fixed | Roof
NJADRE1554150402 | Administratively Determined Incentive Program | River Vale TWP | 7675 | 7 | 16.32 | Residential | Behind the Meter | No | Net Metered Residential | Tesla Energy Operations Inc | None | PSE&G | Accepted | 2023-06-23 | 2023-07-03 | 2024-07-03 | Solar Panels | Hanwha Q-CELLS | Q.Peak DUO BLK |  | 0.34 | 12 | 171 | 30 |  | Fixed | Roof
NJADRE1554150402 | Administratively Determined Incentive Program | River Vale TWP | 7675 | 7 | 16.32 | Residential | Behind the Meter | No | Net Metered Residential | Tesla Energy Operations Inc | None | PSE&G | Accepted | 2023-06-23 | 2023-07-03 | 2024-07-03 | Solar Panels | Hanwha Q-CELLS | Q.Peak DUO BLK |  | 0.34 | 4 | 261 | 30 |  | Fixed | Roof
NJADRE1554150402 | Administratively Determined Incentive Program | River Vale TWP | 7675 | 7 | 16.32 | Residential | Behind the Meter | No | Net Metered Residential | Tesla Energy Operations Inc | None | PSE&G | Accepted | 2023-06-23 | 2023-07-03 | 2024-07-03 | Inverters | SolarEdge | SE7600H-US | 7600 |  | 2 |  |  | 0.98 |  | Outdoor
NJADRE1554150402 | Administratively Determined Incentive Program | River Vale TWP | 7675 | 7 | 16.32 | Residential | Behind the Meter | No | Net Metered Residential | Tesla Energy Operations Inc | None | PSE&G | Accepted | 2023-06-23 | 2023-07-03 | 2024-07-03 | Electric Storage Battery | Tesla | AC Powerwall 2.0 |  |  | 2 |  |  |  | Lithium Ion |  | INSIDE
NJADRE1554150402 | Administratively Determined Incentive Program | River Vale TWP | 7675 | 7 | 16.32 | Residential | Behind the Meter | No | Net Metered Residential | Tesla Energy Operations Inc | None | PSE&G | Accepted | 2023-06-23 | 2023-07-03 | 2024-07-03 | Meters | SolarEdge | SE7600H-US |  |  | 1 |  |  |  | Yes | Outdoor
NJADRE1554150402 | Administratively Determined Incentive Program | River Vale TWP | 7675 | 7 | 16.32 | Residential | Behind the Meter | No | Net Metered Residential | Tesla Energy Operations Inc | None | PSE&G | Accepted | 2023-06-23 | 2023-07-03 | 2024-07-03 | Meters | SJ4720-07401547B-44 | SolarEdge |  |  | 1 |  |  |  | Yes | Outdoor
NJADRE1554150465 | Administratively Determined Incentive Program | Millville | 8332 | 20 | 10.95 | Residential | Behind the Meter | Yes | Net Metered Residential | Pro Custom Solar dba Momentum Solar | None | AC Electric | Accepted | 2023-06-23 | 2023-07-03 | 2024-07-03 | Solar Panels | hanwha | Â Q. PEAK DUO BLK-G10+365 |  | 0.365 | 12 | 210 | 29 |  | Fixed | Roof
NJADRE1554150465 | Administratively Determined Incentive Program | Millville | 8332 | 20 | 10.95 | Residential | Behind the Meter | Yes | Net Metered Residential | Pro Custom Solar dba Momentum Solar | None | AC Electric | Accepted | 2023-06-23 | 2023-07-03 | 2024-07-03 | Solar Panels | hanwha | Â Q. PEAK DUO BLK-G10+365 |  | 0.365 | 6 | 210 | 29 |  | Fixed | Roof
NJADRE1554150465 | Administratively Determined Incentive Program | Millville | 8332 | 20 | 10.95 | Residential | Behind the Meter | Yes | Net Metered Residential | Pro Custom Solar dba Momentum Solar | None | AC Electric | Accepted | 2023-06-23 | 2023-07-03 | 2024-07-03 | Solar Panels | hanwha | Â Q. PEAK DUO BLK-G10+365 |  | 0.365 | 12 | 30 | 29 |  | Fixed | Roof
NJADRE1554150465 | Administratively Determined Incentive Program | Millville | 8332 | 20 | 10.95 | Residential | Behind the Meter | Yes | Net Metered Residential | Pro Custom Solar dba Momentum Solar | None | AC Electric | Accepted | 2023-06-23 | 2023-07-03 | 2024-07-03 | Inverters | enphase | IQ8PLUS-72-2-US | 290 |  | 30 |  |  | 0.97 |  | Outdoor
NJADRE1554150473 | Administratively Determined Incentive Program | South River | 8882 | 11 | 9.6 | Residential | Behind the Meter | No | Net Metered Residential | Skyline Solar | None | South River | Accepted | 2023-06-23 | 2023-07-03 | 2024-07-03 | Solar Panels | Hyperion Solar | HY-DH108P8 |  | 0.4 | 2 | 178 | 9 |  | Fixed | Roof
NJADRE1554150473 | Administratively Determined Incentive Program | South River | 8882 | 11 | 9.6 | Residential | Behind the Meter | No | Net Metered Residential | Skyline Solar | None | South River | Accepted | 2023-06-23 | 2023-07-03 | 2024-07-03 | Solar Panels | Hyperion Solar | HY-DH108P8 |  | 0.4 | 22 | 178 | 31 |  | Fixed | Roof
NJADRE1554150473 | Administratively Determined Incentive Program | South River | 8882 | 11 | 9.6 | Residential | Behind the Meter | No | Net Metered Residential | Skyline Solar | None | South River | Accepted | 2023-06-23 | 2023-07-03 | 2024-07-03 | Inverters | Solaredge | SE7600H-US | 7600 |  | 1 |  |  | 0.99 |  | Outdoor
NJADRE1554150539 | Administratively Determined Incentive Program | Wenonah | 8090 | 15 | 3.56 | Residential | Behind the Meter | No | Net Metered Residential | Sunrun Installation Services, Inc. | None | AC Electric | Accepted | 2023-06-30 | 2023-07-03 | 2024-07-03 | Solar Panels | Trina Solar | TSM-395DE09C.07 |  | 0.395 | 9 | 178 | 20 |  | Fixed | Roof
NJADRE1554150539 | Administratively Determined Incentive Program | Wenonah | 8090 | 15 | 3.56 | Residential | Behind the Meter | No | Net Metered Residential | Sunrun Installation Services, Inc. | None | AC Electric | Accepted | 2023-06-30 | 2023-07-03 | 2024-07-03 | Inverters | SolarEdge Technologies: | SE3800H-USMN | 3800 |  | 1 |  |  | 0.99 |  | Outdoor
NJADRE1554150644 | Administratively Determined Incentive Program | Waldwick Boro | 7463 | 7 | 11.9 | Residential | Behind the Meter | No | Net Metered Residential | Tesla Energy Operations Inc | None | PSE&G | Accepted | 2023-06-23 | 2023-07-03 | 2024-07-03 | Solar Panels | Hanwha | Q.Peak DUO BLK |  | 0.34 | 20 | 354 | 23 |  | Fixed | Roof
NJADRE1554150644 | Administratively Determined Incentive Program | Waldwick Boro | 7463 | 7 | 11.9 | Residential | Behind the Meter | No | Net Metered Residential | Tesla Energy Operations Inc | None | PSE&G | Accepted | 2023-06-23 | 2023-07-03 | 2024-07-03 | Solar Panels | Hanwha | Q.Peak DUO BLK |  | 0.34 | 15 | 174 | 23 |  | Fixed | Roof
NJADRE1554150644 | Administratively Determined Incentive Program | Waldwick Boro | 7463 | 7 | 11.9 | Residential | Behind the Meter | No | Net Metered Residential | Tesla Energy Operations Inc | None | PSE&G | Accepted | 2023-06-23 | 2023-07-03 | 2024-07-03 | Inverters | Tesla | 1538000-89-E | 7600 |  | 1 |  |  | 0.98 |  | Outdoor
NJADRE1554150644 | Administratively Determined Incentive Program | Waldwick Boro | 7463 | 7 | 11.9 | Residential | Behind the Meter | No | Net Metered Residential | Tesla Energy Operations Inc | None | PSE&G | Accepted | 2023-06-23 | 2023-07-03 | 2024-07-03 | Inverters | Tesla | 1534000-89-E | 3800 |  | 1 |  |  | 0.975 |  | Outdoor
NJADRE1554150644 | Administratively Determined Incentive Program | Waldwick Boro | 7463 | 7 | 11.9 | Residential | Behind the Meter | No | Net Metered Residential | Tesla Energy Operations Inc | None | PSE&G | Accepted | 2023-06-23 | 2023-07-03 | 2024-07-03 | Electric Storage Battery | Tesla | AC Powerwall 2.0 |  |  | 2 |  |  |  | Lithium Ion |  | INSIDE
NJADRE1554150764 | Administratively Determined Incentive Program | Marlboro | 7746 | 17 | 24.05 | Residential | Behind the Meter | No | Net Metered Residential | Vision Solar LLC | None | JCP&L | Accepted | 2023-06-23 | 2023-07-03 | 2024-07-03 | Inverters | Solaredge | SE11400H-USRGM | 1 |  | 2 |  |  | 0.97 |  | Outdoor | side of house
NJADRE1554150764 | Administratively Determined Incentive Program | Marlboro | 7746 | 17 | 24.05 | Residential | Behind the Meter | No | Net Metered Residential | Vision Solar LLC | None | JCP&L | Accepted | 2023-06-23 | 2023-07-03 | 2024-07-03 | Solar Panels | ZNSHINE | ZXM6-NH120-370/M |  | 0.37 | 44 | 263 | 38 |  | Fixed | Roof
NJADRE1554150764 | Administratively Determined Incentive Program | Marlboro | 7746 | 17 | 24.05 | Residential | Behind the Meter | No | Net Metered Residential | Vision Solar LLC | None | JCP&L | Accepted | 2023-06-23 | 2023-07-03 | 2024-07-03 | Solar Panels | ZNSHINE | ZXM6-NH120-370/M |  | 0.37 | 4 | 83 | 38 |  | Fixed | Roof
NJADRE1554150764 | Administratively Determined Incentive Program | Marlboro | 7746 | 17 | 24.05 | Residential | Behind the Meter | No | Net Metered Residential | Vision Solar LLC | None | JCP&L | Accepted | 2023-06-23 | 2023-07-03 | 2024-07-03 | Solar Panels | ZNSHINE | ZXM6-NH120-370/M |  | 0.37 | 5 | 83 | 37 |  | Fixed | Roof
NJADRE1554150764 | Administratively Determined Incentive Program | Marlboro | 7746 | 17 | 24.05 | Residential | Behind the Meter | No | Net Metered Residential | Vision Solar LLC | None | JCP&L | Accepted | 2023-06-23 | 2023-07-03 | 2024-07-03 | Solar Panels | ZNSHINE | ZXM6-NH120-370/M |  | 0.37 | 5 | 173 | 37 |  | Fixed | Roof
NJADRE1554150764 | Administratively Determined Incentive Program | Marlboro | 7746 | 17 | 24.05 | Residential | Behind the Meter | No | Net Metered Residential | Vision Solar LLC | None | JCP&L | Accepted | 2023-06-23 | 2023-07-03 | 2024-07-03 | Solar Panels | ZNSHINE | ZXM6-NH120-370/M |  | 0.37 | 7 | 174 | 32 |  | Fixed | Roof
NJADRE1554151339 | Administratively Determined Incentive Program | Montgomery Twp | 8502 | 5 | 10.88 | Residential | Behind the Meter | No | Net Metered Residential | Tesla Energy Operations Inc | None | PSE&G | Accepted | 2023-06-23 | 2023-07-03 | 2024-07-03 | Solar Panels | Hanwha | Q-CELLS # Q.Peak |  | 0.34 | 28 | 240 | 35 |  | Fixed | Roof
NJADRE1554151339 | Administratively Determined Incentive Program | Montgomery Twp | 8502 | 5 | 10.88 | Residential | Behind the Meter | No | Net Metered Residential | Tesla Energy Operations Inc | None | PSE&G | Accepted | 2023-06-23 | 2023-07-03 | 2024-07-03 | Solar Panels | Hanwha | Q-CELLS # Q.Peak |  | 0.34 | 4 | 150 | 40 |  | Fixed | Roof
NJADRE1554151339 | Administratively Determined Incentive Program | Montgomery Twp | 8502 | 5 | 10.88 | Residential | Behind the Meter | No | Net Metered Residential | Tesla Energy Operations Inc | None | PSE&G | Accepted | 2023-06-23 | 2023-07-03 | 2024-07-03 | Inverters | Tesla | 1538000-89-E | 7600 |  | 1 |  |  | 0.98 |  | Outdoor
NJADRE1554151339 | Administratively Determined Incentive Program | Montgomery Twp | 8502 | 5 | 10.88 | Residential | Behind the Meter | No | Net Metered Residential | Tesla Energy Operations Inc | None | PSE&G | Accepted | 2023-06-23 | 2023-07-03 | 2024-07-03 | Inverters | Tesla | 1534000-89-E | 3800 |  | 1 |  |  | 0.975 |  | Outdoor
NJADRE1554151339 | Administratively Determined Incentive Program | Montgomery Twp | 8502 | 5 | 10.88 | Residential | Behind the Meter | No | Net Metered Residential | Tesla Energy Operations Inc | None | PSE&G | Accepted | 2023-06-23 | 2023-07-03 | 2024-07-03 | Electric Storage Battery | Tesla | AC Powerwall 2.0 |  |  | 2 |  |  |  | Lithium Ion |  | INSIDE
NJADRE1554151509 | Administratively Determined Incentive Program | Belleville | 7109 | 9 | 3.16 | Residential | Behind the Meter | Yes | Net Metered Residential | Sunrun Installation Services, Inc. | None | PSE&G | Accepted | 2023-06-23 | 2023-07-03 | 2024-07-03 | Solar Panels | Trina Solar | TSM-395DE09C.07 |  | 0.395 | 8 | 218 | 35 |  | Fixed | Roof
NJADRE1554151509 | Administratively Determined Incentive Program | Belleville | 7109 | 9 | 3.16 | Residential | Behind the Meter | Yes | Net Metered Residential | Sunrun Installation Services, Inc. | None | PSE&G | Accepted | 2023-06-23 | 2023-07-03 | 2024-07-03 | Inverters | SolarEdge Technologies | SE3800H-USMN | 3800 |  | 1 |  |  | 0.99 |  | Outdoor | Next To Meter
NJADRE1554151536 | Administratively Determined Incentive Program | SICKLERVILLE | 8081 | 14 | 4.75 | Residential | Behind the Meter | Yes | Net Metered Residential | SunnyMac, LLC | None | AC Electric | Accepted | 2023-06-23 | 2023-07-03 | 2024-07-03 | Inverters | SolarEdge Technologies Inc. | SE3800H-US000BNI4 (Inverter) | 3800 |  | 1 |  |  | 0.99 |  | Outside
NJADRE1554151536 | Administratively Determined Incentive Program | SICKLERVILLE | 8081 | 14 | 4.75 | Residential | Behind the Meter | Yes | Net Metered Residential | SunnyMac, LLC | None | AC Electric | Accepted | 2023-06-23 | 2023-07-03 | 2024-07-03 | Solar Panels | Hanwha Q Cells | Q.PEAK DUO BLK-G10+365 |  | 0.365 | 13 | 235 | 27 |  | Fixed | Roof
NJADRE1554151536 | Administratively Determined Incentive Program | SICKLERVILLE | 8081 | 14 | 4.75 | Residential | Behind the Meter | Yes | Net Metered Residential | SunnyMac, LLC | None | AC Electric | Accepted | 2023-06-23 | 2023-07-03 | 2024-07-03 | Meters | SolarEdge Technologies Inc. | SolarEdge Built-in Consumption Monitor (BEI4, BNI4, BNC |  |  | 1 |  |  |  | Yes
NJADRE1554152074 | Administratively Determined Incentive Program | Woodland Park | 7424 | 6 | 6.32 | Residential | Behind the Meter | Yes | Net Metered Residential | Sunrun Installation Services, Inc. | None | PSE&G | Accepted | 2023-06-23 | 2023-07-03 | 2024-07-03 | Inverters | SolarEdge Technologies | SE6000H-USSN | 6000 |  | 1 |  |  | 0.99 |  | Outdoor | Next To Meter
NJADRE1554152074 | Administratively Determined Incentive Program | Woodland Park | 7424 | 6 | 6.32 | Residential | Behind the Meter | Yes | Net Metered Residential | Sunrun Installation Services, Inc. | None | PSE&G | Accepted | 2023-06-23 | 2023-07-03 | 2024-07-03 | Solar Panels | Trina Solar | TSM-395DE09C.07 |  | 0.395 | 5 | 306 | 10 |  | Fixed | Roof
NJADRE1554152074 | Administratively Determined Incentive Program | Woodland Park | 7424 | 6 | 6.32 | Residential | Behind the Meter | Yes | Net Metered Residential | Sunrun Installation Services, Inc. | None | PSE&G | Accepted | 2023-06-23 | 2023-07-03 | 2024-07-03 | Solar Panels | Trina Solar | TSM-395DE09C.07 |  | 0.395 | 11 | 126 | 37 |  | Fixed | Roof
NJADRE1554152099 | Administratively Determined Incentive Program | TRENTON | 8609 | 12 | 8.4 | Residential | Behind the Meter | No | Net Metered Residential | Pro Custom Solar dba Momentum Solar | None | PSE&G | Accepted | 2023-06-28 | 2023-07-03 | 2024-07-03 | Inverters | enphase | IQ8PLUS-72-2-US | 290 |  | 21 |  |  | 0.97 |  | Outdoor
NJADRE1554152099 | Administratively Determined Incentive Program | TRENTON | 8609 | 12 | 8.4 | Residential | Behind the Meter | No | Net Metered Residential | Pro Custom Solar dba Momentum Solar | None | PSE&G | Accepted | 2023-06-28 | 2023-07-03 | 2024-07-03 | Solar Panels | hanwha | q.peak duo blk ml-g10+400 |  | 0.4 | 8 | 338 | 35 |  | Fixed | Roof
NJADRE1554152099 | Administratively Determined Incentive Program | TRENTON | 8609 | 12 | 8.4 | Residential | Behind the Meter | No | Net Metered Residential | Pro Custom Solar dba Momentum Solar | None | PSE&G | Accepted | 2023-06-28 | 2023-07-03 | 2024-07-03 | Solar Panels | hanwha | q.peak duo blk ml-g10+400 |  | 0.4 | 13 | 248 | 6 |  | Fixed | Roof
NJADRE1554152240 | Administratively Determined Incentive Program | Montgomery Twp | 8502 | 5 | 9.6 | Residential | Behind the Meter | No | Net Metered Residential | Tesla Energy Operations Inc | None | PSE&G | Accepted | 2023-06-27 | 2023-07-06 | 2024-07-06 | Inverters | Tesla | 7.6 kW Tesla Inc 1538000-45-A | 7600 |  | 1 |  |  | 0.98 |  | Outside
NJADRE1554152240 | Administratively Determined Incentive Program | Montgomery Twp | 8502 | 5 | 9.6 | Residential | Behind the Meter | No | Net Metered Residential | Tesla Energy Operations Inc | None | PSE&G | Accepted | 2023-06-27 | 2023-07-06 | 2024-07-06 | Solar Panels | Hanwha | Hanwha # Q.PEAK DUO BLK ML-G10+/TS 400 |  | 0.4 | 4 | 216 | 40 |  | Fixed | Roof
NJADRE1554152240 | Administratively Determined Incentive Program | Montgomery Twp | 8502 | 5 | 9.6 | Residential | Behind the Meter | No | Net Metered Residential | Tesla Energy Operations Inc | None | PSE&G | Accepted | 2023-06-27 | 2023-07-06 | 2024-07-06 | Solar Panels | Hanwha | Hanwha # Q.PEAK DUO BLK ML-G10+/TS 400 |  | 0.4 | 5 | 306 | 34 |  | Fixed | Roof
NJADRE1554152240 | Administratively Determined Incentive Program | Montgomery Twp | 8502 | 5 | 9.6 | Residential | Behind the Meter | No | Net Metered Residential | Tesla Energy Operations Inc | None | PSE&G | Accepted | 2023-06-27 | 2023-07-06 | 2024-07-06 | Solar Panels | Hanwha | Hanwha # Q.PEAK DUO BLK ML-G10+/TS 400 |  | 0.4 | 6 | 306 | 34 |  | Fixed | Roof
NJADRE1554152240 | Administratively Determined Incentive Program | Montgomery Twp | 8502 | 5 | 9.6 | Residential | Behind the Meter | No | Net Metered Residential | Tesla Energy Operations Inc | None | PSE&G | Accepted | 2023-06-27 | 2023-07-06 | 2024-07-06 | Solar Panels | Hanwha | Hanwha # Q.PEAK DUO BLK ML-G10+/TS 400 |  | 0.4 | 5 | 126 | 34 |  | Fixed | Roof
NJADRE1554152240 | Administratively Determined Incentive Program | Montgomery Twp | 8502 | 5 | 9.6 | Residential | Behind the Meter | No | Net Metered Residential | Tesla Energy Operations Inc | None | PSE&G | Accepted | 2023-06-27 | 2023-07-06 | 2024-07-06 | Solar Panels | Hanwha | Hanwha # Q.PEAK DUO BLK ML-G10+/TS 400 |  | 0.4 | 4 | 216 | 40 |  | Fixed | Roof
NJADRE1554152243 | Administratively Determined Incentive Program | Woodbury | 8096 | 15 | 5.27 | Residential | Behind the Meter | Yes | Net Metered Residential | Skyline Solar LLC | None | PSE&G | Accepted | 2023-06-23 | 2023-07-03 | 2024-07-03 | Solar Panels | Q CELLS | Q.PEAK DUO ML-G10.A+ |  | 0.405 | 13 | 195 | 21 |  | Fixed | Roof
NJADRE1554152243 | Administratively Determined Incentive Program | Woodbury | 8096 | 15 | 5.27 | Residential | Behind the Meter | Yes | Net Metered Residential | Skyline Solar LLC | None | PSE&G | Accepted | 2023-06-23 | 2023-07-03 | 2024-07-03 | Inverters | ENPHASE | IQ8PLUS -72-2-US | 240 |  | 13 |  |  | 0.976 |  | Outdoor
NJADRE1554152270 | Administratively Determined Incentive Program | RAHWAY CITY | 7065 | 10 | 384.75 | Commercial | Behind the Meter | No | Small Net-Metered Non-Residential located on Rooftop, Carport, Canopy and Floating Solar | Geoscape Solar | None | PSE&G | Accepted | 2023-06-23 | 2023-07-03 | 2024-07-03 | Inverters | Solar edge | SE50K-us | 50000 |  | 6 |  |  | 0.99 |  | Outside
NJADRE1554152270 | Administratively Determined Incentive Program | RAHWAY CITY | 7065 | 10 | 384.75 | Commercial | Behind the Meter | No | Small Net-Metered Non-Residential located on Rooftop, Carport, Canopy and Floating Solar | Geoscape Solar | None | PSE&G | Accepted | 2023-06-23 | 2023-07-03 | 2024-07-03 | Solar Panels | Waaree | BI-33-450 |  | 0.45 | 855 | 210 | 5 |  | Fixed | Roof
NJADRE1554152424 | Administratively Determined Incentive Program | RAHWAY CITY | 7065 | 10 | 113.4 | Commercial | Behind the Meter | No | Small Net-Metered Non-Residential located on Rooftop, Carport, Canopy and Floating Solar | Geoscape Solar | None | PSE&G | Accepted | 2023-06-23 | 2023-07-14 | 2024-07-14 | Inverters | Solar Edge | SE50K-us | 50000 |  | 2 |  |  | 0.99 |  | Outside
NJADRE1554152424 | Administratively Determined Incentive Program | RAHWAY CITY | 7065 | 10 | 113.4 | Commercial | Behind the Meter | No | Small Net-Metered Non-Residential located on Rooftop, Carport, Canopy and Floating Solar | Geoscape Solar | None | PSE&G | Accepted | 2023-06-23 | 2023-07-14 | 2024-07-14 | Solar Panels | Waaree | BI-33-450 |  | 0.45 | 252 | 220 | 5 |  | Fixed | Roof
NJADRE1554152451 | Administratively Determined Incentive Program | Mays Landing | 8330 | 19 | 12.56 | Residential | Behind the Meter | Yes | Net Metered Residential | EMT Renewables | None | AC Electric | Accepted | 2023-06-27 | 2023-07-03 | 2024-07-03 | Inverters | ENPHASE | IQ8+ | 290 |  | 31 |  |  | 0.98 |  | Other | UNDER EACH PANEL
NJADRE1554152451 | Administratively Determined Incentive Program | Mays Landing | 8330 | 19 | 12.56 | Residential | Behind the Meter | Yes | Net Metered Residential | EMT Renewables | None | AC Electric | Accepted | 2023-06-27 | 2023-07-03 | 2024-07-03 | Solar Panels | REC ALPHA | REC 405 |  | 0.405 | 22 | 260 | 34 |  | Fixed | Roof
NJADRE1554152451 | Administratively Determined Incentive Program | Mays Landing | 8330 | 19 | 12.56 | Residential | Behind the Meter | Yes | Net Metered Residential | EMT Renewables | None | AC Electric | Accepted | 2023-06-27 | 2023-07-03 | 2024-07-03 | Solar Panels | REC ALPHA | REC 405 |  | 0.405 | 7 | 80 | 34 |  | Fixed | Roof
NJADRE1554152451 | Administratively Determined Incentive Program | Mays Landing | 8330 | 19 | 12.56 | Residential | Behind the Meter | Yes | Net Metered Residential | EMT Renewables | None | AC Electric | Accepted | 2023-06-27 | 2023-07-03 | 2024-07-03 | Solar Panels | REC ALPHA | REC 405 |  | 0.405 | 2 | 171 | 38 |  | Fixed | Roof
NJADRE1554152477 | Administratively Determined Incentive Program | Maple Shade | 8052 | 13 | 7.51 | Residential | Behind the Meter | Yes | Net Metered Residential | Sunrun Installation Services, Inc. | None | PSE&G | Accepted | 2023-06-27 | 2023-07-03 | 2024-07-03 | Solar Panels | Trina Solar | TSM-395DE09C.07 |  | 0.395 | 19 | 165 | 29 |  | Fixed | Roof
NJADRE1554152477 | Administratively Determined Incentive Program | Maple Shade | 8052 | 13 | 7.51 | Residential | Behind the Meter | Yes | Net Metered Residential | Sunrun Installation Services, Inc. | None | PSE&G | Accepted | 2023-06-27 | 2023-07-03 | 2024-07-03 | Inverters | Delta Electronics | E6-TL-US | 5760 |  | 1 |  |  | 0.97 |  | Outdoor | Next To Meter
NJADRE1554152481 | Administratively Determined Incentive Program | Mount Holly Twp | 8060 | 13 | 5.14 | Residential | Behind the Meter | Yes | Net Metered Residential | Sunrun Installation Services, Inc. | None | PSE&G | Accepted | 2023-06-27 | 2023-07-03 | 2024-07-03 | Inverters | SolarEdge Technologies | SE3800H-USMN | 3800 |  | 1 |  |  | 0.99 |  | Outdoor | Next to the meter
NJADRE1554152481 | Administratively Determined Incentive Program | Mount Holly Twp | 8060 | 13 | 5.14 | Residential | Behind the Meter | Yes | Net Metered Residential | Sunrun Installation Services, Inc. | None | PSE&G | Accepted | 2023-06-27 | 2023-07-03 | 2024-07-03 | Solar Panels | Trina Solar | TSM-395DE09C.07 |  | 0.395 | 13 | 204 | 27 |  | Fixed | Roof
NJADRE1554152501 | Administratively Determined Incentive Program | Paterson | 7514 | 6 | 10.27 | Residential | Behind the Meter | Yes | Net Metered Residential | Sunrun Installation Services, Inc. | None | PSE&G | Accepted | 2023-06-27 | 2023-07-03 | 2024-07-03 | Inverters | SolarEdge Technologies | SE7600H-USSN | 7600 |  | 1 |  |  | 0.96 |  | Outdoor | Next To Meter
NJADRE1554152501 | Administratively Determined Incentive Program | Paterson | 7514 | 6 | 10.27 | Residential | Behind the Meter | Yes | Net Metered Residential | Sunrun Installation Services, Inc. | None | PSE&G | Accepted | 2023-06-27 | 2023-07-03 | 2024-07-03 | Solar Panels | Trina Solar | TSM-395DE09C.07 |  | 0.395 | 12 | 103 | 36 |  | Fixed | Roof
NJADRE1554152501 | Administratively Determined Incentive Program | Paterson | 7514 | 6 | 10.27 | Residential | Behind the Meter | Yes | Net Metered Residential | Sunrun Installation Services, Inc. | None | PSE&G | Accepted | 2023-06-27 | 2023-07-03 | 2024-07-03 | Solar Panels | Trina Solar | TSM-395DE09C.07 |  | 0.395 | 14 | 283 | 36 |  | Fixed | Roof
NJADRE1554153147 | Administratively Determined Incentive Program | Paterson | 7514 | 6 | 7.11 | Residential | Behind the Meter | Yes | Net Metered Residential | Sunrun Installation Services, Inc. | None | PSE&G | Accepted | 2023-06-27 | 2023-07-03 | 2024-07-03 | Inverters | Delta Electronics | E6-TL-US | 5760 |  | 1 |  |  | 0.975 |  | Outdoor | Next To Meter
NJADRE1554153147 | Administratively Determined Incentive Program | Paterson | 7514 | 6 | 7.11 | Residential | Behind the Meter | Yes | Net Metered Residential | Sunrun Installation Services, Inc. | None | PSE&G | Accepted | 2023-06-27 | 2023-07-03 | 2024-07-03 | Solar Panels | Trina Solar | TSM-395DE09C.07 |  | 0.395 | 6 | 104 | 18 |  | Fixed | Roof
NJADRE1554153147 | Administratively Determined Incentive Program | Paterson | 7514 | 6 | 7.11 | Residential | Behind the Meter | Yes | Net Metered Residential | Sunrun Installation Services, Inc. | None | PSE&G | Accepted | 2023-06-27 | 2023-07-03 | 2024-07-03 | Solar Panels | Trina Solar | TSM-395DE09C.07 |  | 0.395 | 12 | 284 | 30 |  | Fixed | Roof
NJADRE1554155041 | Administratively Determined Incentive Program | OCEAN CITY | 8226 | 21 | 3.69 | Residential | Behind the Meter | No | Net Metered Residential | Ocean Solar | None | AC Electric | Accepted | 2023-06-26 | 2023-07-03 | 2024-07-03 | Inverters | ENPHASE | IQ8PLUS-72-2 | 290 |  | 9 |  |  | 0.97 |  | Outdoor
NJADRE1554155041 | Administratively Determined Incentive Program | OCEAN CITY | 8226 | 21 | 3.69 | Residential | Behind the Meter | No | Net Metered Residential | Ocean Solar | None | AC Electric | Accepted | 2023-06-26 | 2023-07-03 | 2024-07-03 | Solar Panels | SOLAR 4 AMERICA | S4A410-72MH5BB |  | 0.41 | 1 | 121 | 30 |  | Fixed | Roof
NJADRE1554155041 | Administratively Determined Incentive Program | OCEAN CITY | 8226 | 21 | 3.69 | Residential | Behind the Meter | No | Net Metered Residential | Ocean Solar | None | AC Electric | Accepted | 2023-06-26 | 2023-07-03 | 2024-07-03 | Solar Panels | SOALR 4 AMERICA | S4A410-72MH5BB |  | 0.41 | 2 | 212 | 30 |  | Fixed | Roof
NJADRE1554155041 | Administratively Determined Incentive Program | OCEAN CITY | 8226 | 21 | 3.69 | Residential | Behind the Meter | No | Net Metered Residential | Ocean Solar | None | AC Electric | Accepted | 2023-06-26 | 2023-07-03 | 2024-07-03 | Solar Panels | SOLAR 4 AMERICA | S4A410-72MH5BB |  | 0.41 | 1 | 302 | 30 |  | Fixed | Roof
NJADRE1554155041 | Administratively Determined Incentive Program | OCEAN CITY | 8226 | 21 | 3.69 | Residential | Behind the Meter | No | Net Metered Residential | Ocean Solar | None | AC Electric | Accepted | 2023-06-26 | 2023-07-03 | 2024-07-03 | Solar Panels | SOLAR 4 AMERICA | S4A410-72MH5BB |  | 0.41 | 1 | 302 | 30 |  | Fixed | Roof
NJADRE1554155041 | Administratively Determined Incentive Program | OCEAN CITY | 8226 | 21 | 3.69 | Residential | Behind the Meter | No | Net Metered Residential | Ocean Solar | None | AC Electric | Accepted | 2023-06-26 | 2023-07-03 | 2024-07-03 | Solar Panels | SOLAR 4 AMERICA | S4A410-72MH5BB |  | 0.41 | 1 | 32 | 5 |  | Fixed | Roof
NJADRE1554155041 | Administratively Determined Incentive Program | OCEAN CITY | 8226 | 21 | 3.69 | Residential | Behind the Meter | No | Net Metered Residential | Ocean Solar | None | AC Electric | Accepted | 2023-06-26 | 2023-07-03 | 2024-07-03 | Solar Panels | SOLAR 4 AMERICA | S4A410-72MH5BB |  | 0.41 | 3 | 32 | 5 |  | Fixed | Roof
NJADRE1554155041 | Administratively Determined Incentive Program | OCEAN CITY | 8226 | 21 | 3.69 | Residential | Behind the Meter | No | Net Metered Residential | Ocean Solar | None | AC Electric | Accepted | 2023-06-26 | 2023-07-03 | 2024-07-03 | Meters | ENPHASE | GATEWAY IQ 4 COMBINER |  |  | 1 |  |  |  | Yes | Indoor
NJADRE1554159153 | Administratively Determined Incentive Program | Rumson | 7760 | 17 | 21.6 | Residential | Behind the Meter | Yes | Net Metered Residential | SunnyMac LLC | None | JCP&L | Accepted | 2023-06-27 | 2023-07-05 | 2024-07-05 | Solar Panels | HANWHA | Q.PEAK DUO BLK ML-G10+400 |  | 0.4 | 54 | 180 | 26 |  | Fixed | Roof
NJADRE1554159153 | Administratively Determined Incentive Program | Rumson | 7760 | 17 | 21.6 | Residential | Behind the Meter | Yes | Net Metered Residential | SunnyMac LLC | None | JCP&L | Accepted | 2023-06-27 | 2023-07-05 | 2024-07-05 | Inverters | SOLAREDGE | SE 10000H-US | 10000 |  | 1 |  |  | 0.99 |  | Outdoor | NEXT TO METER
NJADRE1554159167 | Administratively Determined Incentive Program | Newark City | 7104 | 9 | 8.8 | Residential | Behind the Meter | Yes | Net Metered Residential | SunnyMac LLC | None | PSE&G | Accepted | 2023-06-27 | 2023-07-03 | 2024-07-03 | Solar Panels | HANWHA | Q.PEAK DUO BLK ML-G10+400 |  | 0.4 | 7 | 112 | 24 |  | Fixed | Roof
NJADRE1554159167 | Administratively Determined Incentive Program | Newark City | 7104 | 9 | 8.8 | Residential | Behind the Meter | Yes | Net Metered Residential | SunnyMac LLC | None | PSE&G | Accepted | 2023-06-27 | 2023-07-03 | 2024-07-03 | Solar Panels | HANWHA | Q.PEAK DUO BLK ML-G10+400 |  | 0.4 | 4 | 292 | 24 |  | Fixed | Roof
NJADRE1554159167 | Administratively Determined Incentive Program | Newark City | 7104 | 9 | 8.8 | Residential | Behind the Meter | Yes | Net Metered Residential | SunnyMac LLC | None | PSE&G | Accepted | 2023-06-27 | 2023-07-03 | 2024-07-03 | Solar Panels | HANWHA | Q.PEAK DUO BLK ML-G10+400 |  | 0.4 | 11 | 202 | 24 |  | Fixed | Roof
NJADRE1554159167 | Administratively Determined Incentive Program | Newark City | 7104 | 9 | 8.8 | Residential | Behind the Meter | Yes | Net Metered Residential | SunnyMac LLC | None | PSE&G | Accepted | 2023-06-27 | 2023-07-03 | 2024-07-03 | Inverters | SOLAREDGE | SE 6000H-US | 6000 |  | 1 |  |  | 0.99 |  | Outdoor | NEXT TO METER
NJADRE1554159182 | Administratively Determined Incentive Program | Netcong | 7857 | 3 | 5.18 | Residential | Behind the Meter | No | Net Metered Residential | Vision Solar LLC | None | JCP&L | Accepted | 2023-06-27 | 2023-07-03 | 2024-07-03 | Inverters | Solaredge | SE3800H-USRGM | 4 |  | 1 |  |  | 0.97 |  | Outdoor | side of house
NJADRE1554159182 | Administratively Determined Incentive Program | Netcong | 7857 | 3 | 5.18 | Residential | Behind the Meter | No | Net Metered Residential | Vision Solar LLC | None | JCP&L | Accepted | 2023-06-27 | 2023-07-03 | 2024-07-03 | Solar Panels | ZNSHINE | ZXM6-NH120-370/M |  | 0.37 | 14 | 191 | 23 |  | Fixed | Roof
NJADRE1554159244 | Administratively Determined Incentive Program | Hewitt | 7421 | 6 | 12.24 | Residential | Behind the Meter | No | Net Metered Residential | Tesla Energy Operations Inc | None | Orange Rockland Electric | Accepted | 2023-06-27 | 2023-07-05 | 2024-07-05 | Solar Panels | Hanwha Q-CELLS | Q.Peak DUO BLK-G6+ 340 |  | 0.34 | 14 | 256 | 23 |  | Fixed | Roof
NJADRE1554159244 | Administratively Determined Incentive Program | Hewitt | 7421 | 6 | 12.24 | Residential | Behind the Meter | No | Net Metered Residential | Tesla Energy Operations Inc | None | Orange Rockland Electric | Accepted | 2023-06-27 | 2023-07-05 | 2024-07-05 | Solar Panels | Hanwha Q-CELLS | Q.Peak DUO BLK-G6+ 340 |  | 0.34 | 14 | 256 | 23 |  | Fixed | Roof
NJADRE1554159244 | Administratively Determined Incentive Program | Hewitt | 7421 | 6 | 12.24 | Residential | Behind the Meter | No | Net Metered Residential | Tesla Energy Operations Inc | None | Orange Rockland Electric | Accepted | 2023-06-27 | 2023-07-05 | 2024-07-05 | Solar Panels | Hanwha Q-CELLS | Q.Peak DUO BLK |  | 0.34 | 8 | 76 | 23 |  | Fixed | Roof
NJADRE1554159244 | Administratively Determined Incentive Program | Hewitt | 7421 | 6 | 12.24 | Residential | Behind the Meter | No | Net Metered Residential | Tesla Energy Operations Inc | None | Orange Rockland Electric | Accepted | 2023-06-27 | 2023-07-05 | 2024-07-05 | Inverters | SolarEdge | SE10000H-US | 10000 |  | 1 |  |  | 0.98 |  | Outdoor
NJADRE1554159244 | Administratively Determined Incentive Program | Hewitt | 7421 | 6 | 12.24 | Residential | Behind the Meter | No | Net Metered Residential | Tesla Energy Operations Inc | None | Orange Rockland Electric | Accepted | 2023-06-27 | 2023-07-05 | 2024-07-05 | Electric Storage Battery | Tesla | AC Powerwall 2.0 |  |  | 2 |  |  |  | Lithium Ion |  | INSIDE
NJADRE1554159295 | Administratively Determined Incentive Program | LEBANON | 8833 | 4 | 6 | Residential | Behind the Meter | No | Net Metered Residential | Solar Living, Inc. | None | JCP&L | Accepted | 2023-06-27 | 2023-07-05 | 2024-07-05 | Inverters | Enphase | IQ8A | 349 |  | 15 |  |  | 0.975 |  | Outdoor | below modules
NJADRE1554159295 | Administratively Determined Incentive Program | LEBANON | 8833 | 4 | 6 | Residential | Behind the Meter | No | Net Metered Residential | Solar Living, Inc. | None | JCP&L | Accepted | 2023-06-27 | 2023-07-05 | 2024-07-05 | Solar Panels | Hanwha | Q Cell Q Peak Duo Blk ML-G10+ |  | 0.4 | 15 | 101 | 24 |  | Fixed | Roof
NJADRE1554159321 | Administratively Determined Incentive Program | EAST ORANGE | 7017 | 9 | 9.62 | Residential | Behind the Meter | No | Net Metered Residential | Freedom Forever New Jersey LLC | None | PSE&G | Accepted | 2023-06-27 | 2023-07-05 | 2024-07-05 | Inverters | Solar Edge | SE10000H-USRGM [SI1] | 10000 |  | 1 |  |  | 0.99 |  | Outdoor
NJADRE1554159321 | Administratively Determined Incentive Program | EAST ORANGE | 7017 | 9 | 9.62 | Residential | Behind the Meter | No | Net Metered Residential | Freedom Forever New Jersey LLC | None | PSE&G | Accepted | 2023-06-27 | 2023-07-05 | 2024-07-05 | Solar Panels | Freedom Forever | FF-MP-BBB-370 |  | 0.37 | 9 | 36 | 25 |  | Fixed | Roof
NJADRE1554159321 | Administratively Determined Incentive Program | EAST ORANGE | 7017 | 9 | 9.62 | Residential | Behind the Meter | No | Net Metered Residential | Freedom Forever New Jersey LLC | None | PSE&G | Accepted | 2023-06-27 | 2023-07-05 | 2024-07-05 | Solar Panels | Freedom Forever | FF-MP-BBB-370 |  | 0.37 | 3 | 216 | 25 |  | Fixed | Roof
NJADRE1554159321 | Administratively Determined Incentive Program | EAST ORANGE | 7017 | 9 | 9.62 | Residential | Behind the Meter | No | Net Metered Residential | Freedom Forever New Jersey LLC | None | PSE&G | Accepted | 2023-06-27 | 2023-07-05 | 2024-07-05 | Solar Panels | Freedom Forever | FF-MP-BBB-370 |  | 0.37 | 14 | 305 | 45 |  | Fixed | Roof
NJADRE1554159322 | Administratively Determined Incentive Program | Flemington | 8822 | 4 | 21.54 | Residential | Behind the Meter | Yes | Net Metered Residential | Pro Custom Solar dba Momentum Solar | None | JCP&L | Accepted | 2023-06-27 | 2023-07-05 | 2024-07-05 | Solar Panels | hanwha | Â Q. PEAK DUO BLK-G10+365 |  | 0.365 | 16 | 177 | 19 |  | Fixed | Roof
NJADRE1554159322 | Administratively Determined Incentive Program | Flemington | 8822 | 4 | 21.54 | Residential | Behind the Meter | Yes | Net Metered Residential | Pro Custom Solar dba Momentum Solar | None | JCP&L | Accepted | 2023-06-27 | 2023-07-05 | 2024-07-05 | Solar Panels | hanwha | Â Q. PEAK DUO BLK-G10+365 |  | 0.365 | 16 | 357 | 19 |  | Fixed | Roof
NJADRE1554159322 | Administratively Determined Incentive Program | Flemington | 8822 | 4 | 21.54 | Residential | Behind the Meter | Yes | Net Metered Residential | Pro Custom Solar dba Momentum Solar | None | JCP&L | Accepted | 2023-06-27 | 2023-07-05 | 2024-07-05 | Solar Panels | hanwha | Â Q. PEAK DUO BLK-G10+365 |  | 0.365 | 21 | 180 | 33 |  | Fixed | Roof
NJADRE1554159322 | Administratively Determined Incentive Program | Flemington | 8822 | 4 | 21.54 | Residential | Behind the Meter | Yes | Net Metered Residential | Pro Custom Solar dba Momentum Solar | None | JCP&L | Accepted | 2023-06-27 | 2023-07-05 | 2024-07-05 | Solar Panels | hanwha | Â Q. PEAK DUO BLK-G10+365 |  | 0.365 | 6 | 360 | 33 |  | Fixed | Roof
NJADRE1554159322 | Administratively Determined Incentive Program | Flemington | 8822 | 4 | 21.54 | Residential | Behind the Meter | Yes | Net Metered Residential | Pro Custom Solar dba Momentum Solar | None | JCP&L | Accepted | 2023-06-27 | 2023-07-05 | 2024-07-05 | Inverters | enphase | IQ8PLUS-72-2-US | 290 |  | 59 |  |  | 0.97 |  | Outdoor
NJADRE1554159347 | Administratively Determined Incentive Program | Hillsborough | 8844 | 5 | 9.59 | Residential | Behind the Meter | No | Net Metered Residential | Power Home Remodeling Group | None | PSE&G | Accepted | 2023-06-27 | 2023-07-05 | 2024-07-05 | Inverters | SolarEdge | SE7600H-US | 7600 |  | 1 |  |  | 0.99 |  | Outdoor
NJADRE1554159347 | Administratively Determined Incentive Program | Hillsborough | 8844 | 5 | 9.59 | Residential | Behind the Meter | No | Net Metered Residential | Power Home Remodeling Group | None | PSE&G | Accepted | 2023-06-27 | 2023-07-05 | 2024-07-05 | Meters | SolarEdge | Revenue Grade Data Ansi C12.20 |  |  | 1 |  |  |  | Yes | Outdoor
NJADRE1554159347 | Administratively Determined Incentive Program | Hillsborough | 8844 | 5 | 9.59 | Residential | Behind the Meter | No | Net Metered Residential | Power Home Remodeling Group | None | PSE&G | Accepted | 2023-06-27 | 2023-07-05 | 2024-07-05 | Solar Panels | Longi | LR40-60HPB-355M |  | 0.355 | 3 | 159 | 42 |  | Fixed | Roof
NJADRE1554159347 | Administratively Determined Incentive Program | Hillsborough | 8844 | 5 | 9.59 | Residential | Behind the Meter | No | Net Metered Residential | Power Home Remodeling Group | None | PSE&G | Accepted | 2023-06-27 | 2023-07-05 | 2024-07-05 | Solar Panels | Longi | LR40-60HPB-355M |  | 0.355 | 6 | 159 | 44 |  | Fixed | Roof
NJADRE1554159347 | Administratively Determined Incentive Program | Hillsborough | 8844 | 5 | 9.59 | Residential | Behind the Meter | No | Net Metered Residential | Power Home Remodeling Group | None | PSE&G | Accepted | 2023-06-27 | 2023-07-05 | 2024-07-05 | Solar Panels | Longi | LR40-60HPB-355M |  | 0.355 | 7 | 249 | 41 |  | Fixed | Roof
NJADRE1554159347 | Administratively Determined Incentive Program | Hillsborough | 8844 | 5 | 9.59 | Residential | Behind the Meter | No | Net Metered Residential | Power Home Remodeling Group | None | PSE&G | Accepted | 2023-06-27 | 2023-07-05 | 2024-07-05 | Solar Panels | Longi | LR40-60HPB-355M |  | 0.355 | 8 | 249 | 41 |  | Fixed | Roof
NJADRE1554159347 | Administratively Determined Incentive Program | Hillsborough | 8844 | 5 | 9.59 | Residential | Behind the Meter | No | Net Metered Residential | Power Home Remodeling Group | None | PSE&G | Accepted | 2023-06-27 | 2023-07-05 | 2024-07-05 | Solar Panels | Longi | LR40-60HPB-355M |  | 0.355 | 3 | 69 | 39 |  | Fixed | Roof
NJADRE1554159356 | Administratively Determined Incentive Program | Long Valley | 7853 | 3 | 14.18 | Residential | Behind the Meter | Yes | Net Metered Residential | Trinity Solar | None | JCP&L | Accepted | 2023-06-26 | 2023-07-03 | 2024-07-03 | Inverters | Solar Edge | SE11400H-US000BEi4 | 11400 |  | 1 |  |  | 0.97 |  | Outdoor
NJADRE1554159356 | Administratively Determined Incentive Program | Long Valley | 7853 | 3 | 14.18 | Residential | Behind the Meter | Yes | Net Metered Residential | Trinity Solar | None | JCP&L | Accepted | 2023-06-26 | 2023-07-03 | 2024-07-03 | Solar Panels | Hanwha | Q.PEAK DUO BLK ML-G10+ 405 |  | 0.405 | 35 | 204 | 30 |  | Fixed | Roof
NJADRE1554159396 | Administratively Determined Incentive Program | Westwood | 7675 | 7 | 5.93 | Residential | Behind the Meter | No | Net Metered Residential | Infinity Solar Systems | None | PSE&G | Accepted | 2023-06-26 | 2023-07-03 | 2024-07-03 | Inverters | Enphase | IQ8Plus-72-2-US | 290 |  | 15 |  |  | 0.97 |  | Outdoor
NJADRE1554159396 | Administratively Determined Incentive Program | Westwood | 7675 | 7 | 5.93 | Residential | Behind the Meter | No | Net Metered Residential | Infinity Solar Systems | None | PSE&G | Accepted | 2023-06-26 | 2023-07-03 | 2024-07-03 | Solar Panels | JA Solar | JAM54S31-395/MR |  | 0.395 | 12 | 197 | 22 |  | Fixed | Roof
NJADRE1554159396 | Administratively Determined Incentive Program | Westwood | 7675 | 7 | 5.93 | Residential | Behind the Meter | No | Net Metered Residential | Infinity Solar Systems | None | PSE&G | Accepted | 2023-06-26 | 2023-07-03 | 2024-07-03 | Solar Panels | JA Solar | JAM54S31-395/MR |  | 0.395 | 3 | 17 | 22 |  | Fixed | Roof
NJADRE1554160726 | Administratively Determined Incentive Program | Hackensack | 7601 | 7 | 7.11 | Residential | Behind the Meter | No | Net Metered Residential | Sunrun Installation Services, Inc. | None | PSE&G | Accepted | 2023-06-27 | 2023-07-05 | 2024-07-05 | Inverters | SolarEdge Technologies | SE6000H-USSN | 6000 |  | 1 |  |  | 0.96 |  | Outdoor | Next To Meter
NJADRE1554160726 | Administratively Determined Incentive Program | Hackensack | 7601 | 7 | 7.11 | Residential | Behind the Meter | No | Net Metered Residential | Sunrun Installation Services, Inc. | None | PSE&G | Accepted | 2023-06-27 | 2023-07-05 | 2024-07-05 | Solar Panels | Trina Solar | TSM-395DE09C.07 |  | 0.395 | 8 | 253 | 34 |  | Fixed | Roof
NJADRE1554160726 | Administratively Determined Incentive Program | Hackensack | 7601 | 7 | 7.11 | Residential | Behind the Meter | No | Net Metered Residential | Sunrun Installation Services, Inc. | None | PSE&G | Accepted | 2023-06-27 | 2023-07-05 | 2024-07-05 | Solar Panels | Trina Solar | TSM-395DE09C.07 |  | 0.395 | 10 | 73 | 34 |  | Fixed | Roof
NJADRE1554160729 | Administratively Determined Incentive Program | Clifton City | 7011 | 6 | 9.09 | Residential | Behind the Meter | No | Net Metered Residential | Bright Planet Solar | None | PSE&G | Accepted | 2023-06-27 | 2023-07-05 | 2024-07-05 | Inverters | SolarEdge | SE7600H-USRGM | 7600 |  | 1 |  |  | 0.98 |  | Outdoor
NJADRE1554160729 | Administratively Determined Incentive Program | Clifton City | 7011 | 6 | 9.09 | Residential | Behind the Meter | No | Net Metered Residential | Bright Planet Solar | None | PSE&G | Accepted | 2023-06-27 | 2023-07-05 | 2024-07-05 | Solar Panels | Hanwha Q-Cells | Q.PEAK DUO BLK ML-G10.a+395 |  | 0.395 | 6 | 168 | 14 |  | Fixed | Roof
NJADRE1554160729 | Administratively Determined Incentive Program | Clifton City | 7011 | 6 | 9.09 | Residential | Behind the Meter | No | Net Metered Residential | Bright Planet Solar | None | PSE&G | Accepted | 2023-06-27 | 2023-07-05 | 2024-07-05 | Solar Panels | Hanwha Q-Cells | Q.PEAK DUO BLK ML-G10.a+395 |  | 0.395 | 7 | 256 | 30 |  | Fixed | Roof
NJADRE1554160729 | Administratively Determined Incentive Program | Clifton City | 7011 | 6 | 9.09 | Residential | Behind the Meter | No | Net Metered Residential | Bright Planet Solar | None | PSE&G | Accepted | 2023-06-27 | 2023-07-05 | 2024-07-05 | Solar Panels | Hanwha Q-Cells | Q.PEAK DUO BLK ML-G10.a+395 |  | 0.395 | 5 | 166 | 37 |  | Fixed | Roof
NJADRE1554160729 | Administratively Determined Incentive Program | Clifton City | 7011 | 6 | 9.09 | Residential | Behind the Meter | No | Net Metered Residential | Bright Planet Solar | None | PSE&G | Accepted | 2023-06-27 | 2023-07-05 | 2024-07-05 | Solar Panels | Hanwha Q-Cells | Q.PEAK DUO BLK ML-G10.a+395 |  | 0.395 | 5 | 347 | 37 |  | Fixed | Roof
NJADRE1554160735 | Administratively Determined Incentive Program | Montclair | 7042 | 9 | 8.1 | Residential | Behind the Meter | No | Net Metered Residential | Infinity Solar Systems | None | PSE&G | Accepted | 2023-06-27 | 2023-07-05 | 2024-07-05 | Inverters | Enphase | IQ8Plus-72-2-US | 290 |  | 20 |  |  | 0.97 |  | Outdoor
NJADRE1554160735 | Administratively Determined Incentive Program | Montclair | 7042 | 9 | 8.1 | Residential | Behind the Meter | No | Net Metered Residential | Infinity Solar Systems | None | PSE&G | Accepted | 2023-06-27 | 2023-07-05 | 2024-07-05 | Solar Panels | REC Solar | REC405AA Pure |  | 0.405 | 11 | 207 | 40 |  | Fixed | Roof
NJADRE1554160735 | Administratively Determined Incentive Program | Montclair | 7042 | 9 | 8.1 | Residential | Behind the Meter | No | Net Metered Residential | Infinity Solar Systems | None | PSE&G | Accepted | 2023-06-27 | 2023-07-05 | 2024-07-05 | Solar Panels | REC Solar | REC405AA Pure |  | 0.405 | 2 | 207 | 25 |  | Fixed | Roof
NJADRE1554160735 | Administratively Determined Incentive Program | Montclair | 7042 | 9 | 8.1 | Residential | Behind the Meter | No | Net Metered Residential | Infinity Solar Systems | None | PSE&G | Accepted | 2023-06-27 | 2023-07-05 | 2024-07-05 | Solar Panels | REC Solar | REC405AA Pure |  | 0.405 | 6 | 27 | 20 |  | Fixed | Roof
NJADRE1554160735 | Administratively Determined Incentive Program | Montclair | 7042 | 9 | 8.1 | Residential | Behind the Meter | No | Net Metered Residential | Infinity Solar Systems | None | PSE&G | Accepted | 2023-06-27 | 2023-07-05 | 2024-07-05 | Solar Panels | REC Solar | REC405AA Pure |  | 0.405 | 1 | 207 | 25 |  | Fixed | Roof
NJADRE1554160793 | Administratively Determined Incentive Program | South Brunswick | 8852 | 11 | 15.6 | Residential | Behind the Meter | No | Net Metered Residential | Ad Energy | None | PSE&G | Accepted | 2023-06-27 | 2023-07-05 | 2024-07-05 | Inverters | SunPower | IQ7HS | 384 |  | 39 |  |  | 0.97 |  | Outdoor | At each panel
NJADRE1554160793 | Administratively Determined Incentive Program | South Brunswick | 8852 | 11 | 15.6 | Residential | Behind the Meter | No | Net Metered Residential | Ad Energy | None | PSE&G | Accepted | 2023-06-27 | 2023-07-05 | 2024-07-05 | Solar Panels | Sunpower | SPR-U-400-BLK-W-DC |  | 0.4 | 2 | 176 | 34 |  | Fixed | Roof
NJADRE1554160793 | Administratively Determined Incentive Program | South Brunswick | 8852 | 11 | 15.6 | Residential | Behind the Meter | No | Net Metered Residential | Ad Energy | None | PSE&G | Accepted | 2023-06-27 | 2023-07-05 | 2024-07-05 | Solar Panels | Sunpower | SPR-U-400-BLK-W-DC |  | 0.4 | 2 | 266 | 18 |  | Fixed | Pole
NJADRE1554160793 | Administratively Determined Incentive Program | South Brunswick | 8852 | 11 | 15.6 | Residential | Behind the Meter | No | Net Metered Residential | Ad Energy | None | PSE&G | Accepted | 2023-06-27 | 2023-07-05 | 2024-07-05 | Solar Panels | SunPower | SPR-U-400-BLK-W-DC |  | 0.4 | 35 | 176 | 33 |  | Fixed | Roof
NJADRE1554160831 | Administratively Determined Incentive Program | Hillsdale | 7642 | 7 | 10.13 | Residential | Behind the Meter | No | Net Metered Residential | Infinity Solar Systems | None | PSE&G | Accepted | 2023-06-27 | 2023-07-10 | 2024-07-10 | Electric Storage Battery | Enphase | Encharge 10T |  |  | 1 |  |  |  | Lithium Ion |  | Inside
NJADRE1554160831 | Administratively Determined Incentive Program | Hillsdale | 7642 | 7 | 10.13 | Residential | Behind the Meter | No | Net Metered Residential | Infinity Solar Systems | None | PSE&G | Accepted | 2023-06-27 | 2023-07-10 | 2024-07-10 | Inverters | Enphase | IQ8Plus-72-2-US | 290 |  | 25 |  |  | 0.97 |  | Outdoor
NJADRE1554160831 | Administratively Determined Incentive Program | Hillsdale | 7642 | 7 | 10.13 | Residential | Behind the Meter | No | Net Metered Residential | Infinity Solar Systems | None | PSE&G | Accepted | 2023-06-27 | 2023-07-10 | 2024-07-10 | Solar Panels | REC Solar | REC405AA Black |  | 0.405 | 8 | 79 | 15 |  | Fixed | Roof
NJADRE1554160831 | Administratively Determined Incentive Program | Hillsdale | 7642 | 7 | 10.13 | Residential | Behind the Meter | No | Net Metered Residential | Infinity Solar Systems | None | PSE&G | Accepted | 2023-06-27 | 2023-07-10 | 2024-07-10 | Solar Panels | REC Solar | REC405AA Black |  | 0.405 | 17 | 259 | 21 |  | Fixed | Roof
NJADRE1554160851 | Administratively Determined Incentive Program | Glassboro | 8028 | 15 | 6.4 | Residential | Behind the Meter | No | Net Metered Residential | Tesla Energy Operations Inc | None | AC Electric | Accepted | 2023-06-27 | 2023-07-05 | 2024-07-05 | Inverters | Tesla | 1538000-25-F | 7680 |  | 1 |  |  | 0.98 |  | Outdoor
NJADRE1554160851 | Administratively Determined Incentive Program | Glassboro | 8028 | 15 | 6.4 | Residential | Behind the Meter | No | Net Metered Residential | Tesla Energy Operations Inc | None | AC Electric | Accepted | 2023-06-27 | 2023-07-05 | 2024-07-05 | Solar Panels | Tesla | T400H |  | 0.4 | 3 | 150 | 27 |  | Fixed | Roof
NJADRE1554160851 | Administratively Determined Incentive Program | Glassboro | 8028 | 15 | 6.4 | Residential | Behind the Meter | No | Net Metered Residential | Tesla Energy Operations Inc | None | AC Electric | Accepted | 2023-06-27 | 2023-07-05 | 2024-07-05 | Solar Panels | Tesla | T400H |  | 0.4 | 2 | 330 | 27 |  | Fixed | Roof
NJADRE1554160851 | Administratively Determined Incentive Program | Glassboro | 8028 | 15 | 6.4 | Residential | Behind the Meter | No | Net Metered Residential | Tesla Energy Operations Inc | None | AC Electric | Accepted | 2023-06-27 | 2023-07-05 | 2024-07-05 | Solar Panels | Tesla | T400H |  | 0.4 | 7 | 60 | 20 |  | Fixed | Roof
NJADRE1554160851 | Administratively Determined Incentive Program | Glassboro | 8028 | 15 | 6.4 | Residential | Behind the Meter | No | Net Metered Residential | Tesla Energy Operations Inc | None | AC Electric | Accepted | 2023-06-27 | 2023-07-05 | 2024-07-05 | Solar Panels | Tesla | T400H |  | 0.4 | 4 | 240 | 20 |  | Fixed | Roof
NJADRE1554160851 | Administratively Determined Incentive Program | Glassboro | 8028 | 15 | 6.4 | Residential | Behind the Meter | No | Net Metered Residential | Tesla Energy Operations Inc | None | AC Electric | Accepted | 2023-06-27 | 2023-07-05 | 2024-07-05 | Electric Storage Battery | Tesla | AC Powerwall 2.0 |  |  | 1 |  |  |  | Lithium Ion |  | Outside
NJADRE1554160863 | Administratively Determined Incentive Program | South Bound Brook | 8880 | 5 | 9.13 | Residential | Behind the Meter | Yes | Net Metered Residential | Ad Energy | None | PSE&G | Accepted | 2023-06-27 | 2023-07-05 | 2024-07-05 | Inverters | SunPower | IQ7HS | 384 |  | 25 |  |  | 0.97 |  | Outdoor | At each panel
NJADRE1554160863 | Administratively Determined Incentive Program | South Bound Brook | 8880 | 5 | 9.13 | Residential | Behind the Meter | Yes | Net Metered Residential | Ad Energy | None | PSE&G | Accepted | 2023-06-27 | 2023-07-05 | 2024-07-05 | Solar Panels | SunPower | SPR-U-365-BLK-QC-DC |  | 0.365 | 8 | 286 | 35 |  | Fixed | Roof
NJADRE1554160863 | Administratively Determined Incentive Program | South Bound Brook | 8880 | 5 | 9.13 | Residential | Behind the Meter | Yes | Net Metered Residential | Ad Energy | None | PSE&G | Accepted | 2023-06-27 | 2023-07-05 | 2024-07-05 | Solar Panels | Sunpower | SPR-U-365-BLK-QC-DC |  | 0.365 | 17 | 106 | 35 |  | Fixed | Roof
NJADRE1554162299 | Administratively Determined Incentive Program | Egg Harbor City | 8215 | 19 | 5.93 | Residential | Behind the Meter | Yes | Net Metered Residential | Bright Planet Solar | None | AC Electric | Accepted | 2023-06-27 | 2023-07-03 | 2024-07-03 | Inverters | SolarEdge | SE5000H-USRGM | 5000 |  | 1 |  |  | 0.98 |  | Outdoor
NJADRE1554162299 | Administratively Determined Incentive Program | Egg Harbor City | 8215 | 19 | 5.93 | Residential | Behind the Meter | Yes | Net Metered Residential | Bright Planet Solar | None | AC Electric | Accepted | 2023-06-27 | 2023-07-03 | 2024-07-03 | Solar Panels | Hanwha Q-Cells | Q.PEAK DUO BLK ML-G10.a+395 |  | 0.395 | 15 | 132 | 27 |  | Fixed | Roof
NJADRE1554162312 | Administratively Determined Incentive Program | Carteret | 7008 | 11 | 5.48 | Residential | Behind the Meter | Yes | Net Metered Residential | Pro Custom Solar dba Momentum Solar | None | PSE&G | Accepted | 2023-06-27 | 2023-07-05 | 2024-07-05 | Inverters | Enphase | IQ8PLUS-72-2-US | 290 |  | 15 |  |  | 0.97 |  | Outdoor
NJADRE1554162312 | Administratively Determined Incentive Program | Carteret | 7008 | 11 | 5.48 | Residential | Behind the Meter | Yes | Net Metered Residential | Pro Custom Solar dba Momentum Solar | None | PSE&G | Accepted | 2023-06-27 | 2023-07-05 | 2024-07-05 | Solar Panels | Hanwha | q.peak duo blk-g10+365 |  | 0.365 | 15 | 301 | 10 |  | Fixed | Roof
NJADRE1554162336 | Administratively Determined Incentive Program | Millville | 8332 | 20 | 3.29 | Residential | Behind the Meter | Yes | Net Metered Residential | Pro Custom Solar dba Momentum Solar | None | PSE&G | Accepted | 2023-06-27 | 2023-07-05 | 2024-07-05 | Inverters | Enphase | IQ8PLUS-72-2-US | 290 |  | 9 |  |  | 0.97 |  | Outdoor
NJADRE1554162336 | Administratively Determined Incentive Program | Millville | 8332 | 20 | 3.29 | Residential | Behind the Meter | Yes | Net Metered Residential | Pro Custom Solar dba Momentum Solar | None | PSE&G | Accepted | 2023-06-27 | 2023-07-05 | 2024-07-05 | Solar Panels | Hanwha | q.peak duo blk-g10+365 |  | 0.365 | 9 | 229 | 30 |  | Fixed | Roof
NJADRE1554162349 | Administratively Determined Incentive Program | Paterson | 7503 | 6 | 15.7 | Residential | Behind the Meter | Yes | Net Metered Residential | Pro Custom Solar dba Momentum Solar | None | PSE&G | Accepted | 2023-06-27 | 2023-07-05 | 2024-07-05 | Inverters | ENPHASE | IQ8PLUS-72-2-US | 290 |  | 43 |  |  | 0.97 |  | Outdoor
NJADRE1554162349 | Administratively Determined Incentive Program | Paterson | 7503 | 6 | 15.7 | Residential | Behind the Meter | Yes | Net Metered Residential | Pro Custom Solar dba Momentum Solar | None | PSE&G | Accepted | 2023-06-27 | 2023-07-05 | 2024-07-05 | Solar Panels | HANWHA | q.peak duo blk-g10+365 |  | 0.365 | 43 | 167 | 33 |  | Fixed | Roof
NJADRE1554162526 | Administratively Determined Incentive Program | New Egypt | 8533 | 18 | 12.64 | Residential | Behind the Meter | Yes | Net Metered Residential | Sunrun Installation Services, Inc. | None | JCP&L | Accepted | 2023-06-27 | 2023-07-05 | 2024-07-05 | Inverters | SolarEdge Technologies | SE10000H-USSN | 10000 |  | 1 |  |  | 0.96 |  | Outdoor | Next To Meter
NJADRE1554162526 | Administratively Determined Incentive Program | New Egypt | 8533 | 18 | 12.64 | Residential | Behind the Meter | Yes | Net Metered Residential | Sunrun Installation Services, Inc. | None | JCP&L | Accepted | 2023-06-27 | 2023-07-05 | 2024-07-05 | Solar Panels | Trina Solar | TSM-395DE09C.07 |  | 0.395 | 12 | 92 | 37 |  | Fixed | Roof
NJADRE1554162526 | Administratively Determined Incentive Program | New Egypt | 8533 | 18 | 12.64 | Residential | Behind the Meter | Yes | Net Metered Residential | Sunrun Installation Services, Inc. | None | JCP&L | Accepted | 2023-06-27 | 2023-07-05 | 2024-07-05 | Solar Panels | Trina Solar | TSM-395DE09C.07 |  | 0.395 | 20 | 271 | 36 |  | Fixed | Roof
NJADRE1554165037 | Administratively Determined Incentive Program | Haddonfield boro, | 8033 | 14 | 8.4 | Residential | Behind the Meter | Yes | Net Metered Residential | Suntuity Solar LLC | None | PSE&G | Accepted | 2023-06-27 | 2023-07-03 | 2024-07-03 | Solar Panels | HANWHA | Q.PEAK DUO BLK ML-G10+ 400 |  | 0.4 | 12 | 135 | 34 |  | Fixed | Roof
NJADRE1554165037 | Administratively Determined Incentive Program | Haddonfield boro, | 8033 | 14 | 8.4 | Residential | Behind the Meter | Yes | Net Metered Residential | Suntuity Solar LLC | None | PSE&G | Accepted | 2023-06-27 | 2023-07-03 | 2024-07-03 | Solar Panels | HANWHA | Q.PEAK DUO BLK ML-G10+ 400 |  | 0.4 | 6 | 45 | 33 |  | Fixed | Roof
NJADRE1554165037 | Administratively Determined Incentive Program | Haddonfield boro, | 8033 | 14 | 8.4 | Residential | Behind the Meter | Yes | Net Metered Residential | Suntuity Solar LLC | None | PSE&G | Accepted | 2023-06-27 | 2023-07-03 | 2024-07-03 | Solar Panels | HANWHA | Q.PEAK DUO BLK ML-G10+ 400 |  | 0.4 | 3 | 315 | 34 |  | Fixed | Roof
NJADRE1554165037 | Administratively Determined Incentive Program | Haddonfield boro, | 8033 | 14 | 8.4 | Residential | Behind the Meter | Yes | Net Metered Residential | Suntuity Solar LLC | None | PSE&G | Accepted | 2023-06-27 | 2023-07-03 | 2024-07-03 | Inverters | ENPHASE | IQ8PLUS-72-2-US | 290 |  | 21 |  |  | 0.97 |  | Outdoor
NJADRE1554165038 | Administratively Determined Incentive Program | North Arlington Boro, | 7031 | 7 | 4 | Residential | Behind the Meter | Yes | Net Metered Residential | Suntuity Solar LLC | None | PSE&G | Accepted | 2023-06-27 | 2023-07-05 | 2024-07-05 | Inverters | ENPHASE | IQ8PLUS-72-2-US | 290 |  | 10 |  |  | 0.97 |  | Outdoor
NJADRE1554165038 | Administratively Determined Incentive Program | North Arlington Boro, | 7031 | 7 | 4 | Residential | Behind the Meter | Yes | Net Metered Residential | Suntuity Solar LLC | None | PSE&G | Accepted | 2023-06-27 | 2023-07-05 | 2024-07-05 | Solar Panels | HANWHA | Q.PEAK DUO BLK ML-G10+ 400 |  | 0.4 | 5 | 196 | 24 |  | Fixed | Roof
NJADRE1554165038 | Administratively Determined Incentive Program | North Arlington Boro, | 7031 | 7 | 4 | Residential | Behind the Meter | Yes | Net Metered Residential | Suntuity Solar LLC | None | PSE&G | Accepted | 2023-06-27 | 2023-07-05 | 2024-07-05 | Solar Panels | HANWHA | Q.PEAK DUO BLK ML-G10+ 400 |  | 0.4 | 5 | 106 | 24 |  | Fixed | Roof
NJADRE1554165085 | Administratively Determined Incentive Program | Woodland Park | 7424 | 6 | 6.08 | Residential | Behind the Meter | Yes | Net Metered Residential | Trinity Solar Inc. | None | PSE&G | Accepted | 2023-06-28 | 2023-07-06 | 2024-07-06 | Inverters | Solar Edge | SE5000H-US000BEi4 | 5 |  | 1 |  |  | 0.97 |  | Outdoor
NJADRE1554165085 | Administratively Determined Incentive Program | Woodland Park | 7424 | 6 | 6.08 | Residential | Behind the Meter | Yes | Net Metered Residential | Trinity Solar Inc. | None | PSE&G | Accepted | 2023-06-28 | 2023-07-06 | 2024-07-06 | Solar Panels | Hanwha | Q.PEAK DUO BLK ML-G10+ 405 |  | 0.405 | 15 | 120 | 43 |  | Fixed | Roof
NJADRE1554165086 | Administratively Determined Incentive Program | Columbus | 8022 | 13 | 12.43 | Residential | Behind the Meter | No | Net Metered Residential | Solar Energy World | None | PSE&G | Accepted | 2023-06-27 | 2023-07-06 | 2024-07-06 | Solar Panels | LONGi Green Energy | LR4-60HPB-355M |  | 0.355 | 35 | 175 | 25 |  | Fixed | Roof
NJADRE1554165086 | Administratively Determined Incentive Program | Columbus | 8022 | 13 | 12.43 | Residential | Behind the Meter | No | Net Metered Residential | Solar Energy World | None | PSE&G | Accepted | 2023-06-27 | 2023-07-06 | 2024-07-06 | Inverters | GoodWe | GW9600A-MS | 9600 |  | 1 |  |  | 0.97 |  | Outside
NJADRE1554165111 | Administratively Determined Incentive Program | Piscataway | 8854 | 11 | 5.84 | Residential | Behind the Meter | No | Net Metered Residential | Power Home Remodeling | None | PSE&G | Accepted | 2023-06-27 | 2023-07-06 | 2024-07-06 | Inverters | SolarEdge | SE3800H-US | 3800 |  | 1 |  |  | 0.99 |  | Outdoor
NJADRE1554165111 | Administratively Determined Incentive Program | Piscataway | 8854 | 11 | 5.84 | Residential | Behind the Meter | No | Net Metered Residential | Power Home Remodeling | None | PSE&G | Accepted | 2023-06-27 | 2023-07-06 | 2024-07-06 | Meters | SolarEdge | Revenue Grade Data Ansi C12.20 |  |  | 1 |  |  |  | Yes | Outdoor
NJADRE1554165111 | Administratively Determined Incentive Program | Piscataway | 8854 | 11 | 5.84 | Residential | Behind the Meter | No | Net Metered Residential | Power Home Remodeling | None | PSE&G | Accepted | 2023-06-27 | 2023-07-06 | 2024-07-06 | Solar Panels | Hyundai | HiS-S365XG |  | 0.365 | 8 | 161 | 29 |  | Fixed | Roof
NJADRE1554165111 | Administratively Determined Incentive Program | Piscataway | 8854 | 11 | 5.84 | Residential | Behind the Meter | No | Net Metered Residential | Power Home Remodeling | None | PSE&G | Accepted | 2023-06-27 | 2023-07-06 | 2024-07-06 | Solar Panels | Hyundai | HiS-S365XG |  | 0.365 | 8 | 161 | 18 |  | Fixed | Roof
NJADRE1554165115 | Administratively Determined Incentive Program | Gloucester Twp | 8029 | 14 | 10 | Residential | Behind the Meter | Yes | Net Metered Residential | Sunny Mac LLC | None | PSE&G | Accepted | 2023-06-27 | 2023-07-05 | 2024-07-05 | Solar Panels | HANWHA | Q.PEAK DUO BLK ML-G10+400 |  | 0.4 | 9 | 179 | 26 |  | Fixed | Roof
NJADRE1554165115 | Administratively Determined Incentive Program | Gloucester Twp | 8029 | 14 | 10 | Residential | Behind the Meter | Yes | Net Metered Residential | Sunny Mac LLC | None | PSE&G | Accepted | 2023-06-27 | 2023-07-05 | 2024-07-05 | Solar Panels | HANWHA | Q.PEAK DUO BLK ML-G10+400 |  | 0.4 | 8 | 269 | 9 |  | Fixed | Roof
NJADRE1554165115 | Administratively Determined Incentive Program | Gloucester Twp | 8029 | 14 | 10 | Residential | Behind the Meter | Yes | Net Metered Residential | Sunny Mac LLC | None | PSE&G | Accepted | 2023-06-27 | 2023-07-05 | 2024-07-05 | Solar Panels | HANWHA | Q.PEAK DUO BLK ML-G10+400 |  | 0.4 | 8 | 89 | 9 |  | Fixed | Roof
NJADRE1554165115 | Administratively Determined Incentive Program | Gloucester Twp | 8029 | 14 | 10 | Residential | Behind the Meter | Yes | Net Metered Residential | Sunny Mac LLC | None | PSE&G | Accepted | 2023-06-27 | 2023-07-05 | 2024-07-05 | Inverters | SOLAREDGE | SE 5000H -US | 5000 |  | 1 |  |  | 0.99 |  | Outdoor | NEXT TO METER
NJADRE1554165115 | Administratively Determined Incentive Program | Gloucester Twp | 8029 | 14 | 10 | Residential | Behind the Meter | Yes | Net Metered Residential | Sunny Mac LLC | None | PSE&G | Accepted | 2023-06-27 | 2023-07-05 | 2024-07-05 | Inverters | SOLAREDGE | SE 3000H -US | 3000 |  | 1 |  |  | 0.99 |  | Outdoor | NEXT TOMETER
NJADRE1554165115 | Administratively Determined Incentive Program | Gloucester Twp | 8029 | 14 | 10 | Residential | Behind the Meter | Yes | Net Metered Residential | Sunny Mac LLC | None | PSE&G | Accepted | 2023-06-27 | 2023-07-05 | 2024-07-05 | Meters | SE-RGMTR-1D-240C-B | Solaredge |  |  | 1 |  |  |  | Yes | Outdoor
NJADRE1554165128 | Administratively Determined Incentive Program | Plainfield | 7063 | 10 | 7.3 | Residential | Behind the Meter | Yes | Net Metered Residential | Pro Custom Solar dba Momentum Solar | None | PSE&G | Accepted | 2023-06-27 | 2023-07-05 | 2024-07-05 | Solar Panels | hanwha | Â Q. PEAK DUO BLK-G10+365 |  | 0.365 | 8 | 130 | 40 |  | Fixed | Roof
NJADRE1554165128 | Administratively Determined Incentive Program | Plainfield | 7063 | 10 | 7.3 | Residential | Behind the Meter | Yes | Net Metered Residential | Pro Custom Solar dba Momentum Solar | None | PSE&G | Accepted | 2023-06-27 | 2023-07-05 | 2024-07-05 | Solar Panels | hanwha | Â Q. PEAK DUO BLK-G10+365 |  | 0.365 | 4 | 127 | 30 |  | Fixed | Roof
NJADRE1554165128 | Administratively Determined Incentive Program | Plainfield | 7063 | 10 | 7.3 | Residential | Behind the Meter | Yes | Net Metered Residential | Pro Custom Solar dba Momentum Solar | None | PSE&G | Accepted | 2023-06-27 | 2023-07-05 | 2024-07-05 | Solar Panels | hanwha | Â Q. PEAK DUO BLK-G10+365 |  | 0.365 | 8 | 310 | 40 |  | Fixed | Roof
NJADRE1554165128 | Administratively Determined Incentive Program | Plainfield | 7063 | 10 | 7.3 | Residential | Behind the Meter | Yes | Net Metered Residential | Pro Custom Solar dba Momentum Solar | None | PSE&G | Accepted | 2023-06-27 | 2023-07-05 | 2024-07-05 | Inverters | enphase | IQ8PLUS-72-2-US | 290 |  | 20 |  |  | 0.97 |  | Outdoor
NJADRE1554165164 | Administratively Determined Incentive Program | South Brunswick Township | 8824 | 11 | 8.03 | Residential | Behind the Meter | Yes | Net Metered Residential | Pro Custom Solar dba Momentum Solar | None | PSE&G | Accepted | 2023-06-27 | 2023-07-05 | 2024-07-05 | Solar Panels | hanwha | Â Q. PEAK DUO BLK-G10+365 |  | 0.365 | 22 | 161 | 19 |  | Fixed | Roof
NJADRE1554165164 | Administratively Determined Incentive Program | South Brunswick Township | 8824 | 11 | 8.03 | Residential | Behind the Meter | Yes | Net Metered Residential | Pro Custom Solar dba Momentum Solar | None | PSE&G | Accepted | 2023-06-27 | 2023-07-05 | 2024-07-05 | Inverters | enphase | IQ8PLUS-72-2-US | 290 |  | 22 |  |  | 0.97 |  | Outdoor
NJADRE1554165178 | Administratively Determined Incentive Program | Beverly City | 8010 | 13 | 9.6 | Residential | Behind the Meter | Yes | Net Metered Residential | SunnyMac LLC | None | PSE&G | Accepted | 2023-06-27 | 2023-07-06 | 2024-07-06 | Solar Panels | HANWHA | Q.PEAK DUO BLK ML-G10+400 |  | 0.4 | 12 | 169 | 29 |  | Fixed | Roof
NJADRE1554165178 | Administratively Determined Incentive Program | Beverly City | 8010 | 13 | 9.6 | Residential | Behind the Meter | Yes | Net Metered Residential | SunnyMac LLC | None | PSE&G | Accepted | 2023-06-27 | 2023-07-06 | 2024-07-06 | Solar Panels | HANWHA | Q.PEAK DUO BLK ML-G10+400 |  | 0.4 | 4 | 349 | 29 |  | Fixed | Roof
NJADRE1554165178 | Administratively Determined Incentive Program | Beverly City | 8010 | 13 | 9.6 | Residential | Behind the Meter | Yes | Net Metered Residential | SunnyMac LLC | None | PSE&G | Accepted | 2023-06-27 | 2023-07-06 | 2024-07-06 | Solar Panels | HANWHA | Q.PEAK DUO BLK ML-G10+400 |  | 0.4 | 2 | 79 | 31 |  | Fixed | Roof
NJADRE1554165178 | Administratively Determined Incentive Program | Beverly City | 8010 | 13 | 9.6 | Residential | Behind the Meter | Yes | Net Metered Residential | SunnyMac LLC | None | PSE&G | Accepted | 2023-06-27 | 2023-07-06 | 2024-07-06 | Solar Panels | HANWHA | Q.PEAK DUO BLK ML-G10+400 |  | 0.4 | 2 | 259 | 31 |  | Fixed | Roof
NJADRE1554165178 | Administratively Determined Incentive Program | Beverly City | 8010 | 13 | 9.6 | Residential | Behind the Meter | Yes | Net Metered Residential | SunnyMac LLC | None | PSE&G | Accepted | 2023-06-27 | 2023-07-06 | 2024-07-06 | Solar Panels | HANWHA | Q.PEAK DUO BLK ML-G10+400 |  | 0.4 | 4 | 349 | 9 |  | Fixed | Roof
NJADRE1554165178 | Administratively Determined Incentive Program | Beverly City | 8010 | 13 | 9.6 | Residential | Behind the Meter | Yes | Net Metered Residential | SunnyMac LLC | None | PSE&G | Accepted | 2023-06-27 | 2023-07-06 | 2024-07-06 | Inverters | SOLAREDGE | SE7600H-US | 7600 |  | 1 |  |  | 0.99 |  | Outdoor | NEXT TO METER
NJADRE1554165178 | Administratively Determined Incentive Program | Beverly City | 8010 | 13 | 9.6 | Residential | Behind the Meter | Yes | Net Metered Residential | SunnyMac LLC | None | PSE&G | Accepted | 2023-06-27 | 2023-07-06 | 2024-07-06 | Meters | SE-RGMTR-1D-240C-B | Solaredge |  |  | 1 |  |  |  | Yes | Outdoor
NJADRE1554165182 | Administratively Determined Incentive Program | Bridgewater Twp | 8807 | 5 | 11.6 | Residential | Behind the Meter | No | Net Metered Residential | Tesla Energy Operations Inc | None | PSE&G | Accepted | 2023-06-27 | 2023-07-05 | 2024-07-05 | Inverters | Tesla | Powerwall+ [240V] #1850000-00-C | 7600 |  | 1 |  |  | 0.98 |  | Indoor
NJADRE1554165182 | Administratively Determined Incentive Program | Bridgewater Twp | 8807 | 5 | 11.6 | Residential | Behind the Meter | No | Net Metered Residential | Tesla Energy Operations Inc | None | PSE&G | Accepted | 2023-06-27 | 2023-07-05 | 2024-07-05 | Inverters | Tesla | 3.8 kW Tesla Inc 1534000-00-F | 3800 |  | 1 |  |  | 0.975 |  | Indoor
NJADRE1554165182 | Administratively Determined Incentive Program | Bridgewater Twp | 8807 | 5 | 11.6 | Residential | Behind the Meter | No | Net Metered Residential | Tesla Energy Operations Inc | None | PSE&G | Accepted | 2023-06-27 | 2023-07-05 | 2024-07-05 | Solar Panels | Tesla | T400H |  | 0.4 | 5 | 120 | 40 |  | Fixed | Roof
NJADRE1554165182 | Administratively Determined Incentive Program | Bridgewater Twp | 8807 | 5 | 11.6 | Residential | Behind the Meter | No | Net Metered Residential | Tesla Energy Operations Inc | None | PSE&G | Accepted | 2023-06-27 | 2023-07-05 | 2024-07-05 | Solar Panels | Tesla | T400H |  | 0.4 | 10 | 210 | 36 |  | Fixed | Roof
NJADRE1554165182 | Administratively Determined Incentive Program | Bridgewater Twp | 8807 | 5 | 11.6 | Residential | Behind the Meter | No | Net Metered Residential | Tesla Energy Operations Inc | None | PSE&G | Accepted | 2023-06-27 | 2023-07-05 | 2024-07-05 | Solar Panels | Tesla | T400H |  | 0.4 | 8 | 300 | 40 |  | Fixed | Roof
NJADRE1554165182 | Administratively Determined Incentive Program | Bridgewater Twp | 8807 | 5 | 11.6 | Residential | Behind the Meter | No | Net Metered Residential | Tesla Energy Operations Inc | None | PSE&G | Accepted | 2023-06-27 | 2023-07-05 | 2024-07-05 | Solar Panels | Tesla | T400H |  | 0.4 | 6 | 120 | 40 |  | Fixed | Roof
NJADRE1554165196 | Administratively Determined Incentive Program | Glen Rock | 7452 | 7 | 9.49 | Residential | Behind the Meter | No | Net Metered Residential | Power Home Remodeling Group | None | PSE&G | Accepted | 2023-06-27 | 2023-07-05 | 2024-07-05 | Inverters | SolarEdge | SE7600H-US | 7600 |  | 1 |  |  | 0.99 |  | Outdoor
NJADRE1554165196 | Administratively Determined Incentive Program | Glen Rock | 7452 | 7 | 9.49 | Residential | Behind the Meter | No | Net Metered Residential | Power Home Remodeling Group | None | PSE&G | Accepted | 2023-06-27 | 2023-07-05 | 2024-07-05 | Meters | SolarEdge | Revenue Grade Data Ansi C12.20 |  |  | 1 |  |  |  | Yes | Outdoor
NJADRE1554165196 | Administratively Determined Incentive Program | Glen Rock | 7452 | 7 | 9.49 | Residential | Behind the Meter | No | Net Metered Residential | Power Home Remodeling Group | None | PSE&G | Accepted | 2023-06-27 | 2023-07-05 | 2024-07-05 | Solar Panels | Hyundai | HiS-S365XG |  | 0.365 | 23 | 73 | 22 |  | Fixed | Roof
NJADRE1554165196 | Administratively Determined Incentive Program | Glen Rock | 7452 | 7 | 9.49 | Residential | Behind the Meter | No | Net Metered Residential | Power Home Remodeling Group | None | PSE&G | Accepted | 2023-06-27 | 2023-07-05 | 2024-07-05 | Solar Panels | Hyundai | HiS-S365XG |  | 0.365 | 3 | 73 | 21 |  | Fixed | Roof
NJADRE1554165228 | Administratively Determined Incentive Program | MAYWOOD | 7607 | 7 | 10.95 | Residential | Behind the Meter | Yes | Net Metered Residential | SunPower Corporation, Systems | None | PSE&G | Accepted | 2023-06-27 | 2023-07-06 | 2024-07-06 | Solar Panels | Hanwha Q CELLS | Q.PEAK DUO BLK-G10+ 365 |  | 0.365 | 8 | 38 | 21 |  | Fixed | Roof
NJADRE1554165228 | Administratively Determined Incentive Program | MAYWOOD | 7607 | 7 | 10.95 | Residential | Behind the Meter | Yes | Net Metered Residential | SunPower Corporation, Systems | None | PSE&G | Accepted | 2023-06-27 | 2023-07-06 | 2024-07-06 | Solar Panels | Hanwha Q CELLS | Q.PEAK DUO BLK-G10+ 365 |  | 0.365 | 12 | 38 | 21 |  | Fixed | Roof
NJADRE1554165228 | Administratively Determined Incentive Program | MAYWOOD | 7607 | 7 | 10.95 | Residential | Behind the Meter | Yes | Net Metered Residential | SunPower Corporation, Systems | None | PSE&G | Accepted | 2023-06-27 | 2023-07-06 | 2024-07-06 | Solar Panels | Hanwha Q CELLS | Q.PEAK DUO BLK-G10+ 365 |  | 0.365 | 8 | 218 | 21 |  | Fixed | Roof
NJADRE1554165228 | Administratively Determined Incentive Program | MAYWOOD | 7607 | 7 | 10.95 | Residential | Behind the Meter | Yes | Net Metered Residential | SunPower Corporation, Systems | None | PSE&G | Accepted | 2023-06-27 | 2023-07-06 | 2024-07-06 | Solar Panels | Hanwha Q CELLS | Q.PEAK DUO BLK-G10+ 365 |  | 0.365 | 2 | 218 | 21 |  | Fixed | Roof
NJADRE1554165228 | Administratively Determined Incentive Program | MAYWOOD | 7607 | 7 | 10.95 | Residential | Behind the Meter | Yes | Net Metered Residential | SunPower Corporation, Systems | None | PSE&G | Accepted | 2023-06-27 | 2023-07-06 | 2024-07-06 | Inverters | Enphase | IQ7HS-66-M-US | 384 |  | 30 |  |  | 0.97 |  | Other | under each panel
NJADRE1554165231 | Administratively Determined Incentive Program | Edison Twp | 8817 | 11 | 6.94 | Residential | Behind the Meter | No | Net Metered Residential | Pro Custom Solar dba Momentum Solar | None | PSE&G | Accepted | 2023-06-27 | 2023-07-06 | 2024-07-06 | Solar Panels | hanwha | Q. PEAK DUO BLK-G10+365 |  | 0.365 | 19 | 131 | 23 |  | Fixed | Roof
NJADRE1554165231 | Administratively Determined Incentive Program | Edison Twp | 8817 | 11 | 6.94 | Residential | Behind the Meter | No | Net Metered Residential | Pro Custom Solar dba Momentum Solar | None | PSE&G | Accepted | 2023-06-27 | 2023-07-06 | 2024-07-06 | Inverters | enphase | IQ8PLUS-72-2-US | 290 |  | 19 |  |  | 0.97 |  | Outdoor
NJADRE1554165253 | Administratively Determined Incentive Program | Lyndhurst Township | 7071 | 7 | 6.8 | Residential | Behind the Meter | Yes | Net Metered Residential | Freedom Forever New Jersey LLC | None | PSE&G | Accepted | 2023-06-27 | 2023-07-05 | 2024-07-05 | Inverters | Solar Edge | SE5000H-USRGM | 5000 |  | 1 |  |  | 0.99 |  | Outdoor
NJADRE1554165253 | Administratively Determined Incentive Program | Lyndhurst Township | 7071 | 7 | 6.8 | Residential | Behind the Meter | Yes | Net Metered Residential | Freedom Forever New Jersey LLC | None | PSE&G | Accepted | 2023-06-27 | 2023-07-05 | 2024-07-05 | Solar Panels | Freedom Forever | FF-MP-BBB-400 |  | 0.4 | 5 | 126 | 45 |  | Fixed | Roof
NJADRE1554165253 | Administratively Determined Incentive Program | Lyndhurst Township | 7071 | 7 | 6.8 | Residential | Behind the Meter | Yes | Net Metered Residential | Freedom Forever New Jersey LLC | None | PSE&G | Accepted | 2023-06-27 | 2023-07-05 | 2024-07-05 | Solar Panels | Freedom Forever | FF-MP-BBB-400 |  | 0.4 | 3 | 216 | 37 |  | Fixed | Roof
NJADRE1554165253 | Administratively Determined Incentive Program | Lyndhurst Township | 7071 | 7 | 6.8 | Residential | Behind the Meter | Yes | Net Metered Residential | Freedom Forever New Jersey LLC | None | PSE&G | Accepted | 2023-06-27 | 2023-07-05 | 2024-07-05 | Solar Panels | Freedom Forever | FF-MP-BBB-400 |  | 0.4 | 9 | 36 | 37 |  | Fixed | Roof
NJADRE1554165254 | Administratively Determined Incentive Program | Mizpah | 8330 | 19 | 13.6 | Residential | Behind the Meter | Yes | Net Metered Residential | Powur, PBC | None | AC Electric | Accepted | 2023-06-27 | 2023-07-06 | 2024-07-06 | Solar Panels | Hanwha | Q PEAK DUO BLK ML-G10+ (400W) |  | 0.4 | 32 | 280 | 33 |  | Fixed | Roof
NJADRE1554165254 | Administratively Determined Incentive Program | Mizpah | 8330 | 19 | 13.6 | Residential | Behind the Meter | Yes | Net Metered Residential | Powur, PBC | None | AC Electric | Accepted | 2023-06-27 | 2023-07-06 | 2024-07-06 | Solar Panels | Hanwha | Q PEAK DUO BLK ML-G10+ (400W) |  | 0.4 | 2 | 100 | 23 |  | Fixed | Roof
NJADRE1554165254 | Administratively Determined Incentive Program | Mizpah | 8330 | 19 | 13.6 | Residential | Behind the Meter | Yes | Net Metered Residential | Powur, PBC | None | AC Electric | Accepted | 2023-06-27 | 2023-07-06 | 2024-07-06 | Inverters | Enphase | IQ8PLUS-72-2-US | 290 |  | 34 |  |  | 0.99 |  | Outside
NJADRE1554165256 | Administratively Determined Incentive Program | NORTH BRUNSWICK TOWNSHIP | 8902 | 11 | 13.83 | Residential | Behind the Meter | Yes | Net Metered Residential | Sunrun Installation Services, Inc. | None | PSE&G | Accepted | 2023-06-27 | 2023-07-03 | 2024-07-03 | Inverters | SolarEdge Technologies | SE10000H-USSN | 10000 |  | 1 |  |  | 0.99 |  | Outdoor | Next To Meter
NJADRE1554165256 | Administratively Determined Incentive Program | NORTH BRUNSWICK TOWNSHIP | 8902 | 11 | 13.83 | Residential | Behind the Meter | Yes | Net Metered Residential | Sunrun Installation Services, Inc. | None | PSE&G | Accepted | 2023-06-27 | 2023-07-03 | 2024-07-03 | Solar Panels | Trina Solar | TSM-395DE09C.07 |  | 0.395 | 19 | 39 | 30 |  | Fixed | Roof
NJADRE1554165256 | Administratively Determined Incentive Program | NORTH BRUNSWICK TOWNSHIP | 8902 | 11 | 13.83 | Residential | Behind the Meter | Yes | Net Metered Residential | Sunrun Installation Services, Inc. | None | PSE&G | Accepted | 2023-06-27 | 2023-07-03 | 2024-07-03 | Solar Panels | Trina Solar | TSM-395DE09C.07 |  | 0.395 | 16 | 219 | 30 |  | Fixed | Roof
NJADRE1554165262 | Administratively Determined Incentive Program | Morristown | 7960 | 3 | 9.09 | Residential | Behind the Meter | No | Net Metered Residential | Infinity Solar Systems | None | JCP&L | Accepted | 2023-06-27 | 2023-07-06 | 2024-07-06 | Inverters | Enphase | IQ8Plus-72-2-US | 290 |  | 23 |  |  | 0.97 |  | Outdoor
NJADRE1554165262 | Administratively Determined Incentive Program | Morristown | 7960 | 3 | 9.09 | Residential | Behind the Meter | No | Net Metered Residential | Infinity Solar Systems | None | JCP&L | Accepted | 2023-06-27 | 2023-07-06 | 2024-07-06 | Solar Panels | JA Solar | JAM54S31-395/MR |  | 0.395 | 18 | 202 | 28 |  | Fixed | Roof
NJADRE1554165262 | Administratively Determined Incentive Program | Morristown | 7960 | 3 | 9.09 | Residential | Behind the Meter | No | Net Metered Residential | Infinity Solar Systems | None | JCP&L | Accepted | 2023-06-27 | 2023-07-06 | 2024-07-06 | Solar Panels | JA Solar | JAM54S31-395/MR |  | 0.395 | 5 | 22 | 28 |  | Fixed | Roof
NJADRE1554165273 | Administratively Determined Incentive Program | Marlboro Township | 7746 | 17 | 6.21 | Residential | Behind the Meter | Yes | Net Metered Residential | Pro Custom Solar dba Momentum Solar | None | PSE&G | Accepted | 2023-06-27 | 2023-07-05 | 2024-07-05 | Solar Panels | hanwha | Â Q. PEAK DUO BLK-G10+365 |  | 0.365 | 8 | 328 | 18 |  | Fixed | Roof
NJADRE1554165273 | Administratively Determined Incentive Program | Marlboro Township | 7746 | 17 | 6.21 | Residential | Behind the Meter | Yes | Net Metered Residential | Pro Custom Solar dba Momentum Solar | None | PSE&G | Accepted | 2023-06-27 | 2023-07-05 | 2024-07-05 | Solar Panels | hanwha | Â Q. PEAK DUO BLK-G10+365 |  | 0.365 | 9 | 148 | 18 |  | Fixed | Roof
NJADRE1554165273 | Administratively Determined Incentive Program | Marlboro Township | 7746 | 17 | 6.21 | Residential | Behind the Meter | Yes | Net Metered Residential | Pro Custom Solar dba Momentum Solar | None | PSE&G | Accepted | 2023-06-27 | 2023-07-05 | 2024-07-05 | Inverters | enphase | IQ8PLUS-72-2-US | 290 |  | 17 |  |  | 0.97 |  | Outdoor
NJADRE1554165295 | Administratively Determined Incentive Program | Brick | 8723 | 18 | 5.14 | Residential | Behind the Meter | Yes | Net Metered Residential | Sunrun Installation Services, Inc. | None | JCP&L | Accepted | 2023-06-27 | 2023-07-06 | 2024-07-06 | Inverters | SolarEdge Technologies | SE3800H-USMN | 3800 |  | 1 |  |  | 0.96 |  | Outdoor | Next To Meter
NJADRE1554165295 | Administratively Determined Incentive Program | Brick | 8723 | 18 | 5.14 | Residential | Behind the Meter | Yes | Net Metered Residential | Sunrun Installation Services, Inc. | None | JCP&L | Accepted | 2023-06-27 | 2023-07-06 | 2024-07-06 | Solar Panels | Trina Solar | TSM-395DE09C.07 |  | 0.395 | 6 | 82 | 18 |  | Fixed | Roof
NJADRE1554165295 | Administratively Determined Incentive Program | Brick | 8723 | 18 | 5.14 | Residential | Behind the Meter | Yes | Net Metered Residential | Sunrun Installation Services, Inc. | None | JCP&L | Accepted | 2023-06-27 | 2023-07-06 | 2024-07-06 | Solar Panels | Trina Solar | TSM-395DE09C.07 |  | 0.395 | 7 | 261 | 18 |  | Fixed | Roof
NJADRE1554165295 | Administratively Determined Incentive Program | Brick | 8723 | 18 | 5.14 | Residential | Behind the Meter | Yes | Net Metered Residential | Sunrun Installation Services, Inc. | None | JCP&L | Accepted | 2023-06-27 | 2023-07-06 | 2024-07-06 | Electric Storage Battery | LG Chem | RESU 10H Prime |  |  | 1 |  |  |  | Lithium Ion |  | inside
NJADRE1554165304 | Administratively Determined Incentive Program | Paterson | 7514 | 6 | 5.67 | Residential | Behind the Meter | Yes | Net Metered Residential | Skyline Solar LLC | None | PSE&G | Accepted | 2023-06-27 | 2023-07-05 | 2024-07-05 | Solar Panels | Q CELLS | Q.PEAK DUO ML-G10.A+ |  | 0.405 | 7 | 189 | 30 |  | Fixed | Roof
NJADRE1554165304 | Administratively Determined Incentive Program | Paterson | 7514 | 6 | 5.67 | Residential | Behind the Meter | Yes | Net Metered Residential | Skyline Solar LLC | None | PSE&G | Accepted | 2023-06-27 | 2023-07-05 | 2024-07-05 | Solar Panels | Q CELLS | Q.PEAK DUO ML-G10.A+ |  | 0.405 | 7 | 10 | 23 |  | Fixed | Roof
NJADRE1554165304 | Administratively Determined Incentive Program | Paterson | 7514 | 6 | 5.67 | Residential | Behind the Meter | Yes | Net Metered Residential | Skyline Solar LLC | None | PSE&G | Accepted | 2023-06-27 | 2023-07-05 | 2024-07-05 | Inverters | SOLAREDGE | SE3800H-US | 3800 |  | 1 |  |  | 0.992 |  | Outdoor
NJADRE1554165323 | Administratively Determined Incentive Program | Brick | 8723 | 18 | 5.93 | Residential | Behind the Meter | No | Net Metered Residential | Sunrun Installation Services, Inc. | None | JCP&L | Accepted | 2023-06-27 | 2023-07-03 | 2024-07-03 | Inverters | SolarEdge Technologies | SE7600H-USSN | 7600 |  | 1 |  |  | 0.96 |  | Outdoor | Next To Meter
NJADRE1554165323 | Administratively Determined Incentive Program | Brick | 8723 | 18 | 5.93 | Residential | Behind the Meter | No | Net Metered Residential | Sunrun Installation Services, Inc. | None | JCP&L | Accepted | 2023-06-27 | 2023-07-03 | 2024-07-03 | Solar Panels | Trina Solar | TSM-395DE09C.07 |  | 0.395 | 3 | 308 | 20 |  | Fixed | Roof
NJADRE1554165323 | Administratively Determined Incentive Program | Brick | 8723 | 18 | 5.93 | Residential | Behind the Meter | No | Net Metered Residential | Sunrun Installation Services, Inc. | None | JCP&L | Accepted | 2023-06-27 | 2023-07-03 | 2024-07-03 | Solar Panels | Trina Solar | TSM-395DE09C.07 |  | 0.395 | 12 | 129 | 22 |  | Fixed | Roof
NJADRE1554165668 | Administratively Determined Incentive Program | Westampton | 8060 | 13 | 5.48 | Residential | Behind the Meter | Yes | Net Metered Residential | Pro Custom Solar dba Momentum Solar | None | PSE&G | Accepted | 2023-06-27 | 2023-07-03 | 2024-07-03 | Solar Panels | hanwha | Â Q. PEAK DUO BLK-G10+365 |  | 0.365 | 8 | 195 | 25 |  | Fixed | Roof
NJADRE1554165668 | Administratively Determined Incentive Program | Westampton | 8060 | 13 | 5.48 | Residential | Behind the Meter | Yes | Net Metered Residential | Pro Custom Solar dba Momentum Solar | None | PSE&G | Accepted | 2023-06-27 | 2023-07-03 | 2024-07-03 | Solar Panels | hanwha | Â Q. PEAK DUO BLK-G10+365 |  | 0.365 | 3 | 15 | 25 |  | Fixed | Roof
NJADRE1554165668 | Administratively Determined Incentive Program | Westampton | 8060 | 13 | 5.48 | Residential | Behind the Meter | Yes | Net Metered Residential | Pro Custom Solar dba Momentum Solar | None | PSE&G | Accepted | 2023-06-27 | 2023-07-03 | 2024-07-03 | Solar Panels | hanwha | Â Q. PEAK DUO BLK-G10+365 |  | 0.365 | 4 | 285 | 26 |  | Fixed | Roof
NJADRE1554165668 | Administratively Determined Incentive Program | Westampton | 8060 | 13 | 5.48 | Residential | Behind the Meter | Yes | Net Metered Residential | Pro Custom Solar dba Momentum Solar | None | PSE&G | Accepted | 2023-06-27 | 2023-07-03 | 2024-07-03 | Inverters | enphase | IQ8PLUS-72-2-US | 290 |  | 15 |  |  | 0.97 |  | Outdoor
NJADRE1554165834 | Administratively Determined Incentive Program | Port Republic | 8241 | 19 | 5.2 | Residential | Behind the Meter | No | Net Metered Residential | Freedom Forever New Jersey LLC | None | AC Electric | Accepted | 2023-06-27 | 2023-07-03 | 2024-07-03 | Inverters | Solar Edge | SE6000H-US [SI1] RGM | 6000 |  | 1 |  |  | 0.99 |  | Outdoor
NJADRE1554165834 | Administratively Determined Incentive Program | Port Republic | 8241 | 19 | 5.2 | Residential | Behind the Meter | No | Net Metered Residential | Freedom Forever New Jersey LLC | None | AC Electric | Accepted | 2023-06-27 | 2023-07-03 | 2024-07-03 | Solar Panels | Freedom Forever | FF-MP-BBB-400 |  | 0.4 | 13 | 270 | 7 |  | Fixed | Roof
NJADRE1554165969 | Administratively Determined Incentive Program | Bergenfield | 7621 | 7 | 3.95 | Residential | Behind the Meter | Yes | Net Metered Residential | Sunrun Installation Services, Inc. | None | PSE&G | Accepted | 2023-06-27 | 2023-07-06 | 2024-07-06 | Inverters | SolarEdge Technologies | SE3800H-USMN | 3800 |  | 1 |  |  | 0.99 |  | Outdoor | Next To Meter
NJADRE1554165969 | Administratively Determined Incentive Program | Bergenfield | 7621 | 7 | 3.95 | Residential | Behind the Meter | Yes | Net Metered Residential | Sunrun Installation Services, Inc. | None | PSE&G | Accepted | 2023-06-27 | 2023-07-06 | 2024-07-06 | Solar Panels | Trina Solar | TSM-395DE09C.07 |  | 0.395 | 10 | 180 | 27 |  | Fixed | Roof
NJADRE1554166154 | Administratively Determined Incentive Program | Sewell | 8080 | 15 | 6.08 | Residential | Behind the Meter | Yes | Net Metered Residential | Skyline Solar LLC | None | AC Electric | Accepted | 2023-06-27 | 2023-07-03 | 2024-07-03 | Solar Panels | Q CELLS | Q.PEAK DUO ML-G10.A+ |  | 0.405 | 10 | 196 | 23 |  | Fixed | Roof
NJADRE1554166154 | Administratively Determined Incentive Program | Sewell | 8080 | 15 | 6.08 | Residential | Behind the Meter | Yes | Net Metered Residential | Skyline Solar LLC | None | AC Electric | Accepted | 2023-06-27 | 2023-07-03 | 2024-07-03 | Solar Panels | Q CELLS | Q.PEAK DUO ML-G10.A+ |  | 0.405 | 5 | 286 | 23 |  | Fixed | Roof
NJADRE1554166154 | Administratively Determined Incentive Program | Sewell | 8080 | 15 | 6.08 | Residential | Behind the Meter | Yes | Net Metered Residential | Skyline Solar LLC | None | AC Electric | Accepted | 2023-06-27 | 2023-07-03 | 2024-07-03 | Inverters | ENPHASE | IQ8PLUS -72-2-US | 240 |  | 15 |  |  | 0.976 |  | Outdoor
NJADRE1554166218 | Administratively Determined Incentive Program | MATAWAN | 7747 | 17 | 10.67 | Residential | Behind the Meter | Yes | Net Metered Residential | Sunrun Installation Services, Inc. | None | JCP&L | Accepted | 2023-06-27 | 2023-07-06 | 2024-07-06 | Inverters | SolarEdge Technologies | SE7600H-USSN | 7600 |  | 1 |  |  | 0.99 |  | Outdoor | Next To Meter
NJADRE1554166218 | Administratively Determined Incentive Program | MATAWAN | 7747 | 17 | 10.67 | Residential | Behind the Meter | Yes | Net Metered Residential | Sunrun Installation Services, Inc. | None | JCP&L | Accepted | 2023-06-27 | 2023-07-06 | 2024-07-06 | Solar Panels | Trina Solar | TSM-395DE09C.07 |  | 0.395 | 10 | 283 | 20 |  | Fixed | Roof
NJADRE1554166218 | Administratively Determined Incentive Program | MATAWAN | 7747 | 17 | 10.67 | Residential | Behind the Meter | Yes | Net Metered Residential | Sunrun Installation Services, Inc. | None | JCP&L | Accepted | 2023-06-27 | 2023-07-06 | 2024-07-06 | Solar Panels | Trina Solar | TSM-395DE09C.07 |  | 0.395 | 11 | 103 | 20 |  | Fixed | Roof
NJADRE1554166218 | Administratively Determined Incentive Program | MATAWAN | 7747 | 17 | 10.67 | Residential | Behind the Meter | Yes | Net Metered Residential | Sunrun Installation Services, Inc. | None | JCP&L | Accepted | 2023-06-27 | 2023-07-06 | 2024-07-06 | Solar Panels | Trina Solar | TSM-395DE09C.07 |  | 0.395 | 6 | 193 | 19 |  | Fixed | Roof
NJADRE1554166258 | Administratively Determined Incentive Program | Paterson | 7504 | 6 | 4.8 | Residential | Behind the Meter | Yes | Net Metered Residential | Trinity Solar Inc. | None | PSE&G | Accepted | 2023-06-27 | 2023-07-03 | 2024-07-03 | Inverters | Solar Edge | SE3800H-US | 3800 |  | 1 |  |  | 0.97 |  | Outside
NJADRE1554166258 | Administratively Determined Incentive Program | Paterson | 7504 | 6 | 4.8 | Residential | Behind the Meter | Yes | Net Metered Residential | Trinity Solar Inc. | None | PSE&G | Accepted | 2023-06-27 | 2023-07-03 | 2024-07-03 | Solar Panels | HANWHA 400 | HANWHA 400 (Q.PEAK DUO BLK ML-G10+ 400) |  | 0.4 | 3 | 279 | 20 |  | Fixed | Roof
NJADRE1554166258 | Administratively Determined Incentive Program | Paterson | 7504 | 6 | 4.8 | Residential | Behind the Meter | Yes | Net Metered Residential | Trinity Solar Inc. | None | PSE&G | Accepted | 2023-06-27 | 2023-07-03 | 2024-07-03 | Solar Panels | HANWHA 400 | HANWHA 400 (Q.PEAK DUO BLK ML-G10+ 400) |  | 0.4 | 3 | 99 | 20 |  | Fixed | Roof
NJADRE1554166258 | Administratively Determined Incentive Program | Paterson | 7504 | 6 | 4.8 | Residential | Behind the Meter | Yes | Net Metered Residential | Trinity Solar Inc. | None | PSE&G | Accepted | 2023-06-27 | 2023-07-03 | 2024-07-03 | Solar Panels | HANWHA 400 | HANWHA 400 (Q.PEAK DUO BLK ML-G10+ 400) |  | 0.4 | 3 | 189 | 20 |  | Fixed | Roof
NJADRE1554166258 | Administratively Determined Incentive Program | Paterson | 7504 | 6 | 4.8 | Residential | Behind the Meter | Yes | Net Metered Residential | Trinity Solar Inc. | None | PSE&G | Accepted | 2023-06-27 | 2023-07-03 | 2024-07-03 | Solar Panels | HANWHA 400 | HANWHA 400 (Q.PEAK DUO BLK ML-G10+ 400) |  | 0.4 | 3 | 9 | 20 |  | Fixed | Roof
NJADRE1554166267 | Administratively Determined Incentive Program | Manalapan | 7726 | 17 | 9.88 | Residential | Behind the Meter | No | Net Metered Residential | EMT Renewables | None | JCP&L | Accepted | 2023-06-27 | 2023-07-05 | 2024-07-05 | Inverters | ENPHASE | IQ8+ | 290 |  | 25 |  |  | 0.98 |  | Other | UNDER EACH PANELS
NJADRE1554166267 | Administratively Determined Incentive Program | Manalapan | 7726 | 17 | 9.88 | Residential | Behind the Meter | No | Net Metered Residential | EMT Renewables | None | JCP&L | Accepted | 2023-06-27 | 2023-07-05 | 2024-07-05 | Solar Panels | JA SOLAR | JAM54S31 |  | 0.395 | 10 | 208 | 23 |  | Fixed | Roof
NJADRE1554166267 | Administratively Determined Incentive Program | Manalapan | 7726 | 17 | 9.88 | Residential | Behind the Meter | No | Net Metered Residential | EMT Renewables | None | JCP&L | Accepted | 2023-06-27 | 2023-07-05 | 2024-07-05 | Solar Panels | JA SOLAR | JAM54S31 |  | 0.395 | 7 | 28 | 23 |  | Fixed | Roof
NJADRE1554166267 | Administratively Determined Incentive Program | Manalapan | 7726 | 17 | 9.88 | Residential | Behind the Meter | No | Net Metered Residential | EMT Renewables | None | JCP&L | Accepted | 2023-06-27 | 2023-07-05 | 2024-07-05 | Solar Panels | JA SOLAR | JAM54S31 |  | 0.395 | 8 | 298 | 24 |  | Fixed | Roof
NJADRE1554166344 | Administratively Determined Incentive Program | Clifton City | 7011 | 6 | 5.14 | Residential | Behind the Meter | Yes | Net Metered Residential | Freedom Forever New Jersey LLC | None | PSE&G | Accepted | 2023-06-27 | 2023-07-05 | 2024-07-05 | Inverters | Solar Edge | SE3800H-USRGM | 3800 |  | 1 |  |  | 0.99 |  | Outdoor
NJADRE1554166344 | Administratively Determined Incentive Program | Clifton City | 7011 | 6 | 5.14 | Residential | Behind the Meter | Yes | Net Metered Residential | Freedom Forever New Jersey LLC | None | PSE&G | Accepted | 2023-06-27 | 2023-07-05 | 2024-07-05 | Solar Panels | Canadian Solar | CS3N-395MS |  | 0.395 | 13 | 251 | 43 |  | Fixed | Roof
NJADRE1554166979 | Administratively Determined Incentive Program | Linden City | 7036 | 10 | 9.88 | Residential | Behind the Meter | Yes | Net Metered Residential | Freedom Forever New Jersey LLC | None | PSE&G | Accepted | 2023-06-27 | 2023-07-05 | 2024-07-05 | Inverters | Solar Edge | SE7600H-USRGM | 7600 |  | 1 |  |  | 0.99 |  | Outdoor
NJADRE1554166979 | Administratively Determined Incentive Program | Linden City | 7036 | 10 | 9.88 | Residential | Behind the Meter | Yes | Net Metered Residential | Freedom Forever New Jersey LLC | None | PSE&G | Accepted | 2023-06-27 | 2023-07-05 | 2024-07-05 | Solar Panels | Canadian Solar | CS3N-395MS |  | 0.395 | 9 | 322 | 36 |  | Fixed | Roof
NJADRE1554166979 | Administratively Determined Incentive Program | Linden City | 7036 | 10 | 9.88 | Residential | Behind the Meter | Yes | Net Metered Residential | Freedom Forever New Jersey LLC | None | PSE&G | Accepted | 2023-06-27 | 2023-07-05 | 2024-07-05 | Solar Panels | Canadian Solar | CS3N-395MS |  | 0.395 | 3 | 142 | 36 |  | Fixed | Roof
NJADRE1554166979 | Administratively Determined Incentive Program | Linden City | 7036 | 10 | 9.88 | Residential | Behind the Meter | Yes | Net Metered Residential | Freedom Forever New Jersey LLC | None | PSE&G | Accepted | 2023-06-27 | 2023-07-05 | 2024-07-05 | Solar Panels | Canadian Solar | CS3N-395MS |  | 0.395 | 7 | 230 | 22 |  | Fixed | Roof
NJADRE1554166979 | Administratively Determined Incentive Program | Linden City | 7036 | 10 | 9.88 | Residential | Behind the Meter | Yes | Net Metered Residential | Freedom Forever New Jersey LLC | None | PSE&G | Accepted | 2023-06-27 | 2023-07-05 | 2024-07-05 | Solar Panels | Canadian Solar | CS3N-395MS |  | 0.395 | 6 | 50 | 22 |  | Fixed | Roof
NJADRE1554166982 | Administratively Determined Incentive Program | Bridgewater Twp | 8807 | 5 | 12.18 | Residential | Behind the Meter | No | Net Metered Residential | EMT Renewables | None | PSE&G | Accepted | 2023-06-27 | 2023-07-06 | 2024-07-06 | Inverters | ENPHASE | IQ7x | 315 |  | 29 |  |  | 0.98 |  | Other | UNDER EACH PANEL
NJADRE1554166982 | Administratively Determined Incentive Program | Bridgewater Twp | 8807 | 5 | 12.18 | Residential | Behind the Meter | No | Net Metered Residential | EMT Renewables | None | PSE&G | Accepted | 2023-06-27 | 2023-07-06 | 2024-07-06 | Solar Panels | REC ALPHA | REC 420 |  | 0.42 | 23 | 195 | 34 |  | Fixed | Roof
NJADRE1554166982 | Administratively Determined Incentive Program | Bridgewater Twp | 8807 | 5 | 12.18 | Residential | Behind the Meter | No | Net Metered Residential | EMT Renewables | None | PSE&G | Accepted | 2023-06-27 | 2023-07-06 | 2024-07-06 | Solar Panels | REC ALPHA | REC 420 |  | 0.42 | 6 | 285 | 33 |  | Fixed | Roof
NJADRE1554167013 | Administratively Determined Incentive Program | East Orange | 7017 | 9 | 11.68 | Residential | Behind the Meter | Yes | Net Metered Residential | Pro Custom Solar dba Momentum Solar | None | PSE&G | Accepted | 2023-06-27 | 2023-07-05 | 2024-07-05 | Inverters | enphase | IQ8PLUS-72-2-US | 290 |  | 32 |  |  | 0.97 |  | Outside
NJADRE1554167013 | Administratively Determined Incentive Program | East Orange | 7017 | 9 | 11.68 | Residential | Behind the Meter | Yes | Net Metered Residential | Pro Custom Solar dba Momentum Solar | None | PSE&G | Accepted | 2023-06-27 | 2023-07-05 | 2024-07-05 | Solar Panels | hanwha | q.peak duo blk-g10+365 |  | 0.365 | 13 | 291 | 35 |  | Fixed | Roof
NJADRE1554167013 | Administratively Determined Incentive Program | East Orange | 7017 | 9 | 11.68 | Residential | Behind the Meter | Yes | Net Metered Residential | Pro Custom Solar dba Momentum Solar | None | PSE&G | Accepted | 2023-06-27 | 2023-07-05 | 2024-07-05 | Solar Panels | hanwha | q.peak duo blk-g10+365 |  | 0.365 | 5 | 291 | 22 |  | Fixed | Roof
NJADRE1554167013 | Administratively Determined Incentive Program | East Orange | 7017 | 9 | 11.68 | Residential | Behind the Meter | Yes | Net Metered Residential | Pro Custom Solar dba Momentum Solar | None | PSE&G | Accepted | 2023-06-27 | 2023-07-05 | 2024-07-05 | Solar Panels | hanwha | q.peak duo blk-g10+365 |  | 0.365 | 4 | 111 | 34 |  | Fixed | Roof
NJADRE1554167013 | Administratively Determined Incentive Program | East Orange | 7017 | 9 | 11.68 | Residential | Behind the Meter | Yes | Net Metered Residential | Pro Custom Solar dba Momentum Solar | None | PSE&G | Accepted | 2023-06-27 | 2023-07-05 | 2024-07-05 | Solar Panels | hanwha | q.peak duo blk-g10+365 |  | 0.365 | 5 | 202 | 14 |  | Fixed | Roof
NJADRE1554167013 | Administratively Determined Incentive Program | East Orange | 7017 | 9 | 11.68 | Residential | Behind the Meter | Yes | Net Metered Residential | Pro Custom Solar dba Momentum Solar | None | PSE&G | Accepted | 2023-06-27 | 2023-07-05 | 2024-07-05 | Solar Panels | hanwha | q.peak duo blk-g10+365 |  | 0.365 | 5 | 22 | 14 |  | Fixed | Roof
NJADRE1554167260 | Administratively Determined Incentive Program | Mays landing | 8330 | 19 | 9.86 | Residential | Behind the Meter | Yes | Net Metered Residential | Pro Custom Solar dba Momentum Solar | None | AC Electric | Accepted | 2023-06-27 | 2023-07-05 | 2024-07-05 | Solar Panels | hanwha | Â Q. PEAK DUO BLK-G10+365 |  | 0.365 | 14 | 136 | 32 |  | Fixed | Roof
NJADRE1554167260 | Administratively Determined Incentive Program | Mays landing | 8330 | 19 | 9.86 | Residential | Behind the Meter | Yes | Net Metered Residential | Pro Custom Solar dba Momentum Solar | None | AC Electric | Accepted | 2023-06-27 | 2023-07-05 | 2024-07-05 | Solar Panels | hanwha | Â Q. PEAK DUO BLK-G10+365 |  | 0.365 | 8 | 226 | 31 |  | Fixed | Roof
NJADRE1554167260 | Administratively Determined Incentive Program | Mays landing | 8330 | 19 | 9.86 | Residential | Behind the Meter | Yes | Net Metered Residential | Pro Custom Solar dba Momentum Solar | None | AC Electric | Accepted | 2023-06-27 | 2023-07-05 | 2024-07-05 | Solar Panels | hanwha | Â Q. PEAK DUO BLK-G10+365 |  | 0.365 | 5 | 316 | 32 |  | Fixed | Roof
NJADRE1554167260 | Administratively Determined Incentive Program | Mays landing | 8330 | 19 | 9.86 | Residential | Behind the Meter | Yes | Net Metered Residential | Pro Custom Solar dba Momentum Solar | None | AC Electric | Accepted | 2023-06-27 | 2023-07-05 | 2024-07-05 | Inverters | enphase | IQ8PLUS-72-2-US | 290 |  | 27 |  |  | 0.97 |  | Outdoor
NJADRE1554167560 | Administratively Determined Incentive Program | Lyndhurst Twp | 7071 | 7 | 12.56 | Residential | Behind the Meter | No | Net Metered Residential | EMT Renewables | None | PSE&G | Accepted | 2023-06-27 | 2023-07-05 | 2024-07-05 | Inverters | ENPHASE | IQ8+ | 290 |  | 31 |  |  | 0.98 |  | Other | UNDER EACH PANEL
NJADRE1554167560 | Administratively Determined Incentive Program | Lyndhurst Twp | 7071 | 7 | 12.56 | Residential | Behind the Meter | No | Net Metered Residential | EMT Renewables | None | PSE&G | Accepted | 2023-06-27 | 2023-07-05 | 2024-07-05 | Solar Panels | REC ALPHA | REC 405 |  | 0.405 | 16 | 124 | 15 |  | Fixed | Roof
NJADRE1554167560 | Administratively Determined Incentive Program | Lyndhurst Twp | 7071 | 7 | 12.56 | Residential | Behind the Meter | No | Net Metered Residential | EMT Renewables | None | PSE&G | Accepted | 2023-06-27 | 2023-07-05 | 2024-07-05 | Solar Panels | REC ALPHA | REC 405 |  | 0.405 | 15 | 123 | 21 |  | Fixed | Roof
NJADRE1554167607 | Administratively Determined Incentive Program | Metuchen Boro | 8840 | 11 | 9.2 | Residential | Behind the Meter | No | Net Metered Residential | Tesla Energy Operations Inc | None | PSE&G | Accepted | 2023-06-27 | 2023-07-05 | 2024-07-05 | Solar Panels | Hanwha | Q.PEAK DUO BLK ML-G10+/TS 400 |  | 0.4 | 3 | 263 | 20 |  | Fixed | Roof
NJADRE1554167607 | Administratively Determined Incentive Program | Metuchen Boro | 8840 | 11 | 9.2 | Residential | Behind the Meter | No | Net Metered Residential | Tesla Energy Operations Inc | None | PSE&G | Accepted | 2023-06-27 | 2023-07-05 | 2024-07-05 | Solar Panels | Hanwha | Q.PEAK DUO BLK ML-G10+/TS 400 |  | 0.4 | 3 | 83 | 20 |  | Fixed | Roof
NJADRE1554167607 | Administratively Determined Incentive Program | Metuchen Boro | 8840 | 11 | 9.2 | Residential | Behind the Meter | No | Net Metered Residential | Tesla Energy Operations Inc | None | PSE&G | Accepted | 2023-06-27 | 2023-07-05 | 2024-07-05 | Solar Panels | Hanwha | Q.PEAK DUO BLK ML-G10+/TS 400 |  | 0.4 | 3 | 173 | 20 |  | Fixed | Roof
NJADRE1554167607 | Administratively Determined Incentive Program | Metuchen Boro | 8840 | 11 | 9.2 | Residential | Behind the Meter | No | Net Metered Residential | Tesla Energy Operations Inc | None | PSE&G | Accepted | 2023-06-27 | 2023-07-05 | 2024-07-05 | Solar Panels | Hanwha | Q.PEAK DUO BLK ML-G10+/TS 400 |  | 0.4 | 6 | 263 | 19 |  | Fixed | Roof
NJADRE1554167607 | Administratively Determined Incentive Program | Metuchen Boro | 8840 | 11 | 9.2 | Residential | Behind the Meter | No | Net Metered Residential | Tesla Energy Operations Inc | None | PSE&G | Accepted | 2023-06-27 | 2023-07-05 | 2024-07-05 | Solar Panels | Hanwha | Q.PEAK DUO BLK ML-G10+/TS 400 |  | 0.4 | 4 | 263 | 19 |  | Fixed | Roof
NJADRE1554167607 | Administratively Determined Incentive Program | Metuchen Boro | 8840 | 11 | 9.2 | Residential | Behind the Meter | No | Net Metered Residential | Tesla Energy Operations Inc | None | PSE&G | Accepted | 2023-06-27 | 2023-07-05 | 2024-07-05 | Solar Panels | Hanwha | Q.PEAK DUO BLK ML-G10+/TS 400 |  | 0.4 | 4 | 83 | 17 |  | Fixed | Roof
NJADRE1554167607 | Administratively Determined Incentive Program | Metuchen Boro | 8840 | 11 | 9.2 | Residential | Behind the Meter | No | Net Metered Residential | Tesla Energy Operations Inc | None | PSE&G | Accepted | 2023-06-27 | 2023-07-05 | 2024-07-05 | Inverters | Tesla | 1538000-45-A | 3840 |  | 1 |  |  | 0.975 |  | Outdoor
NJADRE1554167607 | Administratively Determined Incentive Program | Metuchen Boro | 8840 | 11 | 9.2 | Residential | Behind the Meter | No | Net Metered Residential | Tesla Energy Operations Inc | None | PSE&G | Accepted | 2023-06-27 | 2023-07-05 | 2024-07-05 | Inverters | Tesla | 1538000-45-A | 5040 |  | 1 |  |  | 0.98 |  | Outdoor
NJADRE1554167700 | Administratively Determined Incentive Program | PATERSON CITY | 7501 | 6 | 5.53 | Residential | Behind the Meter | Yes | Net Metered Residential | Sunrun Installation Services, Inc. | None | PSE&G | Accepted | 2023-06-27 | 2023-07-18 | 2024-07-18 | Inverters | SolarEdge Technologies | SE3800H-USMN | 3800 |  | 1 |  |  | 0.99 |  | Outdoor | Next To Meter
NJADRE1554167700 | Administratively Determined Incentive Program | PATERSON CITY | 7501 | 6 | 5.53 | Residential | Behind the Meter | Yes | Net Metered Residential | Sunrun Installation Services, Inc. | None | PSE&G | Accepted | 2023-06-27 | 2023-07-18 | 2024-07-18 | Solar Panels | Trina Solar | TSM-395DE09C.07 |  | 0.395 | 2 | 66 | 37 |  | Fixed | Roof
NJADRE1554167700 | Administratively Determined Incentive Program | PATERSON CITY | 7501 | 6 | 5.53 | Residential | Behind the Meter | Yes | Net Metered Residential | Sunrun Installation Services, Inc. | None | PSE&G | Accepted | 2023-06-27 | 2023-07-18 | 2024-07-18 | Solar Panels | Trina Solar | TSM-395DE09C.07 |  | 0.395 | 6 | 66 | 5 |  | Fixed | Roof
NJADRE1554167700 | Administratively Determined Incentive Program | PATERSON CITY | 7501 | 6 | 5.53 | Residential | Behind the Meter | Yes | Net Metered Residential | Sunrun Installation Services, Inc. | None | PSE&G | Accepted | 2023-06-27 | 2023-07-18 | 2024-07-18 | Solar Panels | Trina Solar | TSM-395DE09C.07 |  | 0.395 | 6 | 246 | 38 |  | Fixed | Roof
NJADRE1554167717 | Administratively Determined Incentive Program | TOMS RIVER | 8753 | 18 | 10.53 | Residential | Behind the Meter | Yes | Net Metered Residential | Sunrun Installation Services, Inc. | None | JCP&L | Accepted | 2023-06-27 | 2023-07-06 | 2024-07-06 | Inverters | SolarEdge Technologies | SE7600H-USSN | 7600 |  | 1 |  |  | 0.99 |  | Outdoor | Next To Meter
NJADRE1554167717 | Administratively Determined Incentive Program | TOMS RIVER | 8753 | 18 | 10.53 | Residential | Behind the Meter | Yes | Net Metered Residential | Sunrun Installation Services, Inc. | None | JCP&L | Accepted | 2023-06-27 | 2023-07-06 | 2024-07-06 | Solar Panels | Trina Solar | TSM-390DE09C.07 |  | 0.39 | 8 | 158 | 32 |  | Fixed | Roof
NJADRE1554167717 | Administratively Determined Incentive Program | TOMS RIVER | 8753 | 18 | 10.53 | Residential | Behind the Meter | Yes | Net Metered Residential | Sunrun Installation Services, Inc. | None | JCP&L | Accepted | 2023-06-27 | 2023-07-06 | 2024-07-06 | Solar Panels | Trina Solar | TSM-390DE09C.07 |  | 0.39 | 19 | 249 | 32 |  | Fixed | Roof
NJADRE1554167760 | Administratively Determined Incentive Program | BERGENFIELD BORO | 7621 | 7 | 5.14 | Residential | Behind the Meter | Yes | Net Metered Residential | Sunrun Installation Services, Inc. | None | PSE&G | Accepted | 2023-06-27 | 2023-07-05 | 2024-07-05 | Inverters | SolarEdge Technologies | SE3800H-USMN | 3800 |  | 1 |  |  | 0.99 |  | Outdoor | Next To Meter
NJADRE1554167760 | Administratively Determined Incentive Program | BERGENFIELD BORO | 7621 | 7 | 5.14 | Residential | Behind the Meter | Yes | Net Metered Residential | Sunrun Installation Services, Inc. | None | PSE&G | Accepted | 2023-06-27 | 2023-07-05 | 2024-07-05 | Solar Panels | Trina Solar | TSM-395DE09C.07 |  | 0.395 | 13 | 181 | 26 |  | Fixed | Roof
NJADRE1554168680 | Administratively Determined Incentive Program | Browns Mills | 8015 | 13 | 15.01 | Residential | Behind the Meter | Yes | Net Metered Residential | Big Solar Energy, LLC | None | JCP&L | Accepted | 2023-06-27 | 2023-07-06 | 2024-07-06 | Inverters | SOLAREDGE | RGM SE11400H-USRGM | 48 |  | 1 |  |  | 0.992 |  | Outdoor
NJADRE1554168680 | Administratively Determined Incentive Program | Browns Mills | 8015 | 13 | 15.01 | Residential | Behind the Meter | Yes | Net Metered Residential | Big Solar Energy, LLC | None | JCP&L | Accepted | 2023-06-27 | 2023-07-06 | 2024-07-06 | Solar Panels | JA SOLAR | JAM72S09-395 |  | 0.395 | 24 | 196 | 20 |  | Fixed | Roof
NJADRE1554168680 | Administratively Determined Incentive Program | Browns Mills | 8015 | 13 | 15.01 | Residential | Behind the Meter | Yes | Net Metered Residential | Big Solar Energy, LLC | None | JCP&L | Accepted | 2023-06-27 | 2023-07-06 | 2024-07-06 | Solar Panels | JA SOLAR | JAM72S09-395 |  | 0.395 | 14 | 16 | 20 |  | Fixed | Roof
NJADRE1554168689 | Administratively Determined Incentive Program | Piscataway | 8854 | 11 | 5.93 | Residential | Behind the Meter | Yes | Net Metered Residential | Solar Mite Solutions | None | PSE&G | Accepted | 2023-06-27 | 2023-07-19 | 2024-07-19 | Inverters | Enphase | IQ8PLUS-72-2 | 290 |  | 15 |  |  | 0.98 |  | Outdoor | under solar modules
NJADRE1554168689 | Administratively Determined Incentive Program | Piscataway | 8854 | 11 | 5.93 | Residential | Behind the Meter | Yes | Net Metered Residential | Solar Mite Solutions | None | PSE&G | Accepted | 2023-06-27 | 2023-07-19 | 2024-07-19 | Solar Panels | JA Solar | 54S31 |  | 0.395 | 2 | 269 | 14 |  | Fixed | Roof | Array 1
NJADRE1554168689 | Administratively Determined Incentive Program | Piscataway | 8854 | 11 | 5.93 | Residential | Behind the Meter | Yes | Net Metered Residential | Solar Mite Solutions | None | PSE&G | Accepted | 2023-06-27 | 2023-07-19 | 2024-07-19 | Solar Panels | JA Solar | 54S31 |  | 0.395 | 3 | 179 | 14 |  | Fixed | Roof | Array 2
NJADRE1554168689 | Administratively Determined Incentive Program | Piscataway | 8854 | 11 | 5.93 | Residential | Behind the Meter | Yes | Net Metered Residential | Solar Mite Solutions | None | PSE&G | Accepted | 2023-06-27 | 2023-07-19 | 2024-07-19 | Solar Panels | JA Solar | 54S31 |  | 0.395 | 10 | 179 | 18 |  | Fixed | Roof | Array 3
NJADRE1554168692 | Administratively Determined Incentive Program | Wenonah | 8090 | 15 | 9.84 | Residential | Behind the Meter | No | Net Metered Residential | Freedom Forever New Jersey LLC | None | AC Electric | Accepted | 2023-06-27 | 2023-07-06 | 2024-07-06 | Inverters | Solar Edge | SE7600H-USRGM | 7600 |  | 1 |  |  | 0.99 |  | Outdoor
NJADRE1554168692 | Administratively Determined Incentive Program | Wenonah | 8090 | 15 | 9.84 | Residential | Behind the Meter | No | Net Metered Residential | Freedom Forever New Jersey LLC | None | AC Electric | Accepted | 2023-06-27 | 2023-07-06 | 2024-07-06 | Solar Panels | Rec Solar | REC410AA PURE-R |  | 0.41 | 8 | 177 | 35 |  | Fixed | Roof
NJADRE1554168692 | Administratively Determined Incentive Program | Wenonah | 8090 | 15 | 9.84 | Residential | Behind the Meter | No | Net Metered Residential | Freedom Forever New Jersey LLC | None | AC Electric | Accepted | 2023-06-27 | 2023-07-06 | 2024-07-06 | Solar Panels | Rec Solar | REC410AA PURE-R |  | 0.41 | 12 | 177 | 35 |  | Fixed | Roof
NJADRE1554168692 | Administratively Determined Incentive Program | Wenonah | 8090 | 15 | 9.84 | Residential | Behind the Meter | No | Net Metered Residential | Freedom Forever New Jersey LLC | None | AC Electric | Accepted | 2023-06-27 | 2023-07-06 | 2024-07-06 | Solar Panels | Rec Solar | REC410AA PURE-R |  | 0.41 | 4 | 357 | 20 |  | Fixed | Roof
NJADRE1554171219 | Administratively Determined Incentive Program | Burlington, New Jersey | 8016 | 13 | 8 | Residential | Behind the Meter | Yes | Net Metered Residential | Suntuity Solar LLC | None | PSE&G | Accepted | 2023-06-28 | 2023-07-06 | 2024-07-06 | Inverters | ENPHASE | IQ8 PLUS MICRO-INVERTER (20) | 290 |  | 20 |  |  | 0.97 |  | Outdoor | Behind the PV modules
NJADRE1554171219 | Administratively Determined Incentive Program | Burlington, New Jersey | 8016 | 13 | 8 | Residential | Behind the Meter | Yes | Net Metered Residential | Suntuity Solar LLC | None | PSE&G | Accepted | 2023-06-28 | 2023-07-06 | 2024-07-06 | Solar Panels | HANWHA | Q.PEAK DUO BLK ML-G10+ 400 |  | 0.4 | 20 | 181 | 20 |  | Fixed | Ground
NJADRE1554171225 | Administratively Determined Incentive Program | ,Turnersville , | 8012 | 14 | 13.2 | Residential | Behind the Meter | Yes | Net Metered Residential | Suntuity Solar LLC | None | AC Electric | Accepted | 2023-06-28 | 2023-07-06 | 2024-07-06 | Inverters | ENPHASE | IQ8PLUS-72-2-US | 290 |  | 33 |  |  | 0.97 |  | Outdoor | Behind the PV modules
NJADRE1554171225 | Administratively Determined Incentive Program | ,Turnersville , | 8012 | 14 | 13.2 | Residential | Behind the Meter | Yes | Net Metered Residential | Suntuity Solar LLC | None | AC Electric | Accepted | 2023-06-28 | 2023-07-06 | 2024-07-06 | Solar Panels | HANWHA | Q.PEAK DUO BLK ML-G10+ 400 |  | 0.4 | 9 | 153 | 25 |  | Fixed | Roof
NJADRE1554171225 | Administratively Determined Incentive Program | ,Turnersville , | 8012 | 14 | 13.2 | Residential | Behind the Meter | Yes | Net Metered Residential | Suntuity Solar LLC | None | AC Electric | Accepted | 2023-06-28 | 2023-07-06 | 2024-07-06 | Solar Panels | HANWHA | Q.PEAK DUO BLK ML-G10+ 400 |  | 0.4 | 8 | 63 | 25 |  | Fixed | Roof
NJADRE1554171225 | Administratively Determined Incentive Program | ,Turnersville , | 8012 | 14 | 13.2 | Residential | Behind the Meter | Yes | Net Metered Residential | Suntuity Solar LLC | None | AC Electric | Accepted | 2023-06-28 | 2023-07-06 | 2024-07-06 | Solar Panels | HANWHA | Q.PEAK DUO BLK ML-G10+ 400 |  | 0.4 | 5 | 243 | 25 |  | Fixed | Roof
NJADRE1554171225 | Administratively Determined Incentive Program | ,Turnersville , | 8012 | 14 | 13.2 | Residential | Behind the Meter | Yes | Net Metered Residential | Suntuity Solar LLC | None | AC Electric | Accepted | 2023-06-28 | 2023-07-06 | 2024-07-06 | Solar Panels | HANWHA | Q.PEAK DUO BLK ML-G10+ 400 |  | 0.4 | 7 | 333 | 25 |  | Fixed | Roof
NJADRE1554171225 | Administratively Determined Incentive Program | ,Turnersville , | 8012 | 14 | 13.2 | Residential | Behind the Meter | Yes | Net Metered Residential | Suntuity Solar LLC | None | AC Electric | Accepted | 2023-06-28 | 2023-07-06 | 2024-07-06 | Solar Panels | HANWHA | Q.PEAK DUO BLK ML-G10+ 400 |  | 0.4 | 4 | 243 | 25 |  | Fixed | Roof
NJADRE1554171234 | Administratively Determined Incentive Program | Vineland | 8360 | 20 | 2.84 | Residential | Behind the Meter | Yes | Net Metered Residential | Trinity Solar | None | Vineland Muni Electric | Accepted | 2023-06-28 | 2023-07-06 | 2024-07-06 | Inverters | Solar Edge | SE3000H-US | 3 |  | 1 |  |  | 0.97 |  | Outdoor
NJADRE1554171234 | Administratively Determined Incentive Program | Vineland | 8360 | 20 | 2.84 | Residential | Behind the Meter | Yes | Net Metered Residential | Trinity Solar | None | Vineland Muni Electric | Accepted | 2023-06-28 | 2023-07-06 | 2024-07-06 | Solar Panels | HANWHA 405 (Q.PEAK DUO BLK ML-G10+ 405) | HANWHA 405 (Q.PEAK DUO BLK ML-G10+ 405) |  | 0.405 | 3 | 2 | 18 |  | Fixed | Roof
NJADRE1554171234 | Administratively Determined Incentive Program | Vineland | 8360 | 20 | 2.84 | Residential | Behind the Meter | Yes | Net Metered Residential | Trinity Solar | None | Vineland Muni Electric | Accepted | 2023-06-28 | 2023-07-06 | 2024-07-06 | Solar Panels | HANWHA 405 (Q.PEAK DUO BLK ML-G10+ 405) | HANWHA 405 (Q.PEAK DUO BLK ML-G10+ 405) |  | 0.405 | 4 | 182 | 18 |  | Fixed | Roof
NJADRE1554171312 | Administratively Determined Incentive Program | BROWNS MILLS | 8015 | 13 | 11.6 | Residential | Behind the Meter | Yes | Net Metered Residential | Big Solar Energy, LLC | None | JCP&L | Accepted | 2023-06-28 | 2023-07-06 | 2024-07-06 | Inverters | SOLAREDGE RGM | SE11400H-USRGM | 48 |  | 1 |  |  | 0.992 |  | Outdoor
NJADRE1554171312 | Administratively Determined Incentive Program | BROWNS MILLS | 8015 | 13 | 11.6 | Residential | Behind the Meter | Yes | Net Metered Residential | Big Solar Energy, LLC | None | JCP&L | Accepted | 2023-06-28 | 2023-07-06 | 2024-07-06 | Solar Panels | HANWHA Q.CELLS | Q.PEAK DUO BLK ML-G10 400 |  | 0.4 | 17 | 130 | 23 |  | Fixed | Roof
NJADRE1554171312 | Administratively Determined Incentive Program | BROWNS MILLS | 8015 | 13 | 11.6 | Residential | Behind the Meter | Yes | Net Metered Residential | Big Solar Energy, LLC | None | JCP&L | Accepted | 2023-06-28 | 2023-07-06 | 2024-07-06 | Solar Panels | HANWHA Q.CELLS | Q.PEAK DUO BLK ML-G10 400 |  | 0.4 | 12 | 310 | 23 |  | Fixed | Roof
NJADRE1554171356 | Administratively Determined Incentive Program | Franklinville | 8322 | 15 | 10.95 | Residential | Behind the Meter | Yes | Net Metered Residential | Pro Custom Solar dba Momentum Solar | None | AC Electric | Accepted | 2023-06-28 | 2023-07-06 | 2024-07-06 | Solar Panels | HANWHA | Â Q. PEAK DUO BLK-G10+365 |  | 0.365 | 24 | 151 | 23 |  | Fixed | Roof
NJADRE1554171356 | Administratively Determined Incentive Program | Franklinville | 8322 | 15 | 10.95 | Residential | Behind the Meter | Yes | Net Metered Residential | Pro Custom Solar dba Momentum Solar | None | AC Electric | Accepted | 2023-06-28 | 2023-07-06 | 2024-07-06 | Solar Panels | HANWHA | Â Q. PEAK DUO BLK-G10+365 |  | 0.365 | 6 | 151 | 7 |  | Fixed | Roof
NJADRE1554171356 | Administratively Determined Incentive Program | Franklinville | 8322 | 15 | 10.95 | Residential | Behind the Meter | Yes | Net Metered Residential | Pro Custom Solar dba Momentum Solar | None | AC Electric | Accepted | 2023-06-28 | 2023-07-06 | 2024-07-06 | Inverters | ENPHASE | IQ8PLUS-72-2-US | 290 |  | 30 |  |  | 0.97 |  | Outdoor
NJADRE1554171396 | Administratively Determined Incentive Program | CAMDEN CITY | 8105 | 14 | 4.46 | Residential | Behind the Meter | Yes | Net Metered Residential | Venture Solar | None | PSE&G | Accepted | 2023-07-12 | 2023-07-19 | 2024-07-19 | Inverters | EnPhase | IQ8PLUS-72-2-US | 290 |  | 11 |  |  | 0.98 |  | Outdoor | Roof
NJADRE1554171396 | Administratively Determined Incentive Program | CAMDEN CITY | 8105 | 14 | 4.46 | Residential | Behind the Meter | Yes | Net Metered Residential | Venture Solar | None | PSE&G | Accepted | 2023-07-12 | 2023-07-19 | 2024-07-19 | Solar Panels | Hanwha | Q.PEAK DUO BLK ML-G10+ 405 |  | 0.405 | 8 | 150 | 15 |  | Fixed | Roof
NJADRE1554171396 | Administratively Determined Incentive Program | CAMDEN CITY | 8105 | 14 | 4.46 | Residential | Behind the Meter | Yes | Net Metered Residential | Venture Solar | None | PSE&G | Accepted | 2023-07-12 | 2023-07-19 | 2024-07-19 | Solar Panels | Hanwha | Q.PEAK DUO BLK ML-G10+ 405 |  | 0.405 | 3 | 150 | 15 |  | Fixed | Roof
NJADRE1554171411 | Administratively Determined Incentive Program | PALMYRA | 8065 | 13 | 4.74 | Residential | Behind the Meter | Yes | Net Metered Residential | Big Solar Energy, LLC | None | PSE&G | Accepted | 2023-06-28 | 2023-07-21 | 2024-07-21 | Inverters | SOLAREDGE | SE5000H-US (240V) | 21 |  | 1 |  |  | 0.992 |  | Outdoor
NJADRE1554171411 | Administratively Determined Incentive Program | PALMYRA | 8065 | 13 | 4.74 | Residential | Behind the Meter | Yes | Net Metered Residential | Big Solar Energy, LLC | None | PSE&G | Accepted | 2023-06-28 | 2023-07-21 | 2024-07-21 | Solar Panels | JA SOLAR | JAM72S09-395 |  | 0.395 | 6 | 52 | 41 |  | Fixed | Roof
NJADRE1554171411 | Administratively Determined Incentive Program | PALMYRA | 8065 | 13 | 4.74 | Residential | Behind the Meter | Yes | Net Metered Residential | Big Solar Energy, LLC | None | PSE&G | Accepted | 2023-06-28 | 2023-07-21 | 2024-07-21 | Solar Panels | JA SOLAR | JAM72S09-395 |  | 0.395 | 6 | 52 | 6 |  | Fixed | Roof
NJADRE1554171418 | Administratively Determined Incentive Program | Swedesboro | 8085 | 15 | 17.2 | Residential | Behind the Meter | No | Net Metered Residential | Tesla Energy Operations Inc | None | AC Electric | Accepted | 2023-06-28 | 2023-07-06 | 2024-07-06 | Solar Panels | Hanwha | Q.PEAK DUO BLK ML-G10+/TS 400 |  | 0.4 | 16 | 196 | 45 |  | Fixed | Roof
NJADRE1554171418 | Administratively Determined Incentive Program | Swedesboro | 8085 | 15 | 17.2 | Residential | Behind the Meter | No | Net Metered Residential | Tesla Energy Operations Inc | None | AC Electric | Accepted | 2023-06-28 | 2023-07-06 | 2024-07-06 | Solar Panels | Hanwha | Q.PEAK DUO BLK ML-G10+/TS 400 |  | 0.4 | 17 | 286 | 45 |  | Fixed | Roof
NJADRE1554171418 | Administratively Determined Incentive Program | Swedesboro | 8085 | 15 | 17.2 | Residential | Behind the Meter | No | Net Metered Residential | Tesla Energy Operations Inc | None | AC Electric | Accepted | 2023-06-28 | 2023-07-06 | 2024-07-06 | Solar Panels | Hanwha | Q.PEAK DUO BLK ML-G10+/TS 400 |  | 0.4 | 10 | 196 | 45 |  | Fixed | Roof
NJADRE1554171418 | Administratively Determined Incentive Program | Swedesboro | 8085 | 15 | 17.2 | Residential | Behind the Meter | No | Net Metered Residential | Tesla Energy Operations Inc | None | AC Electric | Accepted | 2023-06-28 | 2023-07-06 | 2024-07-06 | Inverters | Tesla | 1538000-25-F | 7680 |  | 1 |  |  | 0.98 |  | Outdoor
NJADRE1554171418 | Administratively Determined Incentive Program | Swedesboro | 8085 | 15 | 17.2 | Residential | Behind the Meter | No | Net Metered Residential | Tesla Energy Operations Inc | None | AC Electric | Accepted | 2023-06-28 | 2023-07-06 | 2024-07-06 | Inverters | Tesla | 1538000-35-F | 7680 |  | 1 |  |  | 0.98 |  | Outdoor
NJADRE1554171418 | Administratively Determined Incentive Program | Swedesboro | 8085 | 15 | 17.2 | Residential | Behind the Meter | No | Net Metered Residential | Tesla Energy Operations Inc | None | AC Electric | Accepted | 2023-06-28 | 2023-07-06 | 2024-07-06 | Electric Storage Battery | Tesla | AC Powerwall 2.0 |  |  | 2 |  |  |  | Lithium Ion |  | Outside
NJADRE1554171436 | Administratively Determined Incentive Program | Piscataway Twp | 8854 | 11 | 11.2 | Residential | Behind the Meter | Yes | Net Metered Residential | SunnyMac LLC | None | PSE&G | Accepted | 2023-06-28 | 2023-07-06 | 2024-07-06 | Solar Panels | HANWHA | Q.PEAK DUO BLK ML-G10+400 |  | 0.4 | 10 | 158 | 37 |  | Fixed | Roof
NJADRE1554171436 | Administratively Determined Incentive Program | Piscataway Twp | 8854 | 11 | 11.2 | Residential | Behind the Meter | Yes | Net Metered Residential | SunnyMac LLC | None | PSE&G | Accepted | 2023-06-28 | 2023-07-06 | 2024-07-06 | Solar Panels | HANWHA | Q.PEAK DUO BLK ML-G10+400 |  | 0.4 | 6 | 338 | 8 |  | Fixed | Roof
NJADRE1554171436 | Administratively Determined Incentive Program | Piscataway Twp | 8854 | 11 | 11.2 | Residential | Behind the Meter | Yes | Net Metered Residential | SunnyMac LLC | None | PSE&G | Accepted | 2023-06-28 | 2023-07-06 | 2024-07-06 | Solar Panels | HANWHA | Q.PEAK DUO BLK ML-G10+400 |  | 0.4 | 2 | 248 | 20 |  | Fixed | Roof
NJADRE1554171436 | Administratively Determined Incentive Program | Piscataway Twp | 8854 | 11 | 11.2 | Residential | Behind the Meter | Yes | Net Metered Residential | SunnyMac LLC | None | PSE&G | Accepted | 2023-06-28 | 2023-07-06 | 2024-07-06 | Solar Panels | HANWHA | Q.PEAK DUO BLK ML-G10+400 |  | 0.4 | 10 | 131 | 25 |  | Fixed | Roof
NJADRE1554171436 | Administratively Determined Incentive Program | Piscataway Twp | 8854 | 11 | 11.2 | Residential | Behind the Meter | Yes | Net Metered Residential | SunnyMac LLC | None | PSE&G | Accepted | 2023-06-28 | 2023-07-06 | 2024-07-06 | Inverters | SOLAREDGE | SE6000H-US | 6000 |  | 1 |  |  | 0.99 |  | Outdoor | NEXT TO METER
NJADRE1554171436 | Administratively Determined Incentive Program | Piscataway Twp | 8854 | 11 | 11.2 | Residential | Behind the Meter | Yes | Net Metered Residential | SunnyMac LLC | None | PSE&G | Accepted | 2023-06-28 | 2023-07-06 | 2024-07-06 | Inverters | SOLAREDGE | SE 3000H -US | 3000 |  | 1 |  |  | 0.99 |  | Outdoor | NEXT TO METER
NJADRE1554171438 | Administratively Determined Incentive Program | Haddon Township | 8108 | 14 | 6 | Residential | Behind the Meter | No | Net Metered Residential | Skyline Solar | None | PSE&G | Accepted | 2023-06-28 | 2023-07-06 | 2024-07-06 | Solar Panels | Hyperion Solar | HY-DH108P8 |  | 0.4 | 11 | 93 | 31 |  | Fixed | Roof
NJADRE1554171438 | Administratively Determined Incentive Program | Haddon Township | 8108 | 14 | 6 | Residential | Behind the Meter | No | Net Metered Residential | Skyline Solar | None | PSE&G | Accepted | 2023-06-28 | 2023-07-06 | 2024-07-06 | Solar Panels | Hyperion Solar | HY-DH108P8 |  | 0.4 | 4 | 93 | 7 |  | Fixed | Roof
NJADRE1554171438 | Administratively Determined Incentive Program | Haddon Township | 8108 | 14 | 6 | Residential | Behind the Meter | No | Net Metered Residential | Skyline Solar | None | PSE&G | Accepted | 2023-06-28 | 2023-07-06 | 2024-07-06 | Inverters | Solaredge | SE5000H-US | 5000 |  | 1 |  |  | 0.99 |  | Outdoor
NJADRE1554171454 | Administratively Determined Incentive Program | BERGENFIELD | 7621 | 7 | 5.95 | Residential | Behind the Meter | No | Net Metered Residential | SunPower Corporation | None | PSE&G | Accepted | 2023-06-28 | 2023-07-06 | 2024-07-06 | Solar Panels | Sunpower | SPR-M-425-BLK-H-AC |  | 0.425 | 14 | 180 | 45 |  | Fixed | Roof
NJADRE1554171454 | Administratively Determined Incentive Program | BERGENFIELD | 7621 | 7 | 5.95 | Residential | Behind the Meter | No | Net Metered Residential | SunPower Corporation | None | PSE&G | Accepted | 2023-06-28 | 2023-07-06 | 2024-07-06 | Inverters | Sunpower | SPR-M-425-BLK-H-AC | 384 |  | 14 |  |  | 0.97 |  | Other | Under Each Panel
NJADRE1554171459 | Administratively Determined Incentive Program | East Orange | 7018 | 9 | 7.3 | Residential | Behind the Meter | Yes | Net Metered Residential | Pro Custom Solar dba Momentum Solar | None | PSE&G | Accepted | 2023-06-28 | 2023-07-06 | 2024-07-06 | Inverters | Enphase | IQ8PLUS-72-2-US | 290 |  | 20 |  |  | 0.97 |  | Outdoor
NJADRE1554171459 | Administratively Determined Incentive Program | East Orange | 7018 | 9 | 7.3 | Residential | Behind the Meter | Yes | Net Metered Residential | Pro Custom Solar dba Momentum Solar | None | PSE&G | Accepted | 2023-06-28 | 2023-07-06 | 2024-07-06 | Solar Panels | Hanwha | q.peak duo blk-g10+365 |  | 0.365 | 20 | 21 | 7 |  | Fixed | Roof
NJADRE1554172717 | Administratively Determined Incentive Program | Hamilton | 8619 | 12 | 5.84 | Residential | Behind the Meter | Yes | Net Metered Residential | Pro Custom Solar dba Momentum Solar | None | PSE&G | Accepted | 2023-06-28 | 2023-07-06 | 2024-07-06 | Solar Panels | HANWHA | Â Q. PEAK DUO BLK-G10+365 |  | 0.365 | 4 | 179 | 23 |  | Fixed | Roof
NJADRE1554172717 | Administratively Determined Incentive Program | Hamilton | 8619 | 12 | 5.84 | Residential | Behind the Meter | Yes | Net Metered Residential | Pro Custom Solar dba Momentum Solar | None | PSE&G | Accepted | 2023-06-28 | 2023-07-06 | 2024-07-06 | Solar Panels | HANWHA | Â Q. PEAK DUO BLK-G10+365 |  | 0.365 | 6 | 179 | 36 |  | Fixed | Roof
NJADRE1554172717 | Administratively Determined Incentive Program | Hamilton | 8619 | 12 | 5.84 | Residential | Behind the Meter | Yes | Net Metered Residential | Pro Custom Solar dba Momentum Solar | None | PSE&G | Accepted | 2023-06-28 | 2023-07-06 | 2024-07-06 | Solar Panels | HANWHA | Â Q. PEAK DUO BLK-G10+365 |  | 0.365 | 6 | 359 | 36 |  | Fixed | Roof
NJADRE1554172717 | Administratively Determined Incentive Program | Hamilton | 8619 | 12 | 5.84 | Residential | Behind the Meter | Yes | Net Metered Residential | Pro Custom Solar dba Momentum Solar | None | PSE&G | Accepted | 2023-06-28 | 2023-07-06 | 2024-07-06 | Inverters | ENPHASE | IQ8PLUS-72-2-US | 290 |  | 16 |  |  | 0.97 |  | Outdoor
NJADRE1554172722 | Administratively Determined Incentive Program | HAMMONTON | 8037 | 19 | 9.88 | Residential | Behind the Meter | Yes | Net Metered Residential | Sunrun Installation Services, Inc. | None | AC Electric | Accepted | 2023-06-28 | 2023-07-06 | 2024-07-06 | Inverters | SolarEdge Technologies | SE7600H-USSN | 7600 |  | 1 |  |  | 0.99 |  | Outdoor | Next To Meter
NJADRE1554172722 | Administratively Determined Incentive Program | HAMMONTON | 8037 | 19 | 9.88 | Residential | Behind the Meter | Yes | Net Metered Residential | Sunrun Installation Services, Inc. | None | AC Electric | Accepted | 2023-06-28 | 2023-07-06 | 2024-07-06 | Solar Panels | Trina Solar | TSM-395DE09C.07 |  | 0.395 | 8 | 314 | 24 |  | Fixed | Roof
NJADRE1554172722 | Administratively Determined Incentive Program | HAMMONTON | 8037 | 19 | 9.88 | Residential | Behind the Meter | Yes | Net Metered Residential | Sunrun Installation Services, Inc. | None | AC Electric | Accepted | 2023-06-28 | 2023-07-06 | 2024-07-06 | Solar Panels | Trina Solar | TSM-395DE09C.07 |  | 0.395 | 17 | 134 | 24 |  | Fixed | Roof
NJADRE1554172728 | Administratively Determined Incentive Program | Mount Laurel Twp | 8054 | 13 | 8.4 | Residential | Behind the Meter | Yes | Net Metered Residential | Sunny Mac LLC | None | PSE&G | Accepted | 2023-06-28 | 2023-07-06 | 2024-07-06 | Solar Panels | HANWHA | Q.PEAK DUO BLK ML-G10+400 |  | 0.4 | 11 | 157 | 23 |  | Fixed | Roof
NJADRE1554172728 | Administratively Determined Incentive Program | Mount Laurel Twp | 8054 | 13 | 8.4 | Residential | Behind the Meter | Yes | Net Metered Residential | Sunny Mac LLC | None | PSE&G | Accepted | 2023-06-28 | 2023-07-06 | 2024-07-06 | Solar Panels | HANWHA | Q.PEAK DUO BLK ML-G10+400 |  | 0.4 | 6 | 337 | 23 |  | Fixed | Roof
NJADRE1554172728 | Administratively Determined Incentive Program | Mount Laurel Twp | 8054 | 13 | 8.4 | Residential | Behind the Meter | Yes | Net Metered Residential | Sunny Mac LLC | None | PSE&G | Accepted | 2023-06-28 | 2023-07-06 | 2024-07-06 | Solar Panels | HANWHA | Q.PEAK DUO BLK ML-G10+400 |  | 0.4 | 4 | 337 | 23 |  | Fixed | Roof
NJADRE1554172728 | Administratively Determined Incentive Program | Mount Laurel Twp | 8054 | 13 | 8.4 | Residential | Behind the Meter | Yes | Net Metered Residential | Sunny Mac LLC | None | PSE&G | Accepted | 2023-06-28 | 2023-07-06 | 2024-07-06 | Inverters | SOLAREDGE | SE6000H-US | 6000 |  | 1 |  |  | 0.99 |  | Outdoor | NEXT TO METER
NJADRE1554172728 | Administratively Determined Incentive Program | Mount Laurel Twp | 8054 | 13 | 8.4 | Residential | Behind the Meter | Yes | Net Metered Residential | Sunny Mac LLC | None | PSE&G | Accepted | 2023-06-28 | 2023-07-06 | 2024-07-06 | Meters | SE-RGMTR-1D-240C-B | Solaredge |  |  | 1 |  |  |  | Yes | Outdoor
NJADRE1554172744 | Administratively Determined Incentive Program | Lafayette | 7848 | 1 | 22.4 | Residential | Behind the Meter | Yes | Net Metered Residential | Sunny Mac LLC | None | JCP&L | Accepted | 2023-06-28 | 2023-07-06 | 2024-07-06 | Solar Panels | HANWHA | Q.PEAK DUO BLK ML-G10+400 |  | 0.4 | 32 | 177 | 36 |  | Fixed | Roof
NJADRE1554172744 | Administratively Determined Incentive Program | Lafayette | 7848 | 1 | 22.4 | Residential | Behind the Meter | Yes | Net Metered Residential | Sunny Mac LLC | None | JCP&L | Accepted | 2023-06-28 | 2023-07-06 | 2024-07-06 | Solar Panels | HANWHA | Q.PEAK DUO BLK ML-G10+400 |  | 0.4 | 4 | 267 | 38 |  | Fixed | Roof
NJADRE1554172744 | Administratively Determined Incentive Program | Lafayette | 7848 | 1 | 22.4 | Residential | Behind the Meter | Yes | Net Metered Residential | Sunny Mac LLC | None | JCP&L | Accepted | 2023-06-28 | 2023-07-06 | 2024-07-06 | Solar Panels | HANWHA | Q.PEAK DUO BLK ML-G10+400 |  | 0.4 | 20 | 87 | 40 |  | Fixed | Roof
NJADRE1554172744 | Administratively Determined Incentive Program | Lafayette | 7848 | 1 | 22.4 | Residential | Behind the Meter | Yes | Net Metered Residential | Sunny Mac LLC | None | JCP&L | Accepted | 2023-06-28 | 2023-07-06 | 2024-07-06 | Inverters | SOLAREDGE | SE7600H-US | 7600 |  | 1 |  |  | 0.99 |  | Outdoor | NEXT TO METER
NJADRE1554172744 | Administratively Determined Incentive Program | Lafayette | 7848 | 1 | 22.4 | Residential | Behind the Meter | Yes | Net Metered Residential | Sunny Mac LLC | None | JCP&L | Accepted | 2023-06-28 | 2023-07-06 | 2024-07-06 | Inverters | SOLAREDGE | SE 10000H -US | 10000 |  | 1 |  |  | 0.99 |  | Outdoor | NEXT TO METER
NJADRE1554172924 | Administratively Determined Incentive Program | Montgomery | 8502 | 5 | 7.2 | Residential | Behind the Meter | No | Net Metered Residential | Tesla Energy Operations Inc | None | PSE&G | Accepted | 2023-06-28 | 2023-07-06 | 2024-07-06 | Inverters | Tesla | 1850000-00-D | 7600 |  | 1 |  |  | 0.98 |  | Indoor
NJADRE1554172924 | Administratively Determined Incentive Program | Montgomery | 8502 | 5 | 7.2 | Residential | Behind the Meter | No | Net Metered Residential | Tesla Energy Operations Inc | None | PSE&G | Accepted | 2023-06-28 | 2023-07-06 | 2024-07-06 | Electric Storage Battery | Tesla | AC Powerwall 2.0 |  |  | 1 |  |  |  | Lithium Ion |  | Inside
NJADRE1554172924 | Administratively Determined Incentive Program | Montgomery | 8502 | 5 | 7.2 | Residential | Behind the Meter | No | Net Metered Residential | Tesla Energy Operations Inc | None | PSE&G | Accepted | 2023-06-28 | 2023-07-06 | 2024-07-06 | Solar Panels | Hanwha | Hanwha # Q.PEAK DUO BLK ML-G10+/TS 400 |  | 0.4 | 11 | 128 | 33 |  | Fixed | Roof
NJADRE1554172924 | Administratively Determined Incentive Program | Montgomery | 8502 | 5 | 7.2 | Residential | Behind the Meter | No | Net Metered Residential | Tesla Energy Operations Inc | None | PSE&G | Accepted | 2023-06-28 | 2023-07-06 | 2024-07-06 | Solar Panels | Hanwha | Hanwha # Q.PEAK DUO BLK ML-G10+/TS 400 |  | 0.4 | 7 | 128 | 33 |  | Fixed | Roof
NJADRE1554173414 | Administratively Determined Incentive Program | Cherry Hill | 8003 | 14 | 13.09 | Residential | Behind the Meter | Yes | Net Metered Residential | All Season Solar | None | PSE&G | Accepted | 2023-06-28 | 2023-07-06 | 2024-07-06 | Inverters | Enphase | IQ8 Plus | 290 |  | 34 |  |  | 0.97 |  | Outside
NJADRE1554173414 | Administratively Determined Incentive Program | Cherry Hill | 8003 | 14 | 13.09 | Residential | Behind the Meter | Yes | Net Metered Residential | All Season Solar | None | PSE&G | Accepted | 2023-06-28 | 2023-07-06 | 2024-07-06 | Solar Panels | Trina | TSMDE9.05 |  | 0.385 | 14 | 232 | 22 |  | Fixed | Roof
NJADRE1554173414 | Administratively Determined Incentive Program | Cherry Hill | 8003 | 14 | 13.09 | Residential | Behind the Meter | Yes | Net Metered Residential | All Season Solar | None | PSE&G | Accepted | 2023-06-28 | 2023-07-06 | 2024-07-06 | Solar Panels | Trina | TSMDE9.05 |  | 0.385 | 6 | 232 | 24 |  | Fixed | Roof
NJADRE1554173414 | Administratively Determined Incentive Program | Cherry Hill | 8003 | 14 | 13.09 | Residential | Behind the Meter | Yes | Net Metered Residential | All Season Solar | None | PSE&G | Accepted | 2023-06-28 | 2023-07-06 | 2024-07-06 | Solar Panels | Trina | TSMDE9.05 |  | 0.385 | 6 | 52 | 22 |  | Fixed | Roof
NJADRE1554173414 | Administratively Determined Incentive Program | Cherry Hill | 8003 | 14 | 13.09 | Residential | Behind the Meter | Yes | Net Metered Residential | All Season Solar | None | PSE&G | Accepted | 2023-06-28 | 2023-07-06 | 2024-07-06 | Solar Panels | Trina | TSMDE9.05 |  | 0.385 | 4 | 322 | 22 |  | Fixed | Roof
NJADRE1554173414 | Administratively Determined Incentive Program | Cherry Hill | 8003 | 14 | 13.09 | Residential | Behind the Meter | Yes | Net Metered Residential | All Season Solar | None | PSE&G | Accepted | 2023-06-28 | 2023-07-06 | 2024-07-06 | Solar Panels | Trina | TSMDE9.05 |  | 0.385 | 4 | 142 | 22 |  | Fixed | Roof
NJADRE1554173609 | Administratively Determined Incentive Program | West Cape May | 8204 | 21 | 2.05 | Commercial | Behind the Meter | No | Small Net-Metered Non-Residential located on Rooftop, Carport, Canopy and Floating Solar | Luminus Solar | None | AC Electric | Accepted | 2023-07-05 | 2023-07-13 | 2024-07-13 | Inverters | Enphase | IQ7+ | 290 |  | 5 |  |  | 0.975 |  | Other | Under Modules
NJADRE1554173609 | Administratively Determined Incentive Program | West Cape May | 8204 | 21 | 2.05 | Commercial | Behind the Meter | No | Small Net-Metered Non-Residential located on Rooftop, Carport, Canopy and Floating Solar | Luminus Solar | None | AC Electric | Accepted | 2023-07-05 | 2023-07-13 | 2024-07-13 | Solar Panels | Solar 4 America | S4A410-108MH10 |  | 0.41 | 5 | 262 | 9 |  | Fixed | Roof
NJADRE1554173662 | Administratively Determined Incentive Program | South Plainfield | 7080 | 11 | 9.62 | Residential | Behind the Meter | No | Net Metered Residential | Vision Solar LLC | None | PSE&G | Accepted | 2023-06-28 | 2023-07-06 | 2024-07-06 | Inverters | Solaredge | SE7600H-USRGM | 7600 |  | 1 |  |  | 0.97 |  | Outdoor | side of house
NJADRE1554173662 | Administratively Determined Incentive Program | South Plainfield | 7080 | 11 | 9.62 | Residential | Behind the Meter | No | Net Metered Residential | Vision Solar LLC | None | PSE&G | Accepted | 2023-06-28 | 2023-07-06 | 2024-07-06 | Solar Panels | ZNSHINE | ZXM6-NH120-370/M |  | 0.37 | 10 | 141 | 25 |  | Fixed | Roof
NJADRE1554173662 | Administratively Determined Incentive Program | South Plainfield | 7080 | 11 | 9.62 | Residential | Behind the Meter | No | Net Metered Residential | Vision Solar LLC | None | PSE&G | Accepted | 2023-06-28 | 2023-07-06 | 2024-07-06 | Solar Panels | ZNSHINE | ZXM6-NH120-370/M |  | 0.37 | 4 | 321 | 25 |  | Fixed | Roof
NJADRE1554173662 | Administratively Determined Incentive Program | South Plainfield | 7080 | 11 | 9.62 | Residential | Behind the Meter | No | Net Metered Residential | Vision Solar LLC | None | PSE&G | Accepted | 2023-06-28 | 2023-07-06 | 2024-07-06 | Solar Panels | ZNSHINE | ZXM6-NH120-370/M |  | 0.37 | 6 | 231 | 24 |  | Fixed | Roof
NJADRE1554173662 | Administratively Determined Incentive Program | South Plainfield | 7080 | 11 | 9.62 | Residential | Behind the Meter | No | Net Metered Residential | Vision Solar LLC | None | PSE&G | Accepted | 2023-06-28 | 2023-07-06 | 2024-07-06 | Solar Panels | ZNSHINE | ZXM6-NH120-370/M |  | 0.37 | 6 | 51 | 24 |  | Fixed | Roof
NJADRE1554173677 | Administratively Determined Incentive Program | Palmyra | 8065 | 13 | 6 | Residential | Behind the Meter | Yes | Net Metered Residential | Pro Custom Solar dba Momentum Solar | None | PSE&G | Accepted | 2023-06-28 | 2023-07-06 | 2024-07-06 | Inverters | Enphase | IQ8PLUS-72-2-US | 290 |  | 15 |  |  | 0.97 |  | Outdoor
NJADRE1554173677 | Administratively Determined Incentive Program | Palmyra | 8065 | 13 | 6 | Residential | Behind the Meter | Yes | Net Metered Residential | Pro Custom Solar dba Momentum Solar | None | PSE&G | Accepted | 2023-06-28 | 2023-07-06 | 2024-07-06 | Solar Panels | Hanwha | q.peak duo blk-g10+400 |  | 0.4 | 15 | 255 | 30 |  | Fixed | Roof
NJADRE1554173709 | Administratively Determined Incentive Program | Marlton | 8053 | 13 | 5.2 | Residential | Behind the Meter | Yes | Net Metered Residential | Pro Custom Solar dba Momentum Solar | None | PSE&G | Accepted | 2023-06-28 | 2023-07-06 | 2024-07-06 | Inverters | Enphase | IQ8PLUS-72-2-US | 290 |  | 13 |  |  | 0.97 |  | Outdoor
NJADRE1554173709 | Administratively Determined Incentive Program | Marlton | 8053 | 13 | 5.2 | Residential | Behind the Meter | Yes | Net Metered Residential | Pro Custom Solar dba Momentum Solar | None | PSE&G | Accepted | 2023-06-28 | 2023-07-06 | 2024-07-06 | Solar Panels | Hanwha | q.peak duo blk ML-g10+400 |  | 0.4 | 13 | 101 | 21 |  | Fixed | Roof
NJADRE1554173740 | Administratively Determined Incentive Program | Runnemede | 8078 | 14 | 11.34 | Residential | Behind the Meter | No | Net Metered Residential | Skyline Solar LLC | None | PSE&G | Accepted | 2023-06-28 | 2023-07-06 | 2024-07-06 | Solar Panels | Q CELLS | Q.PEAK DUO ML-G10.A+ |  | 0.405 | 15 | 136 | 18 |  | Fixed | Pole
NJADRE1554173740 | Administratively Determined Incentive Program | Runnemede | 8078 | 14 | 11.34 | Residential | Behind the Meter | No | Net Metered Residential | Skyline Solar LLC | None | PSE&G | Accepted | 2023-06-28 | 2023-07-06 | 2024-07-06 | Solar Panels | Q CELLS | Q.PEAK DUO ML-G10.A+ |  | 0.405 | 3 | 225 | 22 |  | Fixed | Roof
NJADRE1554173740 | Administratively Determined Incentive Program | Runnemede | 8078 | 14 | 11.34 | Residential | Behind the Meter | No | Net Metered Residential | Skyline Solar LLC | None | PSE&G | Accepted | 2023-06-28 | 2023-07-06 | 2024-07-06 | Solar Panels | Q CELLS | Q.PEAK DUO ML-G10.A+ |  | 0.405 | 2 | 45 | 22 |  | Fixed | Roof
NJADRE1554173740 | Administratively Determined Incentive Program | Runnemede | 8078 | 14 | 11.34 | Residential | Behind the Meter | No | Net Metered Residential | Skyline Solar LLC | None | PSE&G | Accepted | 2023-06-28 | 2023-07-06 | 2024-07-06 | Solar Panels | Q CELLS | Q.PEAK DUO ML-G10.A+ |  | 0.405 | 6 | 136 | 20 |  | Fixed | Roof
NJADRE1554173740 | Administratively Determined Incentive Program | Runnemede | 8078 | 14 | 11.34 | Residential | Behind the Meter | No | Net Metered Residential | Skyline Solar LLC | None | PSE&G | Accepted | 2023-06-28 | 2023-07-06 | 2024-07-06 | Solar Panels | Q CELLS | Q.PEAK DUO ML-G10.A+ |  | 0.405 | 2 | 316 | 20 |  | Fixed | Roof
NJADRE1554173740 | Administratively Determined Incentive Program | Runnemede | 8078 | 14 | 11.34 | Residential | Behind the Meter | No | Net Metered Residential | Skyline Solar LLC | None | PSE&G | Accepted | 2023-06-28 | 2023-07-06 | 2024-07-06 | Inverters | ENPHASE | IQ8PLUS -72-2-US | 240 |  | 28 |  |  | 0.976 |  | Outdoor
NJADRE1554173752 | Administratively Determined Incentive Program | Irvington | 7111 | 9 | 5.93 | Residential | Behind the Meter | Yes | Net Metered Residential | Sunrun Installation Services, Inc. | None | PSE&G | Accepted | 2023-06-28 | 2023-07-06 | 2024-07-06 | Electric Storage Battery | Tesla | Powerwall 2 AC |  |  | 1 |  |  |  | Lithium Ion |  | inside
NJADRE1554173752 | Administratively Determined Incentive Program | Irvington | 7111 | 9 | 5.93 | Residential | Behind the Meter | Yes | Net Metered Residential | Sunrun Installation Services, Inc. | None | PSE&G | Accepted | 2023-06-28 | 2023-07-06 | 2024-07-06 | Solar Panels | Trina Solar | TSM-395DE09C.07 |  | 0.395 | 15 | 116 | 23 |  | Fixed | Roof
NJADRE1554173752 | Administratively Determined Incentive Program | Irvington | 7111 | 9 | 5.93 | Residential | Behind the Meter | Yes | Net Metered Residential | Sunrun Installation Services, Inc. | None | PSE&G | Accepted | 2023-06-28 | 2023-07-06 | 2024-07-06 | Inverters | Delta Electronics | E6-TL-US | 5760 |  | 1 |  |  | 0.96 |  | Outdoor | Next To Meter
NJADRE1554173768 | Administratively Determined Incentive Program | Pleasantville | 8232 | 19 | 7.56 | Residential | Behind the Meter | Yes | Net Metered Residential | EMT Renewables | None | AC Electric | Accepted | 2023-06-28 | 2023-07-07 | 2024-07-07 | Inverters | ENPHASE | IQ7x | 315 |  | 18 |  |  | 0.98 |  | Other | UNDER EACH PANEL
NJADRE1554173768 | Administratively Determined Incentive Program | Pleasantville | 8232 | 19 | 7.56 | Residential | Behind the Meter | Yes | Net Metered Residential | EMT Renewables | None | AC Electric | Accepted | 2023-06-28 | 2023-07-07 | 2024-07-07 | Solar Panels | REC ALPHA | REC 420 |  | 0.42 | 4 | 44 | 30 |  | Fixed | Roof
NJADRE1554173768 | Administratively Determined Incentive Program | Pleasantville | 8232 | 19 | 7.56 | Residential | Behind the Meter | Yes | Net Metered Residential | EMT Renewables | None | AC Electric | Accepted | 2023-06-28 | 2023-07-07 | 2024-07-07 | Solar Panels | REC ALPHA | REC 420 |  | 0.42 | 7 | 224 | 30 |  | Fixed | Roof
NJADRE1554173768 | Administratively Determined Incentive Program | Pleasantville | 8232 | 19 | 7.56 | Residential | Behind the Meter | Yes | Net Metered Residential | EMT Renewables | None | AC Electric | Accepted | 2023-06-28 | 2023-07-07 | 2024-07-07 | Solar Panels | REC ALPHA | REC 420 |  | 0.42 | 1 | 134 | 30 |  | Fixed | Roof
NJADRE1554173768 | Administratively Determined Incentive Program | Pleasantville | 8232 | 19 | 7.56 | Residential | Behind the Meter | Yes | Net Metered Residential | EMT Renewables | None | AC Electric | Accepted | 2023-06-28 | 2023-07-07 | 2024-07-07 | Solar Panels | REC ALPHA | REC 420 |  | 0.42 | 1 | 314 | 30 |  | Fixed | Roof
NJADRE1554173768 | Administratively Determined Incentive Program | Pleasantville | 8232 | 19 | 7.56 | Residential | Behind the Meter | Yes | Net Metered Residential | EMT Renewables | None | AC Electric | Accepted | 2023-06-28 | 2023-07-07 | 2024-07-07 | Solar Panels | REC ALPHA | REC 420 |  | 0.42 | 5 | 314 | 6 |  | Fixed | Roof
NJADRE1554173786 | Administratively Determined Incentive Program | Paramus | 7652 | 7 | 14.62 | Residential | Behind the Meter | Yes | Net Metered Residential | Sunrun Installation Services, Inc. | None | PSE&G | Accepted | 2023-06-28 | 2023-07-07 | 2024-07-07 | Inverters | SolarEdge Technologies | SE10000H-USSN | 10000 |  | 1 |  |  | 0.96 |  | Outdoor | Next To Meter
NJADRE1554173786 | Administratively Determined Incentive Program | Paramus | 7652 | 7 | 14.62 | Residential | Behind the Meter | Yes | Net Metered Residential | Sunrun Installation Services, Inc. | None | PSE&G | Accepted | 2023-06-28 | 2023-07-07 | 2024-07-07 | Solar Panels | Trina Solar | TSM-395DE09C.07 |  | 0.395 | 4 | 128 | 15 |  | Fixed | Roof
NJADRE1554173786 | Administratively Determined Incentive Program | Paramus | 7652 | 7 | 14.62 | Residential | Behind the Meter | Yes | Net Metered Residential | Sunrun Installation Services, Inc. | None | PSE&G | Accepted | 2023-06-28 | 2023-07-07 | 2024-07-07 | Solar Panels | Trina Solar | TSM-395DE09C.07 |  | 0.395 | 28 | 308 | 15 |  | Fixed | Roof
NJADRE1554173786 | Administratively Determined Incentive Program | Paramus | 7652 | 7 | 14.62 | Residential | Behind the Meter | Yes | Net Metered Residential | Sunrun Installation Services, Inc. | None | PSE&G | Accepted | 2023-06-28 | 2023-07-07 | 2024-07-07 | Solar Panels | Trina Solar | TSM-395DE09C.07 |  | 0.395 | 5 | 218 | 42 |  | Fixed | Roof
NJADRE1554173807 | Administratively Determined Incentive Program | KEARNY TOWN | 7032 | 8 | 6.72 | Residential | Behind the Meter | Yes | Net Metered Residential | Freedom Forever New Jersey LLC | None | PSE&G | Accepted | 2023-06-28 | 2023-07-07 | 2024-07-07 | Inverters | Solar Edge | SE5000H-USRGM | 5000 |  | 1 |  |  | 0.99 |  | Outdoor
NJADRE1554173807 | Administratively Determined Incentive Program | KEARNY TOWN | 7032 | 8 | 6.72 | Residential | Behind the Meter | Yes | Net Metered Residential | Freedom Forever New Jersey LLC | None | PSE&G | Accepted | 2023-06-28 | 2023-07-07 | 2024-07-07 | Solar Panels | Canadian Solar | CS3N-395MS |  | 0.395 | 9 | 37 | 18 |  | Fixed | Roof
NJADRE1554173807 | Administratively Determined Incentive Program | KEARNY TOWN | 7032 | 8 | 6.72 | Residential | Behind the Meter | Yes | Net Metered Residential | Freedom Forever New Jersey LLC | None | PSE&G | Accepted | 2023-06-28 | 2023-07-07 | 2024-07-07 | Solar Panels | Canadian Solar | CS3N-395MS |  | 0.395 | 8 | 217 | 18 |  | Fixed | Roof
NJADRE1554173827 | Administratively Determined Incentive Program | SOUTH ORANGE VILLAGE TWP | 7079 | 9 | 8.36 | Residential | Behind the Meter | Yes | Net Metered Residential | Freedom Forever New Jersey LLC | None | PSE&G | Accepted | 2023-06-28 | 2023-07-07 | 2024-07-07 | Inverters | Solar Edge | SE6000H-USRGM | 6000 |  | 1 |  |  | 0.99 |  | Outdoor
NJADRE1554173827 | Administratively Determined Incentive Program | SOUTH ORANGE VILLAGE TWP | 7079 | 9 | 8.36 | Residential | Behind the Meter | Yes | Net Metered Residential | Freedom Forever New Jersey LLC | None | PSE&G | Accepted | 2023-06-28 | 2023-07-07 | 2024-07-07 | Solar Panels | Jinko Solar | JKM380M-6RL3-B |  | 0.38 | 11 | 30 | 32 |  | Fixed | Roof
NJADRE1554173827 | Administratively Determined Incentive Program | SOUTH ORANGE VILLAGE TWP | 7079 | 9 | 8.36 | Residential | Behind the Meter | Yes | Net Metered Residential | Freedom Forever New Jersey LLC | None | PSE&G | Accepted | 2023-06-28 | 2023-07-07 | 2024-07-07 | Solar Panels | Jinko Solar | JKM380M-6RL3-B |  | 0.38 | 2 | 210 | 15 |  | Fixed | Roof
NJADRE1554173827 | Administratively Determined Incentive Program | SOUTH ORANGE VILLAGE TWP | 7079 | 9 | 8.36 | Residential | Behind the Meter | Yes | Net Metered Residential | Freedom Forever New Jersey LLC | None | PSE&G | Accepted | 2023-06-28 | 2023-07-07 | 2024-07-07 | Solar Panels | Jinko Solar | JKM380M-6RL3-B |  | 0.38 | 9 | 210 | 32 |  | Fixed | Roof
NJADRE1554174547 | Administratively Determined Incentive Program | Hopewell | 8525 | 12 | 5.53 | Residential | Behind the Meter | Yes | Net Metered Residential | Sunrun Installation Services, Inc. | None | PSE&G | Accepted | 2023-06-28 | 2023-07-07 | 2024-07-07 | Inverters | SolarEdge Technologies | SE3800H-USMN | 3800 |  | 1 |  |  | 0.96 |  | Outdoor | Next To Meter
NJADRE1554174547 | Administratively Determined Incentive Program | Hopewell | 8525 | 12 | 5.53 | Residential | Behind the Meter | Yes | Net Metered Residential | Sunrun Installation Services, Inc. | None | PSE&G | Accepted | 2023-06-28 | 2023-07-07 | 2024-07-07 | Solar Panels | Trina Solar | TSM-395DE09C.07 |  | 0.395 | 8 | 256 | 27 |  | Fixed | Roof
NJADRE1554174547 | Administratively Determined Incentive Program | Hopewell | 8525 | 12 | 5.53 | Residential | Behind the Meter | Yes | Net Metered Residential | Sunrun Installation Services, Inc. | None | PSE&G | Accepted | 2023-06-28 | 2023-07-07 | 2024-07-07 | Solar Panels | Trina Solar | TSM-395DE09C.07 |  | 0.395 | 6 | 76 | 27 |  | Fixed | Roof
NJADRE1554174933 | Administratively Determined Incentive Program | Camden | 8103 | 14 | 5.14 | Residential | Behind the Meter | Yes | Net Metered Residential | Sunrun Installation Services, Inc. | None | PSE&G | Accepted | 2023-06-28 | 2023-07-07 | 2024-07-07 | Inverters | Delta Electronics | E4-TL-US | 3840 |  | 1 |  |  | 0.96 |  | Outdoor | Next To Meter
NJADRE1554174933 | Administratively Determined Incentive Program | Camden | 8103 | 14 | 5.14 | Residential | Behind the Meter | Yes | Net Metered Residential | Sunrun Installation Services, Inc. | None | PSE&G | Accepted | 2023-06-28 | 2023-07-07 | 2024-07-07 | Solar Panels | Trina Solar | TSM-395DE09C.07 |  | 0.395 | 5 | 277 | 27 |  | Fixed | Roof
NJADRE1554174933 | Administratively Determined Incentive Program | Camden | 8103 | 14 | 5.14 | Residential | Behind the Meter | Yes | Net Metered Residential | Sunrun Installation Services, Inc. | None | PSE&G | Accepted | 2023-06-28 | 2023-07-07 | 2024-07-07 | Solar Panels | Trina Solar | TSM-395DE09C.07 |  | 0.395 | 8 | 97 | 27 |  | Fixed | Roof
NJADRE1554175604 | Administratively Determined Incentive Program | Erial | 8081 | 14 | 3.56 | Residential | Behind the Meter | Yes | Net Metered Residential | Sunrun Installation Services, Inc. | None | AC Electric | Accepted | 2023-06-28 | 2023-07-07 | 2024-07-07 | Inverters | SolarEdge Technologies | SE3800H-USMN | 3800 |  | 1 |  |  | 0.99 |  | Outdoor | Next To Meter
NJADRE1554175604 | Administratively Determined Incentive Program | Erial | 8081 | 14 | 3.56 | Residential | Behind the Meter | Yes | Net Metered Residential | Sunrun Installation Services, Inc. | None | AC Electric | Accepted | 2023-06-28 | 2023-07-07 | 2024-07-07 | Solar Panels | Trina Solar | TSM-395DE09C.07 |  | 0.395 | 2 | 74 | 15 |  | Fixed | Roof
NJADRE1554175604 | Administratively Determined Incentive Program | Erial | 8081 | 14 | 3.56 | Residential | Behind the Meter | Yes | Net Metered Residential | Sunrun Installation Services, Inc. | None | AC Electric | Accepted | 2023-06-28 | 2023-07-07 | 2024-07-07 | Solar Panels | Trina Solar | TSM-395DE09C.07 |  | 0.395 | 7 | 254 | 27 |  | Fixed | Roof
NJADRE1554176304 | Administratively Determined Incentive Program | PATERSON CITY | 7514 | 6 | 10.67 | Residential | Behind the Meter | Yes | Net Metered Residential | Sunrun Installation Services, Inc. | None | PSE&G | Accepted | 2023-06-28 | 2023-07-07 | 2024-07-07 | Inverters | SolarEdge Technologies | SE7600H-USSN | 7600 |  | 1 |  |  | 0.99 |  | Outdoor | Next To Meter
NJADRE1554176304 | Administratively Determined Incentive Program | PATERSON CITY | 7514 | 6 | 10.67 | Residential | Behind the Meter | Yes | Net Metered Residential | Sunrun Installation Services, Inc. | None | PSE&G | Accepted | 2023-06-28 | 2023-07-07 | 2024-07-07 | Solar Panels | Trina Solar | TSM-395DE09C.07 |  | 0.395 | 27 | 104 | 22 |  | Fixed | Roof
NJADRE1554179187 | Administratively Determined Incentive Program | South Brunswick Township | 8902 | 11 | 8 | Residential | Behind the Meter | No | Net Metered Residential | Tesla Energy Operations Inc | None | PSE&G | Accepted | 2023-06-29 | 2023-07-07 | 2024-07-07 | Solar Panels | Hanwha | Hanwha # Q.PEAK DUO BLK ML-G10+/TS 400 |  | 0.4 | 20 | 128 | 34 |  | Fixed | Roof
NJADRE1554179187 | Administratively Determined Incentive Program | South Brunswick Township | 8902 | 11 | 8 | Residential | Behind the Meter | No | Net Metered Residential | Tesla Energy Operations Inc | None | PSE&G | Accepted | 2023-06-29 | 2023-07-07 | 2024-07-07 | Inverters | Tesla | #1850000-00-C | 7600 |  | 1 |  |  | 0.98 |  | Outdoor
NJADRE1554179187 | Administratively Determined Incentive Program | South Brunswick Township | 8902 | 11 | 8 | Residential | Behind the Meter | No | Net Metered Residential | Tesla Energy Operations Inc | None | PSE&G | Accepted | 2023-06-29 | 2023-07-07 | 2024-07-07 | Electric Storage Battery | Tesla | AC Powerwall 2.0 |  |  | 1 |  |  |  | Lithium Ion |  | Outside
NJADRE1554179466 | Administratively Determined Incentive Program | LITTLE FERRY BORO | 7643 | 7 | 10.67 | Residential | Behind the Meter | Yes | Small Net-Metered Non-Residential located on Rooftop, Carport, Canopy and Floating Solar | Sunrun Installation Services, Inc. | None | PSE&G | Accepted | 2023-06-29 | 2023-07-07 | 2024-07-07 | Inverters | SolarEdge Technologies | SE7600H-USSN | 7600 |  | 1 |  |  | 0.99 |  | Outdoor | Next To Meter
NJADRE1554179466 | Administratively Determined Incentive Program | LITTLE FERRY BORO | 7643 | 7 | 10.67 | Residential | Behind the Meter | Yes | Small Net-Metered Non-Residential located on Rooftop, Carport, Canopy and Floating Solar | Sunrun Installation Services, Inc. | None | PSE&G | Accepted | 2023-06-29 | 2023-07-07 | 2024-07-07 | Solar Panels | Trina Solar | TSM-395DE09C.07 |  | 0.395 | 8 | 283 | 27 |  | Fixed | Roof
NJADRE1554179466 | Administratively Determined Incentive Program | LITTLE FERRY BORO | 7643 | 7 | 10.67 | Residential | Behind the Meter | Yes | Small Net-Metered Non-Residential located on Rooftop, Carport, Canopy and Floating Solar | Sunrun Installation Services, Inc. | None | PSE&G | Accepted | 2023-06-29 | 2023-07-07 | 2024-07-07 | Solar Panels | Trina Solar | TSM-395DE09C.07 |  | 0.395 | 12 | 103 | 25 |  | Fixed | Roof
NJADRE1554179466 | Administratively Determined Incentive Program | LITTLE FERRY BORO | 7643 | 7 | 10.67 | Residential | Behind the Meter | Yes | Small Net-Metered Non-Residential located on Rooftop, Carport, Canopy and Floating Solar | Sunrun Installation Services, Inc. | None | PSE&G | Accepted | 2023-06-29 | 2023-07-07 | 2024-07-07 | Solar Panels | Trina Solar | TSM-395DE09C.07 |  | 0.395 | 7 | 193 | 27 |  | Fixed | Roof
NJADRE1554179466 | Administratively Determined Incentive Program | LITTLE FERRY BORO | 7643 | 7 | 10.67 | Residential | Behind the Meter | Yes | Small Net-Metered Non-Residential located on Rooftop, Carport, Canopy and Floating Solar | Sunrun Installation Services, Inc. | None | PSE&G | Accepted | 2023-06-29 | 2023-07-07 | 2024-07-07 | Electric Storage Battery | Tesla | Powerwall 2 AC |  |  | 1 |  |  |  | Lithium Ion |  | outside
NJADRE1554179473 | Administratively Determined Incentive Program | Absecon Highlands | 8205 | 19 | 7.51 | Residential | Behind the Meter | Yes | Net Metered Residential | Sunrun Installation Services, Inc. | None | AC Electric | Accepted | 2023-06-29 | 2023-07-07 | 2024-07-07 | Inverters | SolarEdge Technologies | SE6000H-USSN | 6000 |  | 1 |  |  | 0.96 |  | Outdoor | Next To Meter
NJADRE1554179473 | Administratively Determined Incentive Program | Absecon Highlands | 8205 | 19 | 7.51 | Residential | Behind the Meter | Yes | Net Metered Residential | Sunrun Installation Services, Inc. | None | AC Electric | Accepted | 2023-06-29 | 2023-07-07 | 2024-07-07 | Solar Panels | Trina Solar | TSM-395DE09C.07 |  | 0.395 | 7 | 105 | 27 |  | Fixed | Roof
NJADRE1554179473 | Administratively Determined Incentive Program | Absecon Highlands | 8205 | 19 | 7.51 | Residential | Behind the Meter | Yes | Net Metered Residential | Sunrun Installation Services, Inc. | None | AC Electric | Accepted | 2023-06-29 | 2023-07-07 | 2024-07-07 | Solar Panels | Trina Solar | TSM-395DE09C.07 |  | 0.395 | 12 | 284 | 26 |  | Fixed | Roof
NJADRE1554179627 | Administratively Determined Incentive Program | Salem | 8079 | 16 | 10.67 | Residential | Behind the Meter | Yes | Net Metered Residential | Big Solar Energy, LLC | None | AC Electric | Accepted | 2023-06-29 | 2023-07-07 | 2024-07-07 | Inverters | Solar Edge | SE7600H-US Energy HUB (240v) | 7600 |  | 1 |  |  | 0.992 |  | Outdoor
NJADRE1554179627 | Administratively Determined Incentive Program | Salem | 8079 | 16 | 10.67 | Residential | Behind the Meter | Yes | Net Metered Residential | Big Solar Energy, LLC | None | AC Electric | Accepted | 2023-06-29 | 2023-07-07 | 2024-07-07 | Solar Panels | Ja Solar | JAM72S09-395 |  | 0.395 | 8 | 130 | 28 |  | Fixed | Roof
NJADRE1554179627 | Administratively Determined Incentive Program | Salem | 8079 | 16 | 10.67 | Residential | Behind the Meter | Yes | Net Metered Residential | Big Solar Energy, LLC | None | AC Electric | Accepted | 2023-06-29 | 2023-07-07 | 2024-07-07 | Solar Panels | JA Solar | JAM72S09-395 |  | 0.395 | 19 | 310 | 23 |  | Fixed | Roof
NJADRE1554180496 | Administratively Determined Incentive Program | JERSEY CITY | 7307 | 8 | 5.48 | Residential | Behind the Meter | Yes | Net Metered Residential | Pro Custom Solar dba Momentum Solar | None | PSE&G | Accepted | 2023-06-29 | 2023-07-07 | 2024-07-07 | Solar Panels | hanwha | Â Q. PEAK DUO BLK-G10+365 |  | 0.365 | 15 | 118 | 7 |  | Fixed | Roof
NJADRE1554180496 | Administratively Determined Incentive Program | JERSEY CITY | 7307 | 8 | 5.48 | Residential | Behind the Meter | Yes | Net Metered Residential | Pro Custom Solar dba Momentum Solar | None | PSE&G | Accepted | 2023-06-29 | 2023-07-07 | 2024-07-07 | Inverters | enphase | IQ8PLUS-72-2-US | 290 |  | 15 |  |  | 0.97 |  | Outdoor
NJADRE1554180522 | Administratively Determined Incentive Program | Livingston TWP | 7039 | 9 | 13.37 | Residential | Behind the Meter | No | Net Metered Residential | Tesla Energy Operations Inc | None | PSE&G | Accepted | 2023-06-29 | 2023-07-07 | 2024-07-07 | Solar Panels | Hanwha | Q.PEAK DUO BLK ML-G10+/TS 405 |  | 0.405 | 9 | 224 | 19 |  | Fixed | Roof
NJADRE1554180522 | Administratively Determined Incentive Program | Livingston TWP | 7039 | 9 | 13.37 | Residential | Behind the Meter | No | Net Metered Residential | Tesla Energy Operations Inc | None | PSE&G | Accepted | 2023-06-29 | 2023-07-07 | 2024-07-07 | Solar Panels | Hanwha | Q.PEAK DUO BLK ML-G10+/TS 405 |  | 0.405 | 9 | 44 | 19 |  | Fixed | Roof
NJADRE1554180522 | Administratively Determined Incentive Program | Livingston TWP | 7039 | 9 | 13.37 | Residential | Behind the Meter | No | Net Metered Residential | Tesla Energy Operations Inc | None | PSE&G | Accepted | 2023-06-29 | 2023-07-07 | 2024-07-07 | Solar Panels | Hanwha | Q.PEAK DUO BLK ML-G10+/TS 405 |  | 0.405 | 9 | 224 | 19 |  | Fixed | Roof
NJADRE1554180522 | Administratively Determined Incentive Program | Livingston TWP | 7039 | 9 | 13.37 | Residential | Behind the Meter | No | Net Metered Residential | Tesla Energy Operations Inc | None | PSE&G | Accepted | 2023-06-29 | 2023-07-07 | 2024-07-07 | Solar Panels | Hanwha | Q.PEAK DUO BLK ML-G10+/TS 405 |  | 0.405 | 6 | 44 | 19 |  | Fixed | Roof
NJADRE1554180522 | Administratively Determined Incentive Program | Livingston TWP | 7039 | 9 | 13.37 | Residential | Behind the Meter | No | Net Metered Residential | Tesla Energy Operations Inc | None | PSE&G | Accepted | 2023-06-29 | 2023-07-07 | 2024-07-07 | Inverters | Tesla | 1538000-45-A | 7680 |  | 1 |  |  | 0.98 |  | Outdoor
NJADRE1554180522 | Administratively Determined Incentive Program | Livingston TWP | 7039 | 9 | 13.37 | Residential | Behind the Meter | No | Net Metered Residential | Tesla Energy Operations Inc | None | PSE&G | Accepted | 2023-06-29 | 2023-07-07 | 2024-07-07 | Inverters | Tesla | 1538000-45-A | 3840 |  | 1 |  |  | 0.975 |  | Outdoor
NJADRE1554180536 | Administratively Determined Incentive Program | Summit | 7901 | 10 | 13.77 | Residential | Behind the Meter | No | Net Metered Residential | Green Power Energy | None | JCP&L | Accepted | 2023-06-29 | 2023-07-07 | 2024-07-07 | Solar Panels | Hanwha | Q.PEAK DUO BLK ML-G10+ 405 |  | 0.405 | 12 | 205 | 34 |  | Fixed | Roof
NJADRE1554180536 | Administratively Determined Incentive Program | Summit | 7901 | 10 | 13.77 | Residential | Behind the Meter | No | Net Metered Residential | Green Power Energy | None | JCP&L | Accepted | 2023-06-29 | 2023-07-07 | 2024-07-07 | Solar Panels | Hanwha | Q.PEAK DUO BLK ML-G10+ 405 |  | 0.405 | 6 | 268 | 10 |  | Fixed | Roof
NJADRE1554180536 | Administratively Determined Incentive Program | Summit | 7901 | 10 | 13.77 | Residential | Behind the Meter | No | Net Metered Residential | Green Power Energy | None | JCP&L | Accepted | 2023-06-29 | 2023-07-07 | 2024-07-07 | Solar Panels | Hanwha | Q.PEAK DUO BLK ML-G10+ 405 |  | 0.405 | 16 | 177 | 3 |  | Fixed | Roof
NJADRE1554180536 | Administratively Determined Incentive Program | Summit | 7901 | 10 | 13.77 | Residential | Behind the Meter | No | Net Metered Residential | Green Power Energy | None | JCP&L | Accepted | 2023-06-29 | 2023-07-07 | 2024-07-07 | Inverters | Enphase Energy | IQ8PLUS-72-2-US [240V] | 290 |  | 34 |  |  | 0.975 |  | Outside | Roof
NJADRE1554180543 | Administratively Determined Incentive Program | Mount Holly | 8060 | 13 | 10.67 | Residential | Behind the Meter | Yes | Net Metered Residential | Sunrun Installation Services, Inc. | None | PSE&G | Accepted | 2023-06-29 | 2023-07-07 | 2024-07-07 | Inverters | SolarEdge Technologies | SE7600H-USSN | 7600 |  | 1 |  |  | 0.96 |  | Outdoor | Next To Meter
NJADRE1554180543 | Administratively Determined Incentive Program | Mount Holly | 8060 | 13 | 10.67 | Residential | Behind the Meter | Yes | Net Metered Residential | Sunrun Installation Services, Inc. | None | PSE&G | Accepted | 2023-06-29 | 2023-07-07 | 2024-07-07 | Solar Panels | Trina Solar | TSM-395DE09C.07 |  | 0.395 | 12 | 353 | 36 |  | Fixed | Roof
NJADRE1554180543 | Administratively Determined Incentive Program | Mount Holly | 8060 | 13 | 10.67 | Residential | Behind the Meter | Yes | Net Metered Residential | Sunrun Installation Services, Inc. | None | PSE&G | Accepted | 2023-06-29 | 2023-07-07 | 2024-07-07 | Solar Panels | Trina Solar | TSM-395DE09C.07 |  | 0.395 | 15 | 173 | 35 |  | Fixed | Roof
NJADRE1554180581 | Administratively Determined Incentive Program | Hightstown | 8520 | 12 | 6.32 | Residential | Behind the Meter | Yes | Net Metered Residential | Sunrun Installation Services, Inc. | None | JCP&L | Accepted | 2023-06-29 | 2023-07-07 | 2024-07-07 | Inverters | Delta Electronics | E6-TL-US | 5760 |  | 1 |  |  | 0.96 |  | Outdoor | Next To Meter
NJADRE1554180581 | Administratively Determined Incentive Program | Hightstown | 8520 | 12 | 6.32 | Residential | Behind the Meter | Yes | Net Metered Residential | Sunrun Installation Services, Inc. | None | JCP&L | Accepted | 2023-06-29 | 2023-07-07 | 2024-07-07 | Solar Panels | Trina Solar | TSM-395DE09C.07 |  | 0.395 | 10 | 54 | 37 |  | Fixed | Roof
NJADRE1554180581 | Administratively Determined Incentive Program | Hightstown | 8520 | 12 | 6.32 | Residential | Behind the Meter | Yes | Net Metered Residential | Sunrun Installation Services, Inc. | None | JCP&L | Accepted | 2023-06-29 | 2023-07-07 | 2024-07-07 | Solar Panels | Trina Solar | TSM-395DE09C.07 |  | 0.395 | 6 | 234 | 10 |  | Fixed | Roof
NJADRE1554180607 | Administratively Determined Incentive Program | Stafford Township | 8050 | 18 | 5.93 | Residential | Behind the Meter | Yes | Net Metered Residential | Sunrun Installation Services, Inc. | None | AC Electric | Accepted | 2023-06-29 | 2023-07-07 | 2024-07-07 | Inverters | Delta Electronics | E6-TL-US | 6000 |  | 1 |  |  | 0.975 |  | Outdoor | Next To Meter
NJADRE1554180607 | Administratively Determined Incentive Program | Stafford Township | 8050 | 18 | 5.93 | Residential | Behind the Meter | Yes | Net Metered Residential | Sunrun Installation Services, Inc. | None | AC Electric | Accepted | 2023-06-29 | 2023-07-07 | 2024-07-07 | Solar Panels | Trina Solar | TSM-395DE09C.07 |  | 0.395 | 15 | 286 | 25 |  | Fixed | Roof
NJADRE1554180611 | Administratively Determined Incentive Program | Jersey City | 7305 | 8 | 3.6 | Residential | Behind the Meter | Yes | Net Metered Residential | Pro Custom Solar dba Momentum Solar | None | PSE&G | Accepted | 2023-06-29 | 2023-07-07 | 2024-07-07 | Solar Panels | hanwha | Â Q. PEAK DUO BLK-G10+400 |  | 0.4 | 9 | 129 | 2 |  | Fixed | Roof
NJADRE1554180611 | Administratively Determined Incentive Program | Jersey City | 7305 | 8 | 3.6 | Residential | Behind the Meter | Yes | Net Metered Residential | Pro Custom Solar dba Momentum Solar | None | PSE&G | Accepted | 2023-06-29 | 2023-07-07 | 2024-07-07 | Inverters | Enphase | IQ8PLUS-72-2-US | 290 |  | 9 |  |  | 0.97 |  | Outdoor
NJADRE1554180820 | Administratively Determined Incentive Program | Atco | 8004 | 14 | 12.8 | Residential | Behind the Meter | Yes | Net Metered Residential | Pro Custom Solar dba Momentum Solar | None | AC Electric | Accepted | 2023-06-29 | 2023-07-07 | 2024-07-07 | Inverters | Enphase | IQ8PLUS-72-2-US | 290 |  | 32 |  |  | 0.97 |  | Outdoor
NJADRE1554180820 | Administratively Determined Incentive Program | Atco | 8004 | 14 | 12.8 | Residential | Behind the Meter | Yes | Net Metered Residential | Pro Custom Solar dba Momentum Solar | None | AC Electric | Accepted | 2023-06-29 | 2023-07-07 | 2024-07-07 | Solar Panels | Hanwha | q.peak duo blk ML-g10+400 |  | 0.4 | 17 | 61 | 22 |  | Fixed | Roof
NJADRE1554180820 | Administratively Determined Incentive Program | Atco | 8004 | 14 | 12.8 | Residential | Behind the Meter | Yes | Net Metered Residential | Pro Custom Solar dba Momentum Solar | None | AC Electric | Accepted | 2023-06-29 | 2023-07-07 | 2024-07-07 | Solar Panels | Hanwha | q.peak duo blk ML-g10+400 |  | 0.4 | 15 | 241 | 22 |  | Fixed | Roof
NJADRE1554181361 | Administratively Determined Incentive Program | Totowa Boro | 7512 | 6 | 2.77 | Residential | Behind the Meter | Yes | Net Metered Residential | Sunrun Installation Services, Inc. | None | PSE&G | Accepted | 2023-06-29 | 2023-07-07 | 2024-07-07 | Inverters | Delta Electronics | E4-TL-US | 3840 |  | 1 |  |  | 0.98 |  | Outdoor | Next to the meter
NJADRE1554181361 | Administratively Determined Incentive Program | Totowa Boro | 7512 | 6 | 2.77 | Residential | Behind the Meter | Yes | Net Metered Residential | Sunrun Installation Services, Inc. | None | PSE&G | Accepted | 2023-06-29 | 2023-07-07 | 2024-07-07 | Solar Panels | Trina Solar | TSM-395DE09C.07 |  | 0.395 | 7 | 310 | 6 |  | Fixed | Roof
NJADRE1554181395 | Administratively Determined Incentive Program | Lodi | 7644 | 7 | 10.27 | Residential | Behind the Meter | Yes | Net Metered Residential | Sunrun Installation Services, Inc. | None | PSE&G | Accepted | 2023-06-29 | 2023-07-07 | 2024-07-07 | Inverters | Delta Electronics | E8-TL-US | 7680 |  | 1 |  |  | 0.96 |  | Outdoor | Next To Meter
NJADRE1554181395 | Administratively Determined Incentive Program | Lodi | 7644 | 7 | 10.27 | Residential | Behind the Meter | Yes | Net Metered Residential | Sunrun Installation Services, Inc. | None | PSE&G | Accepted | 2023-06-29 | 2023-07-07 | 2024-07-07 | Solar Panels | Trina Solar | TSM-395DE09C.07 |  | 0.395 | 26 | 128 | 18 |  | Fixed | Roof
NJADRE1554181397 | Administratively Determined Incentive Program | West Windsor Township | 8550 | 12 | 6.8 | Residential | Behind the Meter | No | Net Metered Residential | Tesla Energy Operations Inc | None | JCP&L | Accepted | 2023-06-29 | 2023-07-07 | 2024-07-07 | Inverters | Tesla | #1850000-00-C | 7600 |  | 1 |  |  | 0.98 |  | Indoor
NJADRE1554181397 | Administratively Determined Incentive Program | West Windsor Township | 8550 | 12 | 6.8 | Residential | Behind the Meter | No | Net Metered Residential | Tesla Energy Operations Inc | None | JCP&L | Accepted | 2023-06-29 | 2023-07-07 | 2024-07-07 | Electric Storage Battery | Tesla | AC Powerwall 2.0 |  |  | 1 |  |  |  | Lithium Ion |  | Outside
NJADRE1554181397 | Administratively Determined Incentive Program | West Windsor Township | 8550 | 12 | 6.8 | Residential | Behind the Meter | No | Net Metered Residential | Tesla Energy Operations Inc | None | JCP&L | Accepted | 2023-06-29 | 2023-07-07 | 2024-07-07 | Solar Panels | Hanwha | Hanwha # Q.PEAK DUO BLK ML-G10+/TS 400 |  | 0.4 | 15 | 257 | 40 |  | Fixed | Roof
NJADRE1554181397 | Administratively Determined Incentive Program | West Windsor Township | 8550 | 12 | 6.8 | Residential | Behind the Meter | No | Net Metered Residential | Tesla Energy Operations Inc | None | JCP&L | Accepted | 2023-06-29 | 2023-07-07 | 2024-07-07 | Solar Panels | Hanwha | Hanwha # Q.PEAK DUO BLK ML-G10+/TS 400 |  | 0.4 | 2 | 167 | 37 |  | Fixed | Roof
NJADRE1554181625 | Administratively Determined Incentive Program | Old Tappan | 7675 | 7 | 7.29 | Residential | Behind the Meter | Yes | Net Metered Residential | Trinity Solar | None | Orange Rockland Electric | Accepted | 2023-06-29 | 2023-07-07 | 2024-07-07 | Inverters | Solar Edge | SE6000H-US | 6 |  | 1 |  |  | 0.97 |  | Outdoor
NJADRE1554181625 | Administratively Determined Incentive Program | Old Tappan | 7675 | 7 | 7.29 | Residential | Behind the Meter | Yes | Net Metered Residential | Trinity Solar | None | Orange Rockland Electric | Accepted | 2023-06-29 | 2023-07-07 | 2024-07-07 | Solar Panels | HANWHA 405 (Q.PEAK DUO BLK ML-G10+ 405) | HANWHA 405 (Q.PEAK DUO BLK ML-G10+ 405) |  | 0.405 | 6 | 73 | 27 |  | Fixed | Roof
NJADRE1554181625 | Administratively Determined Incentive Program | Old Tappan | 7675 | 7 | 7.29 | Residential | Behind the Meter | Yes | Net Metered Residential | Trinity Solar | None | Orange Rockland Electric | Accepted | 2023-06-29 | 2023-07-07 | 2024-07-07 | Solar Panels | HANWHA 405 (Q.PEAK DUO BLK ML-G10+ 405) | HANWHA 405 (Q.PEAK DUO BLK ML-G10+ 405) |  | 0.405 | 6 | 253 | 27 |  | Fixed | Roof
NJADRE1554181625 | Administratively Determined Incentive Program | Old Tappan | 7675 | 7 | 7.29 | Residential | Behind the Meter | Yes | Net Metered Residential | Trinity Solar | None | Orange Rockland Electric | Accepted | 2023-06-29 | 2023-07-07 | 2024-07-07 | Solar Panels | HANWHA 405 (Q.PEAK DUO BLK ML-G10+ 405) | HANWHA 405 (Q.PEAK DUO BLK ML-G10+ 405) |  | 0.405 | 6 | 163 | 23 |  | Fixed | Roof
NJADRE1554181789 | Administratively Determined Incentive Program | Toms River | 8757 | 18 | 4.4 | Residential | Behind the Meter | Yes | Net Metered Residential | Pro Custom Solar dba Momentum Solar | None | JCP&L | Accepted | 2023-06-29 | 2023-07-07 | 2024-07-07 | Solar Panels | hanwha | Â Q. PEAK DUO BLK-G10+400 |  | 0.4 | 11 | 350 | 16 |  | Fixed | Roof
NJADRE1554181789 | Administratively Determined Incentive Program | Toms River | 8757 | 18 | 4.4 | Residential | Behind the Meter | Yes | Net Metered Residential | Pro Custom Solar dba Momentum Solar | None | JCP&L | Accepted | 2023-06-29 | 2023-07-07 | 2024-07-07 | Inverters | Enphase | IQ8PLUS-72-2-US | 290 |  | 11 |  |  | 0.97 |  | Outdoor
NJADRE1554181996 | Administratively Determined Incentive Program | Glassboro | 8028 | 15 | 3.7 | Residential | Behind the Meter | No | Net Metered Residential | Vision Solar LLC | None | AC Electric | Accepted | 2023-06-29 | 2023-07-07 | 2024-07-07 | Inverters | Solaredge | SE3800H-USRGM | 3800 |  | 1 |  |  | 0.97 |  | Outdoor | side of house
NJADRE1554181996 | Administratively Determined Incentive Program | Glassboro | 8028 | 15 | 3.7 | Residential | Behind the Meter | No | Net Metered Residential | Vision Solar LLC | None | AC Electric | Accepted | 2023-06-29 | 2023-07-07 | 2024-07-07 | Solar Panels | ZNSHINE | ZXM6-NH120-370/M |  | 0.37 | 6 | 113 | 35 |  | Fixed | Roof
NJADRE1554181996 | Administratively Determined Incentive Program | Glassboro | 8028 | 15 | 3.7 | Residential | Behind the Meter | No | Net Metered Residential | Vision Solar LLC | None | AC Electric | Accepted | 2023-06-29 | 2023-07-07 | 2024-07-07 | Solar Panels | ZNSHINE | ZXM6-NH120-370/M |  | 0.37 | 4 | 113 | 35 |  | Fixed | Roof
NJADRE1554182013 | Administratively Determined Incentive Program | Plainefield City | 7060 | 10 | 5.7 | Residential | Behind the Meter | Yes | Net Metered Residential | Freedom Forever New Jersey LLC | None | PSE&G | Accepted | 2023-06-29 | 2023-07-07 | 2024-07-07 | Inverters | Solar Edge | SE3800H-USRGM | 3800 |  | 1 |  |  | 0.99 |  | Outdoor
NJADRE1554182013 | Administratively Determined Incentive Program | Plainefield City | 7060 | 10 | 5.7 | Residential | Behind the Meter | Yes | Net Metered Residential | Freedom Forever New Jersey LLC | None | PSE&G | Accepted | 2023-06-29 | 2023-07-07 | 2024-07-07 | Solar Panels | Jinko Solar | JKM380M-6RL3-B |  | 0.38 | 8 | 355 | 13 |  | Fixed | Roof
NJADRE1554182013 | Administratively Determined Incentive Program | Plainefield City | 7060 | 10 | 5.7 | Residential | Behind the Meter | Yes | Net Metered Residential | Freedom Forever New Jersey LLC | None | PSE&G | Accepted | 2023-06-29 | 2023-07-07 | 2024-07-07 | Solar Panels | Jinko Solar | JKM380M-6RL3-B |  | 0.38 | 7 | 175 | 35 |  | Fixed | Roof
NJADRE1554182549 | Administratively Determined Incentive Program | Pennsauken Township | 8109 | 14 | 3.56 | Residential | Behind the Meter | Yes | Net Metered Residential | Sunrun Installation Services, Inc. | None | PSE&G | Accepted | 2023-06-29 | 2023-07-07 | 2024-07-07 | Inverters | SolarEdge Technologies | SE3800H-USMN | 3800 |  | 1 |  |  | 0.99 |  | Outdoor | Next To Meter
NJADRE1554182549 | Administratively Determined Incentive Program | Pennsauken Township | 8109 | 14 | 3.56 | Residential | Behind the Meter | Yes | Net Metered Residential | Sunrun Installation Services, Inc. | None | PSE&G | Accepted | 2023-06-29 | 2023-07-07 | 2024-07-07 | Solar Panels | Trina Solar | TSM-395DE09C.07 |  | 0.395 | 9 | 238 | 19 |  | Fixed | Roof
NJADRE1554184736 | Administratively Determined Incentive Program | Edgewater park Twp, | 8010 | 13 | 4.4 | Residential | Behind the Meter | Yes | Net Metered Residential | Suntuity Solar LLC | None | PSE&G | Accepted | 2023-06-30 | 2023-07-10 | 2024-07-10 | Inverters | ENPHASE | IQ8PLUS-72-2-US | 290 |  | 11 |  |  | 0.97 |  | Outdoor | Behind the PV modules
NJADRE1554184736 | Administratively Determined Incentive Program | Edgewater park Twp, | 8010 | 13 | 4.4 | Residential | Behind the Meter | Yes | Net Metered Residential | Suntuity Solar LLC | None | PSE&G | Accepted | 2023-06-30 | 2023-07-10 | 2024-07-10 | Solar Panels | HANWHA | Q.PEAK DUO BLK ML-G10+ 400 |  | 0.4 | 8 | 250 | 27 |  | Fixed | Roof
NJADRE1554184736 | Administratively Determined Incentive Program | Edgewater park Twp, | 8010 | 13 | 4.4 | Residential | Behind the Meter | Yes | Net Metered Residential | Suntuity Solar LLC | None | PSE&G | Accepted | 2023-06-30 | 2023-07-10 | 2024-07-10 | Solar Panels | HANWHA | Q.PEAK DUO BLK ML-G10+ 400 |  | 0.4 | 3 | 70 | 27 |  | Fixed | Roof
NJADRE1554184826 | Administratively Determined Incentive Program | North Brunswick | 8902 | 11 | 7.3 | Residential | Behind the Meter | Yes | Net Metered Residential | Pro Custom Solar dba Momentum Solar | None | PSE&G | Accepted | 2023-06-30 | 2023-07-07 | 2024-07-07 | Solar Panels | hanwha | Â Q. PEAK DUO BLK-G10+365 |  | 0.365 | 6 | 88 | 29 |  | Fixed | Roof
NJADRE1554184826 | Administratively Determined Incentive Program | North Brunswick | 8902 | 11 | 7.3 | Residential | Behind the Meter | Yes | Net Metered Residential | Pro Custom Solar dba Momentum Solar | None | PSE&G | Accepted | 2023-06-30 | 2023-07-07 | 2024-07-07 | Solar Panels | hanwha | Â Q. PEAK DUO BLK-G10+365 |  | 0.365 | 8 | 88 | 30 |  | Fixed | Roof
NJADRE1554184826 | Administratively Determined Incentive Program | North Brunswick | 8902 | 11 | 7.3 | Residential | Behind the Meter | Yes | Net Metered Residential | Pro Custom Solar dba Momentum Solar | None | PSE&G | Accepted | 2023-06-30 | 2023-07-07 | 2024-07-07 | Solar Panels | hanwha | Â Q. PEAK DUO BLK-G10+365 |  | 0.365 | 3 | 89 | 27 |  | Fixed | Roof
NJADRE1554184826 | Administratively Determined Incentive Program | North Brunswick | 8902 | 11 | 7.3 | Residential | Behind the Meter | Yes | Net Metered Residential | Pro Custom Solar dba Momentum Solar | None | PSE&G | Accepted | 2023-06-30 | 2023-07-07 | 2024-07-07 | Solar Panels | hanwha | Â Q. PEAK DUO BLK-G10+365 |  | 0.365 | 3 | 269 | 32 |  | Fixed | Roof
NJADRE1554184826 | Administratively Determined Incentive Program | North Brunswick | 8902 | 11 | 7.3 | Residential | Behind the Meter | Yes | Net Metered Residential | Pro Custom Solar dba Momentum Solar | None | PSE&G | Accepted | 2023-06-30 | 2023-07-07 | 2024-07-07 | Inverters | enphase | IQ8PLUS-72-2-US | 290 |  | 20 |  |  | 0.97 |  | Outdoor
NJADRE1554184852 | Administratively Determined Incentive Program | Belle Mead | 8502 | 5 | 15.6 | Residential | Behind the Meter | No | Net Metered Residential | Tesla Energy Operations Inc | None | PSE&G | Accepted | 2023-06-30 | 2023-07-10 | 2024-07-10 | Inverters | Tesla | #1850000-00-C | 7600 |  | 2 |  |  | 0.98 |  | Outdoor
NJADRE1554184852 | Administratively Determined Incentive Program | Belle Mead | 8502 | 5 | 15.6 | Residential | Behind the Meter | No | Net Metered Residential | Tesla Energy Operations Inc | None | PSE&G | Accepted | 2023-06-30 | 2023-07-10 | 2024-07-10 | Electric Storage Battery | Tesla | AC Powerwall 2.0 |  |  | 2 |  |  |  | Lithium Ion |  | Outside
NJADRE1554184852 | Administratively Determined Incentive Program | Belle Mead | 8502 | 5 | 15.6 | Residential | Behind the Meter | No | Net Metered Residential | Tesla Energy Operations Inc | None | PSE&G | Accepted | 2023-06-30 | 2023-07-10 | 2024-07-10 | Solar Panels | Hanwha | Hanwha # Q.PEAK DUO BLK ML-G10+/TS 400 |  | 0.4 | 12 | 179 | 32 |  | Fixed | Roof
NJADRE1554184852 | Administratively Determined Incentive Program | Belle Mead | 8502 | 5 | 15.6 | Residential | Behind the Meter | No | Net Metered Residential | Tesla Energy Operations Inc | None | PSE&G | Accepted | 2023-06-30 | 2023-07-10 | 2024-07-10 | Solar Panels | Hanwha | Hanwha # Q.PEAK DUO BLK ML-G10+/TS 400 |  | 0.4 | 8 | 359 | 32 |  | Fixed | Roof
NJADRE1554184852 | Administratively Determined Incentive Program | Belle Mead | 8502 | 5 | 15.6 | Residential | Behind the Meter | No | Net Metered Residential | Tesla Energy Operations Inc | None | PSE&G | Accepted | 2023-06-30 | 2023-07-10 | 2024-07-10 | Solar Panels | Hanwha | Hanwha # Q.PEAK DUO BLK ML-G10+/TS 400 |  | 0.4 | 2 | 179 | 32 |  | Fixed | Roof
NJADRE1554184852 | Administratively Determined Incentive Program | Belle Mead | 8502 | 5 | 15.6 | Residential | Behind the Meter | No | Net Metered Residential | Tesla Energy Operations Inc | None | PSE&G | Accepted | 2023-06-30 | 2023-07-10 | 2024-07-10 | Solar Panels | Hanwha | Hanwha # Q.PEAK DUO BLK ML-G10+/TS 400 |  | 0.4 | 9 | 89 | 40 |  | Fixed | Roof
NJADRE1554184852 | Administratively Determined Incentive Program | Belle Mead | 8502 | 5 | 15.6 | Residential | Behind the Meter | No | Net Metered Residential | Tesla Energy Operations Inc | None | PSE&G | Accepted | 2023-06-30 | 2023-07-10 | 2024-07-10 | Solar Panels | Hanwha | Hanwha # Q.PEAK DUO BLK ML-G10+/TS 400 |  | 0.4 | 4 | 269 | 40 |  | Fixed | Roof
NJADRE1554184852 | Administratively Determined Incentive Program | Belle Mead | 8502 | 5 | 15.6 | Residential | Behind the Meter | No | Net Metered Residential | Tesla Energy Operations Inc | None | PSE&G | Accepted | 2023-06-30 | 2023-07-10 | 2024-07-10 | Solar Panels | Hanwha | Hanwha # Q.PEAK DUO BLK ML-G10+/TS 400 |  | 0.4 | 4 | 179 | 32 |  | Fixed | Roof
NJADRE1554184869 | Administratively Determined Incentive Program | Erial | 8081 | 14 | 3.56 | Residential | Behind the Meter | Yes | Net Metered Residential | Sunrun Installation Services, Inc. | None | AC Electric | Accepted | 2023-06-30 | 2023-07-07 | 2024-07-07 | Inverters | SolarEdge Technologies | SE3800H-USMN | 3800 |  | 1 |  |  | 0.99 |  | Outdoor | Next To Meter
NJADRE1554184869 | Administratively Determined Incentive Program | Erial | 8081 | 14 | 3.56 | Residential | Behind the Meter | Yes | Net Metered Residential | Sunrun Installation Services, Inc. | None | AC Electric | Accepted | 2023-06-30 | 2023-07-07 | 2024-07-07 | Solar Panels | Trina Solar | TSM-395DE09C.07 |  | 0.395 | 3 | 73 | 27 |  | Fixed | Roof
NJADRE1554184869 | Administratively Determined Incentive Program | Erial | 8081 | 14 | 3.56 | Residential | Behind the Meter | Yes | Net Metered Residential | Sunrun Installation Services, Inc. | None | AC Electric | Accepted | 2023-06-30 | 2023-07-07 | 2024-07-07 | Solar Panels | Trina Solar | TSM-395DE09C.07 |  | 0.395 | 6 | 253 | 15 |  | Fixed | Roof
NJADRE1554184881 | Administratively Determined Incentive Program | Jersey City | 7305 | 8 | 10.39 | Residential | Behind the Meter | Yes | Net Metered Residential | Pro Custom Solar dba Momentum Solar | None | PSE&G | Accepted | 2023-06-30 | 2023-07-07 | 2024-07-07 | Solar Panels | hanwha | Â Q. PEAK DUO BLK-G10+335 |  | 0.335 | 31 | 131 | 8 |  | Fixed | Roof
NJADRE1554184881 | Administratively Determined Incentive Program | Jersey City | 7305 | 8 | 10.39 | Residential | Behind the Meter | Yes | Net Metered Residential | Pro Custom Solar dba Momentum Solar | None | PSE&G | Accepted | 2023-06-30 | 2023-07-07 | 2024-07-07 | Inverters | enphase | IQ8PLUS-72-2-US | 290 |  | 31 |  |  | 0.97 |  | Outdoor
NJADRE1554184902 | Administratively Determined Incentive Program | Hamilton | 8610 | 12 | 6.32 | Residential | Behind the Meter | Yes | Net Metered Residential | Sun Up Zero Down | None | PSE&G | Accepted | 2023-06-30 | 2023-07-07 | 2024-07-07 | Inverters | Enphase | IQ8PLUS-72-2-US | 290 |  | 16 |  |  | 0.976 |  | Outdoor
NJADRE1554184902 | Administratively Determined Incentive Program | Hamilton | 8610 | 12 | 6.32 | Residential | Behind the Meter | Yes | Net Metered Residential | Sun Up Zero Down | None | PSE&G | Accepted | 2023-06-30 | 2023-07-07 | 2024-07-07 | Solar Panels | Trina | TSM-395-DE9.05 |  | 0.395 | 16 | 207 | 0 |  | Fixed | Roof
NJADRE1554184902 | Administratively Determined Incentive Program | Hamilton | 8610 | 12 | 6.32 | Residential | Behind the Meter | Yes | Net Metered Residential | Sun Up Zero Down | None | PSE&G | Accepted | 2023-06-30 | 2023-07-07 | 2024-07-07 | Meters | Enphase | TBD |  |  | 1 |  |  |  | Yes
NJADRE1554184921 | Administratively Determined Incentive Program | Woodbine | 8270 | 21 | 16.06 | Residential | Behind the Meter | Yes | Net Metered Residential | Pro Custom Solar dba Momentum Solar | None | AC Electric | Accepted | 2023-06-30 | 2023-07-07 | 2024-07-07 | Inverters | Enphase | IQ8PLUS-72-2-US | 290 |  | 44 |  |  | 0.97 |  | Outdoor
NJADRE1554184921 | Administratively Determined Incentive Program | Woodbine | 8270 | 21 | 16.06 | Residential | Behind the Meter | Yes | Net Metered Residential | Pro Custom Solar dba Momentum Solar | None | AC Electric | Accepted | 2023-06-30 | 2023-07-07 | 2024-07-07 | Solar Panels | Hanwha | q.peak duo blk-g10+365 |  | 0.365 | 16 | 112 | 19 |  | Fixed | Roof
NJADRE1554184921 | Administratively Determined Incentive Program | Woodbine | 8270 | 21 | 16.06 | Residential | Behind the Meter | Yes | Net Metered Residential | Pro Custom Solar dba Momentum Solar | None | AC Electric | Accepted | 2023-06-30 | 2023-07-07 | 2024-07-07 | Solar Panels | Hanwha | q.peak duo blk-g10+365 |  | 0.365 | 15 | 203 | 33 |  | Fixed | Roof
NJADRE1554184921 | Administratively Determined Incentive Program | Woodbine | 8270 | 21 | 16.06 | Residential | Behind the Meter | Yes | Net Metered Residential | Pro Custom Solar dba Momentum Solar | None | AC Electric | Accepted | 2023-06-30 | 2023-07-07 | 2024-07-07 | Solar Panels | Hanwha | q.peak duo blk-g10+365 |  | 0.365 | 13 | 112 | 31 |  | Fixed | Roof
NJADRE1554184955 | Administratively Determined Incentive Program | Cranford | 7016 | 10 | 3.2 | Residential | Behind the Meter | Yes | Net Metered Residential | SunnyMac LLC | None | PSE&G | Accepted | 2023-06-30 | 2023-07-07 | 2024-07-07 | Solar Panels | HANWHA | Q.PEAK DUO BLK ML-G10+400 |  | 0.4 | 3 | 135 | 25 |  | Fixed | Roof
NJADRE1554184955 | Administratively Determined Incentive Program | Cranford | 7016 | 10 | 3.2 | Residential | Behind the Meter | Yes | Net Metered Residential | SunnyMac LLC | None | PSE&G | Accepted | 2023-06-30 | 2023-07-07 | 2024-07-07 | Solar Panels | HANWHA | Q.PEAK DUO BLK ML-G10+400 |  | 0.4 | 3 | 225 | 25 |  | Fixed | Roof
NJADRE1554184955 | Administratively Determined Incentive Program | Cranford | 7016 | 10 | 3.2 | Residential | Behind the Meter | Yes | Net Metered Residential | SunnyMac LLC | None | PSE&G | Accepted | 2023-06-30 | 2023-07-07 | 2024-07-07 | Solar Panels | HANWHA | Q.PEAK DUO BLK ML-G10+400 |  | 0.4 | 2 | 315 | 25 |  | Fixed | Roof
NJADRE1554184955 | Administratively Determined Incentive Program | Cranford | 7016 | 10 | 3.2 | Residential | Behind the Meter | Yes | Net Metered Residential | SunnyMac LLC | None | PSE&G | Accepted | 2023-06-30 | 2023-07-07 | 2024-07-07 | Inverters | SOLAREDGE | SE 3000H -US | 3000 |  | 1 |  |  | 0.99 |  | Outdoor | NEXT TO METER
NJADRE1554185206 | Administratively Determined Incentive Program | Galloway | 8205 | 19 | 5.53 | Residential | Behind the Meter | Yes | Net Metered Residential | Sunrun Installation Services, Inc. | None | AC Electric | Accepted | 2023-06-30 | 2023-07-10 | 2024-07-10 | Inverters | SolarEdge Technologies | SE3800H-USMN | 3800 |  | 1 |  |  | 0.99 |  | Outdoor | Next To Meter
NJADRE1554185206 | Administratively Determined Incentive Program | Galloway | 8205 | 19 | 5.53 | Residential | Behind the Meter | Yes | Net Metered Residential | Sunrun Installation Services, Inc. | None | AC Electric | Accepted | 2023-06-30 | 2023-07-10 | 2024-07-10 | Solar Panels | Trina Solar | TSM-395DE09C.07 |  | 0.395 | 14 | 101 | 21 |  | Fixed | Roof
NJADRE1554185347 | Administratively Determined Incentive Program | Hawthorne | 7506 | 6 | 4.05 | Residential | Behind the Meter | Yes | Net Metered Residential | Trinity Solar | None | PSE&G | Accepted | 2023-06-30 | 2023-07-07 | 2024-07-07 | Inverters | Solar Edge | SE3000H-US | 3000 |  | 1 |  |  | 0.97 |  | Outside
NJADRE1554185347 | Administratively Determined Incentive Program | Hawthorne | 7506 | 6 | 4.05 | Residential | Behind the Meter | Yes | Net Metered Residential | Trinity Solar | None | PSE&G | Accepted | 2023-06-30 | 2023-07-07 | 2024-07-07 | Solar Panels | HANWHA 405 | Q.PEAK DUO BLK ML-G10+ 405 |  | 0.405 | 4 | 157 | 27 |  | Fixed | Roof
NJADRE1554185347 | Administratively Determined Incentive Program | Hawthorne | 7506 | 6 | 4.05 | Residential | Behind the Meter | Yes | Net Metered Residential | Trinity Solar | None | PSE&G | Accepted | 2023-06-30 | 2023-07-07 | 2024-07-07 | Solar Panels | HANWHA 405 | HANWHA 405 (Q.PEAK DUO BLK ML-G10+ 405) |  | 0.405 | 6 | 157 | 27 |  | Fixed | Roof
NJADRE1554186378 | Administratively Determined Incentive Program | Saddle Brook Twp | 7663 | 7 | 4.35 | Residential | Behind the Meter | Yes | Net Metered Residential | Sunrun Installation Services, Inc. | None | PSE&G | Accepted | 2023-06-30 | 2023-07-10 | 2024-07-10 | Inverters | SolarEdge Technologies | SE3800H-USMN | 3800 |  | 1 |  |  | 0.99 |  | Outdoor | Next to the meter
NJADRE1554186378 | Administratively Determined Incentive Program | Saddle Brook Twp | 7663 | 7 | 4.35 | Residential | Behind the Meter | Yes | Net Metered Residential | Sunrun Installation Services, Inc. | None | PSE&G | Accepted | 2023-06-30 | 2023-07-10 | 2024-07-10 | Solar Panels | Trina Solar | TSM-395DE09C.07 |  | 0.395 | 4 | 163 | 16 |  | Fixed | Roof
NJADRE1554186378 | Administratively Determined Incentive Program | Saddle Brook Twp | 7663 | 7 | 4.35 | Residential | Behind the Meter | Yes | Net Metered Residential | Sunrun Installation Services, Inc. | None | PSE&G | Accepted | 2023-06-30 | 2023-07-10 | 2024-07-10 | Solar Panels | Trina Solar | TSM-395DE09C.07 |  | 0.395 | 7 | 163 | 23 |  | Fixed | Roof
NJADRE1554186667 | Administratively Determined Incentive Program | Union Twp Uni | 7083 | 10 | 5.53 | Residential | Behind the Meter | Yes | Net Metered Residential | Sunrun Installation Services, Inc. | None | PSE&G | Accepted | 2023-06-30 | 2023-07-10 | 2024-07-10 | Inverters | Delta Electronics | E4-TL-US | 4000 |  | 1 |  |  | 0.98 |  | Outdoor | Next to the meter
NJADRE1554186667 | Administratively Determined Incentive Program | Union Twp Uni | 7083 | 10 | 5.53 | Residential | Behind the Meter | Yes | Net Metered Residential | Sunrun Installation Services, Inc. | None | PSE&G | Accepted | 2023-06-30 | 2023-07-10 | 2024-07-10 | Solar Panels | Trina Solar | TSM-395DE09C.07 |  | 0.395 | 5 | 7 | 32 |  | Fixed | Roof
NJADRE1554186667 | Administratively Determined Incentive Program | Union Twp Uni | 7083 | 10 | 5.53 | Residential | Behind the Meter | Yes | Net Metered Residential | Sunrun Installation Services, Inc. | None | PSE&G | Accepted | 2023-06-30 | 2023-07-10 | 2024-07-10 | Solar Panels | Trina Solar | TSM-395DE09C.07 |  | 0.395 | 9 | 186 | 32 |  | Fixed | Roof
NJADRE1554186697 | Administratively Determined Incentive Program | Rochelle Park | 7625 |  | 37.83 | Commercial | Behind the Meter | No | Small Net-Metered Non-Residential located on Rooftop, Carport, Canopy and Floating Solar | AEPS Electric, LLC | None | PSE&G | Accepted | 2023-06-30 | 2023-07-13 | 2024-07-13 | Inverters | SMA | SB7.7-1SP-US-41 | 7680 |  | 4 |  |  | 0.975 |  | Indoor | Mechanical Room
NJADRE1554186697 | Administratively Determined Incentive Program | Rochelle Park | 7625 |  | 37.83 | Commercial | Behind the Meter | No | Small Net-Metered Non-Residential located on Rooftop, Carport, Canopy and Floating Solar | AEPS Electric, LLC | None | PSE&G | Accepted | 2023-06-30 | 2023-07-13 | 2024-07-13 | Meters | Elkor | Mark II |  |  | 1 |  |  |  | Yes | Indoor
NJADRE1554186697 | Administratively Determined Incentive Program | Rochelle Park | 7625 |  | 37.83 | Commercial | Behind the Meter | No | Small Net-Metered Non-Residential located on Rooftop, Carport, Canopy and Floating Solar | AEPS Electric, LLC | None | PSE&G | Accepted | 2023-06-30 | 2023-07-13 | 2024-07-13 | Solar Panels | Hanwha | Q.PEAK DUO XL-G10.3 / BFG |  | 0.485 | 50 | 185 | 5 |  | Fixed | Roof
NJADRE1554186697 | Administratively Determined Incentive Program | Rochelle Park | 7625 |  | 37.83 | Commercial | Behind the Meter | No | Small Net-Metered Non-Residential located on Rooftop, Carport, Canopy and Floating Solar | AEPS Electric, LLC | None | PSE&G | Accepted | 2023-06-30 | 2023-07-13 | 2024-07-13 | Solar Panels | Hanwha | Q.PEAK DUO XL-G10.3 / BFG |  | 0.485 | 28 | 5 | 5 |  | Fixed | Roof
NJADRE1554186764 | Administratively Determined Incentive Program | Kinnelon | 7405 | 3 | 14.43 | Residential | Behind the Meter | No | Net Metered Residential | Vision Solar LLC | None | Butler | Accepted | 2023-06-30 | 2023-07-10 | 2024-07-10 | Inverters | Solaredge | SE11400H-USRGM | 11 |  | 1 |  |  | 0.97 |  | Outdoor | side of house
NJADRE1554186764 | Administratively Determined Incentive Program | Kinnelon | 7405 | 3 | 14.43 | Residential | Behind the Meter | No | Net Metered Residential | Vision Solar LLC | None | Butler | Accepted | 2023-06-30 | 2023-07-10 | 2024-07-10 | Solar Panels | ZNSHINE | ZXM6-NH120-370/M |  | 0.37 | 22 | 258 | 33 |  | Fixed | Roof
NJADRE1554186764 | Administratively Determined Incentive Program | Kinnelon | 7405 | 3 | 14.43 | Residential | Behind the Meter | No | Net Metered Residential | Vision Solar LLC | None | Butler | Accepted | 2023-06-30 | 2023-07-10 | 2024-07-10 | Solar Panels | ZNSHINE | ZXM6-NH120-370/M |  | 0.37 | 12 | 258 | 10 |  | Fixed | Roof
NJADRE1554186764 | Administratively Determined Incentive Program | Kinnelon | 7405 | 3 | 14.43 | Residential | Behind the Meter | No | Net Metered Residential | Vision Solar LLC | None | Butler | Accepted | 2023-06-30 | 2023-07-10 | 2024-07-10 | Solar Panels | ZNSHINE | ZXM6-NH120-370/M |  | 0.37 | 3 | 258 | 32 |  | Fixed | Roof
NJADRE1554186764 | Administratively Determined Incentive Program | Kinnelon | 7405 | 3 | 14.43 | Residential | Behind the Meter | No | Net Metered Residential | Vision Solar LLC | None | Butler | Accepted | 2023-06-30 | 2023-07-10 | 2024-07-10 | Solar Panels | ZNSHINE | ZXM6-NH120-370/M |  | 0.37 | 2 | 258 | 30 |  | Fixed | Roof
NJADRE1554186775 | Administratively Determined Incentive Program | Jersey City | 7306 | 8 | 10.94 | Residential | Behind the Meter | Yes | Net Metered Residential | Trinity Solar Inc. | None | PSE&G | Accepted | 2023-06-30 | 2023-07-10 | 2024-07-10 | Inverters | Solar Edge | SE10000H-US | 10000 |  | 1 |  |  | 0.97 |  | Outside
NJADRE1554186775 | Administratively Determined Incentive Program | Jersey City | 7306 | 8 | 10.94 | Residential | Behind the Meter | Yes | Net Metered Residential | Trinity Solar Inc. | None | PSE&G | Accepted | 2023-06-30 | 2023-07-10 | 2024-07-10 | Solar Panels | HANWHA 405 | HANWHA 405 (Q.PEAK DUO BLK ML-G10+ 405) |  | 0.405 | 18 | 205 | 27 |  | Fixed | Roof
NJADRE1554186775 | Administratively Determined Incentive Program | Jersey City | 7306 | 8 | 10.94 | Residential | Behind the Meter | Yes | Net Metered Residential | Trinity Solar Inc. | None | PSE&G | Accepted | 2023-06-30 | 2023-07-10 | 2024-07-10 | Solar Panels | HANWHA 405 | HANWHA 405 (Q.PEAK DUO BLK ML-G10+ 405) |  | 0.405 | 9 | 25 | 27 |  | Fixed | Roof
NJADRE1554187219 | Administratively Determined Incentive Program | Perth Amboy | 8861 | 11 | 7.03 | Residential | Behind the Meter | No | Net Metered Residential | Vision Solar LLC | None | PSE&G | Accepted | 2023-06-30 | 2023-07-10 | 2024-07-10 | Inverters | Solaredge | SE6000H-USRGM | 6000 |  | 1 |  |  | 0.97 |  | Outdoor | side of house
NJADRE1554187219 | Administratively Determined Incentive Program | Perth Amboy | 8861 | 11 | 7.03 | Residential | Behind the Meter | No | Net Metered Residential | Vision Solar LLC | None | PSE&G | Accepted | 2023-06-30 | 2023-07-10 | 2024-07-10 | Solar Panels | ZNSHINE | ZXM6-NH120-370/M |  | 0.37 | 8 | 291 | 43 |  | Fixed | Roof
NJADRE1554187219 | Administratively Determined Incentive Program | Perth Amboy | 8861 | 11 | 7.03 | Residential | Behind the Meter | No | Net Metered Residential | Vision Solar LLC | None | PSE&G | Accepted | 2023-06-30 | 2023-07-10 | 2024-07-10 | Solar Panels | ZNSHINE | ZXM6-NH120-370/M |  | 0.37 | 5 | 110 | 43 |  | Fixed | Roof
NJADRE1554187219 | Administratively Determined Incentive Program | Perth Amboy | 8861 | 11 | 7.03 | Residential | Behind the Meter | No | Net Metered Residential | Vision Solar LLC | None | PSE&G | Accepted | 2023-06-30 | 2023-07-10 | 2024-07-10 | Solar Panels | ZNSHINE | ZXM6-NH120-370/M |  | 0.37 | 6 | 201 | 11 |  | Fixed | Roof
NJADRE1554187240 | Administratively Determined Incentive Program | Flanders | 7836 | 3 | 5.48 | Residential | Behind the Meter | No | Net Metered Residential | Power Home Remodeling | None | JCP&L | Accepted | 2023-06-30 | 2023-07-10 | 2024-07-10 | Inverters | SolarEdge | SE3800H-US | 3800 |  | 1 |  |  | 0.99 |  | Outdoor
NJADRE1554187240 | Administratively Determined Incentive Program | Flanders | 7836 | 3 | 5.48 | Residential | Behind the Meter | No | Net Metered Residential | Power Home Remodeling | None | JCP&L | Accepted | 2023-06-30 | 2023-07-10 | 2024-07-10 | Meters | SolarEdge | Revenue Grade Data Ansi C12.20 |  |  | 1 |  |  |  | Yes | Outdoor
NJADRE1554187240 | Administratively Determined Incentive Program | Flanders | 7836 | 3 | 5.48 | Residential | Behind the Meter | No | Net Metered Residential | Power Home Remodeling | None | JCP&L | Accepted | 2023-06-30 | 2023-07-10 | 2024-07-10 | Solar Panels | Hyundai | HiS-S365XG (BK) |  | 0.365 | 8 | 76 | 20 |  | Fixed | Roof
NJADRE1554187240 | Administratively Determined Incentive Program | Flanders | 7836 | 3 | 5.48 | Residential | Behind the Meter | No | Net Metered Residential | Power Home Remodeling | None | JCP&L | Accepted | 2023-06-30 | 2023-07-10 | 2024-07-10 | Solar Panels | Hyundai | HiS-S365XG (BK) |  | 0.365 | 3 | 256 | 20 |  | Fixed | Roof
NJADRE1554187240 | Administratively Determined Incentive Program | Flanders | 7836 | 3 | 5.48 | Residential | Behind the Meter | No | Net Metered Residential | Power Home Remodeling | None | JCP&L | Accepted | 2023-06-30 | 2023-07-10 | 2024-07-10 | Solar Panels | Hyundai | HiS-S365XG (BK) |  | 0.365 | 4 | 166 | 42 |  | Fixed | Roof
NJADRE1554187287 | Administratively Determined Incentive Program | RAHWAY CITY | 7065 | 10 | 4.74 | Residential | Behind the Meter | Yes | Net Metered Residential | Sunrun Installation Services, Inc. | None | PSE&G | Accepted | 2023-06-30 | 2023-07-10 | 2024-07-10 | Inverters | SolarEdge Technologies | SE3800H-USMN | 3800 |  | 1 |  |  | 0.99 |  | Outdoor | Next to the meter
NJADRE1554187287 | Administratively Determined Incentive Program | RAHWAY CITY | 7065 | 10 | 4.74 | Residential | Behind the Meter | Yes | Net Metered Residential | Sunrun Installation Services, Inc. | None | PSE&G | Accepted | 2023-06-30 | 2023-07-10 | 2024-07-10 | Solar Panels | Trina Solar | TSM-395DE09C.07 |  | 0.395 | 3 | 359 | 27 |  | Fixed | Roof
NJADRE1554187287 | Administratively Determined Incentive Program | RAHWAY CITY | 7065 | 10 | 4.74 | Residential | Behind the Meter | Yes | Net Metered Residential | Sunrun Installation Services, Inc. | None | PSE&G | Accepted | 2023-06-30 | 2023-07-10 | 2024-07-10 | Solar Panels | Trina Solar | TSM-395DE09C.07 |  | 0.395 | 9 | 178 | 27 |  | Fixed | Roof
NJADRE1554196379 | Administratively Determined Incentive Program | EMERSON BORO | 7630 | 7 | 9.09 | Residential | Behind the Meter | Yes | Net Metered Residential | Sunrun Installation Services, Inc. | None | PSE&G | Accepted | 2023-07-01 | 2023-07-10 | 2024-07-10 | Inverters | SolarEdge Technologies | SE7600H-USSN | 7600 |  | 1 |  |  | 0.99 |  | Outdoor | Next to the meter
NJADRE1554196379 | Administratively Determined Incentive Program | EMERSON BORO | 7630 | 7 | 9.09 | Residential | Behind the Meter | Yes | Net Metered Residential | Sunrun Installation Services, Inc. | None | PSE&G | Accepted | 2023-07-01 | 2023-07-10 | 2024-07-10 | Solar Panels | Trina Solar | TSM-395DE09C.07 |  | 0.395 | 6 | 197 | 21 |  | Fixed | Roof
NJADRE1554196379 | Administratively Determined Incentive Program | EMERSON BORO | 7630 | 7 | 9.09 | Residential | Behind the Meter | Yes | Net Metered Residential | Sunrun Installation Services, Inc. | None | PSE&G | Accepted | 2023-07-01 | 2023-07-10 | 2024-07-10 | Solar Panels | Trina Solar | TSM-395DE09C.07 |  | 0.395 | 9 | 288 | 22 |  | Fixed | Roof
NJADRE1554196379 | Administratively Determined Incentive Program | EMERSON BORO | 7630 | 7 | 9.09 | Residential | Behind the Meter | Yes | Net Metered Residential | Sunrun Installation Services, Inc. | None | PSE&G | Accepted | 2023-07-01 | 2023-07-10 | 2024-07-10 | Solar Panels | Trina Solar | TSM-395DE09C.07 |  | 0.395 | 8 | 108 | 24 |  | Fixed | Roof
NJADRE1554198284 | Administratively Determined Incentive Program | Monroe | 8094 | 15 | 16.8 | Residential | Behind the Meter | No | Net Metered Residential | Suntuity Solar LLC | None | AC Electric | Accepted | 2023-07-03 | 2023-08-02 | 2024-08-02 | Inverters | ENPHASE | IQ7 PLUS MICRO-INVERTER (42) | 290 |  | 42 |  |  | 0.97 |  | Outdoor | Behind the PV modules
NJADRE1554198284 | Administratively Determined Incentive Program | Monroe | 8094 | 15 | 16.8 | Residential | Behind the Meter | No | Net Metered Residential | Suntuity Solar LLC | None | AC Electric | Accepted | 2023-07-03 | 2023-08-02 | 2024-08-02 | Solar Panels | Q.PEAK | DUO BLK ML-G10+ 400W |  | 0.4 | 11 | 171 | 20 |  | Fixed | Roof
NJADRE1554198284 | Administratively Determined Incentive Program | Monroe | 8094 | 15 | 16.8 | Residential | Behind the Meter | No | Net Metered Residential | Suntuity Solar LLC | None | AC Electric | Accepted | 2023-07-03 | 2023-08-02 | 2024-08-02 | Solar Panels | Q.PEAK | DUO BLK ML-G10+ 400W |  | 0.4 | 18 | 261 | 20 |  | Fixed | Roof
NJADRE1554198284 | Administratively Determined Incentive Program | Monroe | 8094 | 15 | 16.8 | Residential | Behind the Meter | No | Net Metered Residential | Suntuity Solar LLC | None | AC Electric | Accepted | 2023-07-03 | 2023-08-02 | 2024-08-02 | Solar Panels | Q.PEAK | DUO BLK ML-G10+ 400W |  | 0.4 | 13 | 81 | 20 |  | Fixed | Roof
NJADRE1554198318 | Administratively Determined Incentive Program | Colonia | 7067 | 10 | 14.97 | Residential | Behind the Meter | Yes | Net Metered Residential | Pro Custom Solar dba Momentum Solar | None | PSE&G | Accepted | 2023-07-03 | 2023-07-10 | 2024-07-10 | Inverters | Enphase | IQ8PLUS-72-2-US | 290 |  | 41 |  |  | 0.97 |  | Outdoor
NJADRE1554198318 | Administratively Determined Incentive Program | Colonia | 7067 | 10 | 14.97 | Residential | Behind the Meter | Yes | Net Metered Residential | Pro Custom Solar dba Momentum Solar | None | PSE&G | Accepted | 2023-07-03 | 2023-07-10 | 2024-07-10 | Solar Panels | Hanwha | q.peak duo blk-g10+365 |  | 0.365 | 16 | 321 | 14 |  | Fixed | Roof
NJADRE1554198318 | Administratively Determined Incentive Program | Colonia | 7067 | 10 | 14.97 | Residential | Behind the Meter | Yes | Net Metered Residential | Pro Custom Solar dba Momentum Solar | None | PSE&G | Accepted | 2023-07-03 | 2023-07-10 | 2024-07-10 | Solar Panels | Hanwha | q.peak duo blk-g10+365 |  | 0.365 | 6 | 141 | 13 |  | Fixed | Pole
NJADRE1554198318 | Administratively Determined Incentive Program | Colonia | 7067 | 10 | 14.97 | Residential | Behind the Meter | Yes | Net Metered Residential | Pro Custom Solar dba Momentum Solar | None | PSE&G | Accepted | 2023-07-03 | 2023-07-10 | 2024-07-10 | Solar Panels | Hanwha | q.peak duo blk-g10+365 |  | 0.365 | 8 | 141 | 13 |  | Fixed | Roof
NJADRE1554198318 | Administratively Determined Incentive Program | Colonia | 7067 | 10 | 14.97 | Residential | Behind the Meter | Yes | Net Metered Residential | Pro Custom Solar dba Momentum Solar | None | PSE&G | Accepted | 2023-07-03 | 2023-07-10 | 2024-07-10 | Solar Panels | Hanwha | q.peak duo blk-g10+365 |  | 0.365 | 6 | 320 | 26 |  | Fixed | Roof
NJADRE1554198318 | Administratively Determined Incentive Program | Colonia | 7067 | 10 | 14.97 | Residential | Behind the Meter | Yes | Net Metered Residential | Pro Custom Solar dba Momentum Solar | None | PSE&G | Accepted | 2023-07-03 | 2023-07-10 | 2024-07-10 | Solar Panels | Hanwha | q.peak duo blk-g10+365 |  | 0.365 | 5 | 140 | 26 |  | Fixed | Roof
NJADRE1554198365 | Administratively Determined Incentive Program | Newark | 7102 | 9 | 5.6 | Residential | Behind the Meter | No | Net Metered Residential | Tesla Energy Operations Inc | None | PSE&G | Accepted | 2023-07-03 | 2023-07-10 | 2024-07-10 | Solar Panels | Hanwha | Hanwha # Q.PEAK DUO BLK ML-G10+/TS 400 |  | 0.4 | 14 | 195 | 27 |  | Fixed | Roof
NJADRE1554198365 | Administratively Determined Incentive Program | Newark | 7102 | 9 | 5.6 | Residential | Behind the Meter | No | Net Metered Residential | Tesla Energy Operations Inc | None | PSE&G | Accepted | 2023-07-03 | 2023-07-10 | 2024-07-10 | Inverters | Tesla | 1538000-45-A | 5000 |  | 1 |  |  | 0.98 |  | Outdoor
NJADRE1554198373 | Administratively Determined Incentive Program | Clifton | 7013 | 6 | 3.65 | Residential | Behind the Meter | Yes | Net Metered Residential | Trinity Solar Inc. | None | PSE&G | Accepted | 2023-07-03 | 2023-07-10 | 2024-07-10 | Inverters | Solar Edge | SE3000H-US000BEi4 | 3 |  | 1 |  |  | 0.97 |  | Outdoor
NJADRE1554198373 | Administratively Determined Incentive Program | Clifton | 7013 | 6 | 3.65 | Residential | Behind the Meter | Yes | Net Metered Residential | Trinity Solar Inc. | None | PSE&G | Accepted | 2023-07-03 | 2023-07-10 | 2024-07-10 | Solar Panels | Hanwha | Q.PEAK DUO BLK ML-G10+ 405 |  | 0.405 | 9 | 132 | 10 |  | Fixed | Roof
NJADRE1554198412 | Administratively Determined Incentive Program | Glen Rock | 7452 | 7 | 9.6 | Residential | Behind the Meter | Yes | Net Metered Residential | Tesla Energy Operations Inc | None | PSE&G | Accepted | 2023-07-03 | 2023-07-10 | 2024-07-10 | Inverters | Tesla | 1538000-45-A | 7600 |  | 1 |  |  | 0.98 |  | Indoor
NJADRE1554198412 | Administratively Determined Incentive Program | Glen Rock | 7452 | 7 | 9.6 | Residential | Behind the Meter | Yes | Net Metered Residential | Tesla Energy Operations Inc | None | PSE&G | Accepted | 2023-07-03 | 2023-07-10 | 2024-07-10 | Solar Panels | Hanwha | Hanwha # Q.PEAK DUO BLK ML-G10+/TS 400 |  | 0.4 | 8 | 122 | 14 |  | Fixed | Roof
NJADRE1554198412 | Administratively Determined Incentive Program | Glen Rock | 7452 | 7 | 9.6 | Residential | Behind the Meter | Yes | Net Metered Residential | Tesla Energy Operations Inc | None | PSE&G | Accepted | 2023-07-03 | 2023-07-10 | 2024-07-10 | Solar Panels | Hanwha | Hanwha # Q.PEAK DUO BLK ML-G10+/TS 400 |  | 0.4 | 8 | 122 | 30 |  | Fixed | Roof
NJADRE1554198412 | Administratively Determined Incentive Program | Glen Rock | 7452 | 7 | 9.6 | Residential | Behind the Meter | Yes | Net Metered Residential | Tesla Energy Operations Inc | None | PSE&G | Accepted | 2023-07-03 | 2023-07-10 | 2024-07-10 | Solar Panels | Hanwha | Hanwha # Q.PEAK DUO BLK ML-G10+/TS 400 |  | 0.4 | 2 | 122 | 18 |  | Fixed | Roof
NJADRE1554198412 | Administratively Determined Incentive Program | Glen Rock | 7452 | 7 | 9.6 | Residential | Behind the Meter | Yes | Net Metered Residential | Tesla Energy Operations Inc | None | PSE&G | Accepted | 2023-07-03 | 2023-07-10 | 2024-07-10 | Solar Panels | Hanwha | Hanwha # Q.PEAK DUO BLK ML-G10+/TS 400 |  | 0.4 | 6 | 212 | 40 |  | Fixed | Roof
NJADRE1554198512 | Administratively Determined Incentive Program | MONROE | 8831 | 11 | 6.94 | Residential | Behind the Meter | Yes | Net Metered Residential | Pro Custom Solar dba Momentum Solar | None | JCP&L | Accepted | 2023-07-03 | 2023-07-10 | 2024-07-10 | Solar Panels | hanwha | Â Q. PEAK DUO BLK-G10+365 |  | 0.365 | 9 | 177 | 33 |  | Fixed | Roof
NJADRE1554198512 | Administratively Determined Incentive Program | MONROE | 8831 | 11 | 6.94 | Residential | Behind the Meter | Yes | Net Metered Residential | Pro Custom Solar dba Momentum Solar | None | JCP&L | Accepted | 2023-07-03 | 2023-07-10 | 2024-07-10 | Solar Panels | hanwha | Â Q. PEAK DUO BLK-G10+365 |  | 0.365 | 10 | 267 | 31 |  | Fixed | Roof
NJADRE1554198512 | Administratively Determined Incentive Program | MONROE | 8831 | 11 | 6.94 | Residential | Behind the Meter | Yes | Net Metered Residential | Pro Custom Solar dba Momentum Solar | None | JCP&L | Accepted | 2023-07-03 | 2023-07-10 | 2024-07-10 | Inverters | Enphase | IQ8PLUS-72-2-US | 290 |  | 19 |  |  | 0.97 |  | Outdoor
NJADRE1554201573 | Administratively Determined Incentive Program | Newark | 7106 | 9 | 4.4 | Residential | Behind the Meter | Yes | Net Metered Residential | Pro Custom Solar dba Momentum Solar | None | PSE&G | Accepted | 2023-07-03 | 2023-07-11 | 2024-07-11 | Inverters | Enphase | IQ8PLUS-72-2-US | 290 |  | 11 |  |  | 0.97 |  | Outdoor
NJADRE1554201573 | Administratively Determined Incentive Program | Newark | 7106 | 9 | 4.4 | Residential | Behind the Meter | Yes | Net Metered Residential | Pro Custom Solar dba Momentum Solar | None | PSE&G | Accepted | 2023-07-03 | 2023-07-11 | 2024-07-11 | Solar Panels | Hanwha | q.peak duo blk ML-g10+400 |  | 0.4 | 11 | 297 | 6 |  | Fixed | Roof
NJADRE1554201722 | Administratively Determined Incentive Program | Prospect Park Boro | 7508 | 6 | 7.38 | Residential | Behind the Meter | No | Net Metered Residential | Freedom Forever New Jersey LLC | None | PSE&G | Accepted | 2023-07-03 | 2023-07-10 | 2024-07-10 | Inverters | Solar Edge | SE5000H-USRGM | 5000 |  | 1 |  |  | 0.99 |  | Outdoor
NJADRE1554201722 | Administratively Determined Incentive Program | Prospect Park Boro | 7508 | 6 | 7.38 | Residential | Behind the Meter | No | Net Metered Residential | Freedom Forever New Jersey LLC | None | PSE&G | Accepted | 2023-07-03 | 2023-07-10 | 2024-07-10 | Solar Panels | Rec Solar | REC410AA PURE-R |  | 0.41 | 18 | 246 | 30 |  | Fixed | Roof
NJADRE1554201736 | Administratively Determined Incentive Program | HAMILTON TWP MER | 8690 | 12 | 8.69 | Residential | Behind the Meter | Yes | Net Metered Residential | Sunrun Installation Services, Inc. | None | PSE&G | Accepted | 2023-07-03 | 2023-07-10 | 2024-07-10 | Inverters | SolarEdge Technologies | SE6000H-USSN | 6000 |  | 1 |  |  | 0.99 |  | Outdoor | Next To Meter
NJADRE1554201736 | Administratively Determined Incentive Program | HAMILTON TWP MER | 8690 | 12 | 8.69 | Residential | Behind the Meter | Yes | Net Metered Residential | Sunrun Installation Services, Inc. | None | PSE&G | Accepted | 2023-07-03 | 2023-07-10 | 2024-07-10 | Solar Panels | Trina Solar | TSM-395DE09C.07 |  | 0.395 | 3 | 295 | 23 |  | Fixed | Roof
NJADRE1554201736 | Administratively Determined Incentive Program | HAMILTON TWP MER | 8690 | 12 | 8.69 | Residential | Behind the Meter | Yes | Net Metered Residential | Sunrun Installation Services, Inc. | None | PSE&G | Accepted | 2023-07-03 | 2023-07-10 | 2024-07-10 | Solar Panels | Trina Solar | TSM-395DE09C.07 |  | 0.395 | 6 | 25 | 24 |  | Fixed | Roof
NJADRE1554201736 | Administratively Determined Incentive Program | HAMILTON TWP MER | 8690 | 12 | 8.69 | Residential | Behind the Meter | Yes | Net Metered Residential | Sunrun Installation Services, Inc. | None | PSE&G | Accepted | 2023-07-03 | 2023-07-10 | 2024-07-10 | Solar Panels | Trina Solar | TSM-395DE09C.07 |  | 0.395 | 13 | 205 | 22 |  | Fixed | Roof
NJADRE1554201741 | Administratively Determined Incentive Program | Paulsboro | 8066 | 15 | 8.91 | Residential | Behind the Meter | Yes | Net Metered Residential | Trinity Solar | None | AC Electric | Accepted | 2023-07-03 | 2023-07-10 | 2024-07-10 | Inverters | Solar Edge | SE7600H-US | 7600 |  | 1 |  |  | 0.97 |  | Outside
NJADRE1554201741 | Administratively Determined Incentive Program | Paulsboro | 8066 | 15 | 8.91 | Residential | Behind the Meter | Yes | Net Metered Residential | Trinity Solar | None | AC Electric | Accepted | 2023-07-03 | 2023-07-10 | 2024-07-10 | Solar Panels | HANWHA 405 | HANWHA 405 (Q.PEAK DUO BLK ML-G10+ 405) |  | 0.405 | 16 | 97 | 37 |  | Fixed | Roof
NJADRE1554201741 | Administratively Determined Incentive Program | Paulsboro | 8066 | 15 | 8.91 | Residential | Behind the Meter | Yes | Net Metered Residential | Trinity Solar | None | AC Electric | Accepted | 2023-07-03 | 2023-07-10 | 2024-07-10 | Solar Panels | HANWHA 405 | HANWHA 405 (Q.PEAK DUO BLK ML-G10+ 405) |  | 0.405 | 6 | 227 | 37 |  | Fixed | Roof
NJADRE1554201789 | Administratively Determined Incentive Program | Erial | 8081 | 14 | 5.53 | Residential | Behind the Meter | Yes | Net Metered Residential | Sunrun Installation Services, Inc. | None | AC Electric | Accepted | 2023-07-03 | 2023-07-10 | 2024-07-10 | Inverters | SolarEdge Technologies | SE3800H-USMN | 3800 |  | 1 |  |  | 0.99 |  | Outdoor | Next To Meter
NJADRE1554201789 | Administratively Determined Incentive Program | Erial | 8081 | 14 | 5.53 | Residential | Behind the Meter | Yes | Net Metered Residential | Sunrun Installation Services, Inc. | None | AC Electric | Accepted | 2023-07-03 | 2023-07-10 | 2024-07-10 | Solar Panels | Trina Solar | TSM-395DE09C.07 |  | 0.395 | 3 | 355 | 31 |  | Fixed | Roof
NJADRE1554201789 | Administratively Determined Incentive Program | Erial | 8081 | 14 | 5.53 | Residential | Behind the Meter | Yes | Net Metered Residential | Sunrun Installation Services, Inc. | None | AC Electric | Accepted | 2023-07-03 | 2023-07-10 | 2024-07-10 | Solar Panels | Trina Solar | TSM-395DE09C.07 |  | 0.395 | 8 | 175 | 30 |  | Fixed | Roof
NJADRE1554201789 | Administratively Determined Incentive Program | Erial | 8081 | 14 | 5.53 | Residential | Behind the Meter | Yes | Net Metered Residential | Sunrun Installation Services, Inc. | None | AC Electric | Accepted | 2023-07-03 | 2023-07-10 | 2024-07-10 | Meters | SOLAREDGE TECHNOLOGIES | SE3800H-USMN |  |  | 1 |  |  |  | Yes | Outdoor
NJADRE1554201789 | Administratively Determined Incentive Program | Erial | 8081 | 14 | 5.53 | Residential | Behind the Meter | Yes | Net Metered Residential | Sunrun Installation Services, Inc. | None | AC Electric | Accepted | 2023-07-03 | 2023-07-10 | 2024-07-10 | Solar Panels | Trina Solar | TSM-395DE09C.07 |  | 0.395 | 3 | 175 | 30 |  | Fixed | Roof
NJADRE1554201844 | Administratively Determined Incentive Program | MAPLEWOOD TWP | 7040 | 9 | 8.74 | Residential | Behind the Meter | Yes | Net Metered Residential | Freedom Forever New Jersey LLC | None | PSE&G | Accepted | 2023-07-03 | 2023-07-10 | 2024-07-10 | Inverters | Solar Edge | SE6000H-USRGM | 6000 |  | 1 |  |  | 0.99 |  | Outdoor
NJADRE1554201844 | Administratively Determined Incentive Program | MAPLEWOOD TWP | 7040 | 9 | 8.74 | Residential | Behind the Meter | Yes | Net Metered Residential | Freedom Forever New Jersey LLC | None | PSE&G | Accepted | 2023-07-03 | 2023-07-10 | 2024-07-10 | Solar Panels | Jinko | JKM380M-6RL3-B |  | 0.38 | 8 | 188 | 43 |  | Fixed | Roof
NJADRE1554201844 | Administratively Determined Incentive Program | MAPLEWOOD TWP | 7040 | 9 | 8.74 | Residential | Behind the Meter | Yes | Net Metered Residential | Freedom Forever New Jersey LLC | None | PSE&G | Accepted | 2023-07-03 | 2023-07-10 | 2024-07-10 | Solar Panels | Jinko Solar | JKM380M-6RL3-B |  | 0.38 | 15 | 188 | 10 |  | Fixed | Roof
NJADRE1554201845 | Administratively Determined Incentive Program | CLIFTON CITY | 7011 | 6 | 3.95 | Residential | Behind the Meter | Yes | Net Metered Residential | Sunrun Installation Services, Inc. | None | PSE&G | Accepted | 2023-07-03 | 2023-07-10 | 2024-07-10 | Inverters | SolarEdge Technologies | SE3800H-USMN | 3800 |  | 1 |  |  | 0.99 |  | Outdoor | Next To Meter
NJADRE1554201845 | Administratively Determined Incentive Program | CLIFTON CITY | 7011 | 6 | 3.95 | Residential | Behind the Meter | Yes | Net Metered Residential | Sunrun Installation Services, Inc. | None | PSE&G | Accepted | 2023-07-03 | 2023-07-10 | 2024-07-10 | Solar Panels | Trina Solar | TSM-395DE09C.07 |  | 0.395 | 10 | 351 | 18 |  | Fixed | Roof
NJADRE1554201862 | Administratively Determined Incentive Program | Cherry Hill | 8002 | 14 | 2197.94 | Commercial | Behind the Meter | Yes | Large Net-Metered Non-Residential located on Rooftop, Carport, Canopy and Floating Solar | Novitium Energy LLC | None | PSE&G | Accepted | 2023-07-03 | 2023-07-12 | 2024-07-12 | Inverters | SolarEdge | SE100KUS | 100000 |  | 18 |  |  | 0.985 |  | Outdoor | adjacent to array
NJADRE1554201862 | Administratively Determined Incentive Program | Cherry Hill | 8002 | 14 | 2197.94 | Commercial | Behind the Meter | Yes | Large Net-Metered Non-Residential located on Rooftop, Carport, Canopy and Floating Solar | Novitium Energy LLC | None | PSE&G | Accepted | 2023-07-03 | 2023-07-12 | 2024-07-12 | Solar Panels | Jinko Solar | JKM405M-72HL-V |  | 0.405 | 1443 | 205 | 5 |  | Fixed | Pole
NJADRE1554201862 | Administratively Determined Incentive Program | Cherry Hill | 8002 | 14 | 2197.94 | Commercial | Behind the Meter | Yes | Large Net-Metered Non-Residential located on Rooftop, Carport, Canopy and Floating Solar | Novitium Energy LLC | None | PSE&G | Accepted | 2023-07-03 | 2023-07-12 | 2024-07-12 | Solar Panels | Jinko | JKM405M-72HL-V |  | 0.405 | 3455 | 114 | 5 |  | Fixed | Parking Lot
NJADRE1554201862 | Administratively Determined Incentive Program | Cherry Hill | 8002 | 14 | 2197.94 | Commercial | Behind the Meter | Yes | Large Net-Metered Non-Residential located on Rooftop, Carport, Canopy and Floating Solar | Novitium Energy LLC | None | PSE&G | Accepted | 2023-07-03 | 2023-07-12 | 2024-07-12 | Solar Panels | Jinko | JKM405M-72HL-V |  | 0.405 | 529 | 158 | 5 |  | Fixed | Roof
NJADRE1554201880 | Administratively Determined Incentive Program | HAMILTON TWP MER | 8619 | 12 | 17.38 | Residential | Behind the Meter | Yes | Net Metered Residential | Sunrun Installation Services, Inc. | None | PSE&G | Accepted | 2023-07-03 | 2023-07-10 | 2024-07-10 | Inverters | SolarEdge Technologies | SE6000H-USSN | 6000 |  | 2 |  |  | 0.99 |  | Outdoor | Next To Meter
NJADRE1554201880 | Administratively Determined Incentive Program | HAMILTON TWP MER | 8619 | 12 | 17.38 | Residential | Behind the Meter | Yes | Net Metered Residential | Sunrun Installation Services, Inc. | None | PSE&G | Accepted | 2023-07-03 | 2023-07-10 | 2024-07-10 | Solar Panels | Trina Solar | TSM-395DE09C.07 |  | 0.395 | 13 | 116 | 26 |  | Fixed | Roof
NJADRE1554201880 | Administratively Determined Incentive Program | HAMILTON TWP MER | 8619 | 12 | 17.38 | Residential | Behind the Meter | Yes | Net Metered Residential | Sunrun Installation Services, Inc. | None | PSE&G | Accepted | 2023-07-03 | 2023-07-10 | 2024-07-10 | Solar Panels | Trina Solar | TSM-395DE09C.07 |  | 0.395 | 8 | 116 | 44 |  | Fixed | Roof
NJADRE1554201880 | Administratively Determined Incentive Program | HAMILTON TWP MER | 8619 | 12 | 17.38 | Residential | Behind the Meter | Yes | Net Metered Residential | Sunrun Installation Services, Inc. | None | PSE&G | Accepted | 2023-07-03 | 2023-07-10 | 2024-07-10 | Solar Panels | Trina Solar | TSM-395DE09C.07 |  | 0.395 | 1 | 296 | 27 |  | Fixed | Roof
NJADRE1554201880 | Administratively Determined Incentive Program | HAMILTON TWP MER | 8619 | 12 | 17.38 | Residential | Behind the Meter | Yes | Net Metered Residential | Sunrun Installation Services, Inc. | None | PSE&G | Accepted | 2023-07-03 | 2023-07-10 | 2024-07-10 | Solar Panels | Trina Solar | TSM-395DE09C.07 |  | 0.395 | 22 | 296 | 27 |  | Fixed | Roof
NJADRE1554203108 | Administratively Determined Incentive Program | SPARTA | 7871 | 1 | 7.51 | Residential | Behind the Meter | Yes | Net Metered Residential | Sunrun Installation Services, Inc. | None | JCP&L | Accepted | 2023-07-03 | 2023-07-11 | 2024-07-11 | Inverters | SolarEdge Technologies | SE6000H-USSN | 6000 |  | 1 |  |  | 0.99 |  | Outdoor | Next To Meter
NJADRE1554203108 | Administratively Determined Incentive Program | SPARTA | 7871 | 1 | 7.51 | Residential | Behind the Meter | Yes | Net Metered Residential | Sunrun Installation Services, Inc. | None | JCP&L | Accepted | 2023-07-03 | 2023-07-11 | 2024-07-11 | Solar Panels | Trina Solar | TSM-395DE09C.07 |  | 0.395 | 4 | 316 | 35 |  | Fixed | Roof
NJADRE1554203108 | Administratively Determined Incentive Program | SPARTA | 7871 | 1 | 7.51 | Residential | Behind the Meter | Yes | Net Metered Residential | Sunrun Installation Services, Inc. | None | JCP&L | Accepted | 2023-07-03 | 2023-07-11 | 2024-07-11 | Solar Panels | Trina Solar | TSM-395DE09C.07 |  | 0.395 | 10 | 136 | 33 |  | Fixed | Roof
NJADRE1554203108 | Administratively Determined Incentive Program | SPARTA | 7871 | 1 | 7.51 | Residential | Behind the Meter | Yes | Net Metered Residential | Sunrun Installation Services, Inc. | None | JCP&L | Accepted | 2023-07-03 | 2023-07-11 | 2024-07-11 | Solar Panels | Trina Solar | TSM-395DE09C.07 |  | 0.395 | 5 | 228 | 35 |  | Fixed | Roof
NJADRE1554203143 | Administratively Determined Incentive Program | JERSEY CITY | 7307 | 8 | 7.2 | Residential | Behind the Meter | Yes | Net Metered Residential | Freedom Forever New Jersey LLC | None | PSE&G | Accepted | 2023-07-03 | 2023-07-11 | 2024-07-11 | Inverters | Solar Edge | SE5000H-USRGM | 5000 |  | 1 |  |  | 0.99 |  | Outdoor
NJADRE1554203143 | Administratively Determined Incentive Program | JERSEY CITY | 7307 | 8 | 7.2 | Residential | Behind the Meter | Yes | Net Metered Residential | Freedom Forever New Jersey LLC | None | PSE&G | Accepted | 2023-07-03 | 2023-07-11 | 2024-07-11 | Solar Panels | Freedom Forever | FF-MP-BBB-400 |  | 0.4 | 9 | 206 | 18 |  | Fixed | Roof
NJADRE1554203143 | Administratively Determined Incentive Program | JERSEY CITY | 7307 | 8 | 7.2 | Residential | Behind the Meter | Yes | Net Metered Residential | Freedom Forever New Jersey LLC | None | PSE&G | Accepted | 2023-07-03 | 2023-07-11 | 2024-07-11 | Solar Panels | Freedom Forever | FF-MP-BBB-400 |  | 0.4 | 9 | 26 | 18 |  | Fixed | Roof
NJADRE1554203164 | Administratively Determined Incentive Program | Washington Township | 8012 | 14 | 10.59 | Residential | Behind the Meter | Yes | Net Metered Residential | Ad Energy | None | AC Electric | Accepted | 2023-07-03 | 2023-07-11 | 2024-07-11 | Inverters | SunPower | IQ7HS | 384 |  | 29 |  |  | 0.97 |  | Outdoor | At each panel
NJADRE1554203164 | Administratively Determined Incentive Program | Washington Township | 8012 | 14 | 10.59 | Residential | Behind the Meter | Yes | Net Metered Residential | Ad Energy | None | AC Electric | Accepted | 2023-07-03 | 2023-07-11 | 2024-07-11 | Solar Panels | SunPower | SPR-U-365-BLK-QC-DC |  | 0.365 | 29 | 99 | 19 |  | Fixed | Roof
NJADRE1554203340 | Administratively Determined Incentive Program | FAIR LAWN BORO | 7410 | 7 | 4.74 | Residential | Behind the Meter | Yes | Net Metered Residential | Sunrun Installation Services, Inc. | None | PSE&G | Accepted | 2023-07-03 | 2023-07-11 | 2024-07-11 | Inverters | SolarEdge Technologies | SE3800H-USMN | 3800 |  | 1 |  |  | 0.99 |  | Outdoor | Next To Meter
NJADRE1554203340 | Administratively Determined Incentive Program | FAIR LAWN BORO | 7410 | 7 | 4.74 | Residential | Behind the Meter | Yes | Net Metered Residential | Sunrun Installation Services, Inc. | None | PSE&G | Accepted | 2023-07-03 | 2023-07-11 | 2024-07-11 | Solar Panels | Trina Solar | TSM-395DE09C.07 |  | 0.395 | 12 | 163 | 18 |  | Fixed | Roof
NJADRE1554203521 | Administratively Determined Incentive Program | EWING TOWNSHIP | 8638 | 12 | 4.35 | Residential | Behind the Meter | Yes | Net Metered Residential | Sunrun Installation Services, Inc. | None | PSE&G | Accepted | 2023-07-03 | 2023-07-11 | 2024-07-11 | Inverters | SolarEdge Technologies | SE3800H-USMN | 3800 |  | 1 |  |  | 0.99 |  | Outdoor | Next To Meter
NJADRE1554203521 | Administratively Determined Incentive Program | EWING TOWNSHIP | 8638 | 12 | 4.35 | Residential | Behind the Meter | Yes | Net Metered Residential | Sunrun Installation Services, Inc. | None | PSE&G | Accepted | 2023-07-03 | 2023-07-11 | 2024-07-11 | Solar Panels | Trina Solar | TSM-395DE09C.07 |  | 0.395 | 5 | 225 | 22 |  | Fixed | Roof
NJADRE1554203521 | Administratively Determined Incentive Program | EWING TOWNSHIP | 8638 | 12 | 4.35 | Residential | Behind the Meter | Yes | Net Metered Residential | Sunrun Installation Services, Inc. | None | PSE&G | Accepted | 2023-07-03 | 2023-07-11 | 2024-07-11 | Solar Panels | Trina Solar | TSM-395DE09C.07 |  | 0.395 | 6 | 135 | 23 |  | Fixed | Roof
NJADRE1554203537 | Administratively Determined Incentive Program | Parlin | 8859 | 11 | 5.53 | Residential | Behind the Meter | Yes | Net Metered Residential | Sunrun Installation Services, Inc. | None | JCP&L | Accepted | 2023-07-03 | 2023-07-11 | 2024-07-11 | Inverters | SolarEdge Technologies | SE3800H-USMN | 3800 |  | 1 |  |  | 0.96 |  | Outdoor | Next To Meter
NJADRE1554203537 | Administratively Determined Incentive Program | Parlin | 8859 | 11 | 5.53 | Residential | Behind the Meter | Yes | Net Metered Residential | Sunrun Installation Services, Inc. | None | JCP&L | Accepted | 2023-07-03 | 2023-07-11 | 2024-07-11 | Solar Panels | Trina Solar | TSM-395DE09C.07 |  | 0.395 | 4 | 189 | 14 |  | Fixed | Roof
NJADRE1554203537 | Administratively Determined Incentive Program | Parlin | 8859 | 11 | 5.53 | Residential | Behind the Meter | Yes | Net Metered Residential | Sunrun Installation Services, Inc. | None | JCP&L | Accepted | 2023-07-03 | 2023-07-11 | 2024-07-11 | Solar Panels | Trina Solar | TSM-395DE09C.07 |  | 0.395 | 10 | 99 | 29 |  | Fixed | Roof
NJADRE1554203547 | Administratively Determined Incentive Program | Whiting | 8759 | 18 | 5.14 | Residential | Behind the Meter | Yes | Net Metered Residential | Sunrun Installation Services, Inc. | None | JCP&L | Accepted | 2023-07-03 | 2023-07-11 | 2024-07-11 | Inverters | SolarEdge Technologies | SE3800H-USMN | 3800 |  | 1 |  |  | 0.96 |  | Outdoor | Next To Meter
NJADRE1554203547 | Administratively Determined Incentive Program | Whiting | 8759 | 18 | 5.14 | Residential | Behind the Meter | Yes | Net Metered Residential | Sunrun Installation Services, Inc. | None | JCP&L | Accepted | 2023-07-03 | 2023-07-11 | 2024-07-11 | Solar Panels | Trina Solar | TSM-395DE09C.07 |  | 0.395 | 13 | 180 | 33 |  | Fixed | Roof
NJADRE1554208285 | Administratively Determined Incentive Program | Delmont | 8314 | 20 | 18 | Residential | Behind the Meter | Yes | Net Metered Residential | Suntuity Solar LLC | None | AC Electric | Accepted | 2023-07-04 | 2023-07-11 | 2024-07-11 | Inverters | ENPHASE | IQ8 PLUS MICRO-INVERTER | 290 |  | 45 |  |  | 0.97 |  | Outdoor | Behind the PV modules
NJADRE1554208285 | Administratively Determined Incentive Program | Delmont | 8314 | 20 | 18 | Residential | Behind the Meter | Yes | Net Metered Residential | Suntuity Solar LLC | None | AC Electric | Accepted | 2023-07-04 | 2023-07-11 | 2024-07-11 | Solar Panels | HANWHA | Q.PEAK DUO BLK ML-G10+ 400 |  | 0.4 | 45 | 180 | 20 |  | Fixed | Ground
NJADRE1554208333 | Administratively Determined Incentive Program | Bridgewater Twp | 8807 | 5 | 4.74 | Residential | Behind the Meter | Yes | Net Metered Residential | Sunrun Installation Services, Inc. | None | PSE&G | Accepted | 2023-07-04 | 2023-07-11 | 2024-07-11 | Inverters | SolarEdge Technologies | SE3800H-USMN | 3800 |  | 1 |  |  | 0.99 |  | Outdoor | Next to the meter
NJADRE1554208333 | Administratively Determined Incentive Program | Bridgewater Twp | 8807 | 5 | 4.74 | Residential | Behind the Meter | Yes | Net Metered Residential | Sunrun Installation Services, Inc. | None | PSE&G | Accepted | 2023-07-04 | 2023-07-11 | 2024-07-11 | Solar Panels | Trina Solar | TSM-395DE09C.07 |  | 0.395 | 12 | 176 | 35 |  | Fixed | Roof
NJADRE1554208644 | Administratively Determined Incentive Program | Hamilton Township | 8610 | 12 | 11.06 | Residential | Behind the Meter | Yes | Net Metered Residential | Sunrun Installation Services, Inc. | None | PSE&G | Accepted | 2023-07-04 | 2023-07-11 | 2024-07-11 | Inverters | SolarEdge Technologies | SE7600H-USSN | 7600 |  | 1 |  |  | 0.96 |  | Outdoor | Next To Meter
NJADRE1554208644 | Administratively Determined Incentive Program | Hamilton Township | 8610 | 12 | 11.06 | Residential | Behind the Meter | Yes | Net Metered Residential | Sunrun Installation Services, Inc. | None | PSE&G | Accepted | 2023-07-04 | 2023-07-11 | 2024-07-11 | Solar Panels | Trina Solar | TSM-395DE09C.07 |  | 0.395 | 15 | 210 | 36 |  | Fixed | Roof
NJADRE1554208644 | Administratively Determined Incentive Program | Hamilton Township | 8610 | 12 | 11.06 | Residential | Behind the Meter | Yes | Net Metered Residential | Sunrun Installation Services, Inc. | None | PSE&G | Accepted | 2023-07-04 | 2023-07-11 | 2024-07-11 | Solar Panels | Trina Solar | TSM-395DE09C.07 |  | 0.395 | 13 | 30 | 37 |  | Fixed | Roof
NJADRE1554208772 | Administratively Determined Incentive Program | Paterson City | 7514 | 6 | 5.53 | Residential | Behind the Meter | Yes | Net Metered Residential | Sunrun Installation Services, Inc. | None | PSE&G | Accepted | 2023-07-04 | 2023-07-11 | 2024-07-11 | Inverters | SolarEdge Technologies | SE3800H-USMN | 3800 |  | 1 |  |  | 0.99 |  | Outdoor | Next to the meter
NJADRE1554208772 | Administratively Determined Incentive Program | Paterson City | 7514 | 6 | 5.53 | Residential | Behind the Meter | Yes | Net Metered Residential | Sunrun Installation Services, Inc. | None | PSE&G | Accepted | 2023-07-04 | 2023-07-11 | 2024-07-11 | Solar Panels | Trina Solar | TSM-395DE09C.07 |  | 0.395 | 5 | 105 | 34 |  | Fixed | Roof
NJADRE1554208772 | Administratively Determined Incentive Program | Paterson City | 7514 | 6 | 5.53 | Residential | Behind the Meter | Yes | Net Metered Residential | Sunrun Installation Services, Inc. | None | PSE&G | Accepted | 2023-07-04 | 2023-07-11 | 2024-07-11 | Solar Panels | Trina Solar | TSM-395DE09C.07 |  | 0.395 | 9 | 283 | 34 |  | Fixed | Roof
NJADRE1554208774 | Administratively Determined Incentive Program | Lumberton | 8048 | 13 | 10.67 | Residential | Behind the Meter | Yes | Net Metered Residential | Sunrun Installation Services, Inc. | None | PSE&G | Accepted | 2023-07-04 | 2023-07-11 | 2024-07-11 | Inverters | SolarEdge Technologies | SE7600H-USSN | 7600 |  | 1 |  |  | 0.96 |  | Outdoor | Next To Meter
NJADRE1554208774 | Administratively Determined Incentive Program | Lumberton | 8048 | 13 | 10.67 | Residential | Behind the Meter | Yes | Net Metered Residential | Sunrun Installation Services, Inc. | None | PSE&G | Accepted | 2023-07-04 | 2023-07-11 | 2024-07-11 | Solar Panels | Trina Solar | TSM-395DE09C.07 |  | 0.395 | 7 | 109 | 31 |  | Fixed | Roof
NJADRE1554208774 | Administratively Determined Incentive Program | Lumberton | 8048 | 13 | 10.67 | Residential | Behind the Meter | Yes | Net Metered Residential | Sunrun Installation Services, Inc. | None | PSE&G | Accepted | 2023-07-04 | 2023-07-11 | 2024-07-11 | Solar Panels | Trina Solar | TSM-395DE09C.07 |  | 0.395 | 20 | 289 | 30 |  | Fixed | Roof
NJADRE1554208776 | Administratively Determined Incentive Program | North Arlington | 7031 | 7 | 8.69 | Residential | Behind the Meter | Yes | Net Metered Residential | Sunrun Installation Services, Inc. | None | PSE&G | Accepted | 2023-07-04 | 2023-07-11 | 2024-07-11 | Inverters | SolarEdge Technologies | SE6000H-USSN | 6000 |  | 1 |  |  | 0.96 |  | Outdoor | Next To Meter
NJADRE1554208776 | Administratively Determined Incentive Program | North Arlington | 7031 | 7 | 8.69 | Residential | Behind the Meter | Yes | Net Metered Residential | Sunrun Installation Services, Inc. | None | PSE&G | Accepted | 2023-07-04 | 2023-07-11 | 2024-07-11 | Solar Panels | Trina Solar | TSM-395DE09C.07 |  | 0.395 | 17 | 126 | 22 |  | Fixed | Roof
NJADRE1554208776 | Administratively Determined Incentive Program | North Arlington | 7031 | 7 | 8.69 | Residential | Behind the Meter | Yes | Net Metered Residential | Sunrun Installation Services, Inc. | None | PSE&G | Accepted | 2023-07-04 | 2023-07-11 | 2024-07-11 | Solar Panels | Trina Solar | TSM-395DE09C.07 |  | 0.395 | 5 | 215 | 24 |  | Fixed | Roof
NJADRE1554208791 | Administratively Determined Incentive Program | Keansburg | 7734 | 17 | 3.95 | Residential | Behind the Meter | No | Net Metered Residential | Sunrun Installation Services, Inc. | None | JCP&L | Accepted | 2023-07-04 | 2023-07-11 | 2024-07-11 | Inverters | SolarEdge Technologies | SE3800H-USMN | 3800 |  | 1 |  |  | 0.96 |  | Outdoor | Next To Meter
NJADRE1554208791 | Administratively Determined Incentive Program | Keansburg | 7734 | 17 | 3.95 | Residential | Behind the Meter | No | Net Metered Residential | Sunrun Installation Services, Inc. | None | JCP&L | Accepted | 2023-07-04 | 2023-07-11 | 2024-07-11 | Solar Panels | Trina Solar | TSM-395DE09C.07 |  | 0.395 | 4 | 77 | 21 |  | Fixed | Roof
NJADRE1554208791 | Administratively Determined Incentive Program | Keansburg | 7734 | 17 | 3.95 | Residential | Behind the Meter | No | Net Metered Residential | Sunrun Installation Services, Inc. | None | JCP&L | Accepted | 2023-07-04 | 2023-07-11 | 2024-07-11 | Solar Panels | Trina Solar | TSM-395DE09C.07 |  | 0.395 | 6 | 257 | 21 |  | Fixed | Roof
NJADRE1554208795 | Administratively Determined Incentive Program | Linden City | 7036 | 10 | 6.24 | Residential | Behind the Meter | Yes | Net Metered Residential | Sunrun Installation Services, Inc. | None | PSE&G | Accepted | 2023-07-04 | 2023-07-11 | 2024-07-11 | Inverters | SolarEdge Technologies | SE6000H-USSN | 6000 |  | 1 |  |  | 0.99 |  | Outdoor | Next to the meter
NJADRE1554208795 | Administratively Determined Incentive Program | Linden City | 7036 | 10 | 6.24 | Residential | Behind the Meter | Yes | Net Metered Residential | Sunrun Installation Services, Inc. | None | PSE&G | Accepted | 2023-07-04 | 2023-07-11 | 2024-07-11 | Solar Panels | Trina Solar | TSM-390DE09C.07 |  | 0.39 | 2 | 220 | 40 |  | Fixed | Roof
NJADRE1554208795 | Administratively Determined Incentive Program | Linden City | 7036 | 10 | 6.24 | Residential | Behind the Meter | Yes | Net Metered Residential | Sunrun Installation Services, Inc. | None | PSE&G | Accepted | 2023-07-04 | 2023-07-11 | 2024-07-11 | Solar Panels | Trina Solar | TSM-390DE09C.07 |  | 0.39 | 6 | 220 | 11 |  | Fixed | Roof
NJADRE1554208795 | Administratively Determined Incentive Program | Linden City | 7036 | 10 | 6.24 | Residential | Behind the Meter | Yes | Net Metered Residential | Sunrun Installation Services, Inc. | None | PSE&G | Accepted | 2023-07-04 | 2023-07-11 | 2024-07-11 | Solar Panels | Trina Solar | TSM-390DE09C.07 |  | 0.39 | 8 | 40 | 11 |  | Fixed | Roof
NJADRE1554208804 | Administratively Determined Incentive Program | Tinton Falls | 7724 | 17 | 7.51 | Residential | Behind the Meter | Yes | Net Metered Residential | Sunrun Installation Services, Inc. | None | JCP&L | Accepted | 2023-07-04 | 2023-07-11 | 2024-07-11 | Inverters | SolarEdge Technologies | SE6000H-USSN | 6000 |  | 1 |  |  | 0.96 |  | Outdoor | Next To Meter
NJADRE1554208804 | Administratively Determined Incentive Program | Tinton Falls | 7724 | 17 | 7.51 | Residential | Behind the Meter | Yes | Net Metered Residential | Sunrun Installation Services, Inc. | None | JCP&L | Accepted | 2023-07-04 | 2023-07-11 | 2024-07-11 | Solar Panels | Trina Solar | TSM-395DE09C.07 |  | 0.395 | 19 | 174 | 23 |  | Fixed | Roof
NJADRE1554208806 | Administratively Determined Incentive Program | Elizabeth | 7208 | 10 | 10.27 | Residential | Behind the Meter | Yes | Net Metered Residential | Sunrun Installation Services, Inc. | None | PSE&G | Accepted | 2023-07-04 | 2023-07-11 | 2024-07-11 | Inverters | SolarEdge Technologies | SE7600H-USSN | 7600 |  | 1 |  |  | 0.96 |  | Outdoor | Next To Meter
NJADRE1554208806 | Administratively Determined Incentive Program | Elizabeth | 7208 | 10 | 10.27 | Residential | Behind the Meter | Yes | Net Metered Residential | Sunrun Installation Services, Inc. | None | PSE&G | Accepted | 2023-07-04 | 2023-07-11 | 2024-07-11 | Solar Panels | Trina Solar | TSM-395DE09C.07 |  | 0.395 | 15 | 38 | 30 |  | Fixed | Roof
NJADRE1554208806 | Administratively Determined Incentive Program | Elizabeth | 7208 | 10 | 10.27 | Residential | Behind the Meter | Yes | Net Metered Residential | Sunrun Installation Services, Inc. | None | PSE&G | Accepted | 2023-07-04 | 2023-07-11 | 2024-07-11 | Solar Panels | Trina Solar | TSM-395DE09C.07 |  | 0.395 | 2 | 218 | 31 |  | Fixed | Roof
NJADRE1554208806 | Administratively Determined Incentive Program | Elizabeth | 7208 | 10 | 10.27 | Residential | Behind the Meter | Yes | Net Metered Residential | Sunrun Installation Services, Inc. | None | PSE&G | Accepted | 2023-07-04 | 2023-07-11 | 2024-07-11 | Solar Panels | Trina Solar | TSM-395DE09C.07 |  | 0.395 | 4 | 307 | 36 |  | Fixed | Roof
NJADRE1554208806 | Administratively Determined Incentive Program | Elizabeth | 7208 | 10 | 10.27 | Residential | Behind the Meter | Yes | Net Metered Residential | Sunrun Installation Services, Inc. | None | PSE&G | Accepted | 2023-07-04 | 2023-07-11 | 2024-07-11 | Solar Panels | Trina Solar | TSM-395DE09C.07 |  | 0.395 | 5 | 127 | 34 |  | Fixed | Roof
NJADRE1554208811 | Administratively Determined Incentive Program | West Orange | 7052 | 9 | 6.72 | Residential | Behind the Meter | Yes | Net Metered Residential | Sunrun Installation Services, Inc. | None | PSE&G | Accepted | 2023-07-04 | 2023-07-11 | 2024-07-11 | Inverters | SolarEdge Technologies | SE6000H-USSN | 6000 |  | 1 |  |  | 0.96 |  | Outdoor | Next To Meter
NJADRE1554208811 | Administratively Determined Incentive Program | West Orange | 7052 | 9 | 6.72 | Residential | Behind the Meter | Yes | Net Metered Residential | Sunrun Installation Services, Inc. | None | PSE&G | Accepted | 2023-07-04 | 2023-07-11 | 2024-07-11 | Solar Panels | Trina Solar | TSM-395DE09C.07 |  | 0.395 | 9 | 290 | 40 |  | Fixed | Roof
NJADRE1554208811 | Administratively Determined Incentive Program | West Orange | 7052 | 9 | 6.72 | Residential | Behind the Meter | Yes | Net Metered Residential | Sunrun Installation Services, Inc. | None | PSE&G | Accepted | 2023-07-04 | 2023-07-11 | 2024-07-11 | Solar Panels | Trina Solar | TSM-395DE09C.07 |  | 0.395 | 8 | 109 | 40 |  | Fixed | Roof
NJADRE1554208825 | Administratively Determined Incentive Program | East Orange | 7017 | 9 | 5.53 | Residential | Behind the Meter | Yes | Net Metered Residential | Sunrun Installation Services, Inc. | None | PSE&G | Accepted | 2023-07-04 | 2023-07-11 | 2024-07-11 | Inverters | SolarEdge Technologies | SE6000H-USSN | 6000 |  | 1 |  |  | 0.96 |  | Outdoor | Next To Meter
NJADRE1554208825 | Administratively Determined Incentive Program | East Orange | 7017 | 9 | 5.53 | Residential | Behind the Meter | Yes | Net Metered Residential | Sunrun Installation Services, Inc. | None | PSE&G | Accepted | 2023-07-04 | 2023-07-11 | 2024-07-11 | Solar Panels | Trina Solar | TSM-395DE09C.07 |  | 0.395 | 3 | 10 | 35 |  | Fixed | Roof
NJADRE1554208825 | Administratively Determined Incentive Program | East Orange | 7017 | 9 | 5.53 | Residential | Behind the Meter | Yes | Net Metered Residential | Sunrun Installation Services, Inc. | None | PSE&G | Accepted | 2023-07-04 | 2023-07-11 | 2024-07-11 | Solar Panels | Trina Solar | TSM-395DE09C.07 |  | 0.395 | 11 | 190 | 35 |  | Fixed | Roof
NJADRE1554208835 | Administratively Determined Incentive Program | Keansburg | 7734 | 17 | 6.72 | Residential | Behind the Meter | Yes | Net Metered Residential | Sunrun Installation Services, Inc. | None | JCP&L | Accepted | 2023-07-04 | 2023-07-11 | 2024-07-11 | Inverters | SolarEdge Technologies | SE6000H-USSN | 6000 |  | 1 |  |  | 0.96 |  | Outdoor | Next To Meter
NJADRE1554208835 | Administratively Determined Incentive Program | Keansburg | 7734 | 17 | 6.72 | Residential | Behind the Meter | Yes | Net Metered Residential | Sunrun Installation Services, Inc. | None | JCP&L | Accepted | 2023-07-04 | 2023-07-11 | 2024-07-11 | Solar Panels | Trina Solar | TSM-395DE09C.07 |  | 0.395 | 5 | 349 | 23 |  | Fixed | Roof
NJADRE1554208835 | Administratively Determined Incentive Program | Keansburg | 7734 | 17 | 6.72 | Residential | Behind the Meter | Yes | Net Metered Residential | Sunrun Installation Services, Inc. | None | JCP&L | Accepted | 2023-07-04 | 2023-07-11 | 2024-07-11 | Solar Panels | Trina Solar | TSM-395DE09C.07 |  | 0.395 | 12 | 169 | 23 |  | Fixed | Roof
NJADRE1554208846 | Administratively Determined Incentive Program | BRIDGETON | 8302 | 20 | 6.32 | Residential | Behind the Meter | Yes | Net Metered Residential | Sunrun Installation Services, Inc. | None | AC Electric | Accepted | 2023-07-04 | 2023-07-11 | 2024-07-11 | Inverters | SolarEdge Technologies | SE6000H-USSN | 6000 |  | 1 |  |  | 0.99 |  | Outdoor | Next To Meter
NJADRE1554208846 | Administratively Determined Incentive Program | BRIDGETON | 8302 | 20 | 6.32 | Residential | Behind the Meter | Yes | Net Metered Residential | Sunrun Installation Services, Inc. | None | AC Electric | Accepted | 2023-07-04 | 2023-07-11 | 2024-07-11 | Solar Panels | Trina Solar | TSM-395DE09C.07 |  | 0.395 | 16 | 171 | 24 |  | Fixed | Roof
NJADRE1554208861 | Administratively Determined Incentive Program | Laurel Springs | 8021 | 14 | 17.78 | Residential | Behind the Meter | Yes | Net Metered Residential | Sunrun Installation Services, Inc. | None | AC Electric | Accepted | 2023-07-04 | 2023-07-11 | 2024-07-11 | Inverters | SolarEdge Technologies | SE7600H-USSN | 7600 |  | 1 |  |  | 0.96 |  | Outdoor | Next To Meter
NJADRE1554208861 | Administratively Determined Incentive Program | Laurel Springs | 8021 | 14 | 17.78 | Residential | Behind the Meter | Yes | Net Metered Residential | Sunrun Installation Services, Inc. | None | AC Electric | Accepted | 2023-07-04 | 2023-07-11 | 2024-07-11 | Inverters | SolarEdge Technologies | SE6000H-USSN | 6000 |  | 1 |  |  | 0.96 |  | Outdoor | Next To Meter
NJADRE1554208861 | Administratively Determined Incentive Program | Laurel Springs | 8021 | 14 | 17.78 | Residential | Behind the Meter | Yes | Net Metered Residential | Sunrun Installation Services, Inc. | None | AC Electric | Accepted | 2023-07-04 | 2023-07-11 | 2024-07-11 | Solar Panels | Trina Solar | TSM-395DE09C.07 |  | 0.395 | 2 | 88 | 5 |  | Fixed | Roof
NJADRE1554208861 | Administratively Determined Incentive Program | Laurel Springs | 8021 | 14 | 17.78 | Residential | Behind the Meter | Yes | Net Metered Residential | Sunrun Installation Services, Inc. | None | AC Electric | Accepted | 2023-07-04 | 2023-07-11 | 2024-07-11 | Solar Panels | Trina Solar | TSM-395DE09C.07 |  | 0.395 | 15 | 88 | 18 |  | Fixed | Roof
NJADRE1554208861 | Administratively Determined Incentive Program | Laurel Springs | 8021 | 14 | 17.78 | Residential | Behind the Meter | Yes | Net Metered Residential | Sunrun Installation Services, Inc. | None | AC Electric | Accepted | 2023-07-04 | 2023-07-11 | 2024-07-11 | Solar Panels | Trina Solar | TSM-395DE09C.07 |  | 0.395 | 2 | 88 | 18 |  | Fixed | Roof
NJADRE1554208861 | Administratively Determined Incentive Program | Laurel Springs | 8021 | 14 | 17.78 | Residential | Behind the Meter | Yes | Net Metered Residential | Sunrun Installation Services, Inc. | None | AC Electric | Accepted | 2023-07-04 | 2023-07-11 | 2024-07-11 | Solar Panels | Trina Solar | TSM-395DE09C.07 |  | 0.395 | 26 | 268 | 18 |  | Fixed | Roof
NJADRE1554208863 | Administratively Determined Incentive Program | Edison | 8820 | 11 | 15.41 | Residential | Behind the Meter | No | Net Metered Residential | Sunrun, Inc. | None | PSE&G | Accepted | 2023-07-04 | 2023-07-13 | 2024-07-13 | Inverters | SolarEdge Technologies | SE3800H-USMN | 3800 |  | 1 |  |  | 0.96 |  | Outdoor | Next To Meter
NJADRE1554208863 | Administratively Determined Incentive Program | Edison | 8820 | 11 | 15.41 | Residential | Behind the Meter | No | Net Metered Residential | Sunrun, Inc. | None | PSE&G | Accepted | 2023-07-04 | 2023-07-13 | 2024-07-13 | Solar Panels | Trina Solar | TSM-395DE09C.07 |  | 0.395 | 11 | 81 | 20 |  | Fixed | Roof
NJADRE1554208863 | Administratively Determined Incentive Program | Edison | 8820 | 11 | 15.41 | Residential | Behind the Meter | No | Net Metered Residential | Sunrun, Inc. | None | PSE&G | Accepted | 2023-07-04 | 2023-07-13 | 2024-07-13 | Solar Panels | Trina Solar | TSM-395DE09C.07 |  | 0.395 | 10 | 81 | 20 |  | Fixed | Roof
NJADRE1554208863 | Administratively Determined Incentive Program | Edison | 8820 | 11 | 15.41 | Residential | Behind the Meter | No | Net Metered Residential | Sunrun, Inc. | None | PSE&G | Accepted | 2023-07-04 | 2023-07-13 | 2024-07-13 | Solar Panels | Trina Solar | TSM-395DE09C.07 |  | 0.395 | 18 | 261 | 20 |  | Fixed | Roof
NJADRE1554208863 | Administratively Determined Incentive Program | Edison | 8820 | 11 | 15.41 | Residential | Behind the Meter | No | Net Metered Residential | Sunrun, Inc. | None | PSE&G | Accepted | 2023-07-04 | 2023-07-13 | 2024-07-13 | Inverters | SolarEdge Technologies | SE7600H-USSN | 7600 |  | 1 |  |  | 0.96 |  | Outdoor | Next To Meter
NJADRE1554208867 | Administratively Determined Incentive Program | Willingboro | 8046 | 13 | 6.72 | Residential | Behind the Meter | Yes | Net Metered Residential | Sunrun Installation Services, Inc. | None | PSE&G | Accepted | 2023-07-04 | 2023-07-11 | 2024-07-11 | Inverters | SolarEdge Technologies | SE6000H-USSN | 6000 |  | 1 |  |  | 0.96 |  | Outdoor | Next To Meter
NJADRE1554208867 | Administratively Determined Incentive Program | Willingboro | 8046 | 13 | 6.72 | Residential | Behind the Meter | Yes | Net Metered Residential | Sunrun Installation Services, Inc. | None | PSE&G | Accepted | 2023-07-04 | 2023-07-11 | 2024-07-11 | Solar Panels | Trina Solar | TSM-395DE09C.07 |  | 0.395 | 8 | 270 | 23 |  | Fixed | Roof
NJADRE1554208867 | Administratively Determined Incentive Program | Willingboro | 8046 | 13 | 6.72 | Residential | Behind the Meter | Yes | Net Metered Residential | Sunrun Installation Services, Inc. | None | PSE&G | Accepted | 2023-07-04 | 2023-07-11 | 2024-07-11 | Solar Panels | Trina Solar | TSM-395DE09C.07 |  | 0.395 | 9 | 180 | 22 |  | Fixed | Roof
NJADRE1554208869 | Administratively Determined Incentive Program | Atco | 8004 | 14 | 4.74 | Residential | Behind the Meter | Yes | Net Metered Residential | Sunrun Installation Services, Inc. | None | AC Electric | Accepted | 2023-07-04 | 2023-07-11 | 2024-07-11 | Inverters | SolarEdge Technologies | SE3800H-USMN | 3800 |  | 1 |  |  | 0.96 |  | Outdoor | Next To Meter
NJADRE1554208869 | Administratively Determined Incentive Program | Atco | 8004 | 14 | 4.74 | Residential | Behind the Meter | Yes | Net Metered Residential | Sunrun Installation Services, Inc. | None | AC Electric | Accepted | 2023-07-04 | 2023-07-11 | 2024-07-11 | Solar Panels | Trina Solar | TSM-395DE09C.07 |  | 0.395 | 12 | 356 | 25 |  | Fixed | Roof
NJADRE1554208880 | Administratively Determined Incentive Program | Rio Grande | 8242 | 21 | 10.27 | Residential | Behind the Meter | Yes | Net Metered Residential | Sunrun Installation Services, Inc. | None | AC Electric | Accepted | 2023-07-04 | 2023-08-08 | 2024-08-08 | Inverters | SolarEdge Technologies | SE7600H-USSN | 7600 |  | 1 |  |  | 0.96 |  | Outdoor | Next To Meter
NJADRE1554208880 | Administratively Determined Incentive Program | Rio Grande | 8242 | 21 | 10.27 | Residential | Behind the Meter | Yes | Net Metered Residential | Sunrun Installation Services, Inc. | None | AC Electric | Accepted | 2023-07-04 | 2023-08-08 | 2024-08-08 | Solar Panels | Trina Solar | TSM-395DE09C.07 |  | 0.395 | 26 | 213 | 30 |  | Fixed | Roof
NJADRE1554208890 | Administratively Determined Incentive Program | Stewartsville | 8886 | 2 | 7.51 | Residential | Behind the Meter | Yes | Net Metered Residential | Sunrun Installation Services, Inc. | None | JCP&L | Accepted | 2023-07-04 | 2023-07-11 | 2024-07-11 | Inverters | SolarEdge Technologies | SE6000H-USSN | 6000 |  | 1 |  |  | 0.96 |  | Outdoor | Next To Meter
NJADRE1554208890 | Administratively Determined Incentive Program | Stewartsville | 8886 | 2 | 7.51 | Residential | Behind the Meter | Yes | Net Metered Residential | Sunrun Installation Services, Inc. | None | JCP&L | Accepted | 2023-07-04 | 2023-07-11 | 2024-07-11 | Solar Panels | Trina Solar | TSM-395DE09C.07 |  | 0.395 | 19 | 231 | 30 |  | Fixed | Roof
NJADRE1554209527 | Administratively Determined Incentive Program | Howell Township | 7731 | 17 | 13.6 | Residential | Behind the Meter | No | Net Metered Residential | Tesla Energy Operations Inc | None | JCP&L | Accepted | 2023-07-05 | 2023-07-11 | 2024-07-11 | Inverters | Tesla | 1850000-00-C | 7600 |  | 1 |  |  | 0.98 |  | Outside
NJADRE1554209527 | Administratively Determined Incentive Program | Howell Township | 7731 | 17 | 13.6 | Residential | Behind the Meter | No | Net Metered Residential | Tesla Energy Operations Inc | None | JCP&L | Accepted | 2023-07-05 | 2023-07-11 | 2024-07-11 | Inverters | Tesla | 1538000-45-A (240V) | 3800 |  | 1 |  |  | 0.98 |  | Outside
NJADRE1554209527 | Administratively Determined Incentive Program | Howell Township | 7731 | 17 | 13.6 | Residential | Behind the Meter | No | Net Metered Residential | Tesla Energy Operations Inc | None | JCP&L | Accepted | 2023-07-05 | 2023-07-11 | 2024-07-11 | Electric Storage Battery | Tesla | AC Powerwall 2.0 |  |  | 1 |  |  |  | Lithium Ion |  | Outside
NJADRE1554209527 | Administratively Determined Incentive Program | Howell Township | 7731 | 17 | 13.6 | Residential | Behind the Meter | No | Net Metered Residential | Tesla Energy Operations Inc | None | JCP&L | Accepted | 2023-07-05 | 2023-07-11 | 2024-07-11 | Solar Panels | Tesla | T400H |  | 0.4 | 15 | 28 | 18 |  | Fixed | Roof
NJADRE1554209527 | Administratively Determined Incentive Program | Howell Township | 7731 | 17 | 13.6 | Residential | Behind the Meter | No | Net Metered Residential | Tesla Energy Operations Inc | None | JCP&L | Accepted | 2023-07-05 | 2023-07-11 | 2024-07-11 | Solar Panels | Tesla | T400H |  | 0.4 | 15 | 208 | 18 |  | Fixed | Roof
NJADRE1554209527 | Administratively Determined Incentive Program | Howell Township | 7731 | 17 | 13.6 | Residential | Behind the Meter | No | Net Metered Residential | Tesla Energy Operations Inc | None | JCP&L | Accepted | 2023-07-05 | 2023-07-11 | 2024-07-11 | Solar Panels | Tesla | T400H |  | 0.4 | 4 | 298 | 18 |  | Fixed | Roof
NJADRE1554209530 | Administratively Determined Incentive Program | Gibbsboro | 8026 | 14 | 81.48 | Commercial | Behind the Meter | No | Small Net Metered Non-Residential Ground Mount | Paradise Solar and Electrical LLC | None | AC Electric | Accepted | 2023-07-24 | 2023-08-23 | 2024-08-23 | Inverters | SMA | STP CORE 62.5 | 62500 |  | 1 |  |  | 0.975 |  | Outdoor | At array
NJADRE1554209530 | Administratively Determined Incentive Program | Gibbsboro | 8026 | 14 | 81.48 | Commercial | Behind the Meter | No | Small Net Metered Non-Residential Ground Mount | Paradise Solar and Electrical LLC | None | AC Electric | Accepted | 2023-07-24 | 2023-08-23 | 2024-08-23 | Solar Panels | Hanwha | Q.PEAK DUO XL-G10.3 / BFG 485W |  | 0.485 | 138 | 163 | 20 |  | Fixed | Ground
NJADRE1554209530 | Administratively Determined Incentive Program | Gibbsboro | 8026 | 14 | 81.48 | Commercial | Behind the Meter | No | Small Net Metered Non-Residential Ground Mount | Paradise Solar and Electrical LLC | None | AC Electric | Accepted | 2023-07-24 | 2023-08-23 | 2024-08-23 | Solar Panels | Hanwha | Q.PEAK DUO XL-G10.3 / BFG 485W |  | 0.485 | 30 | 163 | 20 |  | Fixed | Ground
NJADRE1554209534 | Administratively Determined Incentive Program | Hamilton | 8610 | 12 | 5.53 | Residential | Behind the Meter | Yes | Net Metered Residential | Sun Up Zero Down LLC | None | PSE&G | Accepted | 2023-07-05 | 2023-07-11 | 2024-07-11 | Inverters | Enphase | IQ7PLUS-72-2-US | 290 |  | 14 |  |  | 0.976 |  | Outdoor
NJADRE1554209534 | Administratively Determined Incentive Program | Hamilton | 8610 | 12 | 5.53 | Residential | Behind the Meter | Yes | Net Metered Residential | Sun Up Zero Down LLC | None | PSE&G | Accepted | 2023-07-05 | 2023-07-11 | 2024-07-11 | Solar Panels | Trina | TSM-395-DE9.05 |  | 0.395 | 14 | 207 | 14 |  | Fixed | Roof
NJADRE1554209534 | Administratively Determined Incentive Program | Hamilton | 8610 | 12 | 5.53 | Residential | Behind the Meter | Yes | Net Metered Residential | Sun Up Zero Down LLC | None | PSE&G | Accepted | 2023-07-05 | 2023-07-11 | 2024-07-11 | Meters | Enphase | TBD |  |  | 1 |  |  |  | Yes
NJADRE1554209545 | Administratively Determined Incentive Program | Neptune | 7753 | 17 | 13.37 | Residential | Behind the Meter | No | Net Metered Residential | EMT Renewables | None | JCP&L | Accepted | 2023-07-05 | 2023-07-11 | 2024-07-11 | Inverters | ENPHASE | IQ8+ | 290 |  | 33 |  |  | 0.98 |  | Other | UNDER EACH PANEL
NJADRE1554209545 | Administratively Determined Incentive Program | Neptune | 7753 | 17 | 13.37 | Residential | Behind the Meter | No | Net Metered Residential | EMT Renewables | None | JCP&L | Accepted | 2023-07-05 | 2023-07-11 | 2024-07-11 | Solar Panels | REC ALPHA | REC 405 |  | 0.405 | 10 | 237 | 31 |  | Fixed | Roof
NJADRE1554209545 | Administratively Determined Incentive Program | Neptune | 7753 | 17 | 13.37 | Residential | Behind the Meter | No | Net Metered Residential | EMT Renewables | None | JCP&L | Accepted | 2023-07-05 | 2023-07-11 | 2024-07-11 | Solar Panels | REC ALPHA | REC 405 |  | 0.405 | 12 | 57 | 31 |  | Fixed | Roof
NJADRE1554209545 | Administratively Determined Incentive Program | Neptune | 7753 | 17 | 13.37 | Residential | Behind the Meter | No | Net Metered Residential | EMT Renewables | None | JCP&L | Accepted | 2023-07-05 | 2023-07-11 | 2024-07-11 | Solar Panels | REC ALPHA | REC 405 |  | 0.405 | 5 | 147 | 40 |  | Fixed | Roof
NJADRE1554209545 | Administratively Determined Incentive Program | Neptune | 7753 | 17 | 13.37 | Residential | Behind the Meter | No | Net Metered Residential | EMT Renewables | None | JCP&L | Accepted | 2023-07-05 | 2023-07-11 | 2024-07-11 | Solar Panels | REC ALPHA | REC 405 |  | 0.405 | 6 | 98 | 33 |  | Fixed | Roof
NJADRE1554209673 | Administratively Determined Incentive Program | Somerset | 8873 | 5 | 14.18 | Residential | Behind the Meter | No | Net Metered Residential | Tesla Energy Operations Inc | None | PSE&G | Accepted | 2023-07-05 | 2023-07-11 | 2024-07-11 | Inverters | Tesla | 1850000-00-C | 7600 |  | 1 |  |  | 0.98 |  | Outside
NJADRE1554209673 | Administratively Determined Incentive Program | Somerset | 8873 | 5 | 14.18 | Residential | Behind the Meter | No | Net Metered Residential | Tesla Energy Operations Inc | None | PSE&G | Accepted | 2023-07-05 | 2023-07-11 | 2024-07-11 | Inverters | Tesla | 1538000-45-A | 5700 |  | 1 |  |  | 0.98 |  | Outside
NJADRE1554209673 | Administratively Determined Incentive Program | Somerset | 8873 | 5 | 14.18 | Residential | Behind the Meter | No | Net Metered Residential | Tesla Energy Operations Inc | None | PSE&G | Accepted | 2023-07-05 | 2023-07-11 | 2024-07-11 | Electric Storage Battery | Tesla | AC Powerwall 2.0 |  |  | 1 |  |  |  | Lithium Ion |  | Outside
NJADRE1554209673 | Administratively Determined Incentive Program | Somerset | 8873 | 5 | 14.18 | Residential | Behind the Meter | No | Net Metered Residential | Tesla Energy Operations Inc | None | PSE&G | Accepted | 2023-07-05 | 2023-07-11 | 2024-07-11 | Solar Panels | Hanwha | Hanwha # Q.PEAK DUO BLK ML-G10+/TS 405 |  | 0.405 | 6 | 309 | 22 |  | Fixed | Roof
NJADRE1554209673 | Administratively Determined Incentive Program | Somerset | 8873 | 5 | 14.18 | Residential | Behind the Meter | No | Net Metered Residential | Tesla Energy Operations Inc | None | PSE&G | Accepted | 2023-07-05 | 2023-07-11 | 2024-07-11 | Solar Panels | Hanwha | Hanwha # Q.PEAK DUO BLK ML-G10+/TS 405 |  | 0.405 | 15 | 129 | 22 |  | Fixed | Roof
NJADRE1554209673 | Administratively Determined Incentive Program | Somerset | 8873 | 5 | 14.18 | Residential | Behind the Meter | No | Net Metered Residential | Tesla Energy Operations Inc | None | PSE&G | Accepted | 2023-07-05 | 2023-07-11 | 2024-07-11 | Solar Panels | Hanwha | Hanwha # Q.PEAK DUO BLK ML-G10+/TS 405 |  | 0.405 | 6 | 309 | 22 |  | Fixed | Roof
NJADRE1554209673 | Administratively Determined Incentive Program | Somerset | 8873 | 5 | 14.18 | Residential | Behind the Meter | No | Net Metered Residential | Tesla Energy Operations Inc | None | PSE&G | Accepted | 2023-07-05 | 2023-07-11 | 2024-07-11 | Solar Panels | Hanwha | Hanwha # Q.PEAK DUO BLK ML-G10+/TS 405 |  | 0.405 | 8 | 129 | 22 |  | Fixed | Roof
NJADRE1554209708 | Administratively Determined Incentive Program | Toms River | 8755 |  | 8.3 | Residential | Behind the Meter | Yes | Net Metered Residential | Sunrun, Inc. | None | JCP&L | Accepted | 2023-07-05 | 2023-07-12 | 2024-07-12 | Inverters | Delta Electronics | E6-TL-US | 5760 |  | 1 |  |  | 0.96 |  | Outdoor | Next To Meter
NJADRE1554209708 | Administratively Determined Incentive Program | Toms River | 8755 |  | 8.3 | Residential | Behind the Meter | Yes | Net Metered Residential | Sunrun, Inc. | None | JCP&L | Accepted | 2023-07-05 | 2023-07-12 | 2024-07-12 | Solar Panels | Trina Solar | TSM-395DE09C.07 |  | 0.395 | 21 | 157 | 33 |  | Fixed | Roof
NJADRE1554209709 | Administratively Determined Incentive Program | Clayton | 8312 | 15 | 10.27 | Residential | Behind the Meter | Yes | Net Metered Residential | Sunrun Installation Services, Inc. | None | AC Electric | Accepted | 2023-07-05 | 2023-07-11 | 2024-07-11 | Inverters | SolarEdge Technologies | SE7600H-USSN | 7600 |  | 1 |  |  | 0.96 |  | Outdoor | Next To Meter
NJADRE1554209709 | Administratively Determined Incentive Program | Clayton | 8312 | 15 | 10.27 | Residential | Behind the Meter | Yes | Net Metered Residential | Sunrun Installation Services, Inc. | None | AC Electric | Accepted | 2023-07-05 | 2023-07-11 | 2024-07-11 | Solar Panels | Trina Solar | TSM-395DE09C.07 |  | 0.395 | 14 | 168 | 17 |  | Fixed | Roof
NJADRE1554209709 | Administratively Determined Incentive Program | Clayton | 8312 | 15 | 10.27 | Residential | Behind the Meter | Yes | Net Metered Residential | Sunrun Installation Services, Inc. | None | AC Electric | Accepted | 2023-07-05 | 2023-07-11 | 2024-07-11 | Solar Panels | Trina Solar | TSM-395DE09C.07 |  | 0.395 | 12 | 349 | 16 |  | Fixed | Roof
NJADRE1554209712 | Administratively Determined Incentive Program | Plainfield | 7060 | 10 | 14.06 | Residential | Behind the Meter | No | Net Metered Residential | Vision Solar LLC | None | PSE&G | Accepted | 2023-07-05 | 2023-07-11 | 2024-07-11 | Inverters | Solaredge | SE11400H-USRGM | 11400 |  | 1 |  |  | 0.97 |  | Outdoor | under panel
NJADRE1554209712 | Administratively Determined Incentive Program | Plainfield | 7060 | 10 | 14.06 | Residential | Behind the Meter | No | Net Metered Residential | Vision Solar LLC | None | PSE&G | Accepted | 2023-07-05 | 2023-07-11 | 2024-07-11 | Solar Panels | ZNShine | ZXM6-NH120-370/M |  | 0.37 | 23 | 89 | 20 |  | Fixed | Roof
NJADRE1554209712 | Administratively Determined Incentive Program | Plainfield | 7060 | 10 | 14.06 | Residential | Behind the Meter | No | Net Metered Residential | Vision Solar LLC | None | PSE&G | Accepted | 2023-07-05 | 2023-07-11 | 2024-07-11 | Solar Panels | ZNShine | ZXM6-NH120-370/M |  | 0.37 | 15 | 269 | 20 |  | Fixed | Roof
NJADRE1554209718 | Administratively Determined Incentive Program | Lakewood | 8701 | 18 | 84.88 | Municipality | Behind the Meter | Yes | Small Net-Metered Non-Residential located on Rooftop, Carport, Canopy and Floating Solar-PUBLIC | Luminace | None | JCP&L | Accepted | 2023-07-05 | 2023-07-20 | 2024-07-20 | Meters | Elkor | Watton Mark 2 |  |  | 1 |  |  |  | Yes | Outdoor
NJADRE1554209718 | Administratively Determined Incentive Program | Lakewood | 8701 | 18 | 84.88 | Municipality | Behind the Meter | Yes | Small Net-Metered Non-Residential located on Rooftop, Carport, Canopy and Floating Solar-PUBLIC | Luminace | None | JCP&L | Accepted | 2023-07-05 | 2023-07-20 | 2024-07-20 | Solar Panels | Hanwha | Hanwha 485 W 10.3 BFG |  | 0.485 | 175 | 208 | 5 |  | Fixed | Roof
NJADRE1554209718 | Administratively Determined Incentive Program | Lakewood | 8701 | 18 | 84.88 | Municipality | Behind the Meter | Yes | Small Net-Metered Non-Residential located on Rooftop, Carport, Canopy and Floating Solar-PUBLIC | Luminace | None | JCP&L | Accepted | 2023-07-05 | 2023-07-20 | 2024-07-20 | Inverters | Chint Power Systems | CPS SCA 25 KTL -DO/US-480 | 25000 |  | 3 |  |  | 0.985 |  | Indoor
NJADRE1554209733 | Administratively Determined Incentive Program | Jersey City | 7302 | 8 | 5.6 | Residential | Behind the Meter | No | Net Metered Residential | Tesla Energy Operations Inc | None | PSE&G | Accepted | 2023-07-05 | 2023-07-12 | 2024-07-12 | Inverters | Tesla | 1850000-00-C | 7600 |  | 1 |  |  | 0.98 |  | Outside
NJADRE1554209733 | Administratively Determined Incentive Program | Jersey City | 7302 | 8 | 5.6 | Residential | Behind the Meter | No | Net Metered Residential | Tesla Energy Operations Inc | None | PSE&G | Accepted | 2023-07-05 | 2023-07-12 | 2024-07-12 | Electric Storage Battery | Tesla | AC Powerwall 2.0 |  |  | 1 |  |  |  | Lithium Ion |  | Outside
NJADRE1554209733 | Administratively Determined Incentive Program | Jersey City | 7302 | 8 | 5.6 | Residential | Behind the Meter | No | Net Metered Residential | Tesla Energy Operations Inc | None | PSE&G | Accepted | 2023-07-05 | 2023-07-12 | 2024-07-12 | Solar Panels | Hanwha | Hanwha # Q.PEAK DUO BLK ML-G10+/TS 400 |  | 0.4 | 7 | 22 | 23 |  | Fixed | Roof
NJADRE1554209733 | Administratively Determined Incentive Program | Jersey City | 7302 | 8 | 5.6 | Residential | Behind the Meter | No | Net Metered Residential | Tesla Energy Operations Inc | None | PSE&G | Accepted | 2023-07-05 | 2023-07-12 | 2024-07-12 | Solar Panels | Hanwha | Hanwha # Q.PEAK DUO BLK ML-G10+/TS 400 |  | 0.4 | 7 | 202 | 23 |  | Fixed | Roof
NJADRE1554209782 | Administratively Determined Incentive Program | Berkeley Twp | 8721 | 18 | 13.32 | Residential | Behind the Meter | No | Net Metered Residential | Vision Solar LLC | None | JCP&L | Accepted | 2023-07-05 | 2023-07-12 | 2024-07-12 | Inverters | Solaredge | SE11400H-USRGM | 11 |  | 1 |  |  | 0.97 |  | Outdoor | side of house
NJADRE1554209782 | Administratively Determined Incentive Program | Berkeley Twp | 8721 | 18 | 13.32 | Residential | Behind the Meter | No | Net Metered Residential | Vision Solar LLC | None | JCP&L | Accepted | 2023-07-05 | 2023-07-12 | 2024-07-12 | Solar Panels | ZNSHINE | ZXM6-NH120-370/M |  | 0.37 | 14 | 183 | 18 |  | Fixed | Roof
NJADRE1554209782 | Administratively Determined Incentive Program | Berkeley Twp | 8721 | 18 | 13.32 | Residential | Behind the Meter | No | Net Metered Residential | Vision Solar LLC | None | JCP&L | Accepted | 2023-07-05 | 2023-07-12 | 2024-07-12 | Solar Panels | ZNSHINE | ZXM6-NH120-370/M |  | 0.37 | 22 | 3 | 18 |  | Fixed | Roof
NJADRE1554209785 | Administratively Determined Incentive Program | Camden | 8104 | 14 | 3.56 | Residential | Behind the Meter | Yes | Net Metered Residential | Sunrun Installation Services, Inc. | None | PSE&G | Accepted | 2023-07-05 | 2023-07-12 | 2024-07-12 | Inverters | Delta Electronics | E4-TL-US | 4000 |  | 1 |  |  | 0.975 |  | Outdoor | Next To Meter
NJADRE1554209785 | Administratively Determined Incentive Program | Camden | 8104 | 14 | 3.56 | Residential | Behind the Meter | Yes | Net Metered Residential | Sunrun Installation Services, Inc. | None | PSE&G | Accepted | 2023-07-05 | 2023-07-12 | 2024-07-12 | Solar Panels | Trina Solar | TSM-395DE09C.07 |  | 0.395 | 9 | 248 | 1 |  | Fixed | Roof
NJADRE1554209809 | Administratively Determined Incentive Program | West Cape May | 8204 | 21 | 15.58 | Residential | Behind the Meter | No | Net Metered Residential | Luminous Solar LLC | None | AC Electric | Accepted | 2023-07-05 | 2023-07-13 | 2024-07-13 | Inverters | Enphase | IQ7+ | 290 |  | 38 |  |  | 0.975 |  | Other | under modules
NJADRE1554209809 | Administratively Determined Incentive Program | West Cape May | 8204 | 21 | 15.58 | Residential | Behind the Meter | No | Net Metered Residential | Luminous Solar LLC | None | AC Electric | Accepted | 2023-07-05 | 2023-07-13 | 2024-07-13 | Solar Panels | Solar 4 America | S4A410-108MH10 |  | 0.41 | 38 | 262 | 9 |  | Fixed | Roof
NJADRE1554209944 | Administratively Determined Incentive Program | Maplewood | 7040 | 9 | 5.14 | Residential | Behind the Meter | Yes | Net Metered Residential | Sunrun Installation Services, Inc. | None | PSE&G | Accepted | 2023-07-05 | 2023-07-12 | 2024-07-12 | Inverters | SolarEdge Technologies | SE3800H-USMN | 3800 |  | 1 |  |  | 0.96 |  | Outdoor | Next To Meter
NJADRE1554209944 | Administratively Determined Incentive Program | Maplewood | 7040 | 9 | 5.14 | Residential | Behind the Meter | Yes | Net Metered Residential | Sunrun Installation Services, Inc. | None | PSE&G | Accepted | 2023-07-05 | 2023-07-12 | 2024-07-12 | Solar Panels | Trina Solar | TSM-395DE09C.07 |  | 0.395 | 13 | 204 | 30 |  | Fixed | Roof
NJADRE1554209944 | Administratively Determined Incentive Program | Maplewood | 7040 | 9 | 5.14 | Residential | Behind the Meter | Yes | Net Metered Residential | Sunrun Installation Services, Inc. | None | PSE&G | Accepted | 2023-07-05 | 2023-07-12 | 2024-07-12 | Electric Storage Battery | Tesla | Powerwall 2 AC |  |  | 1 |  |  |  | Lithium Ion |  | inside
NJADRE1554210050 | Administratively Determined Incentive Program | PISCATAWAY TWP | 8854 | 11 | 7.9 | Residential | Behind the Meter | Yes | Net Metered Residential | Sunrun Installation Services, Inc. | None | PSE&G | Accepted | 2023-07-05 | 2023-07-12 | 2024-07-12 | Inverters | SolarEdge Technologies | SE6000H-USSN | 6000 |  | 1 |  |  | 0.99 |  | Outdoor | Next To Meter
NJADRE1554210050 | Administratively Determined Incentive Program | PISCATAWAY TWP | 8854 | 11 | 7.9 | Residential | Behind the Meter | Yes | Net Metered Residential | Sunrun Installation Services, Inc. | None | PSE&G | Accepted | 2023-07-05 | 2023-07-12 | 2024-07-12 | Solar Panels | Trina Solar | TSM-395DE09C.07 |  | 0.395 | 20 | 164 | 23 |  | Fixed | Roof
NJADRE1554210050 | Administratively Determined Incentive Program | PISCATAWAY TWP | 8854 | 11 | 7.9 | Residential | Behind the Meter | Yes | Net Metered Residential | Sunrun Installation Services, Inc. | None | PSE&G | Accepted | 2023-07-05 | 2023-07-12 | 2024-07-12 | Electric Storage Battery | Tesla | Powerwall 2 AC |  |  | 1 |  |  |  | Lithium Ion |  | outside
NJADRE1554210071 | Administratively Determined Incentive Program | Clifton City | 7011 | 6 | 4.74 | Residential | Behind the Meter | Yes | Net Metered Residential | Sunrun Installation Services, Inc. | None | PSE&G | Accepted | 2023-07-05 | 2023-07-12 | 2024-07-12 | Inverters | Delta Electronics | E4-TL-US | 4000 |  | 1 |  |  | 0.98 |  | Outdoor | Next to the meter
NJADRE1554210071 | Administratively Determined Incentive Program | Clifton City | 7011 | 6 | 4.74 | Residential | Behind the Meter | Yes | Net Metered Residential | Sunrun Installation Services, Inc. | None | PSE&G | Accepted | 2023-07-05 | 2023-07-12 | 2024-07-12 | Solar Panels | Trina Solar | TSM-395DE09C.07 |  | 0.395 | 7 | 167 | 43 |  | Fixed | Roof
NJADRE1554210071 | Administratively Determined Incentive Program | Clifton City | 7011 | 6 | 4.74 | Residential | Behind the Meter | Yes | Net Metered Residential | Sunrun Installation Services, Inc. | None | PSE&G | Accepted | 2023-07-05 | 2023-07-12 | 2024-07-12 | Solar Panels | Trina Solar | TSM-395DE09C.07 |  | 0.395 | 5 | 348 | 17 |  | Fixed | Roof
NJADRE1554210118 | Administratively Determined Incentive Program | Sicklerville | 8081 | 14 | 9.48 | Residential | Behind the Meter | Yes | Net Metered Residential | Freedom Forever New Jersey LLC | None | AC Electric | Accepted | 2023-07-05 | 2023-07-12 | 2024-07-12 | Inverters | Solar Edge | SE7600H-USRGM | 7600 |  | 1 |  |  | 0.99 |  | Outdoor
NJADRE1554210118 | Administratively Determined Incentive Program | Sicklerville | 8081 | 14 | 9.48 | Residential | Behind the Meter | Yes | Net Metered Residential | Freedom Forever New Jersey LLC | None | AC Electric | Accepted | 2023-07-05 | 2023-07-12 | 2024-07-12 | Solar Panels | Canadian Solar | CS3N-395MS |  | 0.395 | 20 | 234 | 30 |  | Fixed | Roof
NJADRE1554210118 | Administratively Determined Incentive Program | Sicklerville | 8081 | 14 | 9.48 | Residential | Behind the Meter | Yes | Net Metered Residential | Freedom Forever New Jersey LLC | None | AC Electric | Accepted | 2023-07-05 | 2023-07-12 | 2024-07-12 | Solar Panels | Canadian Solar | CS3N-395MS |  | 0.395 | 4 | 234 | 30 |  | Fixed | Roof
NJADRE1554210120 | Administratively Determined Incentive Program | RichWood | 8074 | 15 | 6.32 | Residential | Behind the Meter | Yes | Net Metered Residential | Sunrun Installation Services, Inc. | None | AC Electric | Accepted | 2023-07-05 | 2023-07-12 | 2024-07-12 | Inverters | SolarEdge Technologies | SE6000H-USSN | 6000 |  | 1 |  |  | 0.96 |  | Outdoor | Next To Meter
NJADRE1554210120 | Administratively Determined Incentive Program | RichWood | 8074 | 15 | 6.32 | Residential | Behind the Meter | Yes | Net Metered Residential | Sunrun Installation Services, Inc. | None | AC Electric | Accepted | 2023-07-05 | 2023-07-12 | 2024-07-12 | Inverters | SolarEdge Technologies | SE6000H-USSN | 6000 |  | 1 |  |  | 0.96 |  | Outdoor | Next To Meter
NJADRE1554210120 | Administratively Determined Incentive Program | RichWood | 8074 | 15 | 6.32 | Residential | Behind the Meter | Yes | Net Metered Residential | Sunrun Installation Services, Inc. | None | AC Electric | Accepted | 2023-07-05 | 2023-07-12 | 2024-07-12 | Solar Panels | Trina Solar | TSM-395DE09C.07 |  | 0.395 | 16 | 131 | 22 |  | Fixed | Roof
NJADRE1554210130 | Administratively Determined Incentive Program | East Brunswick TWP | 8816 | 11 | 11.64 | Residential | Behind the Meter | No | Net Metered Residential | Tesla Energy Operations Inc | None | PSE&G | Accepted | 2023-07-05 | 2023-07-12 | 2024-07-12 | Electric Storage Battery | Tesla | AC Powerwall 2.0 |  |  | 2 |  |  |  | Lithium Ion |  | OUTSIDE
NJADRE1554210130 | Administratively Determined Incentive Program | East Brunswick TWP | 8816 | 11 | 11.64 | Residential | Behind the Meter | No | Net Metered Residential | Tesla Energy Operations Inc | None | PSE&G | Accepted | 2023-07-05 | 2023-07-12 | 2024-07-12 | Inverters | Tesla | 1538000-00-F | 7600 |  | 1 |  |  | 0.98 |  | Outdoor
NJADRE1554210130 | Administratively Determined Incentive Program | East Brunswick TWP | 8816 | 11 | 11.64 | Residential | Behind the Meter | No | Net Metered Residential | Tesla Energy Operations Inc | None | PSE&G | Accepted | 2023-07-05 | 2023-07-12 | 2024-07-12 | Inverters | Tesla | 1534000-89-E | 3800 |  | 1 |  |  | 0.975 |  | Outdoor
NJADRE1554210130 | Administratively Determined Incentive Program | East Brunswick TWP | 8816 | 11 | 11.64 | Residential | Behind the Meter | No | Net Metered Residential | Tesla Energy Operations Inc | None | PSE&G | Accepted | 2023-07-05 | 2023-07-12 | 2024-07-12 | Solar Panels | Tesla | SR60T1 |  | 0.05847 | 36 | 167 | 20 |  | Fixed | Roof
NJADRE1554210130 | Administratively Determined Incentive Program | East Brunswick TWP | 8816 | 11 | 11.64 | Residential | Behind the Meter | No | Net Metered Residential | Tesla Energy Operations Inc | None | PSE&G | Accepted | 2023-07-05 | 2023-07-12 | 2024-07-12 | Solar Panels | Tesla | SR60T1 |  | 0.05847 | 69 | 167 | 20 |  | Fixed | Roof
NJADRE1554210130 | Administratively Determined Incentive Program | East Brunswick TWP | 8816 | 11 | 11.64 | Residential | Behind the Meter | No | Net Metered Residential | Tesla Energy Operations Inc | None | PSE&G | Accepted | 2023-07-05 | 2023-07-12 | 2024-07-12 | Solar Panels | Tesla | SR60T1 |  | 0.05847 | 94 | 167 | 20 |  | Fixed | Roof
NJADRE1554210132 | Administratively Determined Incentive Program | LAUREL SPRINGS | 8021 | 14 | 10.27 | Residential | Behind the Meter | Yes | Net Metered Residential | Sunrun Installation Services, Inc. | None | AC Electric | Accepted | 2023-07-05 | 2023-07-12 | 2024-07-12 | Inverters | SolarEdge Technologies | SE7600H-USSN | 7600 |  | 1 |  |  | 0.99 |  | Outdoor | Next To Meter
NJADRE1554210132 | Administratively Determined Incentive Program | LAUREL SPRINGS | 8021 | 14 | 10.27 | Residential | Behind the Meter | Yes | Net Metered Residential | Sunrun Installation Services, Inc. | None | AC Electric | Accepted | 2023-07-05 | 2023-07-12 | 2024-07-12 | Solar Panels | Trina Solar | TSM-395DE09C.07 |  | 0.395 | 8 | 266 | 18 |  | Fixed | Roof
NJADRE1554210132 | Administratively Determined Incentive Program | LAUREL SPRINGS | 8021 | 14 | 10.27 | Residential | Behind the Meter | Yes | Net Metered Residential | Sunrun Installation Services, Inc. | None | AC Electric | Accepted | 2023-07-05 | 2023-07-12 | 2024-07-12 | Solar Panels | Trina Solar | TSM-395DE09C.07 |  | 0.395 | 18 | 86 | 18 |  | Fixed | Roof
NJADRE1554210145 | Administratively Determined Incentive Program | Morristown | 7960 | 3 | 147.7 | Commercial | Behind the Meter | No | Small Net-Metered Non-Residential located on Rooftop, Carport, Canopy and Floating Solar | Helios Solar Energy, LLC | None | JCP&L | Accepted | 2023-08-01 | 2023-08-11 | 2024-08-11 | Inverters | Solaredge Technologies | SE120K-us | 120000 |  | 1 |  |  | 0.98 |  | Outdoor
NJADRE1554210145 | Administratively Determined Incentive Program | Morristown | 7960 | 3 | 147.7 | Commercial | Behind the Meter | No | Small Net-Metered Non-Residential located on Rooftop, Carport, Canopy and Floating Solar | Helios Solar Energy, LLC | None | JCP&L | Accepted | 2023-08-01 | 2023-08-11 | 2024-08-11 | Solar Panels | Phonosolar | PS-545W |  | 0.545 | 271 | 213 | 10 |  | Fixed | Roof
NJADRE1554210149 | Administratively Determined Incentive Program | East Orange | 7108 | 9 | 2.19 | Residential | Behind the Meter | Yes | Net Metered Residential | Pro Custom Solar dba Momentum Solar | None | PSE&G | Accepted | 2023-07-05 | 2023-07-12 | 2024-07-12 | Solar Panels | hanwha | Â Q. PEAK DUO BLK-G10+365 |  | 0.365 | 2 | 201 | 29 |  | Fixed | Roof
NJADRE1554210149 | Administratively Determined Incentive Program | East Orange | 7108 | 9 | 2.19 | Residential | Behind the Meter | Yes | Net Metered Residential | Pro Custom Solar dba Momentum Solar | None | PSE&G | Accepted | 2023-07-05 | 2023-07-12 | 2024-07-12 | Solar Panels | hanwha | Â Q. PEAK DUO BLK-G10+365 |  | 0.365 | 4 | 21 | 30 |  | Fixed | Roof
NJADRE1554210149 | Administratively Determined Incentive Program | East Orange | 7108 | 9 | 2.19 | Residential | Behind the Meter | Yes | Net Metered Residential | Pro Custom Solar dba Momentum Solar | None | PSE&G | Accepted | 2023-07-05 | 2023-07-12 | 2024-07-12 | Inverters | Enphase | IQ8PLUS-72-2-US | 290 |  | 6 |  |  | 0.97 |  | Outdoor
NJADRE1554210206 | Administratively Determined Incentive Program | Aberdeen Township | 7721 | 17 | 6.08 | Residential | Behind the Meter | No | Net Metered Residential | Skyline Solar Solar | None | JCP&L | Accepted | 2023-07-05 | 2023-07-12 | 2024-07-12 | Solar Panels | Silfab Solar | SIL-380 NT |  | 0.38 | 4 | 142 | 24 |  | Fixed | Roof
NJADRE1554210206 | Administratively Determined Incentive Program | Aberdeen Township | 7721 | 17 | 6.08 | Residential | Behind the Meter | No | Net Metered Residential | Skyline Solar Solar | None | JCP&L | Accepted | 2023-07-05 | 2023-07-12 | 2024-07-12 | Solar Panels | Silfab Solar | SIL-380 NT |  | 0.38 | 3 | 232 | 4 |  | Fixed | Roof
NJADRE1554210206 | Administratively Determined Incentive Program | Aberdeen Township | 7721 | 17 | 6.08 | Residential | Behind the Meter | No | Net Metered Residential | Skyline Solar Solar | None | JCP&L | Accepted | 2023-07-05 | 2023-07-12 | 2024-07-12 | Solar Panels | Silfab Solar | SIL-380 NT |  | 0.38 | 9 | 232 | 4 |  | Fixed | Roof
NJADRE1554210206 | Administratively Determined Incentive Program | Aberdeen Township | 7721 | 17 | 6.08 | Residential | Behind the Meter | No | Net Metered Residential | Skyline Solar Solar | None | JCP&L | Accepted | 2023-07-05 | 2023-07-12 | 2024-07-12 | Inverters | Solaredge | SE5000H-US | 5000 |  | 1 |  |  | 0.99 |  | Outdoor
NJADRE1554210218 | Administratively Determined Incentive Program | Irvington | 7111 | 9 | 2.96 | Residential | Behind the Meter | No | Net Metered Residential | Vision Solar LLC | None | PSE&G | Accepted | 2023-07-05 | 2023-07-12 | 2024-07-12 | Inverters | Solaredge | SE3800H-USRGM | 3800 |  | 1 |  |  | 0.97 |  | Outdoor | under the panel
NJADRE1554210218 | Administratively Determined Incentive Program | Irvington | 7111 | 9 | 2.96 | Residential | Behind the Meter | No | Net Metered Residential | Vision Solar LLC | None | PSE&G | Accepted | 2023-07-05 | 2023-07-12 | 2024-07-12 | Solar Panels | ZNShine | ZXM6-NH120-370/M |  | 0.37 | 8 | 218 | 45 |  | Fixed | Roof
NJADRE1554210226 | Administratively Determined Incentive Program | Bridgewater Twp | 8876 | 5 | 11.34 | Residential | Behind the Meter | No | Net Metered Residential | EMT Renewables | None | PSE&G | Accepted | 2023-07-05 | 2023-07-12 | 2024-07-12 | Inverters | ENPHASE | IQ7x | 315 |  | 27 |  |  | 0.98 |  | Other | UNDER EACH PANEL
NJADRE1554210226 | Administratively Determined Incentive Program | Bridgewater Twp | 8876 | 5 | 11.34 | Residential | Behind the Meter | No | Net Metered Residential | EMT Renewables | None | PSE&G | Accepted | 2023-07-05 | 2023-07-12 | 2024-07-12 | Solar Panels | REC ALPHA | REC 420 |  | 0.42 | 18 | 106 | 20 |  | Fixed | Roof
NJADRE1554210226 | Administratively Determined Incentive Program | Bridgewater Twp | 8876 | 5 | 11.34 | Residential | Behind the Meter | No | Net Metered Residential | EMT Renewables | None | PSE&G | Accepted | 2023-07-05 | 2023-07-12 | 2024-07-12 | Solar Panels | REC ALPHA | REC 420 |  | 0.42 | 3 | 105 | 20 |  | Fixed | Roof
NJADRE1554210226 | Administratively Determined Incentive Program | Bridgewater Twp | 8876 | 5 | 11.34 | Residential | Behind the Meter | No | Net Metered Residential | EMT Renewables | None | PSE&G | Accepted | 2023-07-05 | 2023-07-12 | 2024-07-12 | Solar Panels | REC ALPHA | REC 420 |  | 0.42 | 6 | 286 | 20 |  | Fixed | Roof
NJADRE1554210294 | Administratively Determined Incentive Program | North Brunswick Township | 8902 | 11 | 2.92 | Residential | Behind the Meter | No | Net Metered Residential | Pro Custom Solar dba Momentum Solar | None | PSE&G | Accepted | 2023-07-05 | 2023-07-12 | 2024-07-12 | Solar Panels | HANWHA | Â Q. PEAK DUO BLK-G10+365 |  | 0.365 | 8 | 139 | 39 |  | Fixed | Roof
NJADRE1554210294 | Administratively Determined Incentive Program | North Brunswick Township | 8902 | 11 | 2.92 | Residential | Behind the Meter | No | Net Metered Residential | Pro Custom Solar dba Momentum Solar | None | PSE&G | Accepted | 2023-07-05 | 2023-07-12 | 2024-07-12 | Inverters | ENPHASE | IQ8PLUS-72-2-US | 290 |  | 8 |  |  | 0.97 |  | Outdoor
NJADRE1554210310 | Administratively Determined Incentive Program | Lakewood | 8701 | 18 | 1349.27 | Municipality | Behind the Meter | Yes | Large Net-Metered Non-Residential located on Rooftop, Carport, Canopy and Floating Solar-PUBLIC | Luminace | None | JCP&L | Accepted | 2023-07-05 | 2023-07-19 | 2024-07-19 | Solar Panels | Hanwha | Hanwha 485 W 10.3 BFG |  | 0.485 | 2782 | 208 | 4 |  | Fixed | Roof
NJADRE1554210310 | Administratively Determined Incentive Program | Lakewood | 8701 | 18 | 1349.27 | Municipality | Behind the Meter | Yes | Large Net-Metered Non-Residential located on Rooftop, Carport, Canopy and Floating Solar-PUBLIC | Luminace | None | JCP&L | Accepted | 2023-07-05 | 2023-07-19 | 2024-07-19 | Meters | Elkor | Watton Mark 2 |  |  | 1 |  |  |  | Yes | Outdoor
NJADRE1554210310 | Administratively Determined Incentive Program | Lakewood | 8701 | 18 | 1349.27 | Municipality | Behind the Meter | Yes | Large Net-Metered Non-Residential located on Rooftop, Carport, Canopy and Floating Solar-PUBLIC | Luminace | None | JCP&L | Accepted | 2023-07-05 | 2023-07-19 | 2024-07-19 | Inverters | Chint Power Systems | CPS SCA 60 KTL -DO/US-480 | 60000 |  | 8 |  |  | 0.985 |  | Outdoor
NJADRE1554210310 | Administratively Determined Incentive Program | Lakewood | 8701 | 18 | 1349.27 | Municipality | Behind the Meter | Yes | Large Net-Metered Non-Residential located on Rooftop, Carport, Canopy and Floating Solar-PUBLIC | Luminace | None | JCP&L | Accepted | 2023-07-05 | 2023-07-19 | 2024-07-19 | Inverters | Chint Power Systems | CPS SCA 50 KTL -DO/US-480 | 50000 |  | 12 |  |  | 0.985 |  | Outdoor
NJADRE1554210772 | Administratively Determined Incentive Program | West Orange Twp | 7052 | 9 | 9.09 | Residential | Behind the Meter | Yes | Net Metered Residential | Sunrun Installation Services, Inc. | None | PSE&G | Accepted | 2023-07-05 | 2023-07-12 | 2024-07-12 | Inverters | Delta Electronics | E8-TL-US | 8000 |  | 1 |  |  | 0.98 |  | Outdoor | Next to the meter
NJADRE1554210772 | Administratively Determined Incentive Program | West Orange Twp | 7052 | 9 | 9.09 | Residential | Behind the Meter | Yes | Net Metered Residential | Sunrun Installation Services, Inc. | None | PSE&G | Accepted | 2023-07-05 | 2023-07-12 | 2024-07-12 | Solar Panels | Trina Solar | TSM-395DE09C.07 |  | 0.395 | 17 | 209 | 27 |  | Fixed | Roof
NJADRE1554210772 | Administratively Determined Incentive Program | West Orange Twp | 7052 | 9 | 9.09 | Residential | Behind the Meter | Yes | Net Metered Residential | Sunrun Installation Services, Inc. | None | PSE&G | Accepted | 2023-07-05 | 2023-07-12 | 2024-07-12 | Solar Panels | Trina Solar | TSM-395DE09C.07 |  | 0.395 | 6 | 29 | 27 |  | Fixed | Roof
NJADRE1554210772 | Administratively Determined Incentive Program | West Orange Twp | 7052 | 9 | 9.09 | Residential | Behind the Meter | Yes | Net Metered Residential | Sunrun Installation Services, Inc. | None | PSE&G | Accepted | 2023-07-05 | 2023-07-12 | 2024-07-12 | Electric Storage Battery | Tesla | Powerwall |  |  | 1 |  |  |  | Lithium Ion |  | outside
NJADRE1554210860 | Administratively Determined Incentive Program | Bayonne | 7002 | 8 | 4.56 | Residential | Behind the Meter | Yes | Net Metered Residential | Freedom Forever New Jersey LLC | None | PSE&G | Accepted | 2023-07-05 | 2023-07-12 | 2024-07-12 | Inverters | Solar Edge | SE3800H-USRGM | 3800 |  | 1 |  |  | 0.99 |  | Outdoor
NJADRE1554210860 | Administratively Determined Incentive Program | Bayonne | 7002 | 8 | 4.56 | Residential | Behind the Meter | Yes | Net Metered Residential | Freedom Forever New Jersey LLC | None | PSE&G | Accepted | 2023-07-05 | 2023-07-12 | 2024-07-12 | Solar Panels | Jinko Solar | JKM380M-6RL3-B |  | 0.38 | 12 | 213 | 20 |  | Fixed | Roof
NJADRE1554210906 | Administratively Determined Incentive Program | Somerdale | 8083 | 14 | 9.99 | Residential | Behind the Meter | No | Net Metered Residential | Vision Solar LLC | None | PSE&G | Accepted | 2023-07-05 | 2023-07-12 | 2024-07-12 | Inverters | Solaredge | SE7600H-USRGM | 8 |  | 1 |  |  | 0.97 |  | Outdoor | side of house
NJADRE1554210906 | Administratively Determined Incentive Program | Somerdale | 8083 | 14 | 9.99 | Residential | Behind the Meter | No | Net Metered Residential | Vision Solar LLC | None | PSE&G | Accepted | 2023-07-05 | 2023-07-12 | 2024-07-12 | Solar Panels | ZNSHINE | ZXM6-NH120-370/M |  | 0.37 | 11 | 139 | 20 |  | Fixed | Roof
NJADRE1554210906 | Administratively Determined Incentive Program | Somerdale | 8083 | 14 | 9.99 | Residential | Behind the Meter | No | Net Metered Residential | Vision Solar LLC | None | PSE&G | Accepted | 2023-07-05 | 2023-07-12 | 2024-07-12 | Solar Panels | ZNSHINE | ZXM6-NH120-370/M |  | 0.37 | 16 | 319 | 20 |  | Fixed | Roof
NJADRE1554210923 | Administratively Determined Incentive Program | Edison | 8837 | 11 | 4.74 | Residential | Behind the Meter | Yes | Net Metered Residential | Sunrun Installation Services, Inc. | None | PSE&G | Accepted | 2023-07-05 | 2023-07-12 | 2024-07-12 | Inverters | SolarEdge Technologies | SE3800H-USMN | 3800 |  | 1 |  |  | 0.96 |  | Outdoor | Next To Meter
NJADRE1554210923 | Administratively Determined Incentive Program | Edison | 8837 | 11 | 4.74 | Residential | Behind the Meter | Yes | Net Metered Residential | Sunrun Installation Services, Inc. | None | PSE&G | Accepted | 2023-07-05 | 2023-07-12 | 2024-07-12 | Solar Panels | Trina Solar | TSM-395DE09C.07 |  | 0.395 | 5 | 18 | 12 |  | Fixed | Roof
NJADRE1554210923 | Administratively Determined Incentive Program | Edison | 8837 | 11 | 4.74 | Residential | Behind the Meter | Yes | Net Metered Residential | Sunrun Installation Services, Inc. | None | PSE&G | Accepted | 2023-07-05 | 2023-07-12 | 2024-07-12 | Solar Panels | Trina Solar | TSM-395DE09C.07 |  | 0.395 | 7 | 196 | 15 |  | Fixed | Roof
NJADRE1554210923 | Administratively Determined Incentive Program | Edison | 8837 | 11 | 4.74 | Residential | Behind the Meter | Yes | Net Metered Residential | Sunrun Installation Services, Inc. | None | PSE&G | Accepted | 2023-07-05 | 2023-07-12 | 2024-07-12 | Electric Storage Battery | Tesla | Powerwall 2 AC |  |  | 1 |  |  |  | Lithium Ion |  | inside
NJADRE1554210947 | Administratively Determined Incentive Program | Highland Park | 8904 | 11 | 8.51 | Residential | Behind the Meter | No | Net Metered Residential | Vision Solar LLC | None | PSE&G | Accepted | 2023-07-05 | 2023-07-12 | 2024-07-12 | Inverters | Solaredge | SE6000H-USRGM | 6 |  | 1 |  |  | 0.97 |  | Outdoor | side of house
NJADRE1554210947 | Administratively Determined Incentive Program | Highland Park | 8904 | 11 | 8.51 | Residential | Behind the Meter | No | Net Metered Residential | Vision Solar LLC | None | PSE&G | Accepted | 2023-07-05 | 2023-07-12 | 2024-07-12 | Solar Panels | ZNSHINE | ZXM6-NH120-370/M |  | 0.37 | 15 | 253 | 33 |  | Fixed | Roof
NJADRE1554210947 | Administratively Determined Incentive Program | Highland Park | 8904 | 11 | 8.51 | Residential | Behind the Meter | No | Net Metered Residential | Vision Solar LLC | None | PSE&G | Accepted | 2023-07-05 | 2023-07-12 | 2024-07-12 | Solar Panels | ZNSHINE | ZXM6-NH120-370/M |  | 0.37 | 8 | 73 | 33 |  | Fixed | Roof
NJADRE1554210960 | Administratively Determined Incentive Program | PATERSON CITY | 7522 | 6 | 7.11 | Residential | Behind the Meter | Yes | Net Metered Residential | Sunrun Installation Services, Inc. | None | PSE&G | Accepted | 2023-07-05 | 2023-07-12 | 2024-07-12 | Inverters | SolarEdge Technologies | SE6000H-USSN | 6000 |  | 1 |  |  | 0.99 |  | Outdoor | Next To Meter
NJADRE1554210960 | Administratively Determined Incentive Program | PATERSON CITY | 7522 | 6 | 7.11 | Residential | Behind the Meter | Yes | Net Metered Residential | Sunrun Installation Services, Inc. | None | PSE&G | Accepted | 2023-07-05 | 2023-07-12 | 2024-07-12 | Solar Panels | Trina Solar | TSM-395DE09C.07 |  | 0.395 | 4 | 49 | 36 |  | Fixed | Roof
NJADRE1554210960 | Administratively Determined Incentive Program | PATERSON CITY | 7522 | 6 | 7.11 | Residential | Behind the Meter | Yes | Net Metered Residential | Sunrun Installation Services, Inc. | None | PSE&G | Accepted | 2023-07-05 | 2023-07-12 | 2024-07-12 | Solar Panels | Trina Solar | TSM-395DE09C.07 |  | 0.395 | 14 | 229 | 38 |  | Fixed | Roof
NJADRE1554210975 | Administratively Determined Incentive Program | Beverly | 8010 | 13 | 5.53 | Residential | Behind the Meter | Yes | Net Metered Residential | Sunrun Installation Services, Inc. | None | PSE&G | Accepted | 2023-07-05 | 2023-07-12 | 2024-07-12 | Inverters | SolarEdge Technologies | SE3800H-USMN | 3800 |  | 1 |  |  | 0.96 |  | Outdoor | Next To Meter
NJADRE1554210975 | Administratively Determined Incentive Program | Beverly | 8010 | 13 | 5.53 | Residential | Behind the Meter | Yes | Net Metered Residential | Sunrun Installation Services, Inc. | None | PSE&G | Accepted | 2023-07-05 | 2023-07-12 | 2024-07-12 | Solar Panels | Trina Solar | TSM-395DE09C.07 |  | 0.395 | 8 | 159 | 23 |  | Fixed | Roof
NJADRE1554210975 | Administratively Determined Incentive Program | Beverly | 8010 | 13 | 5.53 | Residential | Behind the Meter | Yes | Net Metered Residential | Sunrun Installation Services, Inc. | None | PSE&G | Accepted | 2023-07-05 | 2023-07-12 | 2024-07-12 | Solar Panels | Trina Solar | TSM-395DE09C.07 |  | 0.395 | 6 | 339 | 22 |  | Fixed | Roof
NJADRE1554210975 | Administratively Determined Incentive Program | Beverly | 8010 | 13 | 5.53 | Residential | Behind the Meter | Yes | Net Metered Residential | Sunrun Installation Services, Inc. | None | PSE&G | Accepted | 2023-07-05 | 2023-07-12 | 2024-07-12 | Electric Storage Battery | Tesla | Powerwall 2 AC |  |  | 1 |  |  |  | Lithium Ion |  | outside
NJADRE1554211191 | Administratively Determined Incentive Program | Millville | 8332 | 20 | 5.48 | Residential | Behind the Meter | Yes | Net Metered Residential | Ad Energy | None | AC Electric | Accepted | 2023-07-05 | 2023-07-12 | 2024-07-12 | Inverters | SunPower | IQ7HS | 384 |  | 15 |  |  | 0.97 |  | Outdoor | At each panel
NJADRE1554211191 | Administratively Determined Incentive Program | Millville | 8332 | 20 | 5.48 | Residential | Behind the Meter | Yes | Net Metered Residential | Ad Energy | None | AC Electric | Accepted | 2023-07-05 | 2023-07-12 | 2024-07-12 | Solar Panels | Sunpower | SPR-U-365-BLK-QC-DC |  | 0.365 | 7 | 126 | 35 |  | Fixed | Roof
NJADRE1554211191 | Administratively Determined Incentive Program | Millville | 8332 | 20 | 5.48 | Residential | Behind the Meter | Yes | Net Metered Residential | Ad Energy | None | AC Electric | Accepted | 2023-07-05 | 2023-07-12 | 2024-07-12 | Solar Panels | Sunpower | SPR-U-365-BLK-QC-DC |  | 0.365 | 8 | 216 | 27 |  | Fixed | Roof
NJADRE1554211213 | Administratively Determined Incentive Program | IRVINGTON TOWN | 7111 | 9 | 5.53 | Residential | Behind the Meter | No | Net Metered Residential | Sunrun Installation Services, Inc. | None | PSE&G | Accepted | 2023-07-05 | 2023-07-12 | 2024-07-12 | Inverters | SolarEdge Technologies | SE3800H-USMN | 3800 |  | 1 |  |  | 0.99 |  | Outdoor | Next To Meter
NJADRE1554211213 | Administratively Determined Incentive Program | IRVINGTON TOWN | 7111 | 9 | 5.53 | Residential | Behind the Meter | No | Net Metered Residential | Sunrun Installation Services, Inc. | None | PSE&G | Accepted | 2023-07-05 | 2023-07-12 | 2024-07-12 | Solar Panels | Trina Solar | TSM-395DE09C.07 |  | 0.395 | 14 | 195 | 44 |  | Fixed | Roof
NJADRE1554211213 | Administratively Determined Incentive Program | IRVINGTON TOWN | 7111 | 9 | 5.53 | Residential | Behind the Meter | No | Net Metered Residential | Sunrun Installation Services, Inc. | None | PSE&G | Accepted | 2023-07-05 | 2023-07-12 | 2024-07-12 | Electric Storage Battery | Tesla | Powerwall 2 AC |  |  | 1 |  |  |  | Lithium Ion |  | outside
NJADRE1554221124 | Administratively Determined Incentive Program | West Milford | 7480 | 6 | 9.62 | Residential | Behind the Meter | No | Net Metered Residential | Vision Solar LLC | None | Orange Rockland Electric | Accepted | 2023-07-06 | 2023-07-12 | 2024-07-12 | Inverters | Solaredge | SE7600H-USRGM | 7600 |  | 1 |  |  | 0.97 |  | Outdoor | side of house
NJADRE1554221124 | Administratively Determined Incentive Program | West Milford | 7480 | 6 | 9.62 | Residential | Behind the Meter | No | Net Metered Residential | Vision Solar LLC | None | Orange Rockland Electric | Accepted | 2023-07-06 | 2023-07-12 | 2024-07-12 | Solar Panels | ZNSHINE | ZXM6-NH120-370/M |  | 0.37 | 7 | 203 | 24 |  | Fixed | Roof
NJADRE1554221124 | Administratively Determined Incentive Program | West Milford | 7480 | 6 | 9.62 | Residential | Behind the Meter | No | Net Metered Residential | Vision Solar LLC | None | Orange Rockland Electric | Accepted | 2023-07-06 | 2023-07-12 | 2024-07-12 | Solar Panels | ZNSHINE | ZXM6-NH120-370/M |  | 0.37 | 13 | 203 | 30 |  | Fixed | Roof
NJADRE1554221124 | Administratively Determined Incentive Program | West Milford | 7480 | 6 | 9.62 | Residential | Behind the Meter | No | Net Metered Residential | Vision Solar LLC | None | Orange Rockland Electric | Accepted | 2023-07-06 | 2023-07-12 | 2024-07-12 | Solar Panels | ZNSHINE | ZXM6-NH120-370/M |  | 0.37 | 6 | 23 | 42 |  | Fixed | Roof
NJADRE1554221129 | Administratively Determined Incentive Program | Scullville | 8234 | 19 | 3.75 | Residential | Behind the Meter | No | Net Metered Residential | Vision Solar LLC | None | AC Electric | Accepted | 2023-07-06 | 2023-07-12 | 2024-07-12 | Inverters | Solaredge | SE3800H-USRGM | 3800 |  | 1 |  |  | 0.97 |  | Outdoor | side of house
NJADRE1554221129 | Administratively Determined Incentive Program | Scullville | 8234 | 19 | 3.75 | Residential | Behind the Meter | No | Net Metered Residential | Vision Solar LLC | None | AC Electric | Accepted | 2023-07-06 | 2023-07-12 | 2024-07-12 | Solar Panels | ZNSHINE | HT60-166M 375 |  | 0.375 | 10 | 311 | 37 |  | Fixed | Roof
NJADRE1554221143 | Administratively Determined Incentive Program | Elizabeth | 7201 | 10 | 12.96 | Residential | Behind the Meter | Yes | Net Metered Residential | Trinity Solar | None | PSE&G | Accepted | 2023-07-06 | 2023-07-12 | 2024-07-12 | Inverters | Solar Edge | SE10000H-US000BEi4 | 10 |  | 1 |  |  | 0.97 |  | Outdoor
NJADRE1554221143 | Administratively Determined Incentive Program | Elizabeth | 7201 | 10 | 12.96 | Residential | Behind the Meter | Yes | Net Metered Residential | Trinity Solar | None | PSE&G | Accepted | 2023-07-06 | 2023-07-12 | 2024-07-12 | Solar Panels | Hanwha | Q.PEAK DUO BLK ML-G10+ 405 |  | 0.405 | 27 | 119 | 43 |  | Fixed | Roof
NJADRE1554221143 | Administratively Determined Incentive Program | Elizabeth | 7201 | 10 | 12.96 | Residential | Behind the Meter | Yes | Net Metered Residential | Trinity Solar | None | PSE&G | Accepted | 2023-07-06 | 2023-07-12 | 2024-07-12 | Solar Panels | Hanwha | Q.PEAK DUO BLK ML-G10+ 405 |  | 0.405 | 5 | 299 | 10 |  | Fixed | Roof
NJADRE1554221146 | Administratively Determined Incentive Program | Newark City | 7106 | 9 | 8.88 | Residential | Behind the Meter | No | Net Metered Residential | Vision Solar LLC | None | PSE&G | Accepted | 2023-07-06 | 2023-07-12 | 2024-07-12 | Inverters | SolarEdge | SE6000H-USRGM | 6 |  | 1 |  |  | 0.97 |  | Outdoor | Under the panel
NJADRE1554221146 | Administratively Determined Incentive Program | Newark City | 7106 | 9 | 8.88 | Residential | Behind the Meter | No | Net Metered Residential | Vision Solar LLC | None | PSE&G | Accepted | 2023-07-06 | 2023-07-12 | 2024-07-12 | Solar Panels | ZNShine | ZXM6-NH120-370/M |  | 0.37 | 10 | 112 | 36 |  | Fixed | Roof
NJADRE1554221146 | Administratively Determined Incentive Program | Newark City | 7106 | 9 | 8.88 | Residential | Behind the Meter | No | Net Metered Residential | Vision Solar LLC | None | PSE&G | Accepted | 2023-07-06 | 2023-07-12 | 2024-07-12 | Solar Panels | ZNShine | ZXM6-NH120-370/M |  | 0.37 | 14 | 292 | 36 |  | Fixed | Roof
NJADRE1554221219 | Administratively Determined Incentive Program | Howell Township | 7731 | 17 | 14.06 | Residential | Behind the Meter | No | Net Metered Residential | Vision Solar LLC | None | JCP&L | Accepted | 2023-07-06 | 2023-07-12 | 2024-07-12 | Inverters | SolarEdge | SE11400H-USRGM | 11400 |  | 1 |  |  | 0.97 |  | Outdoor | under the panel
NJADRE1554221219 | Administratively Determined Incentive Program | Howell Township | 7731 | 17 | 14.06 | Residential | Behind the Meter | No | Net Metered Residential | Vision Solar LLC | None | JCP&L | Accepted | 2023-07-06 | 2023-07-12 | 2024-07-12 | Solar Panels | ZNShine | ZXM6-NH120-370/M |  | 0.37 | 22 | 112 | 22 |  | Fixed | Roof
NJADRE1554221219 | Administratively Determined Incentive Program | Howell Township | 7731 | 17 | 14.06 | Residential | Behind the Meter | No | Net Metered Residential | Vision Solar LLC | None | JCP&L | Accepted | 2023-07-06 | 2023-07-12 | 2024-07-12 | Solar Panels | ZNShine | ZXM6-NH120-370/M |  | 0.37 | 16 | 292 | 22 |  | Fixed | Roof
NJADRE1554221228 | Administratively Determined Incentive Program | Jersey City | 7305 | 8 | 10.4 | Residential | Behind the Meter | Yes | Net Metered Residential | Pro Custom Solar dba Momentum Solar | None | PSE&G | Accepted | 2023-07-06 | 2023-07-12 | 2024-07-12 | Solar Panels | HANWHA | Â Q. PEAK DUO BLK-G10+400 |  | 0.4 | 26 | 42 | 5 |  | Fixed | Roof
NJADRE1554221228 | Administratively Determined Incentive Program | Jersey City | 7305 | 8 | 10.4 | Residential | Behind the Meter | Yes | Net Metered Residential | Pro Custom Solar dba Momentum Solar | None | PSE&G | Accepted | 2023-07-06 | 2023-07-12 | 2024-07-12 | Inverters | ENPHASE | IQ8PLUS-72-2-US | 290 |  | 26 |  |  | 0.97 |  | Outdoor
NJADRE1554221229 | Administratively Determined Incentive Program | Trenton | 8618 | 12 | 3.24 | Residential | Behind the Meter | Yes | Net Metered Residential | Trinity Solar | None | PSE&G | Accepted | 2023-07-06 | 2023-07-12 | 2024-07-12 | Inverters | Solar Edge | SE3000H-US000BEi4 | 3000 |  | 1 |  |  | 0.97 |  | Outdoor
NJADRE1554221229 | Administratively Determined Incentive Program | Trenton | 8618 | 12 | 3.24 | Residential | Behind the Meter | Yes | Net Metered Residential | Trinity Solar | None | PSE&G | Accepted | 2023-07-06 | 2023-07-12 | 2024-07-12 | Inverters | ENPHASE | IQ8PLUS MICROINVERTERS | 290 |  | 8 |  |  | 0.96 |  | Outdoor
NJADRE1554221229 | Administratively Determined Incentive Program | Trenton | 8618 | 12 | 3.24 | Residential | Behind the Meter | Yes | Net Metered Residential | Trinity Solar | None | PSE&G | Accepted | 2023-07-06 | 2023-07-12 | 2024-07-12 | Solar Panels | HANWHA | Q.PEAK DUO BLK ML-G10+ 405 |  | 0.405 | 3 | 124 | 47 |  | Fixed | Roof
NJADRE1554221229 | Administratively Determined Incentive Program | Trenton | 8618 | 12 | 3.24 | Residential | Behind the Meter | Yes | Net Metered Residential | Trinity Solar | None | PSE&G | Accepted | 2023-07-06 | 2023-07-12 | 2024-07-12 | Solar Panels | HANWHA | Q.PEAK DUO BLK ML-G10+ 405 |  | 0.405 | 5 | 214 | 45 |  | Fixed | Roof
NJADRE1554221270 | Administratively Determined Incentive Program | Lodi | 7644 | 7 | 5.67 | Residential | Behind the Meter | Yes | Net Metered Residential | Trinity Solar | None | PSE&G | Accepted | 2023-07-06 | 2023-07-12 | 2024-07-12 | Solar Panels | HANWHA 405 (Q.PEAK DUO BLK ML-G10+ 405) | HANWHA 405 (Q.PEAK DUO BLK ML-G10+ 405) |  | 0.405 | 14 | 217 | 23 |  | Fixed | Roof
NJADRE1554221270 | Administratively Determined Incentive Program | Lodi | 7644 | 7 | 5.67 | Residential | Behind the Meter | Yes | Net Metered Residential | Trinity Solar | None | PSE&G | Accepted | 2023-07-06 | 2023-07-12 | 2024-07-12 | Inverters | Solar Edge | SE5000H-US | 5000 |  | 1 |  |  | 0.97 |  | Outside
NJADRE1554221297 | Administratively Determined Incentive Program | Lodi | 7644 | 7 | 2.92 | Residential | Behind the Meter | Yes | Net Metered Residential | Pro Custom Solar dba Momentum Solar | None | PSE&G | Accepted | 2023-07-06 | 2023-07-12 | 2024-07-12 | Solar Panels | HANWHA | Â Q. PEAK DUO BLK-G10+365 |  | 0.365 | 8 | 38 | 5 |  | Fixed | Roof
NJADRE1554221297 | Administratively Determined Incentive Program | Lodi | 7644 | 7 | 2.92 | Residential | Behind the Meter | Yes | Net Metered Residential | Pro Custom Solar dba Momentum Solar | None | PSE&G | Accepted | 2023-07-06 | 2023-07-12 | 2024-07-12 | Inverters | ENPHASE | IQ8PLUS-72-2-US | 290 |  | 8 |  |  | 0.97 |  | Outdoor
NJADRE1554221301 | Administratively Determined Incentive Program | Manalapan Township | 7726 | 17 | 12 | Residential | Behind the Meter | Yes | Net Metered Residential | Sunny Mac LLC | None | JCP&L | Accepted | 2023-07-06 | 2023-07-12 | 2024-07-12 | Solar Panels | HANWHA | Q.PEAK DUO BLK ML-G10+400 |  | 0.4 | 12 | 134 | 23 |  | Fixed | Roof
NJADRE1554221301 | Administratively Determined Incentive Program | Manalapan Township | 7726 | 17 | 12 | Residential | Behind the Meter | Yes | Net Metered Residential | Sunny Mac LLC | None | JCP&L | Accepted | 2023-07-06 | 2023-07-12 | 2024-07-12 | Solar Panels | HANWHA | Q.PEAK DUO BLK ML-G10+400 |  | 0.4 | 16 | 314 | 23 |  | Fixed | Roof
NJADRE1554221301 | Administratively Determined Incentive Program | Manalapan Township | 7726 | 17 | 12 | Residential | Behind the Meter | Yes | Net Metered Residential | Sunny Mac LLC | None | JCP&L | Accepted | 2023-07-06 | 2023-07-12 | 2024-07-12 | Solar Panels | HANWHA | Q.PEAK DUO BLK ML-G10+400 |  | 0.4 | 2 | 134 | 19 |  | Fixed | Roof
NJADRE1554221301 | Administratively Determined Incentive Program | Manalapan Township | 7726 | 17 | 12 | Residential | Behind the Meter | Yes | Net Metered Residential | Sunny Mac LLC | None | JCP&L | Accepted | 2023-07-06 | 2023-07-12 | 2024-07-12 | Inverters | Solaredge | SE10000H-US | 10000 |  | 1 |  |  | 0.99 |  | Outdoor | NEXT TOMETER
NJADRE1554221301 | Administratively Determined Incentive Program | Manalapan Township | 7726 | 17 | 12 | Residential | Behind the Meter | Yes | Net Metered Residential | Sunny Mac LLC | None | JCP&L | Accepted | 2023-07-06 | 2023-07-12 | 2024-07-12 | Meters | SE-RGMTR-1D-240C-B | Solaredge |  |  | 1 |  |  |  | Yes | Outdoor
NJADRE1554221345 | Administratively Determined Incentive Program | STRATFORD | 8084 | 14 | 9.09 | Residential | Behind the Meter | Yes | Net Metered Residential | Sunrun Installation Services, Inc. | None | AC Electric | Accepted | 2023-07-06 | 2023-07-12 | 2024-07-12 | Inverters | SolarEdge Technologies | SE7600H-USSN | 7600 |  | 1 |  |  | 0.99 |  | Outdoor | Next To Meter
NJADRE1554221345 | Administratively Determined Incentive Program | STRATFORD | 8084 | 14 | 9.09 | Residential | Behind the Meter | Yes | Net Metered Residential | Sunrun Installation Services, Inc. | None | AC Electric | Accepted | 2023-07-06 | 2023-07-12 | 2024-07-12 | Solar Panels | Trina Solar | TSM-395DE09C.07 |  | 0.395 | 15 | 117 | 19 |  | Fixed | Roof
NJADRE1554221345 | Administratively Determined Incentive Program | STRATFORD | 8084 | 14 | 9.09 | Residential | Behind the Meter | Yes | Net Metered Residential | Sunrun Installation Services, Inc. | None | AC Electric | Accepted | 2023-07-06 | 2023-07-12 | 2024-07-12 | Solar Panels | Trina Solar | TSM-395DE09C.07 |  | 0.395 | 8 | 297 | 20 |  | Fixed | Roof
NJADRE1554221484 | Administratively Determined Incentive Program | East Orange City | 7017 | 9 | 5.53 | Residential | Behind the Meter | Yes | Net Metered Residential | Sunrun Installation Services, Inc. | None | PSE&G | Accepted | 2023-07-06 | 2023-07-13 | 2024-07-13 | Inverters | SolarEdge Technologies | SE3800H-USMN | 3800 |  | 1 |  |  | 0.99 |  | Outdoor | Next to the meter
NJADRE1554221484 | Administratively Determined Incentive Program | East Orange City | 7017 | 9 | 5.53 | Residential | Behind the Meter | Yes | Net Metered Residential | Sunrun Installation Services, Inc. | None | PSE&G | Accepted | 2023-07-06 | 2023-07-13 | 2024-07-13 | Solar Panels | Trina Solar | TSM-395DE09C.07 |  | 0.395 | 14 | 219 | 5 |  | Fixed | Roof
NJADRE1554221485 | Administratively Determined Incentive Program | Newark | 7106 | 9 | 7.03 | Residential | Behind the Meter | No | Net Metered Residential | Vision Solar LLC | None | PSE&G | Accepted | 2023-07-06 | 2023-07-12 | 2024-07-12 | Inverters | SolarEdge | SE6000H-USRGM | 6 |  | 1 |  |  | 0.97 |  | Outdoor | under the panel
NJADRE1554221485 | Administratively Determined Incentive Program | Newark | 7106 | 9 | 7.03 | Residential | Behind the Meter | No | Net Metered Residential | Vision Solar LLC | None | PSE&G | Accepted | 2023-07-06 | 2023-07-12 | 2024-07-12 | Solar Panels | ZNShine | ZXm6-NH120-370/M |  | 0.37 | 10 | 287 | 45 |  | Fixed | Roof
NJADRE1554221485 | Administratively Determined Incentive Program | Newark | 7106 | 9 | 7.03 | Residential | Behind the Meter | No | Net Metered Residential | Vision Solar LLC | None | PSE&G | Accepted | 2023-07-06 | 2023-07-12 | 2024-07-12 | Solar Panels | ZNShine | ZXM6-NH120-370/M |  | 0.37 | 9 | 107 | 45 |  | Fixed | Roof
NJADRE1554221523 | Administratively Determined Incentive Program | Stratford | 8084 | 14 | 8 | Residential | Behind the Meter | No | Net Metered Residential | Maier Engineering dba Solar Me | None | AC Electric | Accepted | 2023-07-06 | 2023-07-12 | 2024-07-12 | Inverters | eNPHASE | IQ8+ | 290 |  | 20 |  |  | 0.96 |  | Outdoor | Next to meter
NJADRE1554221523 | Administratively Determined Incentive Program | Stratford | 8084 | 14 | 8 | Residential | Behind the Meter | No | Net Metered Residential | Maier Engineering dba Solar Me | None | AC Electric | Accepted | 2023-07-06 | 2023-07-12 | 2024-07-12 | Solar Panels | Phono | PS400M6-18/VHB |  | 0.4 | 6 | 230 | 23 |  | Fixed | Roof
NJADRE1554221523 | Administratively Determined Incentive Program | Stratford | 8084 | 14 | 8 | Residential | Behind the Meter | No | Net Metered Residential | Maier Engineering dba Solar Me | None | AC Electric | Accepted | 2023-07-06 | 2023-07-12 | 2024-07-12 | Solar Panels | Phono | PS400M6-18/VHB |  | 0.4 | 14 | 140 | 23 |  | Fixed | Roof
NJADRE1554221591 | Administratively Determined Incentive Program | Piscataway | 7080 | 11 | 6.8 | Residential | Behind the Meter | Yes | Net Metered Residential | Pro Custom Solar dba Momentum Solar | None | PSE&G | Accepted | 2023-07-06 | 2023-07-12 | 2024-07-12 | Solar Panels | HANWHA | Â Q. PEAK DUO BLK-G10+400 |  | 0.4 | 13 | 247 | 23 |  | Fixed | Roof
NJADRE1554221591 | Administratively Determined Incentive Program | Piscataway | 7080 | 11 | 6.8 | Residential | Behind the Meter | Yes | Net Metered Residential | Pro Custom Solar dba Momentum Solar | None | PSE&G | Accepted | 2023-07-06 | 2023-07-12 | 2024-07-12 | Solar Panels | HANWHA | Â Q. PEAK DUO BLK-G10+400 |  | 0.4 | 4 | 67 | 22 |  | Fixed | Roof
NJADRE1554221591 | Administratively Determined Incentive Program | Piscataway | 7080 | 11 | 6.8 | Residential | Behind the Meter | Yes | Net Metered Residential | Pro Custom Solar dba Momentum Solar | None | PSE&G | Accepted | 2023-07-06 | 2023-07-12 | 2024-07-12 | Inverters | ENPHASE | IQ8PLUS-72-2-US | 290 |  | 17 |  |  | 0.97 |  | Outdoor
NJADRE1554221592 | Administratively Determined Incentive Program | Brick | 8723 | 18 | 5.67 | Residential | Behind the Meter | Yes | Net Metered Residential | Trinity Solar Inc. | None | JCP&L | Accepted | 2023-07-06 | 2023-07-12 | 2024-07-12 | Solar Panels | HANWHA 405 (Q.PEAK DUO BLK ML-G10+ 405) | HANWHA 405 (Q.PEAK DUO BLK ML-G10+ 405) |  | 0.405 | 5 | 87 | 18 |  | Fixed | Roof
NJADRE1554221592 | Administratively Determined Incentive Program | Brick | 8723 | 18 | 5.67 | Residential | Behind the Meter | Yes | Net Metered Residential | Trinity Solar Inc. | None | JCP&L | Accepted | 2023-07-06 | 2023-07-12 | 2024-07-12 | Solar Panels | HANWHA 405 (Q.PEAK DUO BLK ML-G10+ 405) | HANWHA 405 (Q.PEAK DUO BLK ML-G10+ 405) |  | 0.405 | 9 | 267 | 18 |  | Fixed | Roof
NJADRE1554221592 | Administratively Determined Incentive Program | Brick | 8723 | 18 | 5.67 | Residential | Behind the Meter | Yes | Net Metered Residential | Trinity Solar Inc. | None | JCP&L | Accepted | 2023-07-06 | 2023-07-12 | 2024-07-12 | Inverters | Solar Edge | SE5000H-US | 5000 |  | 1 |  |  | 0.97 |  | Outside
NJADRE1554222726 | Administratively Determined Incentive Program | Springfield | 7081 | 10 | 6.8 | Residential | Behind the Meter | No | Net Metered Residential | Tesla Energy Operations Inc | None | JCP&L | Accepted | 2023-07-06 | 2023-07-12 | 2024-07-12 | Inverters | Tesla | 5.7 kW Tesla Inc 1538000-45-A (240V) | 5700 |  | 1 |  |  | 0.975 |  | Outdoor
NJADRE1554222726 | Administratively Determined Incentive Program | Springfield | 7081 | 10 | 6.8 | Residential | Behind the Meter | No | Net Metered Residential | Tesla Energy Operations Inc | None | JCP&L | Accepted | 2023-07-06 | 2023-07-12 | 2024-07-12 | Meters | Tesla | 5.7 kW Tesla Inc 1538000-45-A (240V) |  |  | 1 |  |  |  | Yes | Outdoor
NJADRE1554222726 | Administratively Determined Incentive Program | Springfield | 7081 | 10 | 6.8 | Residential | Behind the Meter | No | Net Metered Residential | Tesla Energy Operations Inc | None | JCP&L | Accepted | 2023-07-06 | 2023-07-12 | 2024-07-12 | Solar Panels | Hanwha | Q.PEAK DUO BLK ML-G10+/TS 400 |  | 0.4 | 17 | 197 | 27 |  | Fixed | Roof
NJADRE1554222729 | Administratively Determined Incentive Program | FAIRFIELD TWP ESS | 7004 | 9 | 6.32 | Residential | Behind the Meter | Yes | Net Metered Residential | Sunrun Installation Services, Inc. | None | PSE&G | Accepted | 2023-07-06 | 2023-07-19 | 2024-07-19 | Inverters | SolarEdge Technologies | SE6000H-USSN | 6000 |  | 1 |  |  | 0.99 |  | Outdoor | Next to the meter
NJADRE1554222729 | Administratively Determined Incentive Program | FAIRFIELD TWP ESS | 7004 | 9 | 6.32 | Residential | Behind the Meter | Yes | Net Metered Residential | Sunrun Installation Services, Inc. | None | PSE&G | Accepted | 2023-07-06 | 2023-07-19 | 2024-07-19 | Solar Panels | Trina Solar | TSM-395DE09C.07 |  | 0.395 | 4 | 58 | 29 |  | Fixed | Roof
NJADRE1554222729 | Administratively Determined Incentive Program | FAIRFIELD TWP ESS | 7004 | 9 | 6.32 | Residential | Behind the Meter | Yes | Net Metered Residential | Sunrun Installation Services, Inc. | None | PSE&G | Accepted | 2023-07-06 | 2023-07-19 | 2024-07-19 | Solar Panels | Trina Solar | TSM-395DE09C.07 |  | 0.395 | 12 | 328 | 21 |  | Fixed | Roof
NJADRE1554222773 | Administratively Determined Incentive Program | Elizabeth | 7201 | 10 | 3.51 | Residential | Behind the Meter | Yes | Net Metered Residential | Sunrun Installation Services, Inc. | None | PSE&G | Accepted | 2023-07-06 | 2023-07-12 | 2024-07-12 | Inverters | SolarEdge Technologies | SE3800H-USMN | 3800 |  | 1 |  |  | 0.96 |  | Outdoor | Next To Meter
NJADRE1554222773 | Administratively Determined Incentive Program | Elizabeth | 7201 | 10 | 3.51 | Residential | Behind the Meter | Yes | Net Metered Residential | Sunrun Installation Services, Inc. | None | PSE&G | Accepted | 2023-07-06 | 2023-07-12 | 2024-07-12 | Solar Panels | Trina Solar | TSM-390DE09C.07 |  | 0.39 | 3 | 208 | 18 |  | Fixed | Roof
NJADRE1554222773 | Administratively Determined Incentive Program | Elizabeth | 7201 | 10 | 3.51 | Residential | Behind the Meter | Yes | Net Metered Residential | Sunrun Installation Services, Inc. | None | PSE&G | Accepted | 2023-07-06 | 2023-07-12 | 2024-07-12 | Solar Panels | Trina Solar | TSM-390DE09C.07 |  | 0.39 | 6 | 28 | 18 |  | Fixed | Roof
NJADRE1554222825 | Administratively Determined Incentive Program | Hammonton | 8037 | 19 | 18.96 | Residential | Behind the Meter | No | Net Metered Residential | Skyline Solar LLC | None | AC Electric | Accepted | 2023-07-06 | 2023-07-13 | 2024-07-13 | Solar Panels | JA SOLAR | JAM54S31-395/MR |  | 0.395 | 24 | 138 | 19 |  | Fixed | Roof
NJADRE1554222825 | Administratively Determined Incentive Program | Hammonton | 8037 | 19 | 18.96 | Residential | Behind the Meter | No | Net Metered Residential | Skyline Solar LLC | None | AC Electric | Accepted | 2023-07-06 | 2023-07-13 | 2024-07-13 | Solar Panels | JA SOLAR | JAM54S31-395/MR |  | 0.395 | 24 | 318 | 18 |  | Fixed | Roof
NJADRE1554222825 | Administratively Determined Incentive Program | Hammonton | 8037 | 19 | 18.96 | Residential | Behind the Meter | No | Net Metered Residential | Skyline Solar LLC | None | AC Electric | Accepted | 2023-07-06 | 2023-07-13 | 2024-07-13 | Inverters | SOLAREDGE | SE10000H-US | 10000 |  | 1 |  |  | 0.992 |  | Outdoor
NJADRE1554222825 | Administratively Determined Incentive Program | Hammonton | 8037 | 19 | 18.96 | Residential | Behind the Meter | No | Net Metered Residential | Skyline Solar LLC | None | AC Electric | Accepted | 2023-07-06 | 2023-07-13 | 2024-07-13 | Inverters | SOLAREDGE | SE3000H-US | 3000 |  | 1 |  |  | 0.992 |  | Outdoor
NJADRE1554222857 | Administratively Determined Incentive Program | Edison Twp | 8820 | 11 | 6.4 | Residential | Behind the Meter | Yes | Net Metered Residential | Tesla Energy Operations Inc | None | PSE&G | Accepted | 2023-07-06 | 2023-07-12 | 2024-07-12 | Solar Panels | Hanwha | Q.PEAK DUO BLK |  | 0.4 | 6 | 86 | 21 |  | Fixed | Roof
NJADRE1554222857 | Administratively Determined Incentive Program | Edison Twp | 8820 | 11 | 6.4 | Residential | Behind the Meter | Yes | Net Metered Residential | Tesla Energy Operations Inc | None | PSE&G | Accepted | 2023-07-06 | 2023-07-12 | 2024-07-12 | Solar Panels | Hanwha | Q.PEAK DUO BLK |  | 0.4 | 10 | 266 | 21 |  | Fixed | Roof
NJADRE1554222857 | Administratively Determined Incentive Program | Edison Twp | 8820 | 11 | 6.4 | Residential | Behind the Meter | Yes | Net Metered Residential | Tesla Energy Operations Inc | None | PSE&G | Accepted | 2023-07-06 | 2023-07-12 | 2024-07-12 | Inverters | Tesla | 1538000-45-A | 5700 |  | 1 |  |  | 0.98 |  | Outdoor
NJADRE1554222868 | Administratively Determined Incentive Program | MILLVILLE | 8332 | 20 | 5.48 | Residential | Behind the Meter | Yes | Net Metered Residential | SunnyMac, LLC | None | Vineland Muni Electric | Accepted | 2023-07-06 | 2023-07-19 | 2024-07-19 | Inverters | SolarEdge Technologies Inc. | SE5000H-US000BNI4 (Inverter) | 5000 |  | 1 |  |  | 0.99 |  | Outside
NJADRE1554222868 | Administratively Determined Incentive Program | MILLVILLE | 8332 | 20 | 5.48 | Residential | Behind the Meter | Yes | Net Metered Residential | SunnyMac, LLC | None | Vineland Muni Electric | Accepted | 2023-07-06 | 2023-07-19 | 2024-07-19 | Meters | SolarEdge Technologies Inc. | SolarEdge Built-in Consumption Monitor (BEI4, BNI4, BNC |  |  | 1 |  |  |  | Yes
NJADRE1554222868 | Administratively Determined Incentive Program | MILLVILLE | 8332 | 20 | 5.48 | Residential | Behind the Meter | Yes | Net Metered Residential | SunnyMac, LLC | None | Vineland Muni Electric | Accepted | 2023-07-06 | 2023-07-19 | 2024-07-19 | Solar Panels | REC Solar | REC365NP2 Black |  | 0.365 | 10 | 121 | 22 |  | Fixed | Roof
NJADRE1554222868 | Administratively Determined Incentive Program | MILLVILLE | 8332 | 20 | 5.48 | Residential | Behind the Meter | Yes | Net Metered Residential | SunnyMac, LLC | None | Vineland Muni Electric | Accepted | 2023-07-06 | 2023-07-19 | 2024-07-19 | Solar Panels | REC Solar | REC365NP2 Black |  | 0.365 | 5 | 121 | 20 |  | Fixed | Roof
NJADRE1554222904 | Administratively Determined Incentive Program | Millburn | 7041 | 9 | 30.08 | Commercial | Behind the Meter | Yes | Small Net-Metered Non-Residential located on Rooftop, Carport, Canopy and Floating Solar | Azimuth Renewable Energy | None | JCP&L | Accepted | 2023-07-06 | 2023-07-14 | 2024-07-14 | Meters | Solectria | meter |  |  | 1 |  |  |  | Yes | Outdoor
NJADRE1554222904 | Administratively Determined Incentive Program | Millburn | 7041 | 9 | 30.08 | Commercial | Behind the Meter | Yes | Small Net-Metered Non-Residential located on Rooftop, Carport, Canopy and Floating Solar | Azimuth Renewable Energy | None | JCP&L | Accepted | 2023-07-06 | 2023-07-14 | 2024-07-14 | Inverters | Solectria | PVI25 | 25000 |  | 1 |  |  | 0.97 |  | Outdoor
NJADRE1554222904 | Administratively Determined Incentive Program | Millburn | 7041 | 9 | 30.08 | Commercial | Behind the Meter | Yes | Small Net-Metered Non-Residential located on Rooftop, Carport, Canopy and Floating Solar | Azimuth Renewable Energy | None | JCP&L | Accepted | 2023-07-06 | 2023-07-14 | 2024-07-14 | Solar Panels | Axitec | Ac-320MH |  | 0.32 | 56 | 182 | 48 |  | Fixed | Roof
NJADRE1554222904 | Administratively Determined Incentive Program | Millburn | 7041 | 9 | 30.08 | Commercial | Behind the Meter | Yes | Small Net-Metered Non-Residential located on Rooftop, Carport, Canopy and Floating Solar | Azimuth Renewable Energy | None | JCP&L | Accepted | 2023-07-06 | 2023-07-14 | 2024-07-14 | Solar Panels | Axitec | AC-320MH |  | 0.32 | 14 | 231 | 48 |  | Fixed | Roof
NJADRE1554222904 | Administratively Determined Incentive Program | Millburn | 7041 | 9 | 30.08 | Commercial | Behind the Meter | Yes | Small Net-Metered Non-Residential located on Rooftop, Carport, Canopy and Floating Solar | Azimuth Renewable Energy | None | JCP&L | Accepted | 2023-07-06 | 2023-07-14 | 2024-07-14 | Solar Panels | Axitec | 320MH |  | 0.32 | 24 | 180 | 5 |  | Fixed | Roof
NJADRE1554222917 | Administratively Determined Incentive Program | FREEHOLD | 7728 | 17 | 8.69 | Residential | Behind the Meter | Yes | Net Metered Residential | Sunrun Installation Services, Inc. | None | JCP&L | Accepted | 2023-07-06 | 2023-07-12 | 2024-07-12 | Inverters | SolarEdge Technologies | SE7600H-USSN | 7600 |  | 1 |  |  | 0.96 |  | Outdoor | Next To Meter
NJADRE1554222917 | Administratively Determined Incentive Program | FREEHOLD | 7728 | 17 | 8.69 | Residential | Behind the Meter | Yes | Net Metered Residential | Sunrun Installation Services, Inc. | None | JCP&L | Accepted | 2023-07-06 | 2023-07-12 | 2024-07-12 | Solar Panels | Trina Solar | TSM-395DE09C.07 |  | 0.395 | 22 | 323 | 22 |  | Fixed | Roof
NJADRE1554222922 | Administratively Determined Incentive Program | Livingston | 7039 | 9 | 10.4 | Residential | Behind the Meter | No | Net Metered Residential | Tesla Energy Operations Inc | None | JCP&L | Accepted | 2023-07-06 | 2023-07-12 | 2024-07-12 | Inverters | Tesla | Powerwall+ [240V] #1850000-00-C | 7600 |  | 2 |  |  | 0.986 |  | Indoor
NJADRE1554222922 | Administratively Determined Incentive Program | Livingston | 7039 | 9 | 10.4 | Residential | Behind the Meter | No | Net Metered Residential | Tesla Energy Operations Inc | None | JCP&L | Accepted | 2023-07-06 | 2023-07-12 | 2024-07-12 | Meters | Tesla | Powerwall+ [240V] #1850000-00-C |  |  | 2 |  |  |  | Yes | Indoor
NJADRE1554222922 | Administratively Determined Incentive Program | Livingston | 7039 | 9 | 10.4 | Residential | Behind the Meter | No | Net Metered Residential | Tesla Energy Operations Inc | None | JCP&L | Accepted | 2023-07-06 | 2023-07-12 | 2024-07-12 | Solar Panels | Tesla | T400H |  | 0.4 | 14 | 153 | 30 |  | Fixed | Roof
NJADRE1554222922 | Administratively Determined Incentive Program | Livingston | 7039 | 9 | 10.4 | Residential | Behind the Meter | No | Net Metered Residential | Tesla Energy Operations Inc | None | JCP&L | Accepted | 2023-07-06 | 2023-07-12 | 2024-07-12 | Solar Panels | Tesla | T400H |  | 0.4 | 9 | 63 | 30 |  | Fixed | Roof
NJADRE1554222922 | Administratively Determined Incentive Program | Livingston | 7039 | 9 | 10.4 | Residential | Behind the Meter | No | Net Metered Residential | Tesla Energy Operations Inc | None | JCP&L | Accepted | 2023-07-06 | 2023-07-12 | 2024-07-12 | Solar Panels | Tesla | T400H |  | 0.4 | 3 | 243 | 30 |  | Fixed | Roof
NJADRE1554222922 | Administratively Determined Incentive Program | Livingston | 7039 | 9 | 10.4 | Residential | Behind the Meter | No | Net Metered Residential | Tesla Energy Operations Inc | None | JCP&L | Accepted | 2023-07-06 | 2023-07-12 | 2024-07-12 | Electric Storage Battery | Tesla | Powerwall+ [240V] # 1850000-05-C 7.6 kW / 13.5 kWh |  |  | 2 |  |  |  | Lithium Ion |  | Inside
NJADRE1554222931 | Administratively Determined Incentive Program | Jersey City | 7305 | 8 | 6.4 | Residential | Behind the Meter | Yes | Net Metered Residential | Pro Custom Solar dba Momentum Solar | None | PSE&G | Accepted | 2023-07-06 | 2023-07-12 | 2024-07-12 | Inverters | Enphase | IQ8PLUS-72-2-US | 290 |  | 16 |  |  | 0.97 |  | Outdoor
NJADRE1554222931 | Administratively Determined Incentive Program | Jersey City | 7305 | 8 | 6.4 | Residential | Behind the Meter | Yes | Net Metered Residential | Pro Custom Solar dba Momentum Solar | None | PSE&G | Accepted | 2023-07-06 | 2023-07-12 | 2024-07-12 | Solar Panels | Hanwha | q.peak duo blk ML-g10+400 |  | 0.4 | 16 | 135 | 45 |  | Fixed | Roof
NJADRE1554222974 | Administratively Determined Incentive Program | WINSLOW TOWNSHIP | 8081 | 14 | 4.35 | Residential | Behind the Meter | Yes | Net Metered Residential | Sunrun Installation Services, Inc. | None | AC Electric | Accepted | 2023-07-06 | 2023-07-12 | 2024-07-12 | Inverters | SolarEdge Technologies | SE3800H-USMN | 3800 |  | 1 |  |  | 0.99 |  | Outdoor | Next To Meter
NJADRE1554222974 | Administratively Determined Incentive Program | WINSLOW TOWNSHIP | 8081 | 14 | 4.35 | Residential | Behind the Meter | Yes | Net Metered Residential | Sunrun Installation Services, Inc. | None | AC Electric | Accepted | 2023-07-06 | 2023-07-12 | 2024-07-12 | Solar Panels | Trina Solar | TSM-395DE09C.07 |  | 0.395 | 5 | 218 | 19 |  | Fixed | Roof
NJADRE1554222974 | Administratively Determined Incentive Program | WINSLOW TOWNSHIP | 8081 | 14 | 4.35 | Residential | Behind the Meter | Yes | Net Metered Residential | Sunrun Installation Services, Inc. | None | AC Electric | Accepted | 2023-07-06 | 2023-07-12 | 2024-07-12 | Solar Panels | Trina Solar | TSM-395DE09C.07 |  | 0.395 | 6 | 38 | 20 |  | Fixed | Roof
NJADRE1554224016 | Administratively Determined Incentive Program | Belleville | 7109 | 9 | 6 | Residential | Behind the Meter | Yes | Net Metered Residential | Pro Custom Solar dba Momentum Solar | None | PSE&G | Accepted | 2023-07-06 | 2023-07-13 | 2024-07-13 | Solar Panels | hanwha | Q. PEAK DUO BLK-G10+400 |  | 0.4 | 6 | 192 | 24 |  | Fixed | Roof
NJADRE1554224016 | Administratively Determined Incentive Program | Belleville | 7109 | 9 | 6 | Residential | Behind the Meter | Yes | Net Metered Residential | Pro Custom Solar dba Momentum Solar | None | PSE&G | Accepted | 2023-07-06 | 2023-07-13 | 2024-07-13 | Solar Panels | hanwha | Q. PEAK DUO BLK-G10+400 |  | 0.4 | 9 | 103 | 35 |  | Fixed | Roof
NJADRE1554224016 | Administratively Determined Incentive Program | Belleville | 7109 | 9 | 6 | Residential | Behind the Meter | Yes | Net Metered Residential | Pro Custom Solar dba Momentum Solar | None | PSE&G | Accepted | 2023-07-06 | 2023-07-13 | 2024-07-13 | Inverters | Enphase | IQ8PLUS-72-2-US | 290 |  | 15 |  |  | 0.97 |  | Outdoor
NJADRE1554224058 | Administratively Determined Incentive Program | Manchester Township | 8759 | 18 | 5.6 | Residential | Behind the Meter | Yes | Net Metered Residential | Pro Custom Solar dba Momentum Solar | None | JCP&L | Accepted | 2023-07-06 | 2023-07-13 | 2024-07-13 | Inverters | Enphase | IQ8PLUS-72-2-US | 290 |  | 14 |  |  | 0.97 |  | Outdoor
NJADRE1554224058 | Administratively Determined Incentive Program | Manchester Township | 8759 | 18 | 5.6 | Residential | Behind the Meter | Yes | Net Metered Residential | Pro Custom Solar dba Momentum Solar | None | JCP&L | Accepted | 2023-07-06 | 2023-07-13 | 2024-07-13 | Solar Panels | Hanwha | q.peak duo blk ML-g10+400 |  | 0.4 | 14 | 183 | 21 |  | Fixed | Roof
NJADRE1554224181 | Administratively Determined Incentive Program | MULLICA HILL | 8062 | 15 | 8.69 | Residential | Behind the Meter | Yes | Net Metered Residential | Sunrun Installation Services, Inc. | None | AC Electric | Accepted | 2023-07-06 | 2023-07-13 | 2024-07-13 | Inverters | SolarEdge Technologies | SE6000H-USSN | 6000 |  | 1 |  |  | 0.99 |  | Outdoor | Next To Meter
NJADRE1554224181 | Administratively Determined Incentive Program | MULLICA HILL | 8062 | 15 | 8.69 | Residential | Behind the Meter | Yes | Net Metered Residential | Sunrun Installation Services, Inc. | None | AC Electric | Accepted | 2023-07-06 | 2023-07-13 | 2024-07-13 | Solar Panels | Trina Solar | TSM-395DE09C.07 |  | 0.395 | 22 | 149 | 22 |  | Fixed | Roof
NJADRE1554224201 | Administratively Determined Incentive Program | Hillside | 7205 | 10 | 3.7 | Residential | Behind the Meter | No | Net Metered Residential | Vision Solar LLC | None | PSE&G | Accepted | 2023-07-06 | 2023-07-27 | 2024-07-27 | Inverters | Solaredge | SE3800H-USRGM | 4 |  | 1 |  |  | 0.97 |  | Outdoor | side of house
NJADRE1554224201 | Administratively Determined Incentive Program | Hillside | 7205 | 10 | 3.7 | Residential | Behind the Meter | No | Net Metered Residential | Vision Solar LLC | None | PSE&G | Accepted | 2023-07-06 | 2023-07-27 | 2024-07-27 | Solar Panels | ZNSHINE | ZXM6-NH120-370/M |  | 0.37 | 10 | 185 | 35 |  | Fixed | Roof
NJADRE1554224211 | Administratively Determined Incentive Program | Parlin | 8859 | 11 | 7.51 | Residential | Behind the Meter | Yes | Net Metered Residential | Sunrun Installation Services, Inc. | None | JCP&L | Accepted | 2023-07-06 | 2023-07-13 | 2024-07-13 | Inverters | SolarEdge Technologies | SE6000H-USSN | 6000 |  | 1 |  |  | 0.96 |  | Outdoor | Next To Meter
NJADRE1554224211 | Administratively Determined Incentive Program | Parlin | 8859 | 11 | 7.51 | Residential | Behind the Meter | Yes | Net Metered Residential | Sunrun Installation Services, Inc. | None | JCP&L | Accepted | 2023-07-06 | 2023-07-13 | 2024-07-13 | Solar Panels | Trina Solar | TSM-395DE09C.07 |  | 0.395 | 19 | 200 | 18 |  | Fixed | Roof
NJADRE1554224224 | Administratively Determined Incentive Program | Perth Amboy | 8861 | 11 | 6.63 | Residential | Behind the Meter | Yes | Net Metered Residential | Sunrun Installation Services, Inc. | None | PSE&G | Accepted | 2023-07-06 | 2023-07-13 | 2024-07-13 | Inverters | SolarEdge Technologies | SE6000H-USSN | 6000 |  | 1 |  |  | 0.96 |  | Outdoor | Next To Meter
NJADRE1554224224 | Administratively Determined Incentive Program | Perth Amboy | 8861 | 11 | 6.63 | Residential | Behind the Meter | Yes | Net Metered Residential | Sunrun Installation Services, Inc. | None | PSE&G | Accepted | 2023-07-06 | 2023-07-13 | 2024-07-13 | Solar Panels | Trina Solar | TSM-390DE09C.07 |  | 0.39 | 9 | 21 | 16 |  | Fixed | Roof
NJADRE1554224224 | Administratively Determined Incentive Program | Perth Amboy | 8861 | 11 | 6.63 | Residential | Behind the Meter | Yes | Net Metered Residential | Sunrun Installation Services, Inc. | None | PSE&G | Accepted | 2023-07-06 | 2023-07-13 | 2024-07-13 | Solar Panels | Trina Solar | TSM-390DE09C.07 |  | 0.39 | 8 | 201 | 16 |  | Fixed | Roof
NJADRE1554224239 | Administratively Determined Incentive Program | Teaneck | 7666 | 7 | 9.48 | Residential | Behind the Meter | Yes | Net Metered Residential | Sunrun Installation Services, Inc. | None | PSE&G | Accepted | 2023-07-06 | 2023-07-13 | 2024-07-13 | Inverters | SolarEdge Technologies | SE3800H-USMN | 3800 |  | 2 |  |  | 0.96 |  | Outdoor | Next To Meter
NJADRE1554224239 | Administratively Determined Incentive Program | Teaneck | 7666 | 7 | 9.48 | Residential | Behind the Meter | Yes | Net Metered Residential | Sunrun Installation Services, Inc. | None | PSE&G | Accepted | 2023-07-06 | 2023-07-13 | 2024-07-13 | Solar Panels | Trina Solar | TSM-395DE09C.07 |  | 0.395 | 6 | 113 | 33 |  | Fixed | Roof
NJADRE1554224239 | Administratively Determined Incentive Program | Teaneck | 7666 | 7 | 9.48 | Residential | Behind the Meter | Yes | Net Metered Residential | Sunrun Installation Services, Inc. | None | PSE&G | Accepted | 2023-07-06 | 2023-07-13 | 2024-07-13 | Solar Panels | Trina Solar | TSM-395DE09C.07 |  | 0.395 | 4 | 292 | 33 |  | Fixed | Roof
NJADRE1554224239 | Administratively Determined Incentive Program | Teaneck | 7666 | 7 | 9.48 | Residential | Behind the Meter | Yes | Net Metered Residential | Sunrun Installation Services, Inc. | None | PSE&G | Accepted | 2023-07-06 | 2023-07-13 | 2024-07-13 | Solar Panels | Trina Solar | TSM-395DE09C.07 |  | 0.395 | 4 | 292 | 33 |  | Fixed | Roof
NJADRE1554224239 | Administratively Determined Incentive Program | Teaneck | 7666 | 7 | 9.48 | Residential | Behind the Meter | Yes | Net Metered Residential | Sunrun Installation Services, Inc. | None | PSE&G | Accepted | 2023-07-06 | 2023-07-13 | 2024-07-13 | Solar Panels | Trina Solar | TSM-395DE09C.07 |  | 0.395 | 10 | 116 | 40 |  | Fixed | Roof
NJADRE1554224278 | Administratively Determined Incentive Program | Sicklerville | 8081 | 14 | 4.35 | Residential | Behind the Meter | Yes | Net Metered Residential | Sunrun Installation Services, Inc. | None | AC Electric | Accepted | 2023-07-06 | 2023-07-13 | 2024-07-13 | Inverters | SolarEdge Technologies | SE3800H-USMN | 3800 |  | 1 |  |  | 0.96 |  | Outdoor | Next To Meter
NJADRE1554224278 | Administratively Determined Incentive Program | Sicklerville | 8081 | 14 | 4.35 | Residential | Behind the Meter | Yes | Net Metered Residential | Sunrun Installation Services, Inc. | None | AC Electric | Accepted | 2023-07-06 | 2023-07-13 | 2024-07-13 | Solar Panels | Trina Solar | TSM-395DE09C.07 |  | 0.395 | 3 | 130 | 27 |  | Fixed | Roof
NJADRE1554224278 | Administratively Determined Incentive Program | Sicklerville | 8081 | 14 | 4.35 | Residential | Behind the Meter | Yes | Net Metered Residential | Sunrun Installation Services, Inc. | None | AC Electric | Accepted | 2023-07-06 | 2023-07-13 | 2024-07-13 | Solar Panels | Trina Solar | TSM-395DE09C.07 |  | 0.395 | 8 | 219 | 29 |  | Fixed | Roof
NJADRE1554229556 | Administratively Determined Incentive Program | WILLIAMSTOWN | 8094 | 15 | 11.06 | Residential | Behind the Meter | Yes | Net Metered Residential | Sunrun Installation Services, Inc. | None | AC Electric | Accepted | 2023-07-06 | 2023-07-13 | 2024-07-13 | Inverters | Delta Electronics | E8-TL-US | 7680 |  | 1 |  |  | 0.96 |  | Outdoor | Next To Meter
NJADRE1554229556 | Administratively Determined Incentive Program | WILLIAMSTOWN | 8094 | 15 | 11.06 | Residential | Behind the Meter | Yes | Net Metered Residential | Sunrun Installation Services, Inc. | None | AC Electric | Accepted | 2023-07-06 | 2023-07-13 | 2024-07-13 | Solar Panels | Trina Solar | TSM-395DE09C.07 |  | 0.395 | 28 | 286 | 30 |  | Fixed | Roof
NJADRE1554229809 | Administratively Determined Incentive Program | Raritan | 8869 | 5 | 5.14 | Residential | Behind the Meter | Yes | Net Metered Residential | Sunrun Installation Services, Inc. | None | PSE&G | Accepted | 2023-07-06 | 2023-07-13 | 2024-07-13 | Inverters | SolarEdge Technologies | SE3800H-USMN | 3800 |  | 1 |  |  | 0.96 |  | Outdoor | Next To Meter
NJADRE1554229809 | Administratively Determined Incentive Program | Raritan | 8869 | 5 | 5.14 | Residential | Behind the Meter | Yes | Net Metered Residential | Sunrun Installation Services, Inc. | None | PSE&G | Accepted | 2023-07-06 | 2023-07-13 | 2024-07-13 | Solar Panels | Trina Solar | TSM-395DE09C.07 |  | 0.395 | 13 | 264 | 19 |  | Fixed | Roof
NJADRE1554232377 | Administratively Determined Incentive Program | Union Twp Uni | 7083 | 10 | 8.88 | Residential | Behind the Meter | Yes | Net Metered Residential | Vision Solar LLC | None | PSE&G | Accepted | 2023-07-07 | 2023-07-13 | 2024-07-13 | Inverters | Solaredge | SE6000H-USRGM | 6000 |  | 1 |  |  | 0.97 |  | Outdoor | side of house
NJADRE1554232377 | Administratively Determined Incentive Program | Union Twp Uni | 7083 | 10 | 8.88 | Residential | Behind the Meter | Yes | Net Metered Residential | Vision Solar LLC | None | PSE&G | Accepted | 2023-07-07 | 2023-07-13 | 2024-07-13 | Solar Panels | ZNSHINE | ZXM6-NH120-370/M |  | 0.37 | 16 | 250 | 30 |  | Fixed | Roof
NJADRE1554232377 | Administratively Determined Incentive Program | Union Twp Uni | 7083 | 10 | 8.88 | Residential | Behind the Meter | Yes | Net Metered Residential | Vision Solar LLC | None | PSE&G | Accepted | 2023-07-07 | 2023-07-13 | 2024-07-13 | Solar Panels | ZNSHINE | ZXM6-NH120-370/M |  | 0.37 | 8 | 70 | 30 |  | Fixed | Roof
NJADRE1554232389 | Administratively Determined Incentive Program | Rockaway | 7866 | 3 | 6.89 | Residential | Behind the Meter | Yes | Net Metered Residential | Trinity Solar | None | JCP&L | Accepted | 2023-07-07 | 2023-07-13 | 2024-07-13 | Inverters | Solar Edge | SE6000H-US000BEi4 | 6000 |  | 1 |  |  | 0.97 |  | Outdoor
NJADRE1554232389 | Administratively Determined Incentive Program | Rockaway | 7866 | 3 | 6.89 | Residential | Behind the Meter | Yes | Net Metered Residential | Trinity Solar | None | JCP&L | Accepted | 2023-07-07 | 2023-07-13 | 2024-07-13 | Solar Panels | Hanwha | Q.PEAK DUO BLK ML-G10+ 405 |  | 0.405 | 11 | 210 | 23 |  | Fixed | Roof
NJADRE1554232389 | Administratively Determined Incentive Program | Rockaway | 7866 | 3 | 6.89 | Residential | Behind the Meter | Yes | Net Metered Residential | Trinity Solar | None | JCP&L | Accepted | 2023-07-07 | 2023-07-13 | 2024-07-13 | Solar Panels | Hanwha | Q.PEAK DUO BLK ML-G10+ 405 |  | 0.405 | 3 | 300 | 18 |  | Fixed | Roof
NJADRE1554232389 | Administratively Determined Incentive Program | Rockaway | 7866 | 3 | 6.89 | Residential | Behind the Meter | Yes | Net Metered Residential | Trinity Solar | None | JCP&L | Accepted | 2023-07-07 | 2023-07-13 | 2024-07-13 | Solar Panels | Hanwha | Q.PEAK DUO BLK ML-G10+ 405 |  | 0.405 | 3 | 120 | 18 |  | Fixed | Roof
NJADRE1554232437 | Administratively Determined Incentive Program | Pleasantville | 8232 | 19 | 10.65 | Residential | Behind the Meter | Yes | Net Metered Residential | Vivint Solar Developer, LLC | None | AC Electric | Accepted | 2023-07-07 | 2023-07-14 | 2024-07-14 | Inverters | SOLAREDGE TECHNOLOGIES | SE7600H-US | 7600 |  | 1 |  |  | 0.992 |  | Outdoor | next to meter
NJADRE1554232437 | Administratively Determined Incentive Program | Pleasantville | 8232 | 19 | 10.65 | Residential | Behind the Meter | Yes | Net Metered Residential | Vivint Solar Developer, LLC | None | AC Electric | Accepted | 2023-07-07 | 2023-07-14 | 2024-07-14 | Solar Panels | Longi | LR4-60HPB-355M |  | 0.355 | 10 | 297 | 10 |  | Fixed | Roof
NJADRE1554232437 | Administratively Determined Incentive Program | Pleasantville | 8232 | 19 | 10.65 | Residential | Behind the Meter | Yes | Net Metered Residential | Vivint Solar Developer, LLC | None | AC Electric | Accepted | 2023-07-07 | 2023-07-14 | 2024-07-14 | Solar Panels | Longi | LR4-60HPB-355M |  | 0.355 | 11 | 117 | 10 |  | Fixed | Roof
NJADRE1554232437 | Administratively Determined Incentive Program | Pleasantville | 8232 | 19 | 10.65 | Residential | Behind the Meter | Yes | Net Metered Residential | Vivint Solar Developer, LLC | None | AC Electric | Accepted | 2023-07-07 | 2023-07-14 | 2024-07-14 | Solar Panels | Longi | LR4-60HPB-355M |  | 0.355 | 9 | 117 | 28 |  | Fixed | Roof
NJADRE1554232441 | Administratively Determined Incentive Program | Winslow Township | 8081 | 14 | 7.03 | Residential | Behind the Meter | No | Net Metered Residential | Vision Solar LLC | None | AC Electric | Accepted | 2023-07-07 | 2023-07-13 | 2024-07-13 | Inverters | Solaredge | SE6000H-USRGM | 6 |  | 1 |  |  | 0.97 |  | Outdoor | side of house
NJADRE1554232441 | Administratively Determined Incentive Program | Winslow Township | 8081 | 14 | 7.03 | Residential | Behind the Meter | No | Net Metered Residential | Vision Solar LLC | None | AC Electric | Accepted | 2023-07-07 | 2023-07-13 | 2024-07-13 | Solar Panels | ZNSHINE | ZXM6-NH120-370/M |  | 0.37 | 13 | 129 | 20 |  | Fixed | Roof
NJADRE1554232441 | Administratively Determined Incentive Program | Winslow Township | 8081 | 14 | 7.03 | Residential | Behind the Meter | No | Net Metered Residential | Vision Solar LLC | None | AC Electric | Accepted | 2023-07-07 | 2023-07-13 | 2024-07-13 | Solar Panels | ZNSHINE | ZXM6-NH120-370/M |  | 0.37 | 6 | 220 | 23 |  | Fixed | Roof
NJADRE1554232603 | Administratively Determined Incentive Program | Hillsborough Township | 8844 | 5 | 9.6 | Residential | Behind the Meter | Yes | Net Metered Residential | Tesla Energy Operations Inc | None | PSE&G | Accepted | 2023-07-07 | 2023-07-13 | 2024-07-13 | Inverters | Tesla | 1538000-00-F | 7600 |  | 1 |  |  | 0.98 |  | Outside
NJADRE1554232603 | Administratively Determined Incentive Program | Hillsborough Township | 8844 | 5 | 9.6 | Residential | Behind the Meter | Yes | Net Metered Residential | Tesla Energy Operations Inc | None | PSE&G | Accepted | 2023-07-07 | 2023-07-13 | 2024-07-13 | Solar Panels | Hanwha | Hanwha # Q.PEAK DUO BLK ML-G10+/TS 400 |  | 0.4 | 8 | 281 | 34 |  | Fixed | Roof
NJADRE1554232603 | Administratively Determined Incentive Program | Hillsborough Township | 8844 | 5 | 9.6 | Residential | Behind the Meter | Yes | Net Metered Residential | Tesla Energy Operations Inc | None | PSE&G | Accepted | 2023-07-07 | 2023-07-13 | 2024-07-13 | Solar Panels | Hanwha | Hanwha # Q.PEAK DUO BLK ML-G10+/TS 400 |  | 0.4 | 16 | 101 | 34 |  | Fixed | Roof
NJADRE1554232655 | Administratively Determined Incentive Program | Fair Lawn | 7410 | 7 | 4.4 | Residential | Behind the Meter | Yes | Net Metered Residential | Pro Custom Solar dba Momentum Solar | None | PSE&G | Accepted | 2023-07-07 | 2023-07-13 | 2024-07-13 | Inverters | Enphase | IQ8PLUS-72-2-US | 290 |  | 11 |  |  | 0.97 |  | Outdoor
NJADRE1554232655 | Administratively Determined Incentive Program | Fair Lawn | 7410 | 7 | 4.4 | Residential | Behind the Meter | Yes | Net Metered Residential | Pro Custom Solar dba Momentum Solar | None | PSE&G | Accepted | 2023-07-07 | 2023-07-13 | 2024-07-13 | Solar Panels | Hanwha | q.peak duo blk ML-g10+400 |  | 0.4 | 5 | 251 | 40 |  | Fixed | Roof
NJADRE1554232655 | Administratively Determined Incentive Program | Fair Lawn | 7410 | 7 | 4.4 | Residential | Behind the Meter | Yes | Net Metered Residential | Pro Custom Solar dba Momentum Solar | None | PSE&G | Accepted | 2023-07-07 | 2023-07-13 | 2024-07-13 | Solar Panels | Hanwha | q.peak duo blk ML-g10+400 |  | 0.4 | 3 | 251 | 25 |  | Fixed | Roof
NJADRE1554232655 | Administratively Determined Incentive Program | Fair Lawn | 7410 | 7 | 4.4 | Residential | Behind the Meter | Yes | Net Metered Residential | Pro Custom Solar dba Momentum Solar | None | PSE&G | Accepted | 2023-07-07 | 2023-07-13 | 2024-07-13 | Solar Panels | Hanwha | q.peak duo blk ML-g10+400 |  | 0.4 | 3 | 71 | 13 |  | Fixed | Roof
NJADRE1554233792 | Administratively Determined Incentive Program | Petersburg | 8270 | 21 | 12.25 | Residential | Behind the Meter | Yes | Net Metered Residential | Sunrun Installation Services, Inc. | None | AC Electric | Accepted | 2023-07-07 | 2023-07-13 | 2024-07-13 | Inverters | Delta Electronics | E10-TL-US | 9600 |  | 1 |  |  | 0.96 |  | Outdoor | Next To Meter
NJADRE1554233792 | Administratively Determined Incentive Program | Petersburg | 8270 | 21 | 12.25 | Residential | Behind the Meter | Yes | Net Metered Residential | Sunrun Installation Services, Inc. | None | AC Electric | Accepted | 2023-07-07 | 2023-07-13 | 2024-07-13 | Solar Panels | Trina Solar | TSM-395DE09C.07 |  | 0.395 | 31 | 4 | 16 |  | Fixed | Roof
NJADRE1554234077 | Administratively Determined Incentive Program | Egg Harbor Township | 8234 | 19 | 5.2 | Residential | Behind the Meter | No | Net Metered Residential | Tesla Energy Operations Inc | None | AC Electric | Accepted | 2023-07-07 | 2023-07-13 | 2024-07-13 | Inverters | Tesla | 5.0 kW Tesla Inc 1538000-45-A (240V) | 5000 |  | 1 |  |  | 0.975 |  | Outdoor
NJADRE1554234077 | Administratively Determined Incentive Program | Egg Harbor Township | 8234 | 19 | 5.2 | Residential | Behind the Meter | No | Net Metered Residential | Tesla Energy Operations Inc | None | AC Electric | Accepted | 2023-07-07 | 2023-07-13 | 2024-07-13 | Meters | Tesla | 5.0 kW Tesla Inc 1538000-45-A (240V) |  |  | 1 |  |  |  | Yes | Outdoor
NJADRE1554234077 | Administratively Determined Incentive Program | Egg Harbor Township | 8234 | 19 | 5.2 | Residential | Behind the Meter | No | Net Metered Residential | Tesla Energy Operations Inc | None | AC Electric | Accepted | 2023-07-07 | 2023-07-13 | 2024-07-13 | Solar Panels | Hanwha | Q.PEAK DUO BLK ML-G10+/TS 400 |  | 0.4 | 6 | 188 | 23 |  | Fixed | Roof
NJADRE1554234077 | Administratively Determined Incentive Program | Egg Harbor Township | 8234 | 19 | 5.2 | Residential | Behind the Meter | No | Net Metered Residential | Tesla Energy Operations Inc | None | AC Electric | Accepted | 2023-07-07 | 2023-07-13 | 2024-07-13 | Solar Panels | Hanwha | Q.PEAK DUO BLK ML-G10+/TS 400 |  | 0.4 | 3 | 278 | 26 |  | Fixed | Roof
NJADRE1554234077 | Administratively Determined Incentive Program | Egg Harbor Township | 8234 | 19 | 5.2 | Residential | Behind the Meter | No | Net Metered Residential | Tesla Energy Operations Inc | None | AC Electric | Accepted | 2023-07-07 | 2023-07-13 | 2024-07-13 | Solar Panels | Hanwha | Q.PEAK DUO BLK ML-G10+/TS 400 |  | 0.4 | 4 | 98 | 26 |  | Fixed | Roof
NJADRE1554234935 | Administratively Determined Incentive Program | East Brunswick | 8816 | 11 | 6.4 | Residential | Behind the Meter | No | Net Metered Residential | Tesla Energy Operations Inc | None | JCP&L | Accepted | 2023-07-07 | 2023-07-13 | 2024-07-13 | Inverters | Tesla | 5.7 kW Tesla Inc 1538000-45-A (240V) | 5700 |  | 1 |  |  | 0.975 |  | Outdoor
NJADRE1554234935 | Administratively Determined Incentive Program | East Brunswick | 8816 | 11 | 6.4 | Residential | Behind the Meter | No | Net Metered Residential | Tesla Energy Operations Inc | None | JCP&L | Accepted | 2023-07-07 | 2023-07-13 | 2024-07-13 | Meters | Tesla | 5.7 kW Tesla Inc 1538000-45-A (240V) |  |  | 1 |  |  |  | Yes | Outdoor
NJADRE1554234935 | Administratively Determined Incentive Program | East Brunswick | 8816 | 11 | 6.4 | Residential | Behind the Meter | No | Net Metered Residential | Tesla Energy Operations Inc | None | JCP&L | Accepted | 2023-07-07 | 2023-07-13 | 2024-07-13 | Solar Panels | Hanwha | Q.PEAK DUO BLK ML-G10+/TS 400 |  | 0.4 | 6 | 307 | 37 |  | Fixed | Roof
NJADRE1554234935 | Administratively Determined Incentive Program | East Brunswick | 8816 | 11 | 6.4 | Residential | Behind the Meter | No | Net Metered Residential | Tesla Energy Operations Inc | None | JCP&L | Accepted | 2023-07-07 | 2023-07-13 | 2024-07-13 | Solar Panels | Hanwha | Q.PEAK DUO BLK ML-G10+/TS 400 |  | 0.4 | 6 | 127 | 37 |  | Fixed | Roof
NJADRE1554234935 | Administratively Determined Incentive Program | East Brunswick | 8816 | 11 | 6.4 | Residential | Behind the Meter | No | Net Metered Residential | Tesla Energy Operations Inc | None | JCP&L | Accepted | 2023-07-07 | 2023-07-13 | 2024-07-13 | Solar Panels | Hanwha | Q.PEAK DUO BLK ML-G10+/TS 400 |  | 0.4 | 2 | 217 | 37 |  | Fixed | Roof
NJADRE1554234935 | Administratively Determined Incentive Program | East Brunswick | 8816 | 11 | 6.4 | Residential | Behind the Meter | No | Net Metered Residential | Tesla Energy Operations Inc | None | JCP&L | Accepted | 2023-07-07 | 2023-07-13 | 2024-07-13 | Solar Panels | Hanwha | Q.PEAK DUO BLK ML-G10+/TS 400 |  | 0.4 | 2 | 217 | 30 |  | Fixed | Roof
NJADRE1554234999 | Administratively Determined Incentive Program | East Orange | 7018 | 9 | 5.53 | Residential | Behind the Meter | Yes | Net Metered Residential | Sunrun Installation Services, Inc. | None | PSE&G | Accepted | 2023-07-07 | 2023-07-14 | 2024-07-14 | Inverters | SolarEdge Technologies | SE3800H-USMN | 3800 |  | 1 |  |  | 0.96 |  | Outdoor | Next To Meter
NJADRE1554234999 | Administratively Determined Incentive Program | East Orange | 7018 | 9 | 5.53 | Residential | Behind the Meter | Yes | Net Metered Residential | Sunrun Installation Services, Inc. | None | PSE&G | Accepted | 2023-07-07 | 2023-07-14 | 2024-07-14 | Solar Panels | Trina Solar | TSM-395DE09C.07 |  | 0.395 | 4 | 24 | 27 |  | Fixed | Roof
NJADRE1554234999 | Administratively Determined Incentive Program | East Orange | 7018 | 9 | 5.53 | Residential | Behind the Meter | Yes | Net Metered Residential | Sunrun Installation Services, Inc. | None | PSE&G | Accepted | 2023-07-07 | 2023-07-14 | 2024-07-14 | Solar Panels | Trina Solar | TSM-395DE09C.07 |  | 0.395 | 10 | 204 | 27 |  | Fixed | Roof
NJADRE1554234999 | Administratively Determined Incentive Program | East Orange | 7018 | 9 | 5.53 | Residential | Behind the Meter | Yes | Net Metered Residential | Sunrun Installation Services, Inc. | None | PSE&G | Accepted | 2023-07-07 | 2023-07-14 | 2024-07-14 | Electric Storage Battery | Tesla | Powerwall 2 AC |  |  | 1 |  |  |  | Lithium Ion |  | outside
NJADRE1554235026 | Administratively Determined Incentive Program | Irvington | 7111 | 9 | 5.48 | Residential | Behind the Meter | Yes | Net Metered Residential | Pro Custom Solar dba Momentum Solar | None | PSE&G | Accepted | 2023-07-07 | 2023-07-13 | 2024-07-13 | Inverters | Enphase | IQ8PLUS-72-2-US | 290 |  | 15 |  |  | 0.97 |  | Outdoor
NJADRE1554235026 | Administratively Determined Incentive Program | Irvington | 7111 | 9 | 5.48 | Residential | Behind the Meter | Yes | Net Metered Residential | Pro Custom Solar dba Momentum Solar | None | PSE&G | Accepted | 2023-07-07 | 2023-07-13 | 2024-07-13 | Solar Panels | Hanwha | q.peak duo blk-g10+365 |  | 0.365 | 12 | 217 | 29 |  | Fixed | Roof
NJADRE1554235026 | Administratively Determined Incentive Program | Irvington | 7111 | 9 | 5.48 | Residential | Behind the Meter | Yes | Net Metered Residential | Pro Custom Solar dba Momentum Solar | None | PSE&G | Accepted | 2023-07-07 | 2023-07-13 | 2024-07-13 | Solar Panels | Hanwha | q.peak duo blk-g10+365 |  | 0.365 | 3 | 37 | 29 |  | Fixed | Roof
NJADRE1554235045 | Administratively Determined Incentive Program | Mahwah | 7430 | 7 | 7.6 | Residential | Behind the Meter | No | Net Metered Residential | Tesla Energy Operations Inc | None | Orange Rockland Electric | Accepted | 2023-07-07 | 2023-07-13 | 2024-07-13 | Solar Panels | Hanwha | Q.PEAK DUO BLK |  | 0.4 | 15 | 183 | 33 |  | Fixed | Roof
NJADRE1554235045 | Administratively Determined Incentive Program | Mahwah | 7430 | 7 | 7.6 | Residential | Behind the Meter | No | Net Metered Residential | Tesla Energy Operations Inc | None | Orange Rockland Electric | Accepted | 2023-07-07 | 2023-07-13 | 2024-07-13 | Solar Panels | Hanwha | Q.PEAK DUO BLK |  | 0.4 | 4 | 273 | 34 |  | Fixed | Roof
NJADRE1554235045 | Administratively Determined Incentive Program | Mahwah | 7430 | 7 | 7.6 | Residential | Behind the Meter | No | Net Metered Residential | Tesla Energy Operations Inc | None | Orange Rockland Electric | Accepted | 2023-07-07 | 2023-07-13 | 2024-07-13 | Inverters | Tesla | Powerwall 3 | 11500 |  | 1 |  |  | 0.98 |  | Indoor
NJADRE1554235045 | Administratively Determined Incentive Program | Mahwah | 7430 | 7 | 7.6 | Residential | Behind the Meter | No | Net Metered Residential | Tesla Energy Operations Inc | None | Orange Rockland Electric | Accepted | 2023-07-07 | 2023-07-13 | 2024-07-13 | Electric Storage Battery | Tesla | Powerwall 3 |  |  | 1 |  |  |  | Lithium Ion |  | INSIDE
NJADRE1554235068 | Administratively Determined Incentive Program | SOUTH BRUNSWICK TWP | 8824 | 11 | 12 | Residential | Behind the Meter | No | Net Metered Residential | Tesla Energy Operations Inc | None | PSE&G | Accepted | 2023-07-07 | 2023-07-13 | 2024-07-13 | Inverters | Tesla | 7.6 kW Tesla Inc 1538000-45-A (240V) | 7600 |  | 1 |  |  | 0.986 |  | Outdoor
NJADRE1554235068 | Administratively Determined Incentive Program | SOUTH BRUNSWICK TWP | 8824 | 11 | 12 | Residential | Behind the Meter | No | Net Metered Residential | Tesla Energy Operations Inc | None | PSE&G | Accepted | 2023-07-07 | 2023-07-13 | 2024-07-13 | Meters | Tesla | 7.6 kW Tesla Inc 1538000-45-A (240V) |  |  | 1 |  |  |  | Yes | Outdoor
NJADRE1554235068 | Administratively Determined Incentive Program | SOUTH BRUNSWICK TWP | 8824 | 11 | 12 | Residential | Behind the Meter | No | Net Metered Residential | Tesla Energy Operations Inc | None | PSE&G | Accepted | 2023-07-07 | 2023-07-13 | 2024-07-13 | Inverters | Tesla | 3.8 kW Tesla Inc 1538000-45-A (240V) | 3800 |  | 1 |  |  | 0.981 |  | Outdoor
NJADRE1554235068 | Administratively Determined Incentive Program | SOUTH BRUNSWICK TWP | 8824 | 11 | 12 | Residential | Behind the Meter | No | Net Metered Residential | Tesla Energy Operations Inc | None | PSE&G | Accepted | 2023-07-07 | 2023-07-13 | 2024-07-13 | Meters | Tesla | 3.8 kW Tesla Inc 1538000-45-A (240V) |  |  | 1 |  |  |  | Yes | Outdoor
NJADRE1554235068 | Administratively Determined Incentive Program | SOUTH BRUNSWICK TWP | 8824 | 11 | 12 | Residential | Behind the Meter | No | Net Metered Residential | Tesla Energy Operations Inc | None | PSE&G | Accepted | 2023-07-07 | 2023-07-13 | 2024-07-13 | Solar Panels | Hanwha | Q.PEAK DUO BLK ML-G10+/TS 400 |  | 0.4 | 22 | 117 | 34 |  | Fixed | Roof
NJADRE1554235068 | Administratively Determined Incentive Program | SOUTH BRUNSWICK TWP | 8824 | 11 | 12 | Residential | Behind the Meter | No | Net Metered Residential | Tesla Energy Operations Inc | None | PSE&G | Accepted | 2023-07-07 | 2023-07-13 | 2024-07-13 | Solar Panels | Hanwha | Q.PEAK DUO BLK ML-G10+/TS 400 |  | 0.4 | 8 | 117 | 34 |  | Fixed | Roof
NJADRE1554235069 | Administratively Determined Incentive Program | Clifton | 7011 | 6 | 4.8 | Residential | Behind the Meter | Yes | Net Metered Residential | Pro Custom Solar dba Momentum Solar | None | PSE&G | Accepted | 2023-07-07 | 2023-07-13 | 2024-07-13 | Solar Panels | HANWHA | Â Q. PEAK DUO BLK-G10+400 |  | 0.4 | 3 | 255 | 32 |  | Fixed | Roof
NJADRE1554235069 | Administratively Determined Incentive Program | Clifton | 7011 | 6 | 4.8 | Residential | Behind the Meter | Yes | Net Metered Residential | Pro Custom Solar dba Momentum Solar | None | PSE&G | Accepted | 2023-07-07 | 2023-07-13 | 2024-07-13 | Solar Panels | HANWHA | Â Q. PEAK DUO BLK-G10+400 |  | 0.4 | 9 | 167 | 29 |  | Fixed | Roof
NJADRE1554235069 | Administratively Determined Incentive Program | Clifton | 7011 | 6 | 4.8 | Residential | Behind the Meter | Yes | Net Metered Residential | Pro Custom Solar dba Momentum Solar | None | PSE&G | Accepted | 2023-07-07 | 2023-07-13 | 2024-07-13 | Inverters | enphase | IQ8PLUS-72-2-US | 290 |  | 12 |  |  | 0.97 |  | Outdoor
NJADRE1554235090 | Administratively Determined Incentive Program | CHERRY HILL TWP | 8034 | 14 | 8.69 | Residential | Behind the Meter | Yes | Net Metered Residential | Freedom Forever New Jersey LLC | None | PSE&G | Accepted | 2023-07-07 | 2023-07-13 | 2024-07-13 | Inverters | Solar Edge | SE6000H-USRGM | 6000 |  | 1 |  |  | 0.99 |  | Outdoor
NJADRE1554235090 | Administratively Determined Incentive Program | CHERRY HILL TWP | 8034 | 14 | 8.69 | Residential | Behind the Meter | Yes | Net Metered Residential | Freedom Forever New Jersey LLC | None | PSE&G | Accepted | 2023-07-07 | 2023-07-13 | 2024-07-13 | Solar Panels | Canadian Solar | CS3N-395MS |  | 0.395 | 22 | 278 | 18 |  | Fixed | Roof
NJADRE1554235110 | Administratively Determined Incentive Program | Franklin Twp Som | 8873 | 5 | 10.4 | Residential | Behind the Meter | No | Net Metered Residential | Tesla Energy Operations Inc | None | PSE&G | Accepted | 2023-07-07 | 2023-07-13 | 2024-07-13 | Inverters | Tesla | 7.6 kW Tesla Inc 1538000-00-F (240V) | 7600 |  | 1 |  |  | 0.986 |  | Indoor
NJADRE1554235110 | Administratively Determined Incentive Program | Franklin Twp Som | 8873 | 5 | 10.4 | Residential | Behind the Meter | No | Net Metered Residential | Tesla Energy Operations Inc | None | PSE&G | Accepted | 2023-07-07 | 2023-07-13 | 2024-07-13 | Meters | Tesla | 7.6 kW Tesla Inc 1538000-00-F (240V) |  |  | 1 |  |  |  | Yes | Indoor
NJADRE1554235110 | Administratively Determined Incentive Program | Franklin Twp Som | 8873 | 5 | 10.4 | Residential | Behind the Meter | No | Net Metered Residential | Tesla Energy Operations Inc | None | PSE&G | Accepted | 2023-07-07 | 2023-07-13 | 2024-07-13 | Solar Panels | Hanwha | Q.PEAK DUO BLK ML-G10+/TS 400 |  | 0.4 | 26 | 153 | 33 |  | Fixed | Roof
NJADRE1554235121 | Administratively Determined Incentive Program | PATERSON | 7514 | 6 | 2.8 | Residential | Behind the Meter | Yes | Net Metered Residential | Pro Custom Solar dba Momentum Solar | None | PSE&G | Accepted | 2023-07-07 | 2023-07-13 | 2024-07-13 | Solar Panels | HANWHA | Â Q. PEAK DUO BLK-G10+400 |  | 0.4 | 7 | 189 | 36 |  | Fixed | Roof
NJADRE1554235121 | Administratively Determined Incentive Program | PATERSON | 7514 | 6 | 2.8 | Residential | Behind the Meter | Yes | Net Metered Residential | Pro Custom Solar dba Momentum Solar | None | PSE&G | Accepted | 2023-07-07 | 2023-07-13 | 2024-07-13 | Inverters | enphase | IQ8PLUS-72-2-US | 290 |  | 7 |  |  | 0.97 |  | Outdoor
NJADRE1554235128 | Administratively Determined Incentive Program | Bridgeton | 8302 | 20 | 9.6 | Residential | Behind the Meter | No | Net Metered Residential | Power Energy Solutions | None | AC Electric | Accepted | 2023-07-10 | 2023-07-13 | 2024-07-13 | Solar Panels | SILFAB SOLAR | SIL-400 HC+ |  | 0.4 | 6 | 188 | 35 |  | Fixed | Roof | ROOFTOP
NJADRE1554235128 | Administratively Determined Incentive Program | Bridgeton | 8302 | 20 | 9.6 | Residential | Behind the Meter | No | Net Metered Residential | Power Energy Solutions | None | AC Electric | Accepted | 2023-07-10 | 2023-07-13 | 2024-07-13 | Solar Panels | SILFAB SOLAR | SIL-400 HC+ |  | 0.4 | 3 | 188 | 35 |  | Fixed | Roof | ROOFTOP
NJADRE1554235128 | Administratively Determined Incentive Program | Bridgeton | 8302 | 20 | 9.6 | Residential | Behind the Meter | No | Net Metered Residential | Power Energy Solutions | None | AC Electric | Accepted | 2023-07-10 | 2023-07-13 | 2024-07-13 | Solar Panels | SILFAB SOLAR | SIL-400 HC+ |  | 0.4 | 11 | 8 | 24 |  | Fixed | Roof | ROOFTOP
NJADRE1554235128 | Administratively Determined Incentive Program | Bridgeton | 8302 | 20 | 9.6 | Residential | Behind the Meter | No | Net Metered Residential | Power Energy Solutions | None | AC Electric | Accepted | 2023-07-10 | 2023-07-13 | 2024-07-13 | Solar Panels | SILFAB SOLAR | SIL-400 HC+ |  | 0.4 | 4 | 8 | 35 |  | Fixed | Roof | ROOFTOP
NJADRE1554235128 | Administratively Determined Incentive Program | Bridgeton | 8302 | 20 | 9.6 | Residential | Behind the Meter | No | Net Metered Residential | Power Energy Solutions | None | AC Electric | Accepted | 2023-07-10 | 2023-07-13 | 2024-07-13 | Inverters | SOLAREDGE | SE7600H-US | 7600 |  | 1 |  |  | 0.99 |  | Outside | ROOFTOP
NJADRE1554235512 | Administratively Determined Incentive Program | Edison TWP | 8817 | 11 | 10 | Residential | Behind the Meter | No | Net Metered Residential | Tesla Energy Operations Inc | None | PSE&G | Accepted | 2023-07-07 | 2023-07-13 | 2024-07-13 | Inverters | Tesla | 7.6 kW Tesla Inc 1538000-45-A (240V) | 7600 |  | 1 |  |  | 0.986 |  | Outdoor
NJADRE1554235512 | Administratively Determined Incentive Program | Edison TWP | 8817 | 11 | 10 | Residential | Behind the Meter | No | Net Metered Residential | Tesla Energy Operations Inc | None | PSE&G | Accepted | 2023-07-07 | 2023-07-13 | 2024-07-13 | Meters | Tesla | 7.6 kW Tesla Inc 1538000-45-A (240V) |  |  | 1 |  |  |  | Yes | Outdoor
NJADRE1554235512 | Administratively Determined Incentive Program | Edison TWP | 8817 | 11 | 10 | Residential | Behind the Meter | No | Net Metered Residential | Tesla Energy Operations Inc | None | PSE&G | Accepted | 2023-07-07 | 2023-07-13 | 2024-07-13 | Solar Panels | Hanwha | Q.PEAK DUO BLK ML-G10+/TS 400 |  | 0.4 | 3 | 165 | 21 |  | Fixed | Roof
NJADRE1554235512 | Administratively Determined Incentive Program | Edison TWP | 8817 | 11 | 10 | Residential | Behind the Meter | No | Net Metered Residential | Tesla Energy Operations Inc | None | PSE&G | Accepted | 2023-07-07 | 2023-07-13 | 2024-07-13 | Solar Panels | Hanwha | Q.PEAK DUO BLK ML-G10+/TS 400 |  | 0.4 | 7 | 255 | 23 |  | Fixed | Roof
NJADRE1554235512 | Administratively Determined Incentive Program | Edison TWP | 8817 | 11 | 10 | Residential | Behind the Meter | No | Net Metered Residential | Tesla Energy Operations Inc | None | PSE&G | Accepted | 2023-07-07 | 2023-07-13 | 2024-07-13 | Solar Panels | Hanwha | Q.PEAK DUO BLK ML-G10+/TS 400 |  | 0.4 | 15 | 75 | 23 |  | Fixed | Roof
NJADRE1554235721 | Administratively Determined Incentive Program | North Haledon | 7508 | 6 | 11.34 | Residential | Behind the Meter | Yes | Net Metered Residential | Trinity Solar | None | PSE&G | Accepted | 2023-07-07 | 2023-07-13 | 2024-07-13 | Inverters | Solar Edge | SE10000H-US000BEi4 | 10 |  | 1 |  |  | 0.97 |  | Outdoor
NJADRE1554235721 | Administratively Determined Incentive Program | North Haledon | 7508 | 6 | 11.34 | Residential | Behind the Meter | Yes | Net Metered Residential | Trinity Solar | None | PSE&G | Accepted | 2023-07-07 | 2023-07-13 | 2024-07-13 | Solar Panels | Hanwha | Q.PEAK DUO BLK ML-G10+ 405 |  | 0.405 | 28 | 225 | 23 |  | Fixed | Roof
NJADRE1554236400 | Administratively Determined Incentive Program | Edison Twp | 8820 | 11 | 8.4 | Residential | Behind the Meter | No | Net Metered Residential | Tesla Energy Operations Inc | None | PSE&G | Accepted | 2023-07-07 | 2023-07-13 | 2024-07-13 | Inverters | Tesla | 7.6 kW Tesla Inc 1538000-45-A (240V) | 7600 |  | 1 |  |  | 0.986 |  | Outdoor
NJADRE1554236400 | Administratively Determined Incentive Program | Edison Twp | 8820 | 11 | 8.4 | Residential | Behind the Meter | No | Net Metered Residential | Tesla Energy Operations Inc | None | PSE&G | Accepted | 2023-07-07 | 2023-07-13 | 2024-07-13 | Meters | Tesla | 7.6 kW Tesla Inc 1538000-45-A (240V) |  |  | 1 |  |  |  | Yes | Outdoor
NJADRE1554236400 | Administratively Determined Incentive Program | Edison Twp | 8820 | 11 | 8.4 | Residential | Behind the Meter | No | Net Metered Residential | Tesla Energy Operations Inc | None | PSE&G | Accepted | 2023-07-07 | 2023-07-13 | 2024-07-13 | Solar Panels | Hanwha | Q.PEAK DUO BLK ML-G10+/TS 400 |  | 0.4 | 16 | 263 | 20 |  | Fixed | Roof
NJADRE1554236400 | Administratively Determined Incentive Program | Edison Twp | 8820 | 11 | 8.4 | Residential | Behind the Meter | No | Net Metered Residential | Tesla Energy Operations Inc | None | PSE&G | Accepted | 2023-07-07 | 2023-07-13 | 2024-07-13 | Solar Panels | Hanwha | Q.PEAK DUO BLK ML-G10+/TS 400 |  | 0.4 | 3 | 263 | 20 |  | Fixed | Roof
NJADRE1554236400 | Administratively Determined Incentive Program | Edison Twp | 8820 | 11 | 8.4 | Residential | Behind the Meter | No | Net Metered Residential | Tesla Energy Operations Inc | None | PSE&G | Accepted | 2023-07-07 | 2023-07-13 | 2024-07-13 | Solar Panels | Hanwha | Q.PEAK DUO BLK ML-G10+/TS 400 |  | 0.4 | 2 | 83 | 20 |  | Fixed | Roof
NJADRE1554236404 | Administratively Determined Incentive Program | Medford | 8055 | 13 | 11.06 | Residential | Behind the Meter | Yes | Net Metered Residential | Sunrun Installation Services, Inc. | None | AC Electric | Accepted | 2023-07-07 | 2023-07-13 | 2024-07-13 | Inverters | SolarEdge Technologies | SE7600H-USSN | 7600 |  | 1 |  |  | 0.96 |  | Outdoor | Next To Meter
NJADRE1554236404 | Administratively Determined Incentive Program | Medford | 8055 | 13 | 11.06 | Residential | Behind the Meter | Yes | Net Metered Residential | Sunrun Installation Services, Inc. | None | AC Electric | Accepted | 2023-07-07 | 2023-07-13 | 2024-07-13 | Solar Panels | Trina Solar | TSM-395DE09C.07 |  | 0.395 | 28 | 227 | 27 |  | Fixed | Roof
NJADRE1554236650 | Administratively Determined Incentive Program | Stanhope | 7874 | 1 | 7.2 | Residential | Behind the Meter | Yes | Net Metered Residential | Pro Custom Solar dba Momentum Solar | None | JCP&L | Accepted | 2023-07-07 | 2023-07-13 | 2024-07-13 | Solar Panels | HANWHA | Â Q. PEAK DUO BLK-G10+400 |  | 0.4 | 18 | 231 | 21 |  | Fixed | Roof
NJADRE1554236650 | Administratively Determined Incentive Program | Stanhope | 7874 | 1 | 7.2 | Residential | Behind the Meter | Yes | Net Metered Residential | Pro Custom Solar dba Momentum Solar | None | JCP&L | Accepted | 2023-07-07 | 2023-07-13 | 2024-07-13 | Inverters | ENPHASE | IQ8PLUS-72-2-US | 290 |  | 18 |  |  | 0.97 |  | Outdoor
NJADRE1554236730 | Administratively Determined Incentive Program | BLACKWOOD | 8012 | 14 | 5.53 | Residential | Behind the Meter | No | Net Metered Residential | Sunrun Installation Services, Inc. | None | AC Electric | Accepted | 2023-07-07 | 2023-07-13 | 2024-07-13 | Inverters | SolarEdge Technologies | SE3800H-USMN | 3800 |  | 1 |  |  | 0.99 |  | Outdoor | Next To Meter
NJADRE1554236730 | Administratively Determined Incentive Program | BLACKWOOD | 8012 | 14 | 5.53 | Residential | Behind the Meter | No | Net Metered Residential | Sunrun Installation Services, Inc. | None | AC Electric | Accepted | 2023-07-07 | 2023-07-13 | 2024-07-13 | Solar Panels | Trina Solar | TSM-395DE09C.07 |  | 0.395 | 4 | 332 | 30 |  | Fixed | Roof
NJADRE1554236730 | Administratively Determined Incentive Program | BLACKWOOD | 8012 | 14 | 5.53 | Residential | Behind the Meter | No | Net Metered Residential | Sunrun Installation Services, Inc. | None | AC Electric | Accepted | 2023-07-07 | 2023-07-13 | 2024-07-13 | Solar Panels | Trina Solar | TSM-395DE09C.07 |  | 0.395 | 4 | 63 | 30 |  | Fixed | Roof
NJADRE1554236730 | Administratively Determined Incentive Program | BLACKWOOD | 8012 | 14 | 5.53 | Residential | Behind the Meter | No | Net Metered Residential | Sunrun Installation Services, Inc. | None | AC Electric | Accepted | 2023-07-07 | 2023-07-13 | 2024-07-13 | Solar Panels | Trina Solar | TSM-395DE09C.07 |  | 0.395 | 4 | 152 | 31 |  | Fixed | Roof
NJADRE1554236730 | Administratively Determined Incentive Program | BLACKWOOD | 8012 | 14 | 5.53 | Residential | Behind the Meter | No | Net Metered Residential | Sunrun Installation Services, Inc. | None | AC Electric | Accepted | 2023-07-07 | 2023-07-13 | 2024-07-13 | Solar Panels | Trina Solar | TSM-395DE09C.07 |  | 0.395 | 2 | 242 | 31 |  | Fixed | Roof
NJADRE1554236827 | Administratively Determined Incentive Program | Woodbury | 8096 | 15 | 5.53 | Residential | Behind the Meter | Yes | Net Metered Residential | Sunrun Installation Services, Inc. | None | PSE&G | Accepted | 2023-07-07 | 2023-07-13 | 2024-07-13 | Inverters | SolarEdge Technologies | SE3800H-USMN | 3800 |  | 1 |  |  | 0.96 |  | Outdoor | Next To Meter
NJADRE1554236827 | Administratively Determined Incentive Program | Woodbury | 8096 | 15 | 5.53 | Residential | Behind the Meter | Yes | Net Metered Residential | Sunrun Installation Services, Inc. | None | PSE&G | Accepted | 2023-07-07 | 2023-07-13 | 2024-07-13 | Solar Panels | Trina Solar | TSM-395DE09C.07 |  | 0.395 | 2 | 29 | 33 |  | Fixed | Roof
NJADRE1554236827 | Administratively Determined Incentive Program | Woodbury | 8096 | 15 | 5.53 | Residential | Behind the Meter | Yes | Net Metered Residential | Sunrun Installation Services, Inc. | None | PSE&G | Accepted | 2023-07-07 | 2023-07-13 | 2024-07-13 | Solar Panels | Trina Solar | TSM-395DE09C.07 |  | 0.395 | 6 | 300 | 34 |  | Fixed | Roof
NJADRE1554236827 | Administratively Determined Incentive Program | Woodbury | 8096 | 15 | 5.53 | Residential | Behind the Meter | Yes | Net Metered Residential | Sunrun Installation Services, Inc. | None | PSE&G | Accepted | 2023-07-07 | 2023-07-13 | 2024-07-13 | Solar Panels | Trina Solar | TSM-395DE09C.07 |  | 0.395 | 6 | 121 | 34 |  | Fixed | Roof
NJADRE1554236827 | Administratively Determined Incentive Program | Woodbury | 8096 | 15 | 5.53 | Residential | Behind the Meter | Yes | Net Metered Residential | Sunrun Installation Services, Inc. | None | PSE&G | Accepted | 2023-07-07 | 2023-07-13 | 2024-07-13 | Electric Storage Battery | Tesla | Powerwall 2 AC |  |  | 1 |  |  |  | Lithium Ion |  | outside
NJADRE1554236829 | Administratively Determined Incentive Program | Manville Boro | 8835 | 5 | 8.69 | Residential | Behind the Meter | Yes | Net Metered Residential | Sunrun Installation Services, Inc. | None | PSE&G | Accepted | 2023-07-07 | 2023-07-13 | 2024-07-13 | Inverters | SolarEdge Technologies | SE6000H-USSN | 6000 |  | 1 |  |  | 0.96 |  | Outdoor | Next To Meter
NJADRE1554236829 | Administratively Determined Incentive Program | Manville Boro | 8835 | 5 | 8.69 | Residential | Behind the Meter | Yes | Net Metered Residential | Sunrun Installation Services, Inc. | None | PSE&G | Accepted | 2023-07-07 | 2023-07-13 | 2024-07-13 | Solar Panels | Trina Solar | TSM-395DE09C.07 |  | 0.395 | 7 | 194 | 24 |  | Fixed | Roof
NJADRE1554236829 | Administratively Determined Incentive Program | Manville Boro | 8835 | 5 | 8.69 | Residential | Behind the Meter | Yes | Net Metered Residential | Sunrun Installation Services, Inc. | None | PSE&G | Accepted | 2023-07-07 | 2023-07-13 | 2024-07-13 | Solar Panels | Trina Solar | TSM-395DE09C.07 |  | 0.395 | 15 | 103 | 28 |  | Fixed | Roof
NJADRE1554247253 | Administratively Determined Incentive Program | Paramus Boro | 7652 | 7 | 6.32 | Residential | Behind the Meter | Yes | Net Metered Residential | Sunrun Installation Services, Inc. | None | PSE&G | Accepted | 2023-07-08 | 2023-07-13 | 2024-07-13 | Inverters | SolarEdge Technologies | SE6000H-USSN | 6000 |  | 1 |  |  | 0.99 |  | Outdoor | Next to the meter
NJADRE1554247253 | Administratively Determined Incentive Program | Paramus Boro | 7652 | 7 | 6.32 | Residential | Behind the Meter | Yes | Net Metered Residential | Sunrun Installation Services, Inc. | None | PSE&G | Accepted | 2023-07-08 | 2023-07-13 | 2024-07-13 | Solar Panels | Trina Solar | TSM-395DE09C.07 |  | 0.395 | 4 | 307 | 22 |  | Fixed | Roof
NJADRE1554247253 | Administratively Determined Incentive Program | Paramus Boro | 7652 | 7 | 6.32 | Residential | Behind the Meter | Yes | Net Metered Residential | Sunrun Installation Services, Inc. | None | PSE&G | Accepted | 2023-07-08 | 2023-07-13 | 2024-07-13 | Solar Panels | Trina Solar | TSM-395DE09C.07 |  | 0.395 | 5 | 127 | 17 |  | Fixed | Roof
NJADRE1554247253 | Administratively Determined Incentive Program | Paramus Boro | 7652 | 7 | 6.32 | Residential | Behind the Meter | Yes | Net Metered Residential | Sunrun Installation Services, Inc. | None | PSE&G | Accepted | 2023-07-08 | 2023-07-13 | 2024-07-13 | Solar Panels | Trina Solar | TSM-395DE09C.07 |  | 0.395 | 4 | 127 | 23 |  | Fixed | Roof
NJADRE1554247253 | Administratively Determined Incentive Program | Paramus Boro | 7652 | 7 | 6.32 | Residential | Behind the Meter | Yes | Net Metered Residential | Sunrun Installation Services, Inc. | None | PSE&G | Accepted | 2023-07-08 | 2023-07-13 | 2024-07-13 | Solar Panels | Trina Solar | TSM-395DE09C.07 |  | 0.395 | 3 | 127 | 22 |  | Fixed | Roof
NJADRE1554247555 | Administratively Determined Incentive Program | SICKLERVILLE | 8081 | 14 | 4.81 | Residential | Behind the Meter | Yes | Net Metered Residential | SunnyMac, LLC | None | AC Electric | Accepted | 2023-07-13 | 2023-07-25 | 2024-07-25 | Inverters | SolarEdge Technologies Inc. | SE3800H-US000BNI4 (Inverter) | 3800 |  | 1 |  |  | 0.99 |  | Outside
NJADRE1554247555 | Administratively Determined Incentive Program | SICKLERVILLE | 8081 | 14 | 4.81 | Residential | Behind the Meter | Yes | Net Metered Residential | SunnyMac, LLC | None | AC Electric | Accepted | 2023-07-13 | 2023-07-25 | 2024-07-25 | Solar Panels | Silfab | Silfab Sil-370HC |  | 0.37 | 13 | 211 | 32 |  | Fixed | Roof
NJADRE1554247555 | Administratively Determined Incentive Program | SICKLERVILLE | 8081 | 14 | 4.81 | Residential | Behind the Meter | Yes | Net Metered Residential | SunnyMac, LLC | None | AC Electric | Accepted | 2023-07-13 | 2023-07-25 | 2024-07-25 | Meters | SolarEdge Technologies Inc. | SolarEdge Built-in Consumption Monitor (BEI4, BNI4, BNC |  |  | 1 |  |  |  | Yes
NJADRE1554247599 | Administratively Determined Incentive Program | TOMS RIVER | 8755 | 18 | 12.21 | Residential | Behind the Meter | Yes | Net Metered Residential | SunnyMac, LLC | None | JCP&L | Accepted | 2023-07-18 | 2023-07-26 | 2024-07-26 | Inverters | SolarEdge Technologies Inc. | SE10000H-US000BEI4 (Inverter w/CAT5e) | 10000 |  | 1 |  |  | 0.99 |  | Outside
NJADRE1554247599 | Administratively Determined Incentive Program | TOMS RIVER | 8755 | 18 | 12.21 | Residential | Behind the Meter | Yes | Net Metered Residential | SunnyMac, LLC | None | JCP&L | Accepted | 2023-07-18 | 2023-07-26 | 2024-07-26 | Solar Panels | Silfab | Silfab Sil-370HC |  | 0.37 | 5 | 98 | 37 |  | Fixed | Roof
NJADRE1554247599 | Administratively Determined Incentive Program | TOMS RIVER | 8755 | 18 | 12.21 | Residential | Behind the Meter | Yes | Net Metered Residential | SunnyMac, LLC | None | JCP&L | Accepted | 2023-07-18 | 2023-07-26 | 2024-07-26 | Solar Panels | Silfab | Silfab Sil-370HC |  | 0.37 | 7 | 187 | 38 |  | Fixed | Roof
NJADRE1554247599 | Administratively Determined Incentive Program | TOMS RIVER | 8755 | 18 | 12.21 | Residential | Behind the Meter | Yes | Net Metered Residential | SunnyMac, LLC | None | JCP&L | Accepted | 2023-07-18 | 2023-07-26 | 2024-07-26 | Solar Panels | Silfab | Silfab Sil-370HC |  | 0.37 | 6 | 187 | 39 |  | Fixed | Roof
NJADRE1554247599 | Administratively Determined Incentive Program | TOMS RIVER | 8755 | 18 | 12.21 | Residential | Behind the Meter | Yes | Net Metered Residential | SunnyMac, LLC | None | JCP&L | Accepted | 2023-07-18 | 2023-07-26 | 2024-07-26 | Solar Panels | Silfab | Silfab Sil-370HC |  | 0.37 | 3 | 187 | 39 |  | Fixed | Roof
NJADRE1554247599 | Administratively Determined Incentive Program | TOMS RIVER | 8755 | 18 | 12.21 | Residential | Behind the Meter | Yes | Net Metered Residential | SunnyMac, LLC | None | JCP&L | Accepted | 2023-07-18 | 2023-07-26 | 2024-07-26 | Solar Panels | Silfab | Silfab Sil-370HC |  | 0.37 | 12 | 187 | 37 |  | Fixed | Roof
NJADRE1554247599 | Administratively Determined Incentive Program | TOMS RIVER | 8755 | 18 | 12.21 | Residential | Behind the Meter | Yes | Net Metered Residential | SunnyMac, LLC | None | JCP&L | Accepted | 2023-07-18 | 2023-07-26 | 2024-07-26 | Meters | SolarEdge Technologies Inc. | SolarEdge Built-in Consumption Monitor (BNI4, BNC4, BBL |  |  | 1 |  |  |  | Yes
NJADRE1554249838 | Administratively Determined Incentive Program | Marlton | 8053 | 13 | 4.8 | Residential | Behind the Meter | Yes | Net Metered Residential | Suntuity Solar LLC | None | PSE&G | Accepted | 2023-07-10 | 2023-07-13 | 2024-07-13 | Inverters | (12)ENPHASE | IQ8PLUS-72-2-US | 290 |  | 12 |  |  | 0.97 |  | Outdoor | Behind the PV modules
NJADRE1554249838 | Administratively Determined Incentive Program | Marlton | 8053 | 13 | 4.8 | Residential | Behind the Meter | Yes | Net Metered Residential | Suntuity Solar LLC | None | PSE&G | Accepted | 2023-07-10 | 2023-07-13 | 2024-07-13 | Solar Panels | (12)HANWHA | Q.PEAK DUO BLK ML-G10+ 400 |  | 0.4 | 8 | 269 | 45 |  | Fixed | Roof
NJADRE1554249838 | Administratively Determined Incentive Program | Marlton | 8053 | 13 | 4.8 | Residential | Behind the Meter | Yes | Net Metered Residential | Suntuity Solar LLC | None | PSE&G | Accepted | 2023-07-10 | 2023-07-13 | 2024-07-13 | Solar Panels | (12)HANWHA | Q.PEAK DUO BLK ML-G10+ 400 |  | 0.4 | 4 | 89 | 45 |  | Fixed | Roof
NJADRE1554249843 | Administratively Determined Incentive Program | Westville, New Jersey | 8093 | 15 | 8.8 | Residential | Behind the Meter | Yes | Net Metered Residential | Suntuity Solar LLC | None | PSE&G | Accepted | 2023-07-10 | 2023-07-13 | 2024-07-13 | Inverters | (22) ENPHASE | IQ8PLUS-72-2-US | 290 |  | 22 |  |  | 0.97 |  | Outdoor | Behind the PV modules
NJADRE1554249843 | Administratively Determined Incentive Program | Westville, New Jersey | 8093 | 15 | 8.8 | Residential | Behind the Meter | Yes | Net Metered Residential | Suntuity Solar LLC | None | PSE&G | Accepted | 2023-07-10 | 2023-07-13 | 2024-07-13 | Solar Panels | (22) HANWHA | Q.PEAK DUO BLK ML-G10+ 400 |  | 0.4 | 8 | 120 | 23 |  | Fixed | Roof
NJADRE1554249843 | Administratively Determined Incentive Program | Westville, New Jersey | 8093 | 15 | 8.8 | Residential | Behind the Meter | Yes | Net Metered Residential | Suntuity Solar LLC | None | PSE&G | Accepted | 2023-07-10 | 2023-07-13 | 2024-07-13 | Solar Panels | (22) HANWHA | Q.PEAK DUO BLK ML-G10+ 400 |  | 0.4 | 5 | 30 | 25 |  | Fixed | Roof
NJADRE1554249843 | Administratively Determined Incentive Program | Westville, New Jersey | 8093 | 15 | 8.8 | Residential | Behind the Meter | Yes | Net Metered Residential | Suntuity Solar LLC | None | PSE&G | Accepted | 2023-07-10 | 2023-07-13 | 2024-07-13 | Solar Panels | (22) HANWHA | Q.PEAK DUO BLK ML-G10+ 400 |  | 0.4 | 4 | 300 | 23 |  | Fixed | Roof
NJADRE1554249843 | Administratively Determined Incentive Program | Westville, New Jersey | 8093 | 15 | 8.8 | Residential | Behind the Meter | Yes | Net Metered Residential | Suntuity Solar LLC | None | PSE&G | Accepted | 2023-07-10 | 2023-07-13 | 2024-07-13 | Solar Panels | (22) HANWHA | Q.PEAK DUO BLK ML-G10+ 400 |  | 0.4 | 5 | 210 | 25 |  | Fixed | Roof
NJADRE1554249847 | Administratively Determined Incentive Program | Barnegat Township, New Jersey | 8005 | 18 | 10.8 | Residential | Behind the Meter | Yes | Net Metered Residential | Suntuity Solar LLC | None | JCP&L | Accepted | 2023-07-10 | 2023-07-14 | 2024-07-14 | Inverters | (27) ENPHASE | IQ8PLUS-72-2-US | 290 |  | 27 |  |  | 0.97 |  | Outdoor | Behind the PV modules
NJADRE1554249847 | Administratively Determined Incentive Program | Barnegat Township, New Jersey | 8005 | 18 | 10.8 | Residential | Behind the Meter | Yes | Net Metered Residential | Suntuity Solar LLC | None | JCP&L | Accepted | 2023-07-10 | 2023-07-14 | 2024-07-14 | Solar Panels | (27) SILFAB | PRIME SIL-400 HC+ |  | 0.4 | 20 | 44 | 28 |  | Fixed | Roof
NJADRE1554249847 | Administratively Determined Incentive Program | Barnegat Township, New Jersey | 8005 | 18 | 10.8 | Residential | Behind the Meter | Yes | Net Metered Residential | Suntuity Solar LLC | None | JCP&L | Accepted | 2023-07-10 | 2023-07-14 | 2024-07-14 | Solar Panels | (27) SILFAB | PRIME SIL-400 HC+ |  | 0.4 | 7 | 224 | 28 |  | Fixed | Roof
NJADRE1554249884 | Administratively Determined Incentive Program | Great Meadows | 7838 | 2 | 7.03 | Residential | Behind the Meter | No | Net Metered Residential | Vision Solar LLC | None | JCP&L | Accepted | 2023-07-10 | 2023-07-14 | 2024-07-14 | Inverters | Solaredge | SE6000H-USRGM | 6000 |  | 1 |  |  | 0.97 |  | Outdoor | side of house
NJADRE1554249884 | Administratively Determined Incentive Program | Great Meadows | 7838 | 2 | 7.03 | Residential | Behind the Meter | No | Net Metered Residential | Vision Solar LLC | None | JCP&L | Accepted | 2023-07-10 | 2023-07-14 | 2024-07-14 | Solar Panels | ZNSHINE | ZXM6-NH120-370/M |  | 0.37 | 19 | 159 | 15 |  | Fixed | Roof
NJADRE1554249926 | Administratively Determined Incentive Program | Jersey City | 7307 | 8 | 109.06 | Municipality | Behind the Meter | No | Small Net-Metered Non-Residential located on Rooftop, Carport, Canopy and Floating Solar-PUBLIC | Schneider Electric | None | PSE&G | Accepted | 2023-07-10 | 2023-07-28 | 2024-07-28 | Inverters | SOLECTRIA | PVI 50TL | 50000 |  | 2 |  |  | 0.985 |  | Outdoor
NJADRE1554249926 | Administratively Determined Incentive Program | Jersey City | 7307 | 8 | 109.06 | Municipality | Behind the Meter | No | Small Net-Metered Non-Residential located on Rooftop, Carport, Canopy and Floating Solar-PUBLIC | Schneider Electric | None | PSE&G | Accepted | 2023-07-10 | 2023-07-28 | 2024-07-28 | Meters | ALSOENERGY | PLCS-400 |  |  | 1 |  |  |  | Yes | Outdoor
NJADRE1554249926 | Administratively Determined Incentive Program | Jersey City | 7307 | 8 | 109.06 | Municipality | Behind the Meter | No | Small Net-Metered Non-Residential located on Rooftop, Carport, Canopy and Floating Solar-PUBLIC | Schneider Electric | None | PSE&G | Accepted | 2023-07-10 | 2023-07-28 | 2024-07-28 | Solar Panels | JINKO | EAGLE 72HM G2 410W |  | 0.41 | 153 | 31 | 5 |  | Fixed | Roof
NJADRE1554249926 | Administratively Determined Incentive Program | Jersey City | 7307 | 8 | 109.06 | Municipality | Behind the Meter | No | Small Net-Metered Non-Residential located on Rooftop, Carport, Canopy and Floating Solar-PUBLIC | Schneider Electric | None | PSE&G | Accepted | 2023-07-10 | 2023-07-28 | 2024-07-28 | Solar Panels | JINKO | EAGLE 72HM G2 410W |  | 0.41 | 81 | 219 | 5 |  | Fixed | Roof
NJADRE1554249926 | Administratively Determined Incentive Program | Jersey City | 7307 | 8 | 109.06 | Municipality | Behind the Meter | No | Small Net-Metered Non-Residential located on Rooftop, Carport, Canopy and Floating Solar-PUBLIC | Schneider Electric | None | PSE&G | Accepted | 2023-07-10 | 2023-07-28 | 2024-07-28 | Solar Panels | JINKO | EAGLE 72HM G2 410W |  | 0.41 | 32 | 219 | 5 |  | Fixed | Roof
NJADRE1554250034 | Administratively Determined Incentive Program | Edison Twp | 8820 | 11 | 22.03 | Residential | Behind the Meter | No | Net Metered Residential | Tesla Energy Operations Inc | None | PSE&G | Accepted | 2023-07-10 | 2023-07-13 | 2024-07-13 | Inverters | Tesla | #1850000-00-C | 7600 |  | 1 |  |  | 0.98 |  | Outside
NJADRE1554250034 | Administratively Determined Incentive Program | Edison Twp | 8820 | 11 | 22.03 | Residential | Behind the Meter | No | Net Metered Residential | Tesla Energy Operations Inc | None | PSE&G | Accepted | 2023-07-10 | 2023-07-13 | 2024-07-13 | Inverters | Tesla | 1538000-45-A | 7600 |  | 2 |  |  | 0.98 |  | Outside
NJADRE1554250034 | Administratively Determined Incentive Program | Edison Twp | 8820 | 11 | 22.03 | Residential | Behind the Meter | No | Net Metered Residential | Tesla Energy Operations Inc | None | PSE&G | Accepted | 2023-07-10 | 2023-07-13 | 2024-07-13 | Electric Storage Battery | Tesla | AC Powerwall 2.0 |  |  | 1 |  |  |  | Lithium Ion |  | Outside
NJADRE1554250034 | Administratively Determined Incentive Program | Edison Twp | 8820 | 11 | 22.03 | Residential | Behind the Meter | No | Net Metered Residential | Tesla Energy Operations Inc | None | PSE&G | Accepted | 2023-07-10 | 2023-07-13 | 2024-07-13 | Solar Panels | Tesla | SR72T3R |  | 0.072 | 76 | 348 | 30 |  | Fixed | Roof
NJADRE1554250034 | Administratively Determined Incentive Program | Edison Twp | 8820 | 11 | 22.03 | Residential | Behind the Meter | No | Net Metered Residential | Tesla Energy Operations Inc | None | PSE&G | Accepted | 2023-07-10 | 2023-07-13 | 2024-07-13 | Solar Panels | Tesla | SR72T3R |  | 0.072 | 50 | 168 | 30 |  | Fixed | Roof
NJADRE1554250034 | Administratively Determined Incentive Program | Edison Twp | 8820 | 11 | 22.03 | Residential | Behind the Meter | No | Net Metered Residential | Tesla Energy Operations Inc | None | PSE&G | Accepted | 2023-07-10 | 2023-07-13 | 2024-07-13 | Solar Panels | Tesla | SR72T3R |  | 0.072 | 74 | 168 | 30 |  | Fixed | Roof
NJADRE1554250034 | Administratively Determined Incentive Program | Edison Twp | 8820 | 11 | 22.03 | Residential | Behind the Meter | No | Net Metered Residential | Tesla Energy Operations Inc | None | PSE&G | Accepted | 2023-07-10 | 2023-07-13 | 2024-07-13 | Solar Panels | Tesla | SR72T3R |  | 0.072 | 106 | 348 | 18 |  | Fixed | Roof
NJADRE1554250081 | Administratively Determined Incentive Program | Kearny | 7032 | 8 | 10 | Residential | Behind the Meter | Yes | Net Metered Residential | Pro Custom Solar dba Momentum Solar | None | PSE&G | Accepted | 2023-07-10 | 2023-07-13 | 2024-07-13 | Inverters | ENPHASE | IQ8PLUS-72-2-US | 290 |  | 25 |  |  | 0.97 |  | Outdoor
NJADRE1554250081 | Administratively Determined Incentive Program | Kearny | 7032 | 8 | 10 | Residential | Behind the Meter | Yes | Net Metered Residential | Pro Custom Solar dba Momentum Solar | None | PSE&G | Accepted | 2023-07-10 | 2023-07-13 | 2024-07-13 | Solar Panels | HANWHA | q.peak duo blk ml-g10+400 |  | 0.4 | 7 | 214 | 38 |  | Fixed | Roof
NJADRE1554250081 | Administratively Determined Incentive Program | Kearny | 7032 | 8 | 10 | Residential | Behind the Meter | Yes | Net Metered Residential | Pro Custom Solar dba Momentum Solar | None | PSE&G | Accepted | 2023-07-10 | 2023-07-13 | 2024-07-13 | Solar Panels | HANWHA | q.peak duo blk ml-g10+400 |  | 0.4 | 6 | 214 | 15 |  | Fixed | Roof
NJADRE1554250081 | Administratively Determined Incentive Program | Kearny | 7032 | 8 | 10 | Residential | Behind the Meter | Yes | Net Metered Residential | Pro Custom Solar dba Momentum Solar | None | PSE&G | Accepted | 2023-07-10 | 2023-07-13 | 2024-07-13 | Solar Panels | HANWHA | q.peak duo blk ml-g10+400 |  | 0.4 | 7 | 34 | 38 |  | Fixed | Roof
NJADRE1554250081 | Administratively Determined Incentive Program | Kearny | 7032 | 8 | 10 | Residential | Behind the Meter | Yes | Net Metered Residential | Pro Custom Solar dba Momentum Solar | None | PSE&G | Accepted | 2023-07-10 | 2023-07-13 | 2024-07-13 | Solar Panels | HANWHA | q.peak duo blk ml-g10+400 |  | 0.4 | 5 | 34 | 15 |  | Fixed | Roof
NJADRE1554250104 | Administratively Determined Incentive Program | Newark | 7104 | 9 | 15.33 | Residential | Behind the Meter | Yes | Net Metered Residential | Pro Custom Solar dba Momentum Solar | None | PSE&G | Accepted | 2023-07-10 | 2023-07-14 | 2024-07-14 | Solar Panels | HANWHA | Q. PEAK DUO BLK-G10+365 |  | 0.365 | 6 | 291 | 16 |  | Fixed | Roof
NJADRE1554250104 | Administratively Determined Incentive Program | Newark | 7104 | 9 | 15.33 | Residential | Behind the Meter | Yes | Net Metered Residential | Pro Custom Solar dba Momentum Solar | None | PSE&G | Accepted | 2023-07-10 | 2023-07-14 | 2024-07-14 | Solar Panels | HANWHA | Q. PEAK DUO BLK-G10+365 |  | 0.365 | 8 | 111 | 34 |  | Fixed | Roof
NJADRE1554250104 | Administratively Determined Incentive Program | Newark | 7104 | 9 | 15.33 | Residential | Behind the Meter | Yes | Net Metered Residential | Pro Custom Solar dba Momentum Solar | None | PSE&G | Accepted | 2023-07-10 | 2023-07-14 | 2024-07-14 | Solar Panels | HANWHA | Q. PEAK DUO BLK-G10+365 |  | 0.365 | 10 | 201 | 4 |  | Fixed | Roof
NJADRE1554250104 | Administratively Determined Incentive Program | Newark | 7104 | 9 | 15.33 | Residential | Behind the Meter | Yes | Net Metered Residential | Pro Custom Solar dba Momentum Solar | None | PSE&G | Accepted | 2023-07-10 | 2023-07-14 | 2024-07-14 | Solar Panels | HANWHA | Q. PEAK DUO BLK-G10+365 |  | 0.365 | 18 | 291 | 34 |  | Fixed | Roof
NJADRE1554250104 | Administratively Determined Incentive Program | Newark | 7104 | 9 | 15.33 | Residential | Behind the Meter | Yes | Net Metered Residential | Pro Custom Solar dba Momentum Solar | None | PSE&G | Accepted | 2023-07-10 | 2023-07-14 | 2024-07-14 | Inverters | ENPHASE | IQ8PLUS-72-2-US | 290 |  | 42 |  |  | 0.97 |  | Outdoor
NJADRE1554250149 | Administratively Determined Incentive Program | HILLSBOROUGH TWP | 8844 | 5 | 3.16 | Residential | Behind the Meter | Yes | Net Metered Residential | Sunrun Installation Services, Inc. | None | PSE&G | Accepted | 2023-07-10 | 2023-07-14 | 2024-07-14 | Inverters | SolarEdge Technologies | SE3800H-USS3 | 3800 |  | 1 |  |  | 0.99 |  | Outdoor | Next to the meter
NJADRE1554250149 | Administratively Determined Incentive Program | HILLSBOROUGH TWP | 8844 | 5 | 3.16 | Residential | Behind the Meter | Yes | Net Metered Residential | Sunrun Installation Services, Inc. | None | PSE&G | Accepted | 2023-07-10 | 2023-07-14 | 2024-07-14 | Solar Panels | Trina Solar | TSM-395DE09C.07 |  | 0.395 | 8 | 330 | 9 |  | Fixed | Roof
NJADRE1554250175 | Administratively Determined Incentive Program | Blackwood | 8012 | 14 | 12.8 | Residential | Behind the Meter | Yes | Net Metered Residential | Pro Custom Solar dba Momentum Solar | None | AC Electric | Accepted | 2023-07-10 | 2023-07-14 | 2024-07-14 | Solar Panels | hanwha | Â Q. PEAK DUO BLK-G10+400 |  | 0.4 | 11 | 125 | 30 |  | Fixed | Roof
NJADRE1554250175 | Administratively Determined Incentive Program | Blackwood | 8012 | 14 | 12.8 | Residential | Behind the Meter | Yes | Net Metered Residential | Pro Custom Solar dba Momentum Solar | None | AC Electric | Accepted | 2023-07-10 | 2023-07-14 | 2024-07-14 | Solar Panels | hanwha | Â Q. PEAK DUO BLK-G10+400 |  | 0.4 | 12 | 305 | 29 |  | Fixed | Roof
NJADRE1554250175 | Administratively Determined Incentive Program | Blackwood | 8012 | 14 | 12.8 | Residential | Behind the Meter | Yes | Net Metered Residential | Pro Custom Solar dba Momentum Solar | None | AC Electric | Accepted | 2023-07-10 | 2023-07-14 | 2024-07-14 | Solar Panels | hanwha | Â Q. PEAK DUO BLK-G10+400 |  | 0.4 | 6 | 217 | 43 |  | Fixed | Roof
NJADRE1554250175 | Administratively Determined Incentive Program | Blackwood | 8012 | 14 | 12.8 | Residential | Behind the Meter | Yes | Net Metered Residential | Pro Custom Solar dba Momentum Solar | None | AC Electric | Accepted | 2023-07-10 | 2023-07-14 | 2024-07-14 | Solar Panels | hanwha | Â Q. PEAK DUO BLK-G10+400 |  | 0.4 | 3 | 37 | 33 |  | Fixed | Roof
NJADRE1554250175 | Administratively Determined Incentive Program | Blackwood | 8012 | 14 | 12.8 | Residential | Behind the Meter | Yes | Net Metered Residential | Pro Custom Solar dba Momentum Solar | None | AC Electric | Accepted | 2023-07-10 | 2023-07-14 | 2024-07-14 | Inverters | enphase | IQ8PLUS-72-2-US | 290 |  | 32 |  |  | 0.97 |  | Outdoor
NJADRE1554250180 | Administratively Determined Incentive Program | Hillside | 7205 | 10 | 8 | Residential | Behind the Meter | No | Net Metered Residential | Pro Custom Solar dba Momentum Solar | None | PSE&G | Accepted | 2023-07-10 | 2023-07-13 | 2024-07-13 | Inverters | ENPHASE | IQ8PLUS-72-2-US | 290 |  | 20 |  |  | 0.97 |  | Outdoor
NJADRE1554250180 | Administratively Determined Incentive Program | Hillside | 7205 | 10 | 8 | Residential | Behind the Meter | No | Net Metered Residential | Pro Custom Solar dba Momentum Solar | None | PSE&G | Accepted | 2023-07-10 | 2023-07-13 | 2024-07-13 | Solar Panels | HANWHA | Q. PEAK DUO BLK ML-G10+400 |  | 0.4 | 14 | 348 | 27 |  | Fixed | Roof
NJADRE1554250180 | Administratively Determined Incentive Program | Hillside | 7205 | 10 | 8 | Residential | Behind the Meter | No | Net Metered Residential | Pro Custom Solar dba Momentum Solar | None | PSE&G | Accepted | 2023-07-10 | 2023-07-13 | 2024-07-13 | Solar Panels | HANWHA | Q. PEAK DUO BLK ML-G10+400 |  | 0.4 | 3 | 168 | 17 |  | Fixed | Roof
NJADRE1554250180 | Administratively Determined Incentive Program | Hillside | 7205 | 10 | 8 | Residential | Behind the Meter | No | Net Metered Residential | Pro Custom Solar dba Momentum Solar | None | PSE&G | Accepted | 2023-07-10 | 2023-07-13 | 2024-07-13 | Solar Panels | HANWHA | Q. PEAK DUO BLK ML-G10+400 |  | 0.4 | 3 | 168 | 27 |  | Fixed | Roof
NJADRE1554250860 | Administratively Determined Incentive Program | Paterson | 7501 | 6 | 9.2 | Residential | Behind the Meter | Yes | Net Metered Residential | Pro Custom Solar dba Momentum Solar | None | PSE&G | Accepted | 2023-07-10 | 2023-07-13 | 2024-07-13 | Inverters | ENPHASE | IQ8PLUS-72-2-US | 290 |  | 23 |  |  | 0.97 |  | Outdoor
NJADRE1554250860 | Administratively Determined Incentive Program | Paterson | 7501 | 6 | 9.2 | Residential | Behind the Meter | Yes | Net Metered Residential | Pro Custom Solar dba Momentum Solar | None | PSE&G | Accepted | 2023-07-10 | 2023-07-13 | 2024-07-13 | Solar Panels | HANWHA | Q. PEAK DUO BLK ML-G10+400 |  | 0.4 | 10 | 104 | 33 |  | Fixed | Roof
NJADRE1554250860 | Administratively Determined Incentive Program | Paterson | 7501 | 6 | 9.2 | Residential | Behind the Meter | Yes | Net Metered Residential | Pro Custom Solar dba Momentum Solar | None | PSE&G | Accepted | 2023-07-10 | 2023-07-13 | 2024-07-13 | Solar Panels | HANWHA | Q. PEAK DUO BLK ML-G10+400 |  | 0.4 | 5 | 194 | 10 |  | Fixed | Roof
NJADRE1554250860 | Administratively Determined Incentive Program | Paterson | 7501 | 6 | 9.2 | Residential | Behind the Meter | Yes | Net Metered Residential | Pro Custom Solar dba Momentum Solar | None | PSE&G | Accepted | 2023-07-10 | 2023-07-13 | 2024-07-13 | Solar Panels | HANWHA | Q. PEAK DUO BLK ML-G10+400 |  | 0.4 | 8 | 14 | 10 |  | Fixed | Roof
NJADRE1554251825 | Administratively Determined Incentive Program | Wantage | 7461 | 1 | 7.51 | Residential | Behind the Meter | Yes | Net Metered Residential | Sunrun Installation Services, Inc. | None | JCP&L | Accepted | 2023-07-10 | 2023-07-14 | 2024-07-14 | Inverters | SolarEdge Technologies | SE6000H-USSN | 6000 |  | 1 |  |  | 0.99 |  | Outdoor | Next To Meter
NJADRE1554251825 | Administratively Determined Incentive Program | Wantage | 7461 | 1 | 7.51 | Residential | Behind the Meter | Yes | Net Metered Residential | Sunrun Installation Services, Inc. | None | JCP&L | Accepted | 2023-07-10 | 2023-07-14 | 2024-07-14 | Solar Panels | Trina Solar | TSM-395DE09C.07 |  | 0.395 | 4 | 128 | 22 |  | Fixed | Roof
NJADRE1554251825 | Administratively Determined Incentive Program | Wantage | 7461 | 1 | 7.51 | Residential | Behind the Meter | Yes | Net Metered Residential | Sunrun Installation Services, Inc. | None | JCP&L | Accepted | 2023-07-10 | 2023-07-14 | 2024-07-14 | Solar Panels | Trina Solar | TSM-395DE09C.07 |  | 0.395 | 15 | 308 | 22 |  | Fixed | Roof
NJADRE1554252287 | Administratively Determined Incentive Program | South Brunswick Township | 8852 | 11 | 3.6 | Residential | Behind the Meter | No | Net Metered Residential | Freedom Forever New Jersey LLC | None | PSE&G | Accepted | 2023-07-10 | 2023-07-14 | 2024-07-14 | Inverters | Solar Edge | SE3800H-USRGM | 3800 |  | 1 |  |  | 0.99 |  | Outdoor
NJADRE1554252287 | Administratively Determined Incentive Program | South Brunswick Township | 8852 | 11 | 3.6 | Residential | Behind the Meter | No | Net Metered Residential | Freedom Forever New Jersey LLC | None | PSE&G | Accepted | 2023-07-10 | 2023-07-14 | 2024-07-14 | Solar Panels | Freedom Forever | FF-MP-BBB-400 |  | 0.4 | 9 | 149 | 47 |  | Fixed | Roof
NJADRE1554252389 | Administratively Determined Incentive Program | Newark | 7108 | 9 | 6.8 | Residential | Behind the Meter | No | Net Metered Residential | Tesla Energy Operations Inc | None | PSE&G | Accepted | 2023-07-10 | 2023-07-14 | 2024-07-14 | Inverters | Tesla | 1850000-00-C | 7600 |  | 1 |  |  | 0.98 |  | Outside
NJADRE1554252389 | Administratively Determined Incentive Program | Newark | 7108 | 9 | 6.8 | Residential | Behind the Meter | No | Net Metered Residential | Tesla Energy Operations Inc | None | PSE&G | Accepted | 2023-07-10 | 2023-07-14 | 2024-07-14 | Electric Storage Battery | Tesla | AC Powerwall 2.0 |  |  | 1 |  |  |  | Lithium Ion |  | Outside
NJADRE1554252389 | Administratively Determined Incentive Program | Newark | 7108 | 9 | 6.8 | Residential | Behind the Meter | No | Net Metered Residential | Tesla Energy Operations Inc | None | PSE&G | Accepted | 2023-07-10 | 2023-07-14 | 2024-07-14 | Solar Panels | Hanwha | Hanwha # Q.PEAK DUO BLK ML-G10+/TS 400 |  | 0.4 | 17 | 198 | 30 |  | Fixed | Roof
NJADRE1554252547 | Administratively Determined Incentive Program | JACKSON | 8527 | 18 | 9.88 | Residential | Behind the Meter | No | Net Metered Residential | Powerlutions | None | JCP&L | Accepted | 2023-07-10 | 2023-07-14 | 2024-07-14 | Solar Panels | Trina | TSM-395DE09C.07 |  | 0.395 | 4 | 97 | 23 |  | Fixed | Roof
NJADRE1554252547 | Administratively Determined Incentive Program | JACKSON | 8527 | 18 | 9.88 | Residential | Behind the Meter | No | Net Metered Residential | Powerlutions | None | JCP&L | Accepted | 2023-07-10 | 2023-07-14 | 2024-07-14 | Solar Panels | Trina | TSM-395DE09C.07 |  | 0.395 | 16 | 277 | 23 |  | Fixed | Roof
NJADRE1554252547 | Administratively Determined Incentive Program | JACKSON | 8527 | 18 | 9.88 | Residential | Behind the Meter | No | Net Metered Residential | Powerlutions | None | JCP&L | Accepted | 2023-07-10 | 2023-07-14 | 2024-07-14 | Solar Panels | Trina | TSM-395DE09C.07 |  | 0.395 | 5 | 277 | 23 |  | Fixed | Roof
NJADRE1554252547 | Administratively Determined Incentive Program | JACKSON | 8527 | 18 | 9.88 | Residential | Behind the Meter | No | Net Metered Residential | Powerlutions | None | JCP&L | Accepted | 2023-07-10 | 2023-07-14 | 2024-07-14 | Inverters | ENPHASE | IQ7PLUS-72-2-US | 290 |  | 25 |  |  | 0.98 |  | Outdoor
NJADRE1554253795 | Administratively Determined Incentive Program | Plainfield City | 7060 | 10 | 8.3 | Residential | Behind the Meter | Yes | Net Metered Residential | Sunrun Installation Services, Inc. | None | PSE&G | Accepted | 2023-07-10 | 2023-07-14 | 2024-07-14 | Inverters | SolarEdge Technologies | SE6000H-USSN | 6000 |  | 1 |  |  | 0.99 |  | Indoor | Next to the meter
NJADRE1554253795 | Administratively Determined Incentive Program | Plainfield City | 7060 | 10 | 8.3 | Residential | Behind the Meter | Yes | Net Metered Residential | Sunrun Installation Services, Inc. | None | PSE&G | Accepted | 2023-07-10 | 2023-07-14 | 2024-07-14 | Solar Panels | Trina Solar | TSM-395DE09C.07 |  | 0.395 | 6 | 175 | 34 |  | Fixed | Roof
NJADRE1554253795 | Administratively Determined Incentive Program | Plainfield City | 7060 | 10 | 8.3 | Residential | Behind the Meter | Yes | Net Metered Residential | Sunrun Installation Services, Inc. | None | PSE&G | Accepted | 2023-07-10 | 2023-07-14 | 2024-07-14 | Solar Panels | Trina Solar | TSM-395DE09C.07 |  | 0.395 | 15 | 355 | 34 |  | Fixed | Roof
NJADRE1554253795 | Administratively Determined Incentive Program | Plainfield City | 7060 | 10 | 8.3 | Residential | Behind the Meter | Yes | Net Metered Residential | Sunrun Installation Services, Inc. | None | PSE&G | Accepted | 2023-07-10 | 2023-07-14 | 2024-07-14 | Electric Storage Battery | Tesla | Powerwall |  |  | 1 |  |  |  | Lithium Ion |  | Inside
NJADRE1554255618 | Administratively Determined Incentive Program | Vineland | 8360 | 20 | 4.4 | Residential | Behind the Meter | Yes | Net Metered Residential | SunnyMac LLC | None | Vineland Muni Electric | Accepted | 2023-07-10 | 2023-07-14 | 2024-07-14 | Solar Panels | HANWHA | Q.PEAK DUO BLK ML-G10+400 |  | 0.4 | 5 | 93 | 32 |  | Fixed | Roof
NJADRE1554255618 | Administratively Determined Incentive Program | Vineland | 8360 | 20 | 4.4 | Residential | Behind the Meter | Yes | Net Metered Residential | SunnyMac LLC | None | Vineland Muni Electric | Accepted | 2023-07-10 | 2023-07-14 | 2024-07-14 | Solar Panels | HANWHA | Q.PEAK DUO BLK ML-G10+400 |  | 0.4 | 6 | 273 | 32 |  | Fixed | Roof
NJADRE1554255618 | Administratively Determined Incentive Program | Vineland | 8360 | 20 | 4.4 | Residential | Behind the Meter | Yes | Net Metered Residential | SunnyMac LLC | None | Vineland Muni Electric | Accepted | 2023-07-10 | 2023-07-14 | 2024-07-14 | Inverters | Solaredge | SE 3000H -US | 3000 |  | 1 |  |  | 0.99 |  | Outdoor | NEXT TO METER
NJADRE1554255618 | Administratively Determined Incentive Program | Vineland | 8360 | 20 | 4.4 | Residential | Behind the Meter | Yes | Net Metered Residential | SunnyMac LLC | None | Vineland Muni Electric | Accepted | 2023-07-10 | 2023-07-14 | 2024-07-14 | Meters | SE-RGMTR-1D-240C-B | Solaredge |  |  | 1 |  |  |  | Yes | Outdoor
NJADRE1554255702 | Administratively Determined Incentive Program | Raritan | 8869 | 5 | 2.77 | Residential | Behind the Meter | Yes | Net Metered Residential | Sunrun Installation Services, Inc. | None | PSE&G | Accepted | 2023-07-10 | 2023-07-14 | 2024-07-14 | Inverters | Delta Electronics | E4-TL-US | 3840 |  | 1 |  |  | 0.96 |  | Outdoor | Next To Meter
NJADRE1554255702 | Administratively Determined Incentive Program | Raritan | 8869 | 5 | 2.77 | Residential | Behind the Meter | Yes | Net Metered Residential | Sunrun Installation Services, Inc. | None | PSE&G | Accepted | 2023-07-10 | 2023-07-14 | 2024-07-14 | Solar Panels | Trina Solar | TSM-395DE09C.07 |  | 0.395 | 7 | 176 | 23 |  | Fixed | Roof
NJADRE1554255702 | Administratively Determined Incentive Program | Raritan | 8869 | 5 | 2.77 | Residential | Behind the Meter | Yes | Net Metered Residential | Sunrun Installation Services, Inc. | None | PSE&G | Accepted | 2023-07-10 | 2023-07-14 | 2024-07-14 | Electric Storage Battery | Tesla | Powerwall 2 AC |  |  | 1 |  |  |  | Lithium Ion |  | outside
NJADRE1554255741 | Administratively Determined Incentive Program | Monroe Township | 8831 | 11 | 4.74 | Residential | Behind the Meter | Yes | Net Metered Residential | Sunrun Installation Services, Inc. | None | JCP&L | Accepted | 2023-07-10 | 2023-07-14 | 2024-07-14 | Inverters | SolarEdge Technologies | SE3800H-USMN | 3800 |  | 1 |  |  | 0.99 |  | Outdoor | Next To Meter
NJADRE1554255741 | Administratively Determined Incentive Program | Monroe Township | 8831 | 11 | 4.74 | Residential | Behind the Meter | Yes | Net Metered Residential | Sunrun Installation Services, Inc. | None | JCP&L | Accepted | 2023-07-10 | 2023-07-14 | 2024-07-14 | Solar Panels | Trina Solar | TSM-395DE09C.07 |  | 0.395 | 5 | 18 | 30 |  | Fixed | Roof
NJADRE1554255741 | Administratively Determined Incentive Program | Monroe Township | 8831 | 11 | 4.74 | Residential | Behind the Meter | Yes | Net Metered Residential | Sunrun Installation Services, Inc. | None | JCP&L | Accepted | 2023-07-10 | 2023-07-14 | 2024-07-14 | Solar Panels | Trina Solar | TSM-395DE09C.07 |  | 0.395 | 4 | 18 | 30 |  | Fixed | Roof
NJADRE1554255741 | Administratively Determined Incentive Program | Monroe Township | 8831 | 11 | 4.74 | Residential | Behind the Meter | Yes | Net Metered Residential | Sunrun Installation Services, Inc. | None | JCP&L | Accepted | 2023-07-10 | 2023-07-14 | 2024-07-14 | Solar Panels | Trina Solar | TSM-395DE09C.07 |  | 0.395 | 3 | 288 | 30 |  | Fixed | Roof
NJADRE1554255772 | Administratively Determined Incentive Program | Highland Lakes | 7422 | 1 | 7.64 | Residential | Behind the Meter | No | Net Metered Residential | GAF Energy | None | Sussex Rural | Accepted | 2023-07-12 | 2023-07-19 | 2024-07-19 | Inverters | Delta | M4-TL-US | 4000 |  | 2 |  |  | 0.975 |  | Outside
NJADRE1554255772 | Administratively Determined Incentive Program | Highland Lakes | 7422 | 1 | 7.64 | Residential | Behind the Meter | No | Net Metered Residential | GAF Energy | None | Sussex Rural | Accepted | 2023-07-12 | 2023-07-19 | 2024-07-19 | Solar Panels | GAF Energy | TLS-1 |  | 0.046 | 90 | 189 | 30 |  | Fixed | Roof
NJADRE1554255772 | Administratively Determined Incentive Program | Highland Lakes | 7422 | 1 | 7.64 | Residential | Behind the Meter | No | Net Metered Residential | GAF Energy | None | Sussex Rural | Accepted | 2023-07-12 | 2023-07-19 | 2024-07-19 | Solar Panels | GAF Energy | TLS-1 |  | 0.046 | 76 | 99 | 30 |  | Fixed | Roof
NJADRE1554256776 | Administratively Determined Incentive Program | Montague | 7827 | 1 | 12.96 | Residential | Behind the Meter | Yes | Net Metered Residential | Trinity Solar | None | JCP&L | Accepted | 2023-07-10 | 2023-07-14 | 2024-07-14 | Inverters | Solar Edge | SE10000H-US000BEi4 | 10000 |  | 1 |  |  | 0.97 |  | Outdoor
NJADRE1554256776 | Administratively Determined Incentive Program | Montague | 7827 | 1 | 12.96 | Residential | Behind the Meter | Yes | Net Metered Residential | Trinity Solar | None | JCP&L | Accepted | 2023-07-10 | 2023-07-14 | 2024-07-14 | Solar Panels | HANWHA | Q.PEAK DUO BLK ML-G10+ 405 |  | 0.405 | 32 | 254 | 18 |  | Fixed | Roof
NJADRE1554260965 | Administratively Determined Incentive Program | VINELAND | 8360 | 20 | 4.02 | Residential | Behind the Meter | Yes | Net Metered Residential | SunnyMac, LLC | None | Vineland Muni Electric | Accepted | 2023-07-10 | 2023-07-14 | 2024-07-14 | Inverters | SolarEdge Technologies Inc. | SE3800H-US000BNI4 (Inverter) | 3800 |  | 1 |  |  | 0.99 |  | Outside
NJADRE1554260965 | Administratively Determined Incentive Program | VINELAND | 8360 | 20 | 4.02 | Residential | Behind the Meter | Yes | Net Metered Residential | SunnyMac, LLC | None | Vineland Muni Electric | Accepted | 2023-07-10 | 2023-07-14 | 2024-07-14 | Meters | SolarEdge Technologies Inc. | SolarEdge Built-in Consumption Monitor (BEI4, BNI4, BNC |  |  | 1 |  |  |  | Yes
NJADRE1554260965 | Administratively Determined Incentive Program | VINELAND | 8360 | 20 | 4.02 | Residential | Behind the Meter | Yes | Net Metered Residential | SunnyMac, LLC | None | Vineland Muni Electric | Accepted | 2023-07-10 | 2023-07-14 | 2024-07-14 | Solar Panels | Hanwha Q Cells | Q.PEAK DUO BLK-G10+365 |  | 0.365 | 11 | 184 | 14 |  | Fixed | Roof
NJADRE1554261026 | Administratively Determined Incentive Program | Woodbridge | 7095 | 11 | 3.2 | Residential | Behind the Meter | Yes | Net Metered Residential | Pro Custom Solar dba Momentum Solar | None | PSE&G | Accepted | 2023-07-10 | 2023-07-14 | 2024-07-14 | Solar Panels | hanwha | Â Q. PEAK DUO BLK-G10+400 |  | 0.4 | 8 | 250 | 42 |  | Fixed | Roof
NJADRE1554261026 | Administratively Determined Incentive Program | Woodbridge | 7095 | 11 | 3.2 | Residential | Behind the Meter | Yes | Net Metered Residential | Pro Custom Solar dba Momentum Solar | None | PSE&G | Accepted | 2023-07-10 | 2023-07-14 | 2024-07-14 | Inverters | enphase | IQ8PLUS-72-2-US | 290 |  | 8 |  |  | 0.97 |  | Outdoor
NJADRE1554261030 | Administratively Determined Incentive Program | NORTHFIELD | 8225 | 19 | 7.67 | Residential | Behind the Meter | Yes | Net Metered Residential | SunnyMac, LLC | None | AC Electric | Accepted | 2023-07-10 | 2023-07-14 | 2024-07-14 | Inverters | SolarEdge Technologies Inc. | SE6000H-US000BNI4 (Inverter) | 6000 |  | 1 |  |  | 0.99 |  | Outside
NJADRE1554261030 | Administratively Determined Incentive Program | NORTHFIELD | 8225 | 19 | 7.67 | Residential | Behind the Meter | Yes | Net Metered Residential | SunnyMac, LLC | None | AC Electric | Accepted | 2023-07-10 | 2023-07-14 | 2024-07-14 | Meters | Retrieving data. Wait a few seconds and try to cut or c | SolarEdge Built-in Consumption Monitor (BEI4, BNI4, BNC |  |  | 1 |  |  |  | Yes
NJADRE1554261030 | Administratively Determined Incentive Program | NORTHFIELD | 8225 | 19 | 7.67 | Residential | Behind the Meter | Yes | Net Metered Residential | SunnyMac, LLC | None | AC Electric | Accepted | 2023-07-10 | 2023-07-14 | 2024-07-14 | Solar Panels | Hanwha Q Cells | Q.PEAK DUO BLK-G10+365 |  | 0.365 | 14 | 365 | 40 |  | Fixed | Roof
NJADRE1554261030 | Administratively Determined Incentive Program | NORTHFIELD | 8225 | 19 | 7.67 | Residential | Behind the Meter | Yes | Net Metered Residential | SunnyMac, LLC | None | AC Electric | Accepted | 2023-07-10 | 2023-07-14 | 2024-07-14 | Solar Panels | Hanwha Q Cells | Q.PEAK DUO BLK-G10+365 |  | 0.365 | 7 | 44 | 40 |  | Fixed | Roof
NJADRE1554261106 | Administratively Determined Incentive Program | MULLICA HILL | 8062 | 15 | 9.86 | Residential | Behind the Meter | Yes | Net Metered Residential | SunnyMac, LLC | None | AC Electric | Accepted | 2023-07-10 | 2023-07-14 | 2024-07-14 | Inverters | Retrieving data. Wait a few seconds and try to cut or c | SE7600H-US000BNI4 (Inverter) | 7600 |  | 1 |  |  | 0.99 |  | Outside
NJADRE1554261106 | Administratively Determined Incentive Program | MULLICA HILL | 8062 | 15 | 9.86 | Residential | Behind the Meter | Yes | Net Metered Residential | SunnyMac, LLC | None | AC Electric | Accepted | 2023-07-10 | 2023-07-14 | 2024-07-14 | Meters | SolarEdge Technologies Inc. | SolarEdge Built-in Consumption Monitor (BEI4, BNI4, BNC |  |  | 1 |  |  |  | Yes
NJADRE1554261106 | Administratively Determined Incentive Program | MULLICA HILL | 8062 | 15 | 9.86 | Residential | Behind the Meter | Yes | Net Metered Residential | SunnyMac, LLC | None | AC Electric | Accepted | 2023-07-10 | 2023-07-14 | 2024-07-14 | Solar Panels | Hanwha Q Cells | Q.PEAK DUO BLK-G10+365 |  | 0.365 | 9 | 197 | 36 |  | Fixed | Roof
NJADRE1554261106 | Administratively Determined Incentive Program | MULLICA HILL | 8062 | 15 | 9.86 | Residential | Behind the Meter | Yes | Net Metered Residential | SunnyMac, LLC | None | AC Electric | Accepted | 2023-07-10 | 2023-07-14 | 2024-07-14 | Solar Panels | Hanwha Q Cells | Q.PEAK DUO BLK-G10+365 |  | 0.365 | 8 | 197 | 32 |  | Fixed | Roof
NJADRE1554261106 | Administratively Determined Incentive Program | MULLICA HILL | 8062 | 15 | 9.86 | Residential | Behind the Meter | Yes | Net Metered Residential | SunnyMac, LLC | None | AC Electric | Accepted | 2023-07-10 | 2023-07-14 | 2024-07-14 | Solar Panels | Hanwha Q Cells | Q.PEAK DUO BLK-G10+365 |  | 0.365 | 6 | 287 | 41 |  | Fixed | Roof
NJADRE1554261106 | Administratively Determined Incentive Program | MULLICA HILL | 8062 | 15 | 9.86 | Residential | Behind the Meter | Yes | Net Metered Residential | SunnyMac, LLC | None | AC Electric | Accepted | 2023-07-10 | 2023-07-14 | 2024-07-14 | Solar Panels | Hanwha Q Cells | Q.PEAK DUO BLK-G10+365 |  | 0.365 | 4 | 107 | 44 |  | Fixed | Roof
NJADRE1554261861 | Administratively Determined Incentive Program | Hamilton Township | 8690 | 12 | 7.51 | Residential | Behind the Meter | Yes | Net Metered Residential | Sunrun Installation Services, Inc. | None | PSE&G | Accepted | 2023-07-10 | 2023-07-14 | 2024-07-14 | Inverters | Delta Electronics | E6-TL-US | 6000 |  | 1 |  |  | 0.975 |  | Outdoor | Next To Meter
NJADRE1554261861 | Administratively Determined Incentive Program | Hamilton Township | 8690 | 12 | 7.51 | Residential | Behind the Meter | Yes | Net Metered Residential | Sunrun Installation Services, Inc. | None | PSE&G | Accepted | 2023-07-10 | 2023-07-14 | 2024-07-14 | Solar Panels | Trina Solar | TSM-395DE09C.07 |  | 0.395 | 7 | 289 | 39 |  | Fixed | Roof
NJADRE1554261861 | Administratively Determined Incentive Program | Hamilton Township | 8690 | 12 | 7.51 | Residential | Behind the Meter | Yes | Net Metered Residential | Sunrun Installation Services, Inc. | None | PSE&G | Accepted | 2023-07-10 | 2023-07-14 | 2024-07-14 | Solar Panels | Trina Solar | TSM-395DE09C.07 |  | 0.395 | 12 | 109 | 13 |  | Fixed | Roof
NJADRE1554262792 | Administratively Determined Incentive Program | Secaucus | 7094 | 8 | 8.58 | Residential | Behind the Meter | Yes | Net Metered Residential | Sunrun Installation Services, Inc. | None | PSE&G | Accepted | 2023-07-10 | 2023-07-14 | 2024-07-14 | Inverters | SolarEdge Technologies | SE6000H-USSN | 6000 |  | 1 |  |  | 0.96 |  | Outdoor | Next To Meter
NJADRE1554262792 | Administratively Determined Incentive Program | Secaucus | 7094 | 8 | 8.58 | Residential | Behind the Meter | Yes | Net Metered Residential | Sunrun Installation Services, Inc. | None | PSE&G | Accepted | 2023-07-10 | 2023-07-14 | 2024-07-14 | Solar Panels | Trina Solar | TSM-390DE09C.07 |  | 0.39 | 22 | 219 | 37 |  | Fixed | Roof
NJADRE1554264094 | Administratively Determined Incentive Program | Emerson | 7630 | 7 | 6.32 | Residential | Behind the Meter | Yes | Net Metered Residential | Sunrun Installation Services, Inc. | None | PSE&G | Accepted | 2023-07-10 | 2023-07-17 | 2024-07-17 | Inverters | SolarEdge Technologies | SE6000H-USSN | 6000 |  | 1 |  |  | 0.96 |  | Outdoor | Next To Meter
NJADRE1554264094 | Administratively Determined Incentive Program | Emerson | 7630 | 7 | 6.32 | Residential | Behind the Meter | Yes | Net Metered Residential | Sunrun Installation Services, Inc. | None | PSE&G | Accepted | 2023-07-10 | 2023-07-17 | 2024-07-17 | Solar Panels | Trina Solar | TSM-395DE09C.07 |  | 0.395 | 2 | 13 | 30 |  | Fixed | Roof
NJADRE1554264094 | Administratively Determined Incentive Program | Emerson | 7630 | 7 | 6.32 | Residential | Behind the Meter | Yes | Net Metered Residential | Sunrun Installation Services, Inc. | None | PSE&G | Accepted | 2023-07-10 | 2023-07-17 | 2024-07-17 | Solar Panels | Trina Solar | TSM-395DE09C.07 |  | 0.395 | 2 | 193 | 30 |  | Fixed | Roof
NJADRE1554264094 | Administratively Determined Incentive Program | Emerson | 7630 | 7 | 6.32 | Residential | Behind the Meter | Yes | Net Metered Residential | Sunrun Installation Services, Inc. | None | PSE&G | Accepted | 2023-07-10 | 2023-07-17 | 2024-07-17 | Solar Panels | Trina Solar | TSM-395DE09C.07 |  | 0.395 | 3 | 14 | 14 |  | Fixed | Roof
NJADRE1554264094 | Administratively Determined Incentive Program | Emerson | 7630 | 7 | 6.32 | Residential | Behind the Meter | Yes | Net Metered Residential | Sunrun Installation Services, Inc. | None | PSE&G | Accepted | 2023-07-10 | 2023-07-17 | 2024-07-17 | Solar Panels | Trina Solar | TSM-395DE09C.07 |  | 0.395 | 9 | 194 | 40 |  | Fixed | Roof
NJADRE1554264094 | Administratively Determined Incentive Program | Emerson | 7630 | 7 | 6.32 | Residential | Behind the Meter | Yes | Net Metered Residential | Sunrun Installation Services, Inc. | None | PSE&G | Accepted | 2023-07-10 | 2023-07-17 | 2024-07-17 | Electric Storage Battery | Tesla | Powerwall 2 AC |  |  | 1 |  |  |  | Lithium Ion |  | INSIDE
NJADRE1554265334 | Administratively Determined Incentive Program | Little Ferry Boro | 7643 | 7 | 12.64 | Residential | Behind the Meter | Yes | Net Metered Residential | Sunrun Installation Services, Inc. | None | PSE&G | Accepted | 2023-07-10 | 2023-07-14 | 2024-07-14 | Inverters | SolarEdge Technologies | SE10000H-USSN | 10000 |  | 1 |  |  | 0.96 |  | Outdoor | Next To Meter
NJADRE1554265334 | Administratively Determined Incentive Program | Little Ferry Boro | 7643 | 7 | 12.64 | Residential | Behind the Meter | Yes | Net Metered Residential | Sunrun Installation Services, Inc. | None | PSE&G | Accepted | 2023-07-10 | 2023-07-14 | 2024-07-14 | Solar Panels | Trina Solar | TSM-395DE09C.07 |  | 0.395 | 14 | 278 | 23 |  | Fixed | Roof
NJADRE1554265334 | Administratively Determined Incentive Program | Little Ferry Boro | 7643 | 7 | 12.64 | Residential | Behind the Meter | Yes | Net Metered Residential | Sunrun Installation Services, Inc. | None | PSE&G | Accepted | 2023-07-10 | 2023-07-14 | 2024-07-14 | Solar Panels | Trina Solar | TSM-395DE09C.07 |  | 0.395 | 18 | 98 | 21 |  | Fixed | Roof
NJADRE1554265342 | Administratively Determined Incentive Program | Emerson | 7630 | 7 | 10.67 | Residential | Behind the Meter | Yes | Net Metered Residential | Sunrun Installation Services, Inc. | None | PSE&G | Accepted | 2023-07-12 | 2023-07-14 | 2024-07-14 | Inverters | SolarEdge Technologies | SE7600H-USSN | 7600 |  | 1 |  |  | 0.96 |  | Outdoor | Next To Meter
NJADRE1554265342 | Administratively Determined Incentive Program | Emerson | 7630 | 7 | 10.67 | Residential | Behind the Meter | Yes | Net Metered Residential | Sunrun Installation Services, Inc. | None | PSE&G | Accepted | 2023-07-12 | 2023-07-14 | 2024-07-14 | Solar Panels | Trina Solar | TSM-395DE09C.07 |  | 0.395 | 4 | 196 | 26 |  | Fixed | Roof
NJADRE1554265342 | Administratively Determined Incentive Program | Emerson | 7630 | 7 | 10.67 | Residential | Behind the Meter | Yes | Net Metered Residential | Sunrun Installation Services, Inc. | None | PSE&G | Accepted | 2023-07-12 | 2023-07-14 | 2024-07-14 | Solar Panels | Trina Solar | TSM-395DE09C.07 |  | 0.395 | 12 | 286 | 26 |  | Fixed | Roof
NJADRE1554265342 | Administratively Determined Incentive Program | Emerson | 7630 | 7 | 10.67 | Residential | Behind the Meter | Yes | Net Metered Residential | Sunrun Installation Services, Inc. | None | PSE&G | Accepted | 2023-07-12 | 2023-07-14 | 2024-07-14 | Solar Panels | Trina Solar | TSM-395DE09C.07 |  | 0.395 | 11 | 106 | 26 |  | Fixed | Roof
NJADRE1554273503 | Administratively Determined Incentive Program | Bridgewater, | 8807 | 5 | 14.4 | Residential | Behind the Meter | Yes | Net Metered Residential | Suntuity Solar LLC | None | JCP&L | Accepted | 2023-07-11 | 2023-07-14 | 2024-07-14 | Inverters | ENPHASE | IQ8PLUS-72-2-US | 290 |  | 36 |  |  | 0.97 |  | Outdoor | Behind the PV modules
NJADRE1554273503 | Administratively Determined Incentive Program | Bridgewater, | 8807 | 5 | 14.4 | Residential | Behind the Meter | Yes | Net Metered Residential | Suntuity Solar LLC | None | JCP&L | Accepted | 2023-07-11 | 2023-07-14 | 2024-07-14 | Solar Panels | SILFAB PRIME | SIL-400 HC+ |  | 0.4 | 15 | 267 | 24 |  | Fixed | Roof
NJADRE1554273503 | Administratively Determined Incentive Program | Bridgewater, | 8807 | 5 | 14.4 | Residential | Behind the Meter | Yes | Net Metered Residential | Suntuity Solar LLC | None | JCP&L | Accepted | 2023-07-11 | 2023-07-14 | 2024-07-14 | Solar Panels | SILFAB PRIME | SIL-400 HC+ |  | 0.4 | 15 | 87 | 14 |  | Fixed | Roof
NJADRE1554273503 | Administratively Determined Incentive Program | Bridgewater, | 8807 | 5 | 14.4 | Residential | Behind the Meter | Yes | Net Metered Residential | Suntuity Solar LLC | None | JCP&L | Accepted | 2023-07-11 | 2023-07-14 | 2024-07-14 | Solar Panels | SILFAB PRIME | SIL-400 HC+ |  | 0.4 | 6 | 267 | 23 |  | Fixed | Roof
NJADRE1554273546 | Administratively Determined Incentive Program | Montgomery Twp | 8502 | 5 | 12.8 | Residential | Behind the Meter | No | Net Metered Residential | SunnyMac LLC | None | PSE&G | Accepted | 2023-07-11 | 2023-07-14 | 2024-07-14 | Solar Panels | REC | 400 N-PEAK 3 BLACK |  | 0.4 | 24 | 210 | 30 |  | Fixed | Roof
NJADRE1554273546 | Administratively Determined Incentive Program | Montgomery Twp | 8502 | 5 | 12.8 | Residential | Behind the Meter | No | Net Metered Residential | SunnyMac LLC | None | PSE&G | Accepted | 2023-07-11 | 2023-07-14 | 2024-07-14 | Solar Panels | REC | 400 N-PEAK 3 BLACK |  | 0.4 | 8 | 210 | 30 |  | Fixed | Roof
NJADRE1554273546 | Administratively Determined Incentive Program | Montgomery Twp | 8502 | 5 | 12.8 | Residential | Behind the Meter | No | Net Metered Residential | SunnyMac LLC | None | PSE&G | Accepted | 2023-07-11 | 2023-07-14 | 2024-07-14 | Inverters | ENPHASE | IQ8PLUS-72-2-US | 290 |  | 32 |  |  | 0.99 |  | Outdoor | NEXT TO METER
NJADRE1554273566 | Administratively Determined Incentive Program | Hillsborough Township | 8844 | 5 | 12.15 | Residential | Behind the Meter | No | Net Metered Residential | Tesla Energy Operations Inc | None | PSE&G | Accepted | 2023-07-11 | 2023-07-14 | 2024-07-14 | Inverters | Tesla | #1850000-00-C | 7600 |  | 1 |  |  | 0.98 |  | Outdoor
NJADRE1554273566 | Administratively Determined Incentive Program | Hillsborough Township | 8844 | 5 | 12.15 | Residential | Behind the Meter | No | Net Metered Residential | Tesla Energy Operations Inc | None | PSE&G | Accepted | 2023-07-11 | 2023-07-14 | 2024-07-14 | Electric Storage Battery | Tesla | AC Powerwall 2.0 |  |  | 1 |  |  |  | Lithium Ion |  | Outside
NJADRE1554273566 | Administratively Determined Incentive Program | Hillsborough Township | 8844 | 5 | 12.15 | Residential | Behind the Meter | No | Net Metered Residential | Tesla Energy Operations Inc | None | PSE&G | Accepted | 2023-07-11 | 2023-07-14 | 2024-07-14 | Inverters | Tesla | 1538000-45-A | 3800 |  | 1 |  |  | 0.98 |  | Outside
NJADRE1554273566 | Administratively Determined Incentive Program | Hillsborough Township | 8844 | 5 | 12.15 | Residential | Behind the Meter | No | Net Metered Residential | Tesla Energy Operations Inc | None | PSE&G | Accepted | 2023-07-11 | 2023-07-14 | 2024-07-14 | Solar Panels | Hanwha | Hanwha # Q.PEAK DUO BLK ML-G10+/TS 405 |  | 0.405 | 9 | 192 | 40 |  | Fixed | Roof
NJADRE1554273566 | Administratively Determined Incentive Program | Hillsborough Township | 8844 | 5 | 12.15 | Residential | Behind the Meter | No | Net Metered Residential | Tesla Energy Operations Inc | None | PSE&G | Accepted | 2023-07-11 | 2023-07-14 | 2024-07-14 | Solar Panels | Hanwha | Hanwha # Q.PEAK DUO BLK ML-G10+/TS 405 |  | 0.405 | 9 | 12 | 40 |  | Fixed | Roof
NJADRE1554273566 | Administratively Determined Incentive Program | Hillsborough Township | 8844 | 5 | 12.15 | Residential | Behind the Meter | No | Net Metered Residential | Tesla Energy Operations Inc | None | PSE&G | Accepted | 2023-07-11 | 2023-07-14 | 2024-07-14 | Solar Panels | Hanwha | Hanwha # Q.PEAK DUO BLK ML-G10+/TS 405 |  | 0.405 | 12 | 282 | 36 |  | Fixed | Roof
NJADRE1554273581 | Administratively Determined Incentive Program | Garfield City | 7026 | 7 | 4.8 | Residential | Behind the Meter | No | Net Metered Residential | Tesla Energy Operations Inc | None | PSE&G | Accepted | 2023-07-11 | 2023-07-17 | 2024-07-17 | Inverters | Tesla | Powerwall+ [240V] #1850000-00-C | 7600 |  | 1 |  |  | 0.986 |  | Outdoor
NJADRE1554273581 | Administratively Determined Incentive Program | Garfield City | 7026 | 7 | 4.8 | Residential | Behind the Meter | No | Net Metered Residential | Tesla Energy Operations Inc | None | PSE&G | Accepted | 2023-07-11 | 2023-07-17 | 2024-07-17 | Meters | Tesla | Powerwall+ [240V] #1850000-00-C |  |  | 1 |  |  |  | Yes | Outdoor
NJADRE1554273581 | Administratively Determined Incentive Program | Garfield City | 7026 | 7 | 4.8 | Residential | Behind the Meter | No | Net Metered Residential | Tesla Energy Operations Inc | None | PSE&G | Accepted | 2023-07-11 | 2023-07-17 | 2024-07-17 | Solar Panels | Hanwha | Q.PEAK DUO BLK ML-G10+/TS 400 |  | 0.4 | 12 | 213 | 45 |  | Fixed | Roof
NJADRE1554273581 | Administratively Determined Incentive Program | Garfield City | 7026 | 7 | 4.8 | Residential | Behind the Meter | No | Net Metered Residential | Tesla Energy Operations Inc | None | PSE&G | Accepted | 2023-07-11 | 2023-07-17 | 2024-07-17 | Electric Storage Battery | Tesla | 3012170-25-C |  |  | 1 |  |  |  | Lithium Ion |  | Outside
NJADRE1554273635 | Administratively Determined Incentive Program | Allendale | 7401 | 7 | 14 | Residential | Behind the Meter | No | Net Metered Residential | Tesla Energy Operations Inc | None | Orange Rockland Electric | Accepted | 2023-07-11 | 2023-07-14 | 2024-07-14 | Inverters | Tesla | 7.6 kW Tesla Inc 1538000-45-A (240V) | 7600 |  | 1 |  |  | 0.986 |  | Outdoor
NJADRE1554273635 | Administratively Determined Incentive Program | Allendale | 7401 | 7 | 14 | Residential | Behind the Meter | No | Net Metered Residential | Tesla Energy Operations Inc | None | Orange Rockland Electric | Accepted | 2023-07-11 | 2023-07-14 | 2024-07-14 | Meters | Tesla | 7.6 kW Tesla Inc 1538000-45-A (240V) |  |  | 1 |  |  |  | Yes | Outdoor
NJADRE1554273635 | Administratively Determined Incentive Program | Allendale | 7401 | 7 | 14 | Residential | Behind the Meter | No | Net Metered Residential | Tesla Energy Operations Inc | None | Orange Rockland Electric | Accepted | 2023-07-11 | 2023-07-14 | 2024-07-14 | Inverters | Tesla | 5.7 kW Tesla Inc 1538000-45-A (240V) | 5700 |  | 1 |  |  | 0.975 |  | Outdoor
NJADRE1554273635 | Administratively Determined Incentive Program | Allendale | 7401 | 7 | 14 | Residential | Behind the Meter | No | Net Metered Residential | Tesla Energy Operations Inc | None | Orange Rockland Electric | Accepted | 2023-07-11 | 2023-07-14 | 2024-07-14 | Solar Panels | Hanwha | Q.PEAK DUO BLK ML-G10+/TS 400 |  | 0.4 | 31 | 125 | 37 |  | Fixed | Roof
NJADRE1554273635 | Administratively Determined Incentive Program | Allendale | 7401 | 7 | 14 | Residential | Behind the Meter | No | Net Metered Residential | Tesla Energy Operations Inc | None | Orange Rockland Electric | Accepted | 2023-07-11 | 2023-07-14 | 2024-07-14 | Solar Panels | Hanwha | Q.PEAK DUO BLK ML-G10+/TS 400 |  | 0.4 | 4 | 125 | 37 |  | Fixed | Roof
NJADRE1554273658 | Administratively Determined Incentive Program | Jersey City | 7305 | 8 | 4.8 | Residential | Behind the Meter | Yes | Net Metered Residential | Pro Custom Solar dba Momentum Solar | None | PSE&G | Accepted | 2023-07-11 | 2023-07-17 | 2024-07-17 | Inverters | Enphase | IQ8PLUS-72-2-US | 290 |  | 12 |  |  | 0.97 |  | Outdoor
NJADRE1554273658 | Administratively Determined Incentive Program | Jersey City | 7305 | 8 | 4.8 | Residential | Behind the Meter | Yes | Net Metered Residential | Pro Custom Solar dba Momentum Solar | None | PSE&G | Accepted | 2023-07-11 | 2023-07-17 | 2024-07-17 | Solar Panels | Hanwha | q.peak duo blk ML-g10+400 |  | 0.4 | 12 | 139 | 7 |  | Fixed | Roof
NJADRE1554273675 | Administratively Determined Incentive Program | Millville | 8332 | 20 | 13.37 | Residential | Behind the Meter | Yes | Net Metered Residential | Trinity Solar | None | AC Electric | Accepted | 2023-07-11 | 2023-07-17 | 2024-07-17 | Inverters | Solar Edge | SE10000H-US000BEi4 | 10000 |  | 1 |  |  | 0.97 |  | Outdoor
NJADRE1554273675 | Administratively Determined Incentive Program | Millville | 8332 | 20 | 13.37 | Residential | Behind the Meter | Yes | Net Metered Residential | Trinity Solar | None | AC Electric | Accepted | 2023-07-11 | 2023-07-17 | 2024-07-17 | Solar Panels | HANWHA | Q.PEAK DUO BLK ML-G10+ 405 |  | 0.405 | 18 | 193 | 18 |  | Fixed | Roof
NJADRE1554273675 | Administratively Determined Incentive Program | Millville | 8332 | 20 | 13.37 | Residential | Behind the Meter | Yes | Net Metered Residential | Trinity Solar | None | AC Electric | Accepted | 2023-07-11 | 2023-07-17 | 2024-07-17 | Solar Panels | HANWHA | Q.PEAK DUO BLK ML-G10+ 405 |  | 0.405 | 2 | 193 | 30 |  | Fixed | Roof
NJADRE1554273675 | Administratively Determined Incentive Program | Millville | 8332 | 20 | 13.37 | Residential | Behind the Meter | Yes | Net Metered Residential | Trinity Solar | None | AC Electric | Accepted | 2023-07-11 | 2023-07-17 | 2024-07-17 | Solar Panels | HANWHA | Q.PEAK DUO BLK ML-G10+ 405 |  | 0.405 | 3 | 193 | 14 |  | Fixed | Roof
NJADRE1554273675 | Administratively Determined Incentive Program | Millville | 8332 | 20 | 13.37 | Residential | Behind the Meter | Yes | Net Metered Residential | Trinity Solar | None | AC Electric | Accepted | 2023-07-11 | 2023-07-17 | 2024-07-17 | Solar Panels | HANWHA | Q.PEAK DUO BLK ML-G10+ 405 |  | 0.405 | 4 | 12 | 14 |  | Fixed | Roof
NJADRE1554273675 | Administratively Determined Incentive Program | Millville | 8332 | 20 | 13.37 | Residential | Behind the Meter | Yes | Net Metered Residential | Trinity Solar | None | AC Electric | Accepted | 2023-07-11 | 2023-07-17 | 2024-07-17 | Solar Panels | HANWHA | Q.PEAK DUO BLK ML-G10+ 405 |  | 0.405 | 3 | 285 | 14 |  | Fixed | Roof
NJADRE1554273675 | Administratively Determined Incentive Program | Millville | 8332 | 20 | 13.37 | Residential | Behind the Meter | Yes | Net Metered Residential | Trinity Solar | None | AC Electric | Accepted | 2023-07-11 | 2023-07-17 | 2024-07-17 | Solar Panels | HANWHA | Q.PEAK DUO BLK ML-G10+ 405 |  | 0.405 | 3 | 105 | 14 |  | Fixed | Roof
NJADRE1554273701 | Administratively Determined Incentive Program | Paramus | 7652 | 7 | 13.37 | Residential | Behind the Meter | No | Net Metered Residential | Tesla Energy Operations Inc | None | PSE&G | Accepted | 2023-07-11 | 2023-07-17 | 2024-07-17 | Inverters | Tesla | #1850000-00-C | 7600 |  | 2 |  |  | 0.98 |  | Outside
NJADRE1554273701 | Administratively Determined Incentive Program | Paramus | 7652 | 7 | 13.37 | Residential | Behind the Meter | No | Net Metered Residential | Tesla Energy Operations Inc | None | PSE&G | Accepted | 2023-07-11 | 2023-07-17 | 2024-07-17 | Electric Storage Battery | Tesla | AC Powerwall 2.0 |  |  | 3 |  |  |  | Lithium Ion |  | Outside
NJADRE1554273701 | Administratively Determined Incentive Program | Paramus | 7652 | 7 | 13.37 | Residential | Behind the Meter | No | Net Metered Residential | Tesla Energy Operations Inc | None | PSE&G | Accepted | 2023-07-11 | 2023-07-17 | 2024-07-17 | Solar Panels | Hanwha | Hanwha # Q.PEAK DUO BLK ML-G10+/TS 405 |  | 0.405 | 6 | 289 | 35 |  | Fixed | Roof
NJADRE1554273701 | Administratively Determined Incentive Program | Paramus | 7652 | 7 | 13.37 | Residential | Behind the Meter | No | Net Metered Residential | Tesla Energy Operations Inc | None | PSE&G | Accepted | 2023-07-11 | 2023-07-17 | 2024-07-17 | Solar Panels | Hanwha | Hanwha # Q.PEAK DUO BLK ML-G10+/TS 405 |  | 0.405 | 13 | 199 | 25 |  | Fixed | Roof
NJADRE1554273701 | Administratively Determined Incentive Program | Paramus | 7652 | 7 | 13.37 | Residential | Behind the Meter | No | Net Metered Residential | Tesla Energy Operations Inc | None | PSE&G | Accepted | 2023-07-11 | 2023-07-17 | 2024-07-17 | Solar Panels | Hanwha | Hanwha # Q.PEAK DUO BLK ML-G10+/TS 405 |  | 0.405 | 14 | 109 | 35 |  | Fixed | Roof
NJADRE1554273803 | Administratively Determined Incentive Program | Phillipsburg | 8865 | 2 | 5.92 | Residential | Behind the Meter | No | Net Metered Residential | Vision Solar LLC | None | JCP&L | Accepted | 2023-07-11 | 2023-07-17 | 2024-07-17 | Inverters | Solaredge | SE6000H-USRGM | 6 |  | 1 |  |  | 0.97 |  | Outdoor | side of house
NJADRE1554273803 | Administratively Determined Incentive Program | Phillipsburg | 8865 | 2 | 5.92 | Residential | Behind the Meter | No | Net Metered Residential | Vision Solar LLC | None | JCP&L | Accepted | 2023-07-11 | 2023-07-17 | 2024-07-17 | Solar Panels | ZNSHINE | ZXM6-NH120-370/M |  | 0.37 | 16 | 265 | 22 |  | Fixed | Roof
NJADRE1554273804 | Administratively Determined Incentive Program | Bloomfield | 7003 | 9 | 8.91 | Residential | Behind the Meter | Yes | Net Metered Residential | Trinity Solar Inc. | None | PSE&G | Accepted | 2023-07-11 | 2023-07-18 | 2024-07-18 | Inverters | Solar Edge | SE7600H-US | 7600 |  | 1 |  |  | 0.97 |  | Outdoor
NJADRE1554273804 | Administratively Determined Incentive Program | Bloomfield | 7003 | 9 | 8.91 | Residential | Behind the Meter | Yes | Net Metered Residential | Trinity Solar Inc. | None | PSE&G | Accepted | 2023-07-11 | 2023-07-18 | 2024-07-18 | Solar Panels | HANWHA 405 (Q.PEAK DUO BLK ML-G10+ 405) | HANWHA 405 (Q.PEAK DUO BLK ML-G10+ 405) |  | 0.405 | 14 | 130 | 5 |  | Fixed | Roof
NJADRE1554273804 | Administratively Determined Incentive Program | Bloomfield | 7003 | 9 | 8.91 | Residential | Behind the Meter | Yes | Net Metered Residential | Trinity Solar Inc. | None | PSE&G | Accepted | 2023-07-11 | 2023-07-18 | 2024-07-18 | Solar Panels | HANWHA 405 (Q.PEAK DUO BLK ML-G10+ 405) | HANWHA 405 (Q.PEAK DUO BLK ML-G10+ 405) |  | 0.405 | 8 | 220 | 20 |  | Fixed | Roof
NJADRE1554273805 | Administratively Determined Incentive Program | Cape May Court House | 8210 | 21 | 16.99 | Residential | Behind the Meter | Yes | Net Metered Residential | Sun Up Zero Down LLC | None | AC Electric | Accepted | 2023-07-11 | 2023-07-17 | 2024-07-17 | Inverters | Enphase | IQ7PLUS-72-2-US | 290 |  | 43 |  |  | 0.976 |  | Outdoor
NJADRE1554273805 | Administratively Determined Incentive Program | Cape May Court House | 8210 | 21 | 16.99 | Residential | Behind the Meter | Yes | Net Metered Residential | Sun Up Zero Down LLC | None | AC Electric | Accepted | 2023-07-11 | 2023-07-17 | 2024-07-17 | Solar Panels | Trina | TSM-395-DE09C.07 |  | 0.395 | 43 | 117 | 20 |  | Fixed | Roof
NJADRE1554273805 | Administratively Determined Incentive Program | Cape May Court House | 8210 | 21 | 16.99 | Residential | Behind the Meter | Yes | Net Metered Residential | Sun Up Zero Down LLC | None | AC Electric | Accepted | 2023-07-11 | 2023-07-17 | 2024-07-17 | Meters | Enphase | TBD |  |  | 1 |  |  |  | Yes
NJADRE1554273806 | Administratively Determined Incentive Program | Monroe | 8094 | 15 | 15.2 | Residential | Behind the Meter | No | Net Metered Residential | Freedom Forever New Jersey LLC | None | AC Electric | Accepted | 2023-07-11 | 2023-07-17 | 2024-07-17 | Inverters | Solar Edge | SE10000H-USRGM | 10000 |  | 1 |  |  | 0.99 |  | Outdoor
NJADRE1554273806 | Administratively Determined Incentive Program | Monroe | 8094 | 15 | 15.2 | Residential | Behind the Meter | No | Net Metered Residential | Freedom Forever New Jersey LLC | None | AC Electric | Accepted | 2023-07-11 | 2023-07-17 | 2024-07-17 | Solar Panels | Jinko Solar | JKM380M-6RL3-B |  | 0.38 | 27 | 183 | 25 |  | Fixed | Roof
NJADRE1554273806 | Administratively Determined Incentive Program | Monroe | 8094 | 15 | 15.2 | Residential | Behind the Meter | No | Net Metered Residential | Freedom Forever New Jersey LLC | None | AC Electric | Accepted | 2023-07-11 | 2023-07-17 | 2024-07-17 | Solar Panels | Jinko Solar | JKM380M-6RL3-B |  | 0.38 | 13 | 3 | 25 |  | Fixed | Roof
NJADRE1554273808 | Administratively Determined Incentive Program | Bloomfield Twp | 7003 | 9 | 14.11 | Residential | Behind the Meter | Yes | Net Metered Residential | Tesla Energy Operations Inc | None | PSE&G | Accepted | 2023-07-11 | 2023-07-17 | 2024-07-17 | Inverters | Tesla | 1538000-25-F | 7680 |  | 1 |  |  | 0.98 |  | Indoor
NJADRE1554273808 | Administratively Determined Incentive Program | Bloomfield Twp | 7003 | 9 | 14.11 | Residential | Behind the Meter | Yes | Net Metered Residential | Tesla Energy Operations Inc | None | PSE&G | Accepted | 2023-07-11 | 2023-07-17 | 2024-07-17 | Inverters | Tesla | 1538000-35-F | 7680 |  | 1 |  |  | 0.98 |  | Indoor
NJADRE1554273808 | Administratively Determined Incentive Program | Bloomfield Twp | 7003 | 9 | 14.11 | Residential | Behind the Meter | Yes | Net Metered Residential | Tesla Energy Operations Inc | None | PSE&G | Accepted | 2023-07-11 | 2023-07-17 | 2024-07-17 | Solar Panels | Tesla | SR72T2 |  | 0.072 | 38 | 202 | 34 |  | Double Axis | Roof
NJADRE1554273808 | Administratively Determined Incentive Program | Bloomfield Twp | 7003 | 9 | 14.11 | Residential | Behind the Meter | Yes | Net Metered Residential | Tesla Energy Operations Inc | None | PSE&G | Accepted | 2023-07-11 | 2023-07-17 | 2024-07-17 | Solar Panels | Tesla | SR72T2 |  | 0.072 | 122 | 22 | 34 |  | Fixed | Roof
NJADRE1554273808 | Administratively Determined Incentive Program | Bloomfield Twp | 7003 | 9 | 14.11 | Residential | Behind the Meter | Yes | Net Metered Residential | Tesla Energy Operations Inc | None | PSE&G | Accepted | 2023-07-11 | 2023-07-17 | 2024-07-17 | Solar Panels | Tesla | SR72T2 |  | 0.072 | 36 | 202 | 34 |  | Fixed | Roof
NJADRE1554273808 | Administratively Determined Incentive Program | Bloomfield Twp | 7003 | 9 | 14.11 | Residential | Behind the Meter | Yes | Net Metered Residential | Tesla Energy Operations Inc | None | PSE&G | Accepted | 2023-07-11 | 2023-07-17 | 2024-07-17 | Electric Storage Battery | Tesla | AC Powerwall 2.0 |  |  | 2 |  |  |  | Lithium Ion |  | Inside
NJADRE1554273813 | Administratively Determined Incentive Program | Bayonne | 7002 | 8 | 6 | Residential | Behind the Meter | Yes | Net Metered Residential | Pro Custom Solar dba Momentum Solar | None | PSE&G | Accepted | 2023-07-11 | 2023-07-17 | 2024-07-17 | Inverters | Enphase | IQ8PLUS-72-2-US | 290 |  | 15 |  |  | 0.97 |  | Outdoor
NJADRE1554273813 | Administratively Determined Incentive Program | Bayonne | 7002 | 8 | 6 | Residential | Behind the Meter | Yes | Net Metered Residential | Pro Custom Solar dba Momentum Solar | None | PSE&G | Accepted | 2023-07-11 | 2023-07-17 | 2024-07-17 | Solar Panels | Hanwha | q.peak duo blk ML-g10+400 |  | 0.4 | 8 | 122 | 43 |  | Fixed | Roof
NJADRE1554273813 | Administratively Determined Incentive Program | Bayonne | 7002 | 8 | 6 | Residential | Behind the Meter | Yes | Net Metered Residential | Pro Custom Solar dba Momentum Solar | None | PSE&G | Accepted | 2023-07-11 | 2023-07-17 | 2024-07-17 | Solar Panels | Hanwha | q.peak duo blk ML-g10+400 |  | 0.4 | 7 | 302 | 43 |  | Fixed | Roof
NJADRE1554273815 | Administratively Determined Incentive Program | Franklin TWP | 8873 | 5 | 10.53 | Residential | Behind the Meter | Yes | Net Metered Residential | Tesla Energy Operations Inc | None | PSE&G | Accepted | 2023-07-11 | 2023-07-17 | 2024-07-17 | Inverters | Tesla | 7.6 kW Tesla Inc 1538000-45-A (240V) | 7600 |  | 1 |  |  | 0.986 |  | Outdoor
NJADRE1554273815 | Administratively Determined Incentive Program | Franklin TWP | 8873 | 5 | 10.53 | Residential | Behind the Meter | Yes | Net Metered Residential | Tesla Energy Operations Inc | None | PSE&G | Accepted | 2023-07-11 | 2023-07-17 | 2024-07-17 | Meters | Tesla | 7.6 kW Tesla Inc 1538000-45-A (240V) |  |  | 1 |  |  |  | Yes | Outdoor
NJADRE1554273815 | Administratively Determined Incentive Program | Franklin TWP | 8873 | 5 | 10.53 | Residential | Behind the Meter | Yes | Net Metered Residential | Tesla Energy Operations Inc | None | PSE&G | Accepted | 2023-07-11 | 2023-07-17 | 2024-07-17 | Solar Panels | Hanwha | Q.PEAK DUO BLK ML-G10+/TS 405 |  | 0.405 | 9 | 312 | 30 |  | Fixed | Roof
NJADRE1554273815 | Administratively Determined Incentive Program | Franklin TWP | 8873 | 5 | 10.53 | Residential | Behind the Meter | Yes | Net Metered Residential | Tesla Energy Operations Inc | None | PSE&G | Accepted | 2023-07-11 | 2023-07-17 | 2024-07-17 | Solar Panels | Hanwha | Q.PEAK DUO BLK ML-G10+/TS 405 |  | 0.405 | 3 | 133 | 30 |  | Fixed | Roof
NJADRE1554273815 | Administratively Determined Incentive Program | Franklin TWP | 8873 | 5 | 10.53 | Residential | Behind the Meter | Yes | Net Metered Residential | Tesla Energy Operations Inc | None | PSE&G | Accepted | 2023-07-11 | 2023-07-17 | 2024-07-17 | Solar Panels | Hanwha | Q.PEAK DUO BLK ML-G10+/TS 405 |  | 0.405 | 14 | 133 | 30 |  | Fixed | Roof
NJADRE1554274684 | Administratively Determined Incentive Program | Trenton | 8629 | 12 | 2.77 | Residential | Behind the Meter | Yes | Net Metered Residential | Sunrun Installation Services, Inc. | None | PSE&G | Accepted | 2023-07-13 | 2023-07-19 | 2024-07-19 | Inverters | Delta Electronics | M4-TL-US | 4000 |  | 1 |  |  | 0.975 |  | Outdoor | Next To Meter
NJADRE1554274684 | Administratively Determined Incentive Program | Trenton | 8629 | 12 | 2.77 | Residential | Behind the Meter | Yes | Net Metered Residential | Sunrun Installation Services, Inc. | None | PSE&G | Accepted | 2023-07-13 | 2023-07-19 | 2024-07-19 | Solar Panels | Trina Solar | TSM-395DE09C.07 |  | 0.395 | 4 | 145 | 28 |  | Fixed | Roof
NJADRE1554274684 | Administratively Determined Incentive Program | Trenton | 8629 | 12 | 2.77 | Residential | Behind the Meter | Yes | Net Metered Residential | Sunrun Installation Services, Inc. | None | PSE&G | Accepted | 2023-07-13 | 2023-07-19 | 2024-07-19 | Solar Panels | Trina Solar | TSM-395DE09C.07 |  | 0.395 | 3 | 145 | 2 |  | Fixed | Roof
NJADRE1554275195 | Administratively Determined Incentive Program | Bloomfield | 7003 | 9 | 10.3 | Residential | Behind the Meter | Yes | Net Metered Residential | Tesla Energy Operations Inc | None | PSE&G | Accepted | 2023-07-11 | 2023-07-20 | 2024-07-20 | Electric Storage Battery | Tesla | AC Powerwall 2.0 |  |  | 2 |  |  |  | Lithium Ion |  | Inside
NJADRE1554275195 | Administratively Determined Incentive Program | Bloomfield | 7003 | 9 | 10.3 | Residential | Behind the Meter | Yes | Net Metered Residential | Tesla Energy Operations Inc | None | PSE&G | Accepted | 2023-07-11 | 2023-07-20 | 2024-07-20 | Inverters | Tesla | #1850000-00-C | 7600 |  | 1 |  |  | 0.98 |  | Outdoor
NJADRE1554275195 | Administratively Determined Incentive Program | Bloomfield | 7003 | 9 | 10.3 | Residential | Behind the Meter | Yes | Net Metered Residential | Tesla Energy Operations Inc | None | PSE&G | Accepted | 2023-07-11 | 2023-07-20 | 2024-07-20 | Solar Panels | Tesla | SR72T3R |  | 0.072 | 40 | 225 | 20 |  | Fixed | Roof
NJADRE1554275195 | Administratively Determined Incentive Program | Bloomfield | 7003 | 9 | 10.3 | Residential | Behind the Meter | Yes | Net Metered Residential | Tesla Energy Operations Inc | None | PSE&G | Accepted | 2023-07-11 | 2023-07-20 | 2024-07-20 | Solar Panels | Tesla | SR72T3R |  | 0.072 | 17 | 135 | 20 |  | Fixed | Roof
NJADRE1554275195 | Administratively Determined Incentive Program | Bloomfield | 7003 | 9 | 10.3 | Residential | Behind the Meter | Yes | Net Metered Residential | Tesla Energy Operations Inc | None | PSE&G | Accepted | 2023-07-11 | 2023-07-20 | 2024-07-20 | Solar Panels | Tesla | SR72T3R |  | 0.072 | 17 | 135 | 28 |  | Fixed | Roof
NJADRE1554275195 | Administratively Determined Incentive Program | Bloomfield | 7003 | 9 | 10.3 | Residential | Behind the Meter | Yes | Net Metered Residential | Tesla Energy Operations Inc | None | PSE&G | Accepted | 2023-07-11 | 2023-07-20 | 2024-07-20 | Solar Panels | Tesla | SR72T3R |  | 0.072 | 25 | 315 | 24 |  | Fixed | Roof
NJADRE1554275195 | Administratively Determined Incentive Program | Bloomfield | 7003 | 9 | 10.3 | Residential | Behind the Meter | Yes | Net Metered Residential | Tesla Energy Operations Inc | None | PSE&G | Accepted | 2023-07-11 | 2023-07-20 | 2024-07-20 | Solar Panels | Tesla | SR72T3R |  | 0.072 | 22 | 135 | 14 |  | Fixed | Roof
NJADRE1554275195 | Administratively Determined Incentive Program | Bloomfield | 7003 | 9 | 10.3 | Residential | Behind the Meter | Yes | Net Metered Residential | Tesla Energy Operations Inc | None | PSE&G | Accepted | 2023-07-11 | 2023-07-20 | 2024-07-20 | Solar Panels | Tesla | SR72T3R |  | 0.072 | 22 | 315 | 20 |  | Fixed | Roof
NJADRE1554275562 | Administratively Determined Incentive Program | WHARTON | 7885 | 3 | 6.32 | Residential | Behind the Meter | Yes | Net Metered Residential | Sunrun Installation Services, Inc. | None | JCP&L | Accepted | 2023-07-11 | 2023-07-17 | 2024-07-17 | Inverters | SolarEdge Technologies | SE6000H-USSN | 6000 |  | 1 |  |  | 0.99 |  | Outdoor | Next To Meter
NJADRE1554275562 | Administratively Determined Incentive Program | WHARTON | 7885 | 3 | 6.32 | Residential | Behind the Meter | Yes | Net Metered Residential | Sunrun Installation Services, Inc. | None | JCP&L | Accepted | 2023-07-11 | 2023-07-17 | 2024-07-17 | Solar Panels | Trina Solar | TSM-395DE09C.07 |  | 0.395 | 2 | 63 | 17 |  | Fixed | Roof
NJADRE1554275562 | Administratively Determined Incentive Program | WHARTON | 7885 | 3 | 6.32 | Residential | Behind the Meter | Yes | Net Metered Residential | Sunrun Installation Services, Inc. | None | JCP&L | Accepted | 2023-07-11 | 2023-07-17 | 2024-07-17 | Solar Panels | Trina Solar | TSM-395DE09C.07 |  | 0.395 | 10 | 242 | 17 |  | Fixed | Roof
NJADRE1554275562 | Administratively Determined Incentive Program | WHARTON | 7885 | 3 | 6.32 | Residential | Behind the Meter | Yes | Net Metered Residential | Sunrun Installation Services, Inc. | None | JCP&L | Accepted | 2023-07-11 | 2023-07-17 | 2024-07-17 | Solar Panels | Trina Solar | TSM-395DE09C.07 |  | 0.395 | 4 | 153 | 17 |  | Fixed | Roof
NJADRE1554275585 | Administratively Determined Incentive Program | Woodland Park | 7424 | 6 | 5.53 | Residential | Behind the Meter | Yes | Net Metered Residential | Sunrun Installation Services, Inc. | None | PSE&G | Accepted | 2023-07-11 | 2023-07-17 | 2024-07-17 | Inverters | SolarEdge Technologies | SE3800H-USMN | 3800 |  | 1 |  |  | 0.96 |  | Outdoor | Next To Meter
NJADRE1554275585 | Administratively Determined Incentive Program | Woodland Park | 7424 | 6 | 5.53 | Residential | Behind the Meter | Yes | Net Metered Residential | Sunrun Installation Services, Inc. | None | PSE&G | Accepted | 2023-07-11 | 2023-07-17 | 2024-07-17 | Solar Panels | Trina Solar | TSM-395DE09C.07 |  | 0.395 | 4 | 23 | 38 |  | Fixed | Roof
NJADRE1554275585 | Administratively Determined Incentive Program | Woodland Park | 7424 | 6 | 5.53 | Residential | Behind the Meter | Yes | Net Metered Residential | Sunrun Installation Services, Inc. | None | PSE&G | Accepted | 2023-07-11 | 2023-07-17 | 2024-07-17 | Solar Panels | Trina Solar | TSM-395DE09C.07 |  | 0.395 | 10 | 203 | 41 |  | Fixed | Roof
NJADRE1554275662 | Administratively Determined Incentive Program | Summit | 7901 | 10 | 6.62 | Residential | Behind the Meter | No | Net Metered Residential | GAF Energy | None | JCP&L | Accepted | 2023-07-11 | 2023-07-17 | 2024-07-17 | Inverters | Delta | M10-4-TL-US | 10000 |  | 1 |  |  | 0.975 |  | Outdoor
NJADRE1554275662 | Administratively Determined Incentive Program | Summit | 7901 | 10 | 6.62 | Residential | Behind the Meter | No | Net Metered Residential | GAF Energy | None | JCP&L | Accepted | 2023-07-11 | 2023-07-17 | 2024-07-17 | Solar Panels | GAF Energy | TLS-1 |  | 0.046 | 100 | 104 | 20 |  | Fixed | Roof
NJADRE1554275662 | Administratively Determined Incentive Program | Summit | 7901 | 10 | 6.62 | Residential | Behind the Meter | No | Net Metered Residential | GAF Energy | None | JCP&L | Accepted | 2023-07-11 | 2023-07-17 | 2024-07-17 | Solar Panels | GAF Energy | TLS-1 |  | 0.046 | 16 | 104 | 24 |  | Fixed | Roof
NJADRE1554275662 | Administratively Determined Incentive Program | Summit | 7901 | 10 | 6.62 | Residential | Behind the Meter | No | Net Metered Residential | GAF Energy | None | JCP&L | Accepted | 2023-07-11 | 2023-07-17 | 2024-07-17 | Solar Panels | GAF Energy | TLS-1 |  | 0.046 | 12 | 104 | 34 |  | Fixed | Roof
NJADRE1554275662 | Administratively Determined Incentive Program | Summit | 7901 | 10 | 6.62 | Residential | Behind the Meter | No | Net Metered Residential | GAF Energy | None | JCP&L | Accepted | 2023-07-11 | 2023-07-17 | 2024-07-17 | Solar Panels | GAF Energy | TLS-1 |  | 0.046 | 16 | 28 | 22 |  | Fixed | Roof
NJADRE1554275708 | Administratively Determined Incentive Program | Toms River | 8755 | 18 | 3.16 | Residential | Behind the Meter | Yes | Net Metered Residential | Sunrun Installation Services, Inc. | None | JCP&L | Accepted | 2023-07-11 | 2023-07-17 | 2024-07-17 | Inverters | SolarEdge Technologies | SE3800H-USMN | 3800 |  | 1 |  |  | 0.99 |  | Outdoor | Next To Meter
NJADRE1554275708 | Administratively Determined Incentive Program | Toms River | 8755 | 18 | 3.16 | Residential | Behind the Meter | Yes | Net Metered Residential | Sunrun Installation Services, Inc. | None | JCP&L | Accepted | 2023-07-11 | 2023-07-17 | 2024-07-17 | Solar Panels | Trina Solar | TSM-395DE09C.07 |  | 0.395 | 8 | 226 | 34 |  | Fixed | Roof
NJADRE1554275743 | Administratively Determined Incentive Program | WEST WINDSOR TWP | 8550 | 12 | 4.8 | Residential | Behind the Meter | No | Net Metered Residential | Tesla Energy Operations Inc | None | PSE&G | Accepted | 2023-07-11 | 2023-07-17 | 2024-07-17 | Inverters | Tesla | 7.6 kW Tesla Inc 1538000-45-A (240V) | 7600 |  | 1 |  |  | 0.986 |  | Indoor
NJADRE1554275743 | Administratively Determined Incentive Program | WEST WINDSOR TWP | 8550 | 12 | 4.8 | Residential | Behind the Meter | No | Net Metered Residential | Tesla Energy Operations Inc | None | PSE&G | Accepted | 2023-07-11 | 2023-07-17 | 2024-07-17 | Meters | Tesla | 7.6 kW Tesla Inc 1538000-45-A (240V) |  |  | 1 |  |  |  | Yes | Indoor
NJADRE1554275743 | Administratively Determined Incentive Program | WEST WINDSOR TWP | 8550 | 12 | 4.8 | Residential | Behind the Meter | No | Net Metered Residential | Tesla Energy Operations Inc | None | PSE&G | Accepted | 2023-07-11 | 2023-07-17 | 2024-07-17 | Solar Panels | Hanwha | Q.PEAK DUO BLK ML-G10+/TS 400 |  | 0.4 | 6 | 99 | 27 |  | Fixed | Roof
NJADRE1554275743 | Administratively Determined Incentive Program | WEST WINDSOR TWP | 8550 | 12 | 4.8 | Residential | Behind the Meter | No | Net Metered Residential | Tesla Energy Operations Inc | None | PSE&G | Accepted | 2023-07-11 | 2023-07-17 | 2024-07-17 | Solar Panels | Hanwha | Q.PEAK DUO BLK ML-G10+/TS 400 |  | 0.4 | 6 | 99 | 14 |  | Fixed | Roof
NJADRE1554275746 | Administratively Determined Incentive Program | NEPTUNE | 7753 | 17 | 7.98 | Residential | Behind the Meter | Yes | Net Metered Residential | Freedom Forever New Jersey LLC | None | JCP&L | Accepted | 2023-07-11 | 2023-07-17 | 2024-07-17 | Inverters | Solar Edge | SE6000H-USRGM | 6000 |  | 1 |  |  | 0.99 |  | Outdoor
NJADRE1554275746 | Administratively Determined Incentive Program | NEPTUNE | 7753 | 17 | 7.98 | Residential | Behind the Meter | Yes | Net Metered Residential | Freedom Forever New Jersey LLC | None | JCP&L | Accepted | 2023-07-11 | 2023-07-17 | 2024-07-17 | Solar Panels | Jinko Solar | JKM380M-6RL3-B |  | 0.38 | 12 | 242 | 18 |  | Fixed | Roof
NJADRE1554275746 | Administratively Determined Incentive Program | NEPTUNE | 7753 | 17 | 7.98 | Residential | Behind the Meter | Yes | Net Metered Residential | Freedom Forever New Jersey LLC | None | JCP&L | Accepted | 2023-07-11 | 2023-07-17 | 2024-07-17 | Solar Panels | Jinko Solar | JKM380M-6RL3-B |  | 0.38 | 9 | 242 | 18 |  | Fixed | Roof
NJADRE1554275780 | Administratively Determined Incentive Program | SWEDESBORO | 8085 | 15 | 19.71 | Residential | Behind the Meter | Yes | Net Metered Residential | SunnyMac, LLC | None | AC Electric | Accepted | 2023-08-05 | 2023-08-16 | 2024-08-16 | Inverters | SolarEdge Technologies Inc. | SE7600H-US000BNI4 (Inverter) | 7600 |  | 1 |  |  | 0.99 |  | Outside
NJADRE1554275780 | Administratively Determined Incentive Program | SWEDESBORO | 8085 | 15 | 19.71 | Residential | Behind the Meter | Yes | Net Metered Residential | SunnyMac, LLC | None | AC Electric | Accepted | 2023-08-05 | 2023-08-16 | 2024-08-16 | Inverters | SolarEdge Technologies Inc. | SE6000H-US000BNI4 (Inverter) | 6000 |  | 1 |  |  | 0.99 |  | Outdoor
NJADRE1554275780 | Administratively Determined Incentive Program | SWEDESBORO | 8085 | 15 | 19.71 | Residential | Behind the Meter | Yes | Net Metered Residential | SunnyMac, LLC | None | AC Electric | Accepted | 2023-08-05 | 2023-08-16 | 2024-08-16 | Meters | SolarEdge Technologies Inc. | SolarEdge Built-in Consumption Monitor (BEI4, BNI4, BNC |  |  | 1 |  |  |  | Yes
NJADRE1554275780 | Administratively Determined Incentive Program | SWEDESBORO | 8085 | 15 | 19.71 | Residential | Behind the Meter | Yes | Net Metered Residential | SunnyMac, LLC | None | AC Electric | Accepted | 2023-08-05 | 2023-08-16 | 2024-08-16 | Meters | SolarEdge Technologies Inc. | SolarEdge Built-in Consumption Monitor (BEI4, BNI4, BNC |  |  | 1 |  |  |  | Yes
NJADRE1554275780 | Administratively Determined Incentive Program | SWEDESBORO | 8085 | 15 | 19.71 | Residential | Behind the Meter | Yes | Net Metered Residential | SunnyMac, LLC | None | AC Electric | Accepted | 2023-08-05 | 2023-08-16 | 2024-08-16 | Solar Panels | Hanwha Q Cells | Q.PEAK DUO BLK-G10+365 |  | 0.365 | 24 | 89 | 34 |  | Fixed | Roof
NJADRE1554275780 | Administratively Determined Incentive Program | SWEDESBORO | 8085 | 15 | 19.71 | Residential | Behind the Meter | Yes | Net Metered Residential | SunnyMac, LLC | None | AC Electric | Accepted | 2023-08-05 | 2023-08-16 | 2024-08-16 | Solar Panels | Hanwha Q Cells | Q.PEAK DUO BLK-G10+365 |  | 0.365 | 23 | 269 | 34 |  | Fixed | Roof
NJADRE1554275780 | Administratively Determined Incentive Program | SWEDESBORO | 8085 | 15 | 19.71 | Residential | Behind the Meter | Yes | Net Metered Residential | SunnyMac, LLC | None | AC Electric | Accepted | 2023-08-05 | 2023-08-16 | 2024-08-16 | Solar Panels | Hanwha Q Cells | Q.PEAK DUO BLK-G10+365 |  | 0.365 | 7 | 179 | 0 |  | Fixed | Roof
NJADRE1554275837 | Administratively Determined Incentive Program | Lodi | 7644 | 7 | 2.92 | Residential | Behind the Meter | Yes | Net Metered Residential | Pro Custom Solar dba Momentum Solar | None | PSE&G | Accepted | 2023-07-11 | 2023-07-17 | 2024-07-17 | Solar Panels | HANWHA | Â Q. PEAK DUO BLK-G10+365 |  | 0.365 | 8 | 38 | 5 |  | Fixed | Roof
NJADRE1554275837 | Administratively Determined Incentive Program | Lodi | 7644 | 7 | 2.92 | Residential | Behind the Meter | Yes | Net Metered Residential | Pro Custom Solar dba Momentum Solar | None | PSE&G | Accepted | 2023-07-11 | 2023-07-17 | 2024-07-17 | Inverters | ENPHASE | IQ8PLUS-72-2-US | 290 |  | 8 |  |  | 0.97 |  | Outdoor
NJADRE1554275864 | Administratively Determined Incentive Program | Paramus Boro | 7652 | 7 | 12.4 | Residential | Behind the Meter | Yes | Net Metered Residential | Tesla Energy Operations Inc | None | PSE&G | Accepted | 2023-07-11 | 2023-07-17 | 2024-07-17 | Solar Panels | Tesla | T400H |  | 0.4 | 8 | 190 | 22 |  | Fixed | Roof
NJADRE1554275864 | Administratively Determined Incentive Program | Paramus Boro | 7652 | 7 | 12.4 | Residential | Behind the Meter | Yes | Net Metered Residential | Tesla Energy Operations Inc | None | PSE&G | Accepted | 2023-07-11 | 2023-07-17 | 2024-07-17 | Solar Panels | Tesla | T400H |  | 0.4 | 10 | 100 | 22 |  | Fixed | Roof
NJADRE1554275864 | Administratively Determined Incentive Program | Paramus Boro | 7652 | 7 | 12.4 | Residential | Behind the Meter | Yes | Net Metered Residential | Tesla Energy Operations Inc | None | PSE&G | Accepted | 2023-07-11 | 2023-07-17 | 2024-07-17 | Solar Panels | Tesla | T400H |  | 0.4 | 6 | 280 | 22 |  | Fixed | Roof
NJADRE1554275864 | Administratively Determined Incentive Program | Paramus Boro | 7652 | 7 | 12.4 | Residential | Behind the Meter | Yes | Net Metered Residential | Tesla Energy Operations Inc | None | PSE&G | Accepted | 2023-07-11 | 2023-07-17 | 2024-07-17 | Solar Panels | Tesla | T400H |  | 0.4 | 7 | 10 | 22 |  | Fixed | Roof
NJADRE1554275864 | Administratively Determined Incentive Program | Paramus Boro | 7652 | 7 | 12.4 | Residential | Behind the Meter | Yes | Net Metered Residential | Tesla Energy Operations Inc | None | PSE&G | Accepted | 2023-07-11 | 2023-07-17 | 2024-07-17 | Inverters | Tesla | 1538000-25-F | 7680 |  | 1 |  |  | 0.98 |  | Outdoor
NJADRE1554275864 | Administratively Determined Incentive Program | Paramus Boro | 7652 | 7 | 12.4 | Residential | Behind the Meter | Yes | Net Metered Residential | Tesla Energy Operations Inc | None | PSE&G | Accepted | 2023-07-11 | 2023-07-17 | 2024-07-17 | Inverters | Tesla | 1538000-35-F | 7680 |  | 1 |  |  | 0.98 |  | Outdoor
NJADRE1554275864 | Administratively Determined Incentive Program | Paramus Boro | 7652 | 7 | 12.4 | Residential | Behind the Meter | Yes | Net Metered Residential | Tesla Energy Operations Inc | None | PSE&G | Accepted | 2023-07-11 | 2023-07-17 | 2024-07-17 | Electric Storage Battery | Tesla | AC Powerwall 2.0 |  |  | 2 |  |  |  | Lithium Ion |  | Outside
NJADRE1554275867 | Administratively Determined Incentive Program | MAYS LANDING | 8330 | 19 | 18.98 | Residential | Behind the Meter | Yes | Net Metered Residential | SunnyMac, LLC | None | AC Electric | Accepted | 2023-08-10 | 2023-09-01 | 2024-09-01 | Solar Panels | Hanwha Q Cells | Q.PEAK DUO BLK-G10+365 |  | 0.365 | 52 | 185 | 36 |  | Fixed | Roof
NJADRE1554275867 | Administratively Determined Incentive Program | MAYS LANDING | 8330 | 19 | 18.98 | Residential | Behind the Meter | Yes | Net Metered Residential | SunnyMac, LLC | None | AC Electric | Accepted | 2023-08-10 | 2023-09-01 | 2024-09-01 | Inverters | SolarEdge Technologies Inc. | SE10000H-US000BEI4 (Inverter w/CAT5e) | 10000 |  | 1 |  |  | 0.99 |  | Outside
NJADRE1554275867 | Administratively Determined Incentive Program | MAYS LANDING | 8330 | 19 | 18.98 | Residential | Behind the Meter | Yes | Net Metered Residential | SunnyMac, LLC | None | AC Electric | Accepted | 2023-08-10 | 2023-09-01 | 2024-09-01 | Inverters | SolarEdge Technologies Inc. | SE5000H-US000BNI4 (Inverter) | 5000 |  | 1 |  |  | 0.99 |  | Outside
NJADRE1554275867 | Administratively Determined Incentive Program | MAYS LANDING | 8330 | 19 | 18.98 | Residential | Behind the Meter | Yes | Net Metered Residential | SunnyMac, LLC | None | AC Electric | Accepted | 2023-08-10 | 2023-09-01 | 2024-09-01 | Meters | SolarEdge Technologies Inc. | SolarEdge Built-in Consumption Monitor (BEI4, BNI4, BNC |  |  | 2 |  |  |  | Yes
NJADRE1554276045 | Administratively Determined Incentive Program | MILLVILLE | 8332 | 20 | 13.51 | Residential | Behind the Meter | Yes | Net Metered Residential | SunnyMac, LLC | None | AC Electric | Accepted | 2023-07-15 | 2023-07-25 | 2024-07-25 | Inverters | SolarEdge Technologies Inc. | SE10000H-US000BNI4 (Inverter) | 10000 |  | 1 |  |  | 0.99 |  | Outside
NJADRE1554276045 | Administratively Determined Incentive Program | MILLVILLE | 8332 | 20 | 13.51 | Residential | Behind the Meter | Yes | Net Metered Residential | SunnyMac, LLC | None | AC Electric | Accepted | 2023-07-15 | 2023-07-25 | 2024-07-25 | Meters | SolarEdge Technologies Inc. | SolarEdge Built-in Consumption Monitor (BNI4, BNC4, BBL |  |  | 1 |  |  |  | Yes
NJADRE1554276045 | Administratively Determined Incentive Program | MILLVILLE | 8332 | 20 | 13.51 | Residential | Behind the Meter | Yes | Net Metered Residential | SunnyMac, LLC | None | AC Electric | Accepted | 2023-07-15 | 2023-07-25 | 2024-07-25 | Solar Panels | Hanwha Q Cells | Q.PEAK DUO BLK-G10+365 |  | 0.365 | 23 | 239 | 18 |  | Fixed | Roof
NJADRE1554276045 | Administratively Determined Incentive Program | MILLVILLE | 8332 | 20 | 13.51 | Residential | Behind the Meter | Yes | Net Metered Residential | SunnyMac, LLC | None | AC Electric | Accepted | 2023-07-15 | 2023-07-25 | 2024-07-25 | Solar Panels | Hanwha Q Cells | Q.PEAK DUO BLK-G10+365 |  | 0.365 | 14 | 59 | 18 |  | Fixed | Ground
NJADRE1554276059 | Administratively Determined Incentive Program | Deptford | 8096 | 15 | 15.41 | Residential | Behind the Meter | Yes | Net Metered Residential | Sunrun Installation Services, Inc. | None | PSE&G | Accepted | 2023-07-11 | 2023-07-17 | 2024-07-17 | Inverters | SolarEdge Technologies | SE3800H-USMN | 3800 |  | 1 |  |  | 0.96 |  | Outdoor | Next To Meter
NJADRE1554276059 | Administratively Determined Incentive Program | Deptford | 8096 | 15 | 15.41 | Residential | Behind the Meter | Yes | Net Metered Residential | Sunrun Installation Services, Inc. | None | PSE&G | Accepted | 2023-07-11 | 2023-07-17 | 2024-07-17 | Inverters | SolarEdge Technologies | SE7600H-USSN | 7600 |  | 1 |  |  | 0.96 |  | Outdoor | Next To Meter
NJADRE1554276059 | Administratively Determined Incentive Program | Deptford | 8096 | 15 | 15.41 | Residential | Behind the Meter | Yes | Net Metered Residential | Sunrun Installation Services, Inc. | None | PSE&G | Accepted | 2023-07-11 | 2023-07-17 | 2024-07-17 | Solar Panels | Trina Solar | TSM-395DE09C.07 |  | 0.395 | 8 | 267 | 36 |  | Fixed | Roof
NJADRE1554276059 | Administratively Determined Incentive Program | Deptford | 8096 | 15 | 15.41 | Residential | Behind the Meter | Yes | Net Metered Residential | Sunrun Installation Services, Inc. | None | PSE&G | Accepted | 2023-07-11 | 2023-07-17 | 2024-07-17 | Solar Panels | Trina Solar | TSM-395DE09C.0 |  | 0.395 | 3 | 86 | 15 |  | Fixed | Roof
NJADRE1554276059 | Administratively Determined Incentive Program | Deptford | 8096 | 15 | 15.41 | Residential | Behind the Meter | Yes | Net Metered Residential | Sunrun Installation Services, Inc. | None | PSE&G | Accepted | 2023-07-11 | 2023-07-17 | 2024-07-17 | Solar Panels | Trina Solar | TSM-395DE09C.07 |  | 0.395 | 7 | 86 | 15 |  | Fixed | Roof
NJADRE1554276059 | Administratively Determined Incentive Program | Deptford | 8096 | 15 | 15.41 | Residential | Behind the Meter | Yes | Net Metered Residential | Sunrun Installation Services, Inc. | None | PSE&G | Accepted | 2023-07-11 | 2023-07-17 | 2024-07-17 | Solar Panels | Trina Solar | TSM-395DE09C.07 |  | 0.395 | 9 | 176 | 10 |  | Fixed | Roof
NJADRE1554276059 | Administratively Determined Incentive Program | Deptford | 8096 | 15 | 15.41 | Residential | Behind the Meter | Yes | Net Metered Residential | Sunrun Installation Services, Inc. | None | PSE&G | Accepted | 2023-07-11 | 2023-07-17 | 2024-07-17 | Solar Panels | Trina Solar | TSM-395DE09C.07 |  | 0.395 | 12 | 87 | 34 |  | Fixed | Roof
NJADRE1554276059 | Administratively Determined Incentive Program | Deptford | 8096 | 15 | 15.41 | Residential | Behind the Meter | Yes | Net Metered Residential | Sunrun Installation Services, Inc. | None | PSE&G | Accepted | 2023-07-11 | 2023-07-17 | 2024-07-17 | Electric Storage Battery | Tesla | Powerwall 2 AC |  |  | 1 |  |  |  | Lithium Ion |  | INSIDE
NJADRE1554276061 | Administratively Determined Incentive Program | Franklin | 8322 | 15 | 5.14 | Residential | Behind the Meter | Yes | Net Metered Residential | Big Solar Energy, LLC | None | AC Electric | Accepted | 2023-07-11 | 2023-07-17 | 2024-07-17 | Inverters | Solar Edge | SE3800H-US | 16 |  | 1 |  |  | 0.992 |  | Outdoor
NJADRE1554276061 | Administratively Determined Incentive Program | Franklin | 8322 | 15 | 5.14 | Residential | Behind the Meter | Yes | Net Metered Residential | Big Solar Energy, LLC | None | AC Electric | Accepted | 2023-07-11 | 2023-07-17 | 2024-07-17 | Solar Panels | JA Solar | JAM72S09-395 |  | 0.395 | 13 | 257 | 31 |  | Fixed | Roof
NJADRE1554276173 | Administratively Determined Incentive Program | Ewing | 8618 | 12 | 6 | Residential | Behind the Meter | Yes | Net Metered Residential | Pro Custom Solar dba Momentum Solar | None | PSE&G | Accepted | 2023-07-11 | 2023-07-17 | 2024-07-17 | Inverters | enphase | IQ8PLUS-72-2-US | 290 |  | 15 |  |  | 0.97 |  | Outdoor
NJADRE1554276173 | Administratively Determined Incentive Program | Ewing | 8618 | 12 | 6 | Residential | Behind the Meter | Yes | Net Metered Residential | Pro Custom Solar dba Momentum Solar | None | PSE&G | Accepted | 2023-07-11 | 2023-07-17 | 2024-07-17 | Solar Panels | hanwha | q.peak duo blk ml-g10+400 |  | 0.4 | 15 | 261 | 37 |  | Fixed | Roof
NJADRE1554276191 | Administratively Determined Incentive Program | BLACKWOOD | 8012 | 14 | 10.95 | Residential | Behind the Meter | Yes | Net Metered Residential | SunnyMac, LLC | None | PSE&G | Accepted | 2023-08-04 | 2023-08-15 | 2024-08-15 | Inverters | SolarEdge Technologies Inc. | SE10000H-US000BEI4 (Inverter w/CAT5e) | 10000 |  | 1 |  |  | 0.99 |  | Outside
NJADRE1554276191 | Administratively Determined Incentive Program | BLACKWOOD | 8012 | 14 | 10.95 | Residential | Behind the Meter | Yes | Net Metered Residential | SunnyMac, LLC | None | PSE&G | Accepted | 2023-08-04 | 2023-08-15 | 2024-08-15 | Meters | SolarEdge Technologies Inc. | SolarEdge Built-in Consumption Monitor (BEI4, BNI4, BNC |  |  | 1 |  |  |  | Yes
NJADRE1554276191 | Administratively Determined Incentive Program | BLACKWOOD | 8012 | 14 | 10.95 | Residential | Behind the Meter | Yes | Net Metered Residential | SunnyMac, LLC | None | PSE&G | Accepted | 2023-08-04 | 2023-08-15 | 2024-08-15 | Solar Panels | Hanwha Q Cells | Q.PEAK DUO BLK-G10+365 |  | 0.365 | 14 | 180 | 28 |  | Fixed | Roof
NJADRE1554276191 | Administratively Determined Incentive Program | BLACKWOOD | 8012 | 14 | 10.95 | Residential | Behind the Meter | Yes | Net Metered Residential | SunnyMac, LLC | None | PSE&G | Accepted | 2023-08-04 | 2023-08-15 | 2024-08-15 | Solar Panels | Hanwha Q Cells | Q.PEAK DUO BLK-G10+ 365 |  | 0.365 | 9 | 359 | 28 |  | Fixed | Roof
NJADRE1554276191 | Administratively Determined Incentive Program | BLACKWOOD | 8012 | 14 | 10.95 | Residential | Behind the Meter | Yes | Net Metered Residential | SunnyMac, LLC | None | PSE&G | Accepted | 2023-08-04 | 2023-08-15 | 2024-08-15 | Solar Panels | Hanwha Q Cells | Q.PEAK DUO BLK-G10+365 |  | 0.365 | 7 | 180 | 28 |  | Fixed | Roof
NJADRE1554276216 | Administratively Determined Incentive Program | Newark | 7112 | 9 | 4.38 | Residential | Behind the Meter | Yes | Net Metered Residential | Pro Custom Solar dba Momentum Solar | None | PSE&G | Accepted | 2023-07-11 | 2023-07-17 | 2024-07-17 | Solar Panels | HANWHA | Q. PEAK DUO BLK-G10+365 |  | 0.365 | 7 | 125 | 27 |  | Fixed | Roof
NJADRE1554276216 | Administratively Determined Incentive Program | Newark | 7112 | 9 | 4.38 | Residential | Behind the Meter | Yes | Net Metered Residential | Pro Custom Solar dba Momentum Solar | None | PSE&G | Accepted | 2023-07-11 | 2023-07-17 | 2024-07-17 | Solar Panels | HANWHA | Q. PEAK DUO BLK-G10+365 |  | 0.365 | 5 | 305 | 25 |  | Fixed | Roof
NJADRE1554276216 | Administratively Determined Incentive Program | Newark | 7112 | 9 | 4.38 | Residential | Behind the Meter | Yes | Net Metered Residential | Pro Custom Solar dba Momentum Solar | None | PSE&G | Accepted | 2023-07-11 | 2023-07-17 | 2024-07-17 | Inverters | ENPHASE | IQ8PLUS-72-2-US | 290 |  | 12 |  |  | 0.97 |  | Outdoor
NJADRE1554276251 | Administratively Determined Incentive Program | Toms River | 8757 | 18 | 4.8 | Residential | Behind the Meter | Yes | Net Metered Residential | Pro Custom Solar dba Momentum Solar | None | JCP&L | Accepted | 2023-07-11 | 2023-07-17 | 2024-07-17 | Inverters | Enphase | IQ8PLUS-72-2-US | 290 |  | 12 |  |  | 0.97 |  | Outdoor
NJADRE1554276251 | Administratively Determined Incentive Program | Toms River | 8757 | 18 | 4.8 | Residential | Behind the Meter | Yes | Net Metered Residential | Pro Custom Solar dba Momentum Solar | None | JCP&L | Accepted | 2023-07-11 | 2023-07-17 | 2024-07-17 | Solar Panels | Hanwha | q.peak duo blk ML-g10+400 |  | 0.4 | 12 | 177 | 18 |  | Fixed | Roof
NJADRE1554276561 | Administratively Determined Incentive Program | Wayne | 7470 | 6 | 17.6 | Residential | Behind the Meter | No | Net Metered Residential | Ad Energy LLC | None | PSE&G | Accepted | 2023-07-18 | 2023-07-28 | 2024-07-28 | Inverters | SolarEdge | SolardEdge-7600H-US | 7600 |  | 2 |  |  | 0.992 |  | Outdoor
NJADRE1554276561 | Administratively Determined Incentive Program | Wayne | 7470 | 6 | 17.6 | Residential | Behind the Meter | No | Net Metered Residential | Ad Energy LLC | None | PSE&G | Accepted | 2023-07-18 | 2023-07-28 | 2024-07-28 | Solar Panels | SunPower | SPR-E19-320-E-AC |  | 0.32 | 45 | 106 | 18 |  | Fixed | Roof
NJADRE1554276561 | Administratively Determined Incentive Program | Wayne | 7470 | 6 | 17.6 | Residential | Behind the Meter | No | Net Metered Residential | Ad Energy LLC | None | PSE&G | Accepted | 2023-07-18 | 2023-07-28 | 2024-07-28 | Solar Panels | SunPower | SPR-E19-320-E-AC |  | 0.32 | 10 | 286 | 18 |  | Fixed | Roof
NJADRE1554276566 | Administratively Determined Incentive Program | Plainfield | 7062 | 10 | 16.2 | Residential | Behind the Meter | Yes | Net Metered Residential | Sunrun Installation Services, Inc. | None | PSE&G | Accepted | 2023-07-11 | 2023-07-17 | 2024-07-17 | Inverters | SolarEdge Technologies | SE3800H-USMN | 3800 |  | 1 |  |  | 0.96 |  | Outdoor | Next To Meter
NJADRE1554276566 | Administratively Determined Incentive Program | Plainfield | 7062 | 10 | 16.2 | Residential | Behind the Meter | Yes | Net Metered Residential | Sunrun Installation Services, Inc. | None | PSE&G | Accepted | 2023-07-11 | 2023-07-17 | 2024-07-17 | Inverters | SolarEdge Technologies | SE7600H-USSN | 7600 |  | 1 |  |  | 0.96 |  | Outdoor | Next To Meter
NJADRE1554276566 | Administratively Determined Incentive Program | Plainfield | 7062 | 10 | 16.2 | Residential | Behind the Meter | Yes | Net Metered Residential | Sunrun Installation Services, Inc. | None | PSE&G | Accepted | 2023-07-11 | 2023-07-17 | 2024-07-17 | Solar Panels | Trina Solar | TSM-395DE09C.07 |  | 0.395 | 3 | 128 | 16 |  | Fixed | Roof
NJADRE1554276566 | Administratively Determined Incentive Program | Plainfield | 7062 | 10 | 16.2 | Residential | Behind the Meter | Yes | Net Metered Residential | Sunrun Installation Services, Inc. | None | PSE&G | Accepted | 2023-07-11 | 2023-07-17 | 2024-07-17 | Solar Panels | Trina Solar | TSM-395DE09C.07 |  | 0.395 | 9 | 38 | 15 |  | Fixed | Roof
NJADRE1554276566 | Administratively Determined Incentive Program | Plainfield | 7062 | 10 | 16.2 | Residential | Behind the Meter | Yes | Net Metered Residential | Sunrun Installation Services, Inc. | None | PSE&G | Accepted | 2023-07-11 | 2023-07-17 | 2024-07-17 | Solar Panels | Trina Solar | TSM-395DE09C.07 |  | 0.395 | 1 | 38 | 26 |  | Fixed | Roof
NJADRE1554276566 | Administratively Determined Incentive Program | Plainfield | 7062 | 10 | 16.2 | Residential | Behind the Meter | Yes | Net Metered Residential | Sunrun Installation Services, Inc. | None | PSE&G | Accepted | 2023-07-11 | 2023-07-17 | 2024-07-17 | Solar Panels | Trina Solar | TSM-395DE09C.07 |  | 0.395 | 16 | 38 | 26 |  | Fixed | Roof
NJADRE1554276566 | Administratively Determined Incentive Program | Plainfield | 7062 | 10 | 16.2 | Residential | Behind the Meter | Yes | Net Metered Residential | Sunrun Installation Services, Inc. | None | PSE&G | Accepted | 2023-07-11 | 2023-07-17 | 2024-07-17 | Solar Panels | Trina Solar | TSM-395DE09C.07 |  | 0.395 | 12 | 218 | 26 |  | Fixed | Roof
NJADRE1554276583 | Administratively Determined Incentive Program | EAST ORANGE CITY | 7017 | 9 | 5.53 | Residential | Behind the Meter | Yes | Net Metered Residential | Sunrun Installation Services, Inc. | None | PSE&G | Accepted | 2023-07-11 | 2023-07-17 | 2024-07-17 | Inverters | SolarEdge Technologies | SE3800H-USMN | 3800 |  | 1 |  |  | 0.99 |  | Outdoor | Next To Meter
NJADRE1554276583 | Administratively Determined Incentive Program | EAST ORANGE CITY | 7017 | 9 | 5.53 | Residential | Behind the Meter | Yes | Net Metered Residential | Sunrun Installation Services, Inc. | None | PSE&G | Accepted | 2023-07-11 | 2023-07-17 | 2024-07-17 | Solar Panels | Trina Solar | TSM-395DE09C.07 |  | 0.395 | 7 | 306 | 33 |  | Fixed | Roof
NJADRE1554276583 | Administratively Determined Incentive Program | EAST ORANGE CITY | 7017 | 9 | 5.53 | Residential | Behind the Meter | Yes | Net Metered Residential | Sunrun Installation Services, Inc. | None | PSE&G | Accepted | 2023-07-11 | 2023-07-17 | 2024-07-17 | Solar Panels | Trina Solar | TSM-395DE09C.07 |  | 0.395 | 7 | 126 | 33 |  | Fixed | Roof
NJADRE1554276628 | Administratively Determined Incentive Program | Pitman | 8071 | 15 | 6.72 | Residential | Behind the Meter | Yes | Net Metered Residential | Sunrun Installation Services, Inc. | None | AC Electric | Accepted | 2023-07-11 | 2023-07-18 | 2024-07-18 | Inverters | SolarEdge Technologies | SE6000H-USSN | 6000 |  | 1 |  |  | 0.96 |  | Outdoor | Next To Meter
NJADRE1554276628 | Administratively Determined Incentive Program | Pitman | 8071 | 15 | 6.72 | Residential | Behind the Meter | Yes | Net Metered Residential | Sunrun Installation Services, Inc. | None | AC Electric | Accepted | 2023-07-11 | 2023-07-18 | 2024-07-18 | Solar Panels | Trina Solar | TSM-395DE09C.07 |  | 0.395 | 8 | 337 | 44 |  | Fixed | Roof
NJADRE1554276628 | Administratively Determined Incentive Program | Pitman | 8071 | 15 | 6.72 | Residential | Behind the Meter | Yes | Net Metered Residential | Sunrun Installation Services, Inc. | None | AC Electric | Accepted | 2023-07-11 | 2023-07-18 | 2024-07-18 | Solar Panels | Trina Solar | TSM-395DE09C.07 |  | 0.395 | 9 | 157 | 45 |  | Fixed | Roof
NJADRE1554276628 | Administratively Determined Incentive Program | Pitman | 8071 | 15 | 6.72 | Residential | Behind the Meter | Yes | Net Metered Residential | Sunrun Installation Services, Inc. | None | AC Electric | Accepted | 2023-07-11 | 2023-07-18 | 2024-07-18 | Electric Storage Battery | Tesla | Powerwall 2 AC |  |  | 1 |  |  |  | Lithium Ion |  | Inside
NJADRE1554276630 | Administratively Determined Incentive Program | Mount Holly | 8060 | 13 | 6.72 | Residential | Behind the Meter | Yes | Net Metered Residential | Sunrun Installation Services, Inc. | None | PSE&G | Accepted | 2023-07-11 | 2023-07-18 | 2024-07-18 | Solar Panels | Trina Solar | TSM-395DE09C.07 |  | 0.395 | 2 | 351 | 45 |  | Fixed | Roof
NJADRE1554276630 | Administratively Determined Incentive Program | Mount Holly | 8060 | 13 | 6.72 | Residential | Behind the Meter | Yes | Net Metered Residential | Sunrun Installation Services, Inc. | None | PSE&G | Accepted | 2023-07-11 | 2023-07-18 | 2024-07-18 | Solar Panels | Trina Solar | TSM-395DE09C.07 |  | 0.395 | 11 | 172 | 43 |  | Fixed | Roof
NJADRE1554276630 | Administratively Determined Incentive Program | Mount Holly | 8060 | 13 | 6.72 | Residential | Behind the Meter | Yes | Net Metered Residential | Sunrun Installation Services, Inc. | None | PSE&G | Accepted | 2023-07-11 | 2023-07-18 | 2024-07-18 | Solar Panels | Trina Solar | TSM-395DE09C.07 |  | 0.395 | 4 | 263 | 44 |  | Fixed | Roof
NJADRE1554276630 | Administratively Determined Incentive Program | Mount Holly | 8060 | 13 | 6.72 | Residential | Behind the Meter | Yes | Net Metered Residential | Sunrun Installation Services, Inc. | None | PSE&G | Accepted | 2023-07-11 | 2023-07-18 | 2024-07-18 | Inverters | SolarEdge Technologies | SE6000H-USSN | 6000 |  | 1 |  |  | 0.96 |  | Outdoor | Next To Meter
NJADRE1554280362 | Administratively Determined Incentive Program | Pennsville Township, New Jersey | 8070 | 16 | 8 | Residential | Behind the Meter | Yes | Net Metered Residential | Suntuity Solar LLC | None | AC Electric | Accepted | 2023-07-12 | 2023-07-17 | 2024-07-17 | Inverters | (20) ENPHASE | IQ8PLUS-72-2-US | 290 |  | 20 |  |  | 0.97 |  | Outdoor | Behind the PV modules
NJADRE1554280362 | Administratively Determined Incentive Program | Pennsville Township, New Jersey | 8070 | 16 | 8 | Residential | Behind the Meter | Yes | Net Metered Residential | Suntuity Solar LLC | None | AC Electric | Accepted | 2023-07-12 | 2023-07-17 | 2024-07-17 | Solar Panels | (20) SILFAB | PRIME SIL-400 HC+ |  | 0.4 | 8 | 224 | 35 |  | Fixed | Roof
NJADRE1554280362 | Administratively Determined Incentive Program | Pennsville Township, New Jersey | 8070 | 16 | 8 | Residential | Behind the Meter | Yes | Net Metered Residential | Suntuity Solar LLC | None | AC Electric | Accepted | 2023-07-12 | 2023-07-17 | 2024-07-17 | Solar Panels | (20) SILFAB | PRIME SIL-400 HC+ |  | 0.4 | 3 | 224 | 35 |  | Fixed | Roof
NJADRE1554280362 | Administratively Determined Incentive Program | Pennsville Township, New Jersey | 8070 | 16 | 8 | Residential | Behind the Meter | Yes | Net Metered Residential | Suntuity Solar LLC | None | AC Electric | Accepted | 2023-07-12 | 2023-07-17 | 2024-07-17 | Solar Panels | (20) SILFAB | PRIME SIL-400 HC+ |  | 0.4 | 4 | 44 | 20 |  | Fixed | Roof
NJADRE1554280362 | Administratively Determined Incentive Program | Pennsville Township, New Jersey | 8070 | 16 | 8 | Residential | Behind the Meter | Yes | Net Metered Residential | Suntuity Solar LLC | None | AC Electric | Accepted | 2023-07-12 | 2023-07-17 | 2024-07-17 | Solar Panels | (20) SILFAB | PRIME SIL-400 HC+ |  | 0.4 | 5 | 44 | 35 |  | Fixed | Roof
NJADRE1554280380 | Administratively Determined Incentive Program | Springfield | 7081 | 10 | 5.27 | Residential | Behind the Meter | Yes | Net Metered Residential | Trinity Solar Inc. | None | JCP&L | Accepted | 2023-07-12 | 2023-07-17 | 2024-07-17 | Inverters | Solar Edge | SE5000H-US000BEi4 | 5000 |  | 1 |  |  | 0.97 |  | Outdoor
NJADRE1554280380 | Administratively Determined Incentive Program | Springfield | 7081 | 10 | 5.27 | Residential | Behind the Meter | Yes | Net Metered Residential | Trinity Solar Inc. | None | JCP&L | Accepted | 2023-07-12 | 2023-07-17 | 2024-07-17 | Solar Panels | HANWHA | Q.PEAK DUO BLK ML-G10+ 405 |  | 0.405 | 11 | 208 | 27 |  | Fixed | Roof
NJADRE1554280380 | Administratively Determined Incentive Program | Springfield | 7081 | 10 | 5.27 | Residential | Behind the Meter | Yes | Net Metered Residential | Trinity Solar Inc. | None | JCP&L | Accepted | 2023-07-12 | 2023-07-17 | 2024-07-17 | Solar Panels | HANWHA | Q.PEAK DUO BLK ML-G10+ 405 |  | 0.405 | 2 | 208 | 23 |  | Fixed | Roof
NJADRE1554280420 | Administratively Determined Incentive Program | North Brunswick Township | 8902 | 11 | 7.4 | Residential | Behind the Meter | No | Net Metered Residential | Vision Solar LLC | None | PSE&G | Accepted | 2023-07-12 | 2023-07-18 | 2024-07-18 | Inverters | Solaredge | SE6000H-USRGM | 6 |  | 1 |  |  | 0.97 |  | Outdoor | side of house
NJADRE1554280420 | Administratively Determined Incentive Program | North Brunswick Township | 8902 | 11 | 7.4 | Residential | Behind the Meter | No | Net Metered Residential | Vision Solar LLC | None | PSE&G | Accepted | 2023-07-12 | 2023-07-18 | 2024-07-18 | Solar Panels | ZNSHINE | ZXM6-NH120-370/M |  | 0.37 | 20 | 135 | 20 |  | Fixed | Roof
NJADRE1554280464 | Administratively Determined Incentive Program | VINELAND | 8360 | 20 | 6.57 | Residential | Behind the Meter | Yes | Net Metered Residential | SunnyMac, LLC | None | Vineland Muni Electric | Accepted | 2023-08-11 | 2023-09-01 | 2024-09-01 | Inverters | SolarEdge Technologies Inc. | SE5000H-US000BNI4 (Inverter) | 5000 |  | 1 |  |  | 0.99 |  | Outside
NJADRE1554280464 | Administratively Determined Incentive Program | VINELAND | 8360 | 20 | 6.57 | Residential | Behind the Meter | Yes | Net Metered Residential | SunnyMac, LLC | None | Vineland Muni Electric | Accepted | 2023-08-11 | 2023-09-01 | 2024-09-01 | Meters | SolarEdge Technologies Inc. | SolarEdge Built-in Consumption Monitor (BEI4, BNI4, BNC |  |  | 1 |  |  |  | Yes
NJADRE1554280464 | Administratively Determined Incentive Program | VINELAND | 8360 | 20 | 6.57 | Residential | Behind the Meter | Yes | Net Metered Residential | SunnyMac, LLC | None | Vineland Muni Electric | Accepted | 2023-08-11 | 2023-09-01 | 2024-09-01 | Solar Panels | REC Solar | REC365NP2 Black |  | 0.365 | 18 | 184 | 25 |  | Fixed | Roof
NJADRE1554280520 | Administratively Determined Incentive Program | Paterson | 7503 | 6 | 8.14 | Residential | Behind the Meter | Yes | Net Metered Residential | Vision Solar LLC | None | PSE&G | Accepted | 2023-07-12 | 2023-07-18 | 2024-07-18 | Inverters | Solaredge | SE6000H-USRGM | 6 |  | 1 |  |  | 0.97 |  | Outdoor | under the panel
NJADRE1554280520 | Administratively Determined Incentive Program | Paterson | 7503 | 6 | 8.14 | Residential | Behind the Meter | Yes | Net Metered Residential | Vision Solar LLC | None | PSE&G | Accepted | 2023-07-12 | 2023-07-18 | 2024-07-18 | Solar Panels | ZNShine | ZXM6-NH120-370/M |  | 0.37 | 11 | 166 | 22 |  | Fixed | Roof
NJADRE1554280520 | Administratively Determined Incentive Program | Paterson | 7503 | 6 | 8.14 | Residential | Behind the Meter | Yes | Net Metered Residential | Vision Solar LLC | None | PSE&G | Accepted | 2023-07-12 | 2023-07-18 | 2024-07-18 | Solar Panels | ZNShine | ZXM6-NH120-370/M |  | 0.37 | 11 | 346 | 22 |  | Fixed | Roof
NJADRE1554280559 | Administratively Determined Incentive Program | BORDENTOWN | 8505 | 13 | 10.22 | Residential | Behind the Meter | Yes | Net Metered Residential | Sunny Mac, LLC | None | PSE&G | Accepted | 2023-07-18 | 2023-08-03 | 2024-08-03 | Inverters | SolarEdge Technologies Inc. | SE7600H-USSNBBL14 SolarEdge Energy HUB (Standard Capaci | 7600 |  | 1 |  |  | 0.99 |  | Outside
NJADRE1554280559 | Administratively Determined Incentive Program | BORDENTOWN | 8505 | 13 | 10.22 | Residential | Behind the Meter | Yes | Net Metered Residential | Sunny Mac, LLC | None | PSE&G | Accepted | 2023-07-18 | 2023-08-03 | 2024-08-03 | Meters | SolarEdge Technologies Inc. | SolarEdge Built-in Consumption Monitor (BEI4, BNI4, BNC |  |  | 1 |  |  |  | Yes
NJADRE1554280559 | Administratively Determined Incentive Program | BORDENTOWN | 8505 | 13 | 10.22 | Residential | Behind the Meter | Yes | Net Metered Residential | Sunny Mac, LLC | None | PSE&G | Accepted | 2023-07-18 | 2023-08-03 | 2024-08-03 | Solar Panels | Hanwha Q Cells | Q.PEAK DUO BLK-G10+365 |  | 0.365 | 14 | 102 | 33 |  | Fixed | Roof
NJADRE1554280559 | Administratively Determined Incentive Program | BORDENTOWN | 8505 | 13 | 10.22 | Residential | Behind the Meter | Yes | Net Metered Residential | Sunny Mac, LLC | None | PSE&G | Accepted | 2023-07-18 | 2023-08-03 | 2024-08-03 | Solar Panels | Hanwha Q Cells | Q.PEAK DUO BLK-G10+365 |  | 0.365 | 8 | 102 | 34 |  | Fixed | Roof
NJADRE1554280559 | Administratively Determined Incentive Program | BORDENTOWN | 8505 | 13 | 10.22 | Residential | Behind the Meter | Yes | Net Metered Residential | Sunny Mac, LLC | None | PSE&G | Accepted | 2023-07-18 | 2023-08-03 | 2024-08-03 | Solar Panels | Hanwha Q Cells | Q.PEAK DUO BLK-G10+365 |  | 0.365 | 6 | 282 | 34 |  | Fixed | Roof
NJADRE1554280745 | Administratively Determined Incentive Program | Old Tappan | 7675 | 7 | 7.7 | Residential | Behind the Meter | Yes | Net Metered Residential | Trinity Solar | None | Orange Rockland Electric | Accepted | 2023-07-12 | 2023-07-18 | 2024-07-18 | Inverters | Solar Edge | SE6000H-US | 6 |  | 1 |  |  | 0.97 |  | Outdoor
NJADRE1554280745 | Administratively Determined Incentive Program | Old Tappan | 7675 | 7 | 7.7 | Residential | Behind the Meter | Yes | Net Metered Residential | Trinity Solar | None | Orange Rockland Electric | Accepted | 2023-07-12 | 2023-07-18 | 2024-07-18 | Solar Panels | HANWHA 405 (Q.PEAK DUO BLK ML-G10+ 405) | HANWHA 405 (Q.PEAK DUO BLK ML-G10+ 405) |  | 0.405 | 13 | 142 | 37 |  | Fixed | Roof
NJADRE1554280745 | Administratively Determined Incentive Program | Old Tappan | 7675 | 7 | 7.7 | Residential | Behind the Meter | Yes | Net Metered Residential | Trinity Solar | None | Orange Rockland Electric | Accepted | 2023-07-12 | 2023-07-18 | 2024-07-18 | Solar Panels | HANWHA 405 (Q.PEAK DUO BLK ML-G10+ 405) | HANWHA 405 (Q.PEAK DUO BLK ML-G10+ 405) |  | 0.405 | 6 | 232 | 37 |  | Fixed | Roof
NJADRE1554280806 | Administratively Determined Incentive Program | Mt Laurel | 8054 | 13 | 6.8 | Residential | Behind the Meter | Yes | Net Metered Residential | Pro Custom Solar dba Momentum Solar | None | PSE&G | Accepted | 2023-07-12 | 2023-07-18 | 2024-07-18 | Inverters | Enphase | IQ8PLUS-72-2-US | 290 |  | 17 |  |  | 0.97 |  | Outdoor
NJADRE1554280806 | Administratively Determined Incentive Program | Mt Laurel | 8054 | 13 | 6.8 | Residential | Behind the Meter | Yes | Net Metered Residential | Pro Custom Solar dba Momentum Solar | None | PSE&G | Accepted | 2023-07-12 | 2023-07-18 | 2024-07-18 | Solar Panels | Hanwha | q.peak duo blk ML-g10+400 |  | 0.4 | 7 | 133 | 16 |  | Fixed | Roof
NJADRE1554280806 | Administratively Determined Incentive Program | Mt Laurel | 8054 | 13 | 6.8 | Residential | Behind the Meter | Yes | Net Metered Residential | Pro Custom Solar dba Momentum Solar | None | PSE&G | Accepted | 2023-07-12 | 2023-07-18 | 2024-07-18 | Solar Panels | Hanwha | q.peak duo blk ML-g10+400 |  | 0.4 | 4 | 223 | 25 |  | Fixed | Roof
NJADRE1554280806 | Administratively Determined Incentive Program | Mt Laurel | 8054 | 13 | 6.8 | Residential | Behind the Meter | Yes | Net Metered Residential | Pro Custom Solar dba Momentum Solar | None | PSE&G | Accepted | 2023-07-12 | 2023-07-18 | 2024-07-18 | Solar Panels | Hanwha | q.peak duo blk ML-g10+400 |  | 0.4 | 6 | 313 | 16 |  | Fixed | Roof
NJADRE1554281257 | Administratively Determined Incentive Program | Blairstown | 7825 | 2 | 6.89 | Residential | Behind the Meter | Yes | Net Metered Residential | Trinity Solar | None | JCP&L | Accepted | 2023-07-12 | 2023-07-18 | 2024-07-18 | Inverters | Solar Edge | SE6000H-US000BEi4 | 6 |  | 1 |  |  | 0.97 |  | Outdoor
NJADRE1554281257 | Administratively Determined Incentive Program | Blairstown | 7825 | 2 | 6.89 | Residential | Behind the Meter | Yes | Net Metered Residential | Trinity Solar | None | JCP&L | Accepted | 2023-07-12 | 2023-07-18 | 2024-07-18 | Solar Panels | Hanwha | Q.PEAK DUO BLK ML-G10+ 405 |  | 0.405 | 17 | 141 | 27 |  | Fixed | Roof
NJADRE1554281433 | Administratively Determined Incentive Program | Livingston | 7039 | 9 | 11.2 | Residential | Behind the Meter | No | Net Metered Residential | Geoscape Solar | None | PSE&G | Accepted | 2023-07-12 | 2023-07-18 | 2024-07-18 | Solar Panels | Hanwha Q Cell | Q PEAK DUO BLK ML-G10+ |  | 0.4 | 8 | 167 | 30 |  | Fixed | Roof
NJADRE1554281433 | Administratively Determined Incentive Program | Livingston | 7039 | 9 | 11.2 | Residential | Behind the Meter | No | Net Metered Residential | Geoscape Solar | None | PSE&G | Accepted | 2023-07-12 | 2023-07-18 | 2024-07-18 | Solar Panels | HANWHA Q CELL | Q PEAK DUO BLK ML-G10+ |  | 0.4 | 5 | 257 | 30 |  | Fixed | Roof
NJADRE1554281433 | Administratively Determined Incentive Program | Livingston | 7039 | 9 | 11.2 | Residential | Behind the Meter | No | Net Metered Residential | Geoscape Solar | None | PSE&G | Accepted | 2023-07-12 | 2023-07-18 | 2024-07-18 | Solar Panels | HANWHA Q CELL | Q PEAK DUO BLK ML-G10+ |  | 0.4 | 15 | 157 | 0 |  | Fixed | Roof
NJADRE1554281433 | Administratively Determined Incentive Program | Livingston | 7039 | 9 | 11.2 | Residential | Behind the Meter | No | Net Metered Residential | Geoscape Solar | None | PSE&G | Accepted | 2023-07-12 | 2023-07-18 | 2024-07-18 | Inverters | ENPHASE | IQ8+ | 8120 |  | 28 |  |  | 0.99 |  | Outside
NJADRE1554281845 | Administratively Determined Incentive Program | PARLIN | 8859 | 11 | 8.51 | Residential | Behind the Meter | No | Net Metered Residential | Powur, PBC | None | JCP&L | Accepted | 2023-07-12 | 2023-07-18 | 2024-07-18 | Solar Panels | Rec Alpha | Pure Black 405W |  | 0.405 | 21 | 182 | 6 |  | Fixed | Roof
NJADRE1554281845 | Administratively Determined Incentive Program | PARLIN | 8859 | 11 | 8.51 | Residential | Behind the Meter | No | Net Metered Residential | Powur, PBC | None | JCP&L | Accepted | 2023-07-12 | 2023-07-18 | 2024-07-18 | Inverters | Enphase | IQ8+ | 290 |  | 21 |  |  | 0.99 |  | Outside
NJADRE1554281854 | Administratively Determined Incentive Program | Vernon Township | 7418 | 1 | 18.96 | Residential | Behind the Meter | Yes | Net Metered Residential | Sunrun Installation Services, Inc. | None | JCP&L | Accepted | 2023-07-12 | 2023-07-18 | 2024-07-18 | Inverters | Delta Electronics | E10-TL-US | 10000 |  | 1 |  |  | 0.975 |  | Indoor | Next To Meter
NJADRE1554281854 | Administratively Determined Incentive Program | Vernon Township | 7418 | 1 | 18.96 | Residential | Behind the Meter | Yes | Net Metered Residential | Sunrun Installation Services, Inc. | None | JCP&L | Accepted | 2023-07-12 | 2023-07-18 | 2024-07-18 | Solar Panels | Trina Solar | TSM-395DE09C.07 |  | 0.395 | 27 | 343 | 23 |  | Fixed | Roof
NJADRE1554281854 | Administratively Determined Incentive Program | Vernon Township | 7418 | 1 | 18.96 | Residential | Behind the Meter | Yes | Net Metered Residential | Sunrun Installation Services, Inc. | None | JCP&L | Accepted | 2023-07-12 | 2023-07-18 | 2024-07-18 | Solar Panels | Trina Solar | TSM-395DE09C.07 |  | 0.395 | 12 | 164 | 26 |  | Fixed | Roof
NJADRE1554281854 | Administratively Determined Incentive Program | Vernon Township | 7418 | 1 | 18.96 | Residential | Behind the Meter | Yes | Net Metered Residential | Sunrun Installation Services, Inc. | None | JCP&L | Accepted | 2023-07-12 | 2023-07-18 | 2024-07-18 | Solar Panels | Trina Solar | TSM-395DE09C.07 |  | 0.395 | 9 | 253 | 26 |  | Fixed | Roof
NJADRE1554281854 | Administratively Determined Incentive Program | Vernon Township | 7418 | 1 | 18.96 | Residential | Behind the Meter | Yes | Net Metered Residential | Sunrun Installation Services, Inc. | None | JCP&L | Accepted | 2023-07-12 | 2023-07-18 | 2024-07-18 | Inverters | Delta Electronics | E4-TL-US | 4000 |  | 2 |  |  | 0.975 |  | Indoor | Next To Meter
NJADRE1554281854 | Administratively Determined Incentive Program | Vernon Township | 7418 | 1 | 18.96 | Residential | Behind the Meter | Yes | Net Metered Residential | Sunrun Installation Services, Inc. | None | JCP&L | Accepted | 2023-07-12 | 2023-07-18 | 2024-07-18 | Meters | Delta Electronics | E10-TL-US |  |  | 1 |  |  |  | Yes | Outdoor
NJADRE1554281854 | Administratively Determined Incentive Program | Vernon Township | 7418 | 1 | 18.96 | Residential | Behind the Meter | Yes | Net Metered Residential | Sunrun Installation Services, Inc. | None | JCP&L | Accepted | 2023-07-12 | 2023-07-18 | 2024-07-18 | Meters | Delta Electronics | E4-TL-US |  |  | 1 |  |  |  | Yes | Outdoor
NJADRE1554281924 | Administratively Determined Incentive Program | Piscataway Twp | 8854 | 11 | 5.2 | Residential | Behind the Meter | Yes | Net Metered Residential | SunnyMac LLC | None | PSE&G | Accepted | 2023-07-12 | 2023-08-11 | 2024-08-11 | Solar Panels | HANWHA | Q.PEAK DUO BLK ML-G10+400 |  | 0.4 | 3 | 153 | 26 |  | Fixed | Roof
NJADRE1554281924 | Administratively Determined Incentive Program | Piscataway Twp | 8854 | 11 | 5.2 | Residential | Behind the Meter | Yes | Net Metered Residential | SunnyMac LLC | None | PSE&G | Accepted | 2023-07-12 | 2023-08-11 | 2024-08-11 | Solar Panels | HANWHA | Q.PEAK DUO BLK ML-G10+400 |  | 0.4 | 10 | 153 | 30 |  | Fixed | Roof
NJADRE1554281924 | Administratively Determined Incentive Program | Piscataway Twp | 8854 | 11 | 5.2 | Residential | Behind the Meter | Yes | Net Metered Residential | SunnyMac LLC | None | PSE&G | Accepted | 2023-07-12 | 2023-08-11 | 2024-08-11 | Inverters | SOLAREDGE | SE5000H-US | 5000 |  | 1 |  |  | 0.99 |  | Outdoor | NEXT TO METER
NJADRE1554281924 | Administratively Determined Incentive Program | Piscataway Twp | 8854 | 11 | 5.2 | Residential | Behind the Meter | Yes | Net Metered Residential | SunnyMac LLC | None | PSE&G | Accepted | 2023-07-12 | 2023-08-11 | 2024-08-11 | Meters | SE-RGMTR-1D-240C-B | Solaredge |  |  | 1 |  |  |  | Yes | Outdoor
NJADRE1554281938 | Administratively Determined Incentive Program | Totowa | 7512 | 6 | 10.94 | Residential | Behind the Meter | Yes | Net Metered Residential | Trinity Solar Inc. | None | PSE&G | Accepted | 2023-07-12 | 2023-07-18 | 2024-07-18 | Inverters | Solar Edge | SE10000H-US000BEi4 | 10 |  | 1 |  |  | 0.97 |  | Outdoor
NJADRE1554281938 | Administratively Determined Incentive Program | Totowa | 7512 | 6 | 10.94 | Residential | Behind the Meter | Yes | Net Metered Residential | Trinity Solar Inc. | None | PSE&G | Accepted | 2023-07-12 | 2023-07-18 | 2024-07-18 | Solar Panels | Hanwha | Q.PEAK DUO BLK ML-G10+ 405 |  | 0.405 | 15 | 229 | 18 |  | Fixed | Roof
NJADRE1554281938 | Administratively Determined Incentive Program | Totowa | 7512 | 6 | 10.94 | Residential | Behind the Meter | Yes | Net Metered Residential | Trinity Solar Inc. | None | PSE&G | Accepted | 2023-07-12 | 2023-07-18 | 2024-07-18 | Solar Panels | Hanwha | Q.PEAK DUO BLK ML-G10+ 405 |  | 0.405 | 5 | 319 | 18 |  | Fixed | Roof
NJADRE1554281938 | Administratively Determined Incentive Program | Totowa | 7512 | 6 | 10.94 | Residential | Behind the Meter | Yes | Net Metered Residential | Trinity Solar Inc. | None | PSE&G | Accepted | 2023-07-12 | 2023-07-18 | 2024-07-18 | Solar Panels | Hanwha | Q.PEAK DUO BLK ML-G10+ 405 |  | 0.405 | 7 | 139 | 18 |  | Fixed | Roof
NJADRE1554281955 | Administratively Determined Incentive Program | Jersey City | 7305 | 8 | 5.6 | Residential | Behind the Meter | Yes | Net Metered Residential | SunnyMac LLC | None | PSE&G | Accepted | 2023-07-12 | 2023-07-18 | 2024-07-18 | Solar Panels | REC | 400 N-PEAK 3 BLACK |  | 0.4 | 14 | 218 | 5 |  | Fixed | Roof
NJADRE1554281955 | Administratively Determined Incentive Program | Jersey City | 7305 | 8 | 5.6 | Residential | Behind the Meter | Yes | Net Metered Residential | SunnyMac LLC | None | PSE&G | Accepted | 2023-07-12 | 2023-07-18 | 2024-07-18 | Inverters | ENPHASE | IQ8PLUS-72-2-US | 290 |  | 1 |  |  | 0.99 |  | Outdoor | NEXT TO METER
NJADRE1554281970 | Administratively Determined Incentive Program | Plainfield City | 7060 | 10 | 11.06 | Residential | Behind the Meter | Yes | Net Metered Residential | Sunrun Installation Services, Inc. | None | PSE&G | Accepted | 2023-07-12 | 2023-07-18 | 2024-07-18 | Inverters | SolarEdge Technologies | SE7600H-USSN | 7600 |  | 1 |  |  | 0.96 |  | Outdoor | Next To Meter
NJADRE1554281970 | Administratively Determined Incentive Program | Plainfield City | 7060 | 10 | 11.06 | Residential | Behind the Meter | Yes | Net Metered Residential | Sunrun Installation Services, Inc. | None | PSE&G | Accepted | 2023-07-12 | 2023-07-18 | 2024-07-18 | Solar Panels | Trina Solar | TSM-395DE09C.07 |  | 0.395 | 16 | 354 | 40 |  | Fixed | Roof
NJADRE1554281970 | Administratively Determined Incentive Program | Plainfield City | 7060 | 10 | 11.06 | Residential | Behind the Meter | Yes | Net Metered Residential | Sunrun Installation Services, Inc. | None | PSE&G | Accepted | 2023-07-12 | 2023-07-18 | 2024-07-18 | Solar Panels | Trina Solar | TSM-395DE09C.07 |  | 0.395 | 12 | 174 | 40 |  | Fixed | Roof
NJADRE1554281970 | Administratively Determined Incentive Program | Plainfield City | 7060 | 10 | 11.06 | Residential | Behind the Meter | Yes | Net Metered Residential | Sunrun Installation Services, Inc. | None | PSE&G | Accepted | 2023-07-12 | 2023-07-18 | 2024-07-18 | Electric Storage Battery | Tesla | Powerwall 2 AC |  |  | 1 |  |  |  | Lithium Ion |  | Inside
NJADRE1554282003 | Administratively Determined Incentive Program | Toms River | 8753 | 18 | 13.83 | Residential | Behind the Meter | Yes | Net Metered Residential | Sunrun Installation Services, Inc. | None | JCP&L | Accepted | 2023-07-12 | 2023-07-18 | 2024-07-18 | Inverters | Delta Electronics | E6-TL-US | 5760 |  | 1 |  |  | 0.96 |  | Outdoor
NJADRE1554282003 | Administratively Determined Incentive Program | Toms River | 8753 | 18 | 13.83 | Residential | Behind the Meter | Yes | Net Metered Residential | Sunrun Installation Services, Inc. | None | JCP&L | Accepted | 2023-07-12 | 2023-07-18 | 2024-07-18 | Inverters | Delta Electronics | E4-TL-US | 3840 |  | 1 |  |  | 0.96 |  | Outdoor | Next To Meter
NJADRE1554282003 | Administratively Determined Incentive Program | Toms River | 8753 | 18 | 13.83 | Residential | Behind the Meter | Yes | Net Metered Residential | Sunrun Installation Services, Inc. | None | JCP&L | Accepted | 2023-07-12 | 2023-07-18 | 2024-07-18 | Solar Panels | Trina Solar | TSM-395DE09C.07 |  | 0.395 | 6 | 185 | 19 |  | Fixed | Roof | roof
NJADRE1554282003 | Administratively Determined Incentive Program | Toms River | 8753 | 18 | 13.83 | Residential | Behind the Meter | Yes | Net Metered Residential | Sunrun Installation Services, Inc. | None | JCP&L | Accepted | 2023-07-12 | 2023-07-18 | 2024-07-18 | Solar Panels | Trina Solar | TSM-395DE09C.07 |  | 0.395 | 12 | 185 | 19 |  | Fixed | Roof
NJADRE1554282003 | Administratively Determined Incentive Program | Toms River | 8753 | 18 | 13.83 | Residential | Behind the Meter | Yes | Net Metered Residential | Sunrun Installation Services, Inc. | None | JCP&L | Accepted | 2023-07-12 | 2023-07-18 | 2024-07-18 | Solar Panels | Trina Solar | TSM-395DE09C.07 |  | 0.395 | 8 | 5 | 19 |  | Fixed | Roof | roof
NJADRE1554282003 | Administratively Determined Incentive Program | Toms River | 8753 | 18 | 13.83 | Residential | Behind the Meter | Yes | Net Metered Residential | Sunrun Installation Services, Inc. | None | JCP&L | Accepted | 2023-07-12 | 2023-07-18 | 2024-07-18 | Solar Panels | Trina Solar | TSM-395DE09C.07 |  | 0.395 | 9 | 5 | 19 |  | Fixed | Roof | roof
NJADRE1554282014 | Administratively Determined Incentive Program | Trenton | 8611 | 12 | 2.43 | Residential | Behind the Meter | No | Small Net-Metered Non-Residential located on Rooftop, Carport, Canopy and Floating Solar | Trinity Solar | None | PSE&G | Accepted | 2023-07-12 | 2023-07-18 | 2024-07-18 | Solar Panels | HANWHA 405 (Q.PEAK DUO BLK ML-G10+ 405) | HANWHA 405 (Q.PEAK DUO BLK ML-G10+ 405) |  | 0.405 | 6 | 79 | 7 |  | Fixed | Roof
NJADRE1554282014 | Administratively Determined Incentive Program | Trenton | 8611 | 12 | 2.43 | Residential | Behind the Meter | No | Small Net-Metered Non-Residential located on Rooftop, Carport, Canopy and Floating Solar | Trinity Solar | None | PSE&G | Accepted | 2023-07-12 | 2023-07-18 | 2024-07-18 | Inverters | Solar Edge | SE3000H-US | 3000 |  | 1 |  |  | 0.97 |  | Outside
NJADRE1554282060 | Administratively Determined Incentive Program | Hamilton | 8330 | 19 | 5.6 | Residential | Behind the Meter | Yes | Net Metered Residential | Pro Custom Solar dba Momentum Solar | None | AC Electric | Accepted | 2023-07-12 | 2023-07-18 | 2024-07-18 | Inverters | Enphase | IQ8PLUS-72-2-US | 290 |  | 14 |  |  | 0.97 |  | Outdoor
NJADRE1554282060 | Administratively Determined Incentive Program | Hamilton | 8330 | 19 | 5.6 | Residential | Behind the Meter | Yes | Net Metered Residential | Pro Custom Solar dba Momentum Solar | None | AC Electric | Accepted | 2023-07-12 | 2023-07-18 | 2024-07-18 | Solar Panels | Hanwha | q.peak duo blk ML-g10+400 |  | 0.4 | 6 | 220 | 26 |  | Fixed | Roof
NJADRE1554282060 | Administratively Determined Incentive Program | Hamilton | 8330 | 19 | 5.6 | Residential | Behind the Meter | Yes | Net Metered Residential | Pro Custom Solar dba Momentum Solar | None | AC Electric | Accepted | 2023-07-12 | 2023-07-18 | 2024-07-18 | Solar Panels | Hanwha | q.peak duo blk Ml-g10+400 |  | 0.4 | 8 | 40 | 26 |  | Fixed | Roof
NJADRE1554282065 | Administratively Determined Incentive Program | East Orange | 7018 | 9 | 5.93 | Residential | Behind the Meter | Yes | Net Metered Residential | Sunrun Installation Services, Inc. | None | PSE&G | Accepted | 2023-07-12 | 2023-07-18 | 2024-07-18 | Inverters | SolarEdge Technologies | SE7600H-USS3 | 7600 |  | 1 |  |  | 0.99 |  | Outdoor | Next To Meter
NJADRE1554282065 | Administratively Determined Incentive Program | East Orange | 7018 | 9 | 5.93 | Residential | Behind the Meter | Yes | Net Metered Residential | Sunrun Installation Services, Inc. | None | PSE&G | Accepted | 2023-07-12 | 2023-07-18 | 2024-07-18 | Solar Panels | Trina Solar | TSM-395DE09C.07 |  | 0.395 | 7 | 205 | 30 |  | Fixed | Roof
NJADRE1554282065 | Administratively Determined Incentive Program | East Orange | 7018 | 9 | 5.93 | Residential | Behind the Meter | Yes | Net Metered Residential | Sunrun Installation Services, Inc. | None | PSE&G | Accepted | 2023-07-12 | 2023-07-18 | 2024-07-18 | Solar Panels | Trina Solar | TSM-395DE09C.07 |  | 0.395 | 8 | 25 | 30 |  | Fixed | Roof
NJADRE1554282074 | Administratively Determined Incentive Program | Chester | 7930 | 3 | 15.54 | Residential | Behind the Meter | No | Net Metered Residential | Vision Solar LLC | None | JCP&L | Accepted | 2023-07-12 | 2023-07-18 | 2024-07-18 | Inverters | Solaredge | SE11400H-USRGM | 11 |  | 1 |  |  | 0.97 |  | Outdoor | side of house
NJADRE1554282074 | Administratively Determined Incentive Program | Chester | 7930 | 3 | 15.54 | Residential | Behind the Meter | No | Net Metered Residential | Vision Solar LLC | None | JCP&L | Accepted | 2023-07-12 | 2023-07-18 | 2024-07-18 | Solar Panels | ZNSHINE | ZXM6-NH120-370/M |  | 0.37 | 21 | 139 | 24 |  | Fixed | Roof
NJADRE1554282074 | Administratively Determined Incentive Program | Chester | 7930 | 3 | 15.54 | Residential | Behind the Meter | No | Net Metered Residential | Vision Solar LLC | None | JCP&L | Accepted | 2023-07-12 | 2023-07-18 | 2024-07-18 | Solar Panels | ZNSHINE | ZXM6-NH120-370/M |  | 0.37 | 13 | 138 | 24 |  | Fixed | Roof
NJADRE1554282074 | Administratively Determined Incentive Program | Chester | 7930 | 3 | 15.54 | Residential | Behind the Meter | No | Net Metered Residential | Vision Solar LLC | None | JCP&L | Accepted | 2023-07-12 | 2023-07-18 | 2024-07-18 | Solar Panels | ZNSHINE | ZXM6-NH120-370/M |  | 0.37 | 8 | 319 | 24 |  | Fixed | Roof
NJADRE1554282619 | Administratively Determined Incentive Program | North Plainfield | 7063 | 10 | 8.69 | Residential | Behind the Meter | Yes | Net Metered Residential | Sunrun Installation Services, Inc. | None | PSE&G | Accepted | 2023-07-12 | 2023-07-18 | 2024-07-18 | Inverters | Delta Electronics | E8-TL-US | 7680 |  | 1 |  |  | 0.96 |  | Outdoor | Next To Meter
NJADRE1554282619 | Administratively Determined Incentive Program | North Plainfield | 7063 | 10 | 8.69 | Residential | Behind the Meter | Yes | Net Metered Residential | Sunrun Installation Services, Inc. | None | PSE&G | Accepted | 2023-07-12 | 2023-07-18 | 2024-07-18 | Solar Panels | Trina Solar | TSM-395DE09C.07 |  | 0.395 | 22 | 119 | 25 |  | Fixed | Roof
NJADRE1554282650 | Administratively Determined Incentive Program | Paterson City | 7522 | 6 | 5.33 | Residential | Behind the Meter | No | Net Metered Residential | Freedom Forever New Jersey LLC | None | PSE&G | Accepted | 2023-07-12 | 2023-07-18 | 2024-07-18 | Inverters | Solar Edge | SE3800H-USRGM | 3800 |  | 1 |  |  | 0.99 |  | Outdoor
NJADRE1554282650 | Administratively Determined Incentive Program | Paterson City | 7522 | 6 | 5.33 | Residential | Behind the Meter | No | Net Metered Residential | Freedom Forever New Jersey LLC | None | PSE&G | Accepted | 2023-07-12 | 2023-07-18 | 2024-07-18 | Solar Panels | REC Solar | REC410AA PURE-R |  | 0.41 | 8 | 45 | 42 |  | Fixed | Roof
NJADRE1554282650 | Administratively Determined Incentive Program | Paterson City | 7522 | 6 | 5.33 | Residential | Behind the Meter | No | Net Metered Residential | Freedom Forever New Jersey LLC | None | PSE&G | Accepted | 2023-07-12 | 2023-07-18 | 2024-07-18 | Solar Panels | Rec Solar | REC410AA PURE-R |  | 0.41 | 5 | 135 | 42 |  | Fixed | Roof
NJADRE1554282670 | Administratively Determined Incentive Program | Paterson | 7502 | 6 | 8.8 | Residential | Behind the Meter | Yes | Net Metered Residential | Pro Custom Solar dba Momentum Solar | None | PSE&G | Accepted | 2023-07-12 | 2023-07-18 | 2024-07-18 | Solar Panels | HANWHA | Â Q. PEAK DUO BLK-G10+400 |  | 0.4 | 6 | 51 | 18 |  | Fixed | Roof
NJADRE1554282670 | Administratively Determined Incentive Program | Paterson | 7502 | 6 | 8.8 | Residential | Behind the Meter | Yes | Net Metered Residential | Pro Custom Solar dba Momentum Solar | None | PSE&G | Accepted | 2023-07-12 | 2023-07-18 | 2024-07-18 | Solar Panels | HANWHA | Â Q. PEAK DUO BLK-G10+400 |  | 0.4 | 14 | 231 | 38 |  | Fixed | Roof
NJADRE1554282670 | Administratively Determined Incentive Program | Paterson | 7502 | 6 | 8.8 | Residential | Behind the Meter | Yes | Net Metered Residential | Pro Custom Solar dba Momentum Solar | None | PSE&G | Accepted | 2023-07-12 | 2023-07-18 | 2024-07-18 | Solar Panels | HANWHA | Â Q. PEAK DUO BLK-G10+400 |  | 0.4 | 2 | 51 | 18 |  | Fixed | Roof
NJADRE1554282670 | Administratively Determined Incentive Program | Paterson | 7502 | 6 | 8.8 | Residential | Behind the Meter | Yes | Net Metered Residential | Pro Custom Solar dba Momentum Solar | None | PSE&G | Accepted | 2023-07-12 | 2023-07-18 | 2024-07-18 | Inverters | ENPHASE | IQ8PLUS-72-2-US | 290 |  | 22 |  |  | 0.97 |  | Outdoor
NJADRE1554282770 | Administratively Determined Incentive Program | MAGNOLIA | 8049 | 14 | 8.4 | Residential | Behind the Meter | Yes | Net Metered Residential | SunnyMac, LLC | None | PSE&G | Accepted | 2023-07-12 | 2023-07-19 | 2024-07-19 | Inverters | SolarEdge Technologies Inc. | SE7600H-US000BNI4 (Inverter) | 7600 |  | 1 |  |  | 0.99 |  | Outside
NJADRE1554282770 | Administratively Determined Incentive Program | MAGNOLIA | 8049 | 14 | 8.4 | Residential | Behind the Meter | Yes | Net Metered Residential | SunnyMac, LLC | None | PSE&G | Accepted | 2023-07-12 | 2023-07-19 | 2024-07-19 | Meters | SolarEdge Technologies Inc. | SolarEdge Built-in Consumption Monitor (BNI4, BNC4, BBL |  |  | 1 |  |  |  | Yes
NJADRE1554282770 | Administratively Determined Incentive Program | MAGNOLIA | 8049 | 14 | 8.4 | Residential | Behind the Meter | Yes | Net Metered Residential | SunnyMac, LLC | None | PSE&G | Accepted | 2023-07-12 | 2023-07-19 | 2024-07-19 | Solar Panels | Phono Solar Technology | PS365M4H-20/UHB |  | 0.365 | 18 | 171 | 26 |  | Fixed | Roof
NJADRE1554282770 | Administratively Determined Incentive Program | MAGNOLIA | 8049 | 14 | 8.4 | Residential | Behind the Meter | Yes | Net Metered Residential | SunnyMac, LLC | None | PSE&G | Accepted | 2023-07-12 | 2023-07-19 | 2024-07-19 | Solar Panels | Phono Solar Technology | PS365M4H-20/UHB |  | 0.365 | 5 | 351 | 26 |  | Fixed | Roof
NJADRE1554282780 | Administratively Determined Incentive Program | Carneys Point | 8069 | 16 | 6.72 | Residential | Behind the Meter | Yes | Net Metered Residential | Sunrun Installation Services, Inc. | None | AC Electric | Accepted | 2023-07-12 | 2023-07-18 | 2024-07-18 | Inverters | SolarEdge Technologies | SE6000H-USSN | 6000 |  | 1 |  |  | 0.96 |  | Outdoor | Next To Meter
NJADRE1554282780 | Administratively Determined Incentive Program | Carneys Point | 8069 | 16 | 6.72 | Residential | Behind the Meter | Yes | Net Metered Residential | Sunrun Installation Services, Inc. | None | AC Electric | Accepted | 2023-07-12 | 2023-07-18 | 2024-07-18 | Solar Panels | Trina Solar | TSM-395DE09C.07 |  | 0.395 | 8 | 215 | 40 |  | Fixed | Roof
NJADRE1554282780 | Administratively Determined Incentive Program | Carneys Point | 8069 | 16 | 6.72 | Residential | Behind the Meter | Yes | Net Metered Residential | Sunrun Installation Services, Inc. | None | AC Electric | Accepted | 2023-07-12 | 2023-07-18 | 2024-07-18 | Solar Panels | Trina Solar | TSM-395DE09C.07 |  | 0.395 | 9 | 126 | 30 |  | Fixed | Roof
NJADRE1554283300 | Administratively Determined Incentive Program | Woodbridge Township | 8863 | 11 | 6.46 | Residential | Behind the Meter | Yes | Net Metered Residential | Freedom Forever New Jersey LLC | None | PSE&G | Accepted | 2023-07-12 | 2023-07-19 | 2024-07-19 | Inverters | Solar Edge | SE5000H-USRGM | 5000 |  | 1 |  |  | 0.99 |  | Outdoor
NJADRE1554283300 | Administratively Determined Incentive Program | Woodbridge Township | 8863 | 11 | 6.46 | Residential | Behind the Meter | Yes | Net Metered Residential | Freedom Forever New Jersey LLC | None | PSE&G | Accepted | 2023-07-12 | 2023-07-19 | 2024-07-19 | Solar Panels | Jinko Solar | JKM380M-6RL3-B |  | 0.38 | 8 | 162 | 15 |  | Fixed | Roof
NJADRE1554283300 | Administratively Determined Incentive Program | Woodbridge Township | 8863 | 11 | 6.46 | Residential | Behind the Meter | Yes | Net Metered Residential | Freedom Forever New Jersey LLC | None | PSE&G | Accepted | 2023-07-12 | 2023-07-19 | 2024-07-19 | Solar Panels | JInko Solar | JKM380M-6RL3-B |  | 0.38 | 9 | 342 | 40 |  | Fixed | Roof
NJADRE1554283324 | Administratively Determined Incentive Program | Piscataway | 8854 | 11 | 4.74 | Residential | Behind the Meter | Yes | Net Metered Residential | Sunrun Installation Services, Inc. | None | Orange Rockland Electric | Accepted | 2023-07-12 | 2023-07-19 | 2024-07-19 | Inverters | SolarEdge Technologies | SE3800H-USMN | 3800 |  | 1 |  |  | 0.96 |  | Outdoor | Next To Meter
NJADRE1554283324 | Administratively Determined Incentive Program | Piscataway | 8854 | 11 | 4.74 | Residential | Behind the Meter | Yes | Net Metered Residential | Sunrun Installation Services, Inc. | None | Orange Rockland Electric | Accepted | 2023-07-12 | 2023-07-19 | 2024-07-19 | Solar Panels | Trina Solar | TSM-395DE09C.07 |  | 0.395 | 12 | 153 | 6 |  | Fixed | Roof
NJADRE1554285784 | Administratively Determined Incentive Program | Willingboro Twp | 8046 | 13 | 5.2 | Residential | Behind the Meter | Yes | Net Metered Residential | SunnyMac LLC | None | PSE&G | Accepted | 2023-07-13 | 2023-07-19 | 2024-07-19 | Solar Panels | HANWHA | Q.PEAK DUO BLK ML-G10+400 |  | 0.4 | 13 | 100 | 28 |  | Fixed | Roof
NJADRE1554285784 | Administratively Determined Incentive Program | Willingboro Twp | 8046 | 13 | 5.2 | Residential | Behind the Meter | Yes | Net Metered Residential | SunnyMac LLC | None | PSE&G | Accepted | 2023-07-13 | 2023-07-19 | 2024-07-19 | Inverters | SOLAREDGE | SE5000H-US | 5000 |  | 1 |  |  | 0.99 |  | Outdoor | NEXT TO METER
NJADRE1554285784 | Administratively Determined Incentive Program | Willingboro Twp | 8046 | 13 | 5.2 | Residential | Behind the Meter | Yes | Net Metered Residential | SunnyMac LLC | None | PSE&G | Accepted | 2023-07-13 | 2023-07-19 | 2024-07-19 | Meters | SE-RGMTR-1D-240C-B | Solaredge |  |  | 1 |  |  |  | Yes | Outdoor
NJADRE1554285802 | Administratively Determined Incentive Program | Northvale | 7647 | 7 | 5.55 | Residential | Behind the Meter | No | Net Metered Residential | Vision Solar LLC | None | Orange Rockland Electric | Accepted | 2023-07-13 | 2023-07-19 | 2024-07-19 | Inverters | SolarEdge | SE3800H-USRGM | 4 |  | 1 |  |  | 0.97 |  | Outdoor | under the panel
NJADRE1554285802 | Administratively Determined Incentive Program | Northvale | 7647 | 7 | 5.55 | Residential | Behind the Meter | No | Net Metered Residential | Vision Solar LLC | None | Orange Rockland Electric | Accepted | 2023-07-13 | 2023-07-19 | 2024-07-19 | Solar Panels | ZNShinr | ZXM6-NH120-370/M |  | 0.37 | 15 | 108 | 25 |  | Fixed | Roof
NJADRE1554285804 | Administratively Determined Incentive Program | East Orange | 7018 | 9 | 5.6 | Residential | Behind the Meter | Yes | Net Metered Residential | Sunny Mac LLC | None | PSE&G | Accepted | 2023-07-13 | 2023-07-19 | 2024-07-19 | Solar Panels | HANWHA | Q.PEAK DUO BLK ML-G10+400 |  | 0.4 | 9 | 138 | 45 |  | Fixed | Roof
NJADRE1554285804 | Administratively Determined Incentive Program | East Orange | 7018 | 9 | 5.6 | Residential | Behind the Meter | Yes | Net Metered Residential | Sunny Mac LLC | None | PSE&G | Accepted | 2023-07-13 | 2023-07-19 | 2024-07-19 | Solar Panels | HANWHA | Q.PEAK DUO BLK ML-G10+400 |  | 0.4 | 5 | 318 | 45 |  | Fixed | Roof
NJADRE1554285804 | Administratively Determined Incentive Program | East Orange | 7018 | 9 | 5.6 | Residential | Behind the Meter | Yes | Net Metered Residential | Sunny Mac LLC | None | PSE&G | Accepted | 2023-07-13 | 2023-07-19 | 2024-07-19 | Inverters | SOLAREDGE | SE 3800H-US | 3800 |  | 1 |  |  | 0.99 |  | Outdoor | NEXT TO METER
NJADRE1554285836 | Administratively Determined Incentive Program | Newark | 7104 | 9 | 2.03 | Residential | Behind the Meter | Yes | Net Metered Residential | Trinity Solar | None | PSE&G | Accepted | 2023-07-13 | 2023-07-19 | 2024-07-19 | Inverters | Enphase | IQ8PLUS-72-2-US | 290 |  | 5 |  |  | 0.96 |  | Outdoor
NJADRE1554285836 | Administratively Determined Incentive Program | Newark | 7104 | 9 | 2.03 | Residential | Behind the Meter | Yes | Net Metered Residential | Trinity Solar | None | PSE&G | Accepted | 2023-07-13 | 2023-07-19 | 2024-07-19 | Solar Panels | HANWHA 405 (Q.PEAK DUO BLK ML-G10+ 405) | HANWHA 405 (Q.PEAK DUO BLK ML-G10+ 405) |  | 0.405 | 5 | 202 | 5 |  | Fixed | Roof
NJADRE1554285878 | Administratively Determined Incentive Program | 10 Gallagher Ln | 7885 | 3 | 6 | Residential | Behind the Meter | Yes | Net Metered Residential | SunnyMac LLC | None | JCP&L | Accepted | 2023-07-13 | 2023-07-19 | 2024-07-19 | Solar Panels | HANWHA | Q.PEAK DUO BLK ML-G10+400 |  | 0.4 | 4 | 153 | 35 |  | Fixed | Roof
NJADRE1554285878 | Administratively Determined Incentive Program | 10 Gallagher Ln | 7885 | 3 | 6 | Residential | Behind the Meter | Yes | Net Metered Residential | SunnyMac LLC | None | JCP&L | Accepted | 2023-07-13 | 2023-07-19 | 2024-07-19 | Solar Panels | HANWHA | Q.PEAK DUO BLK ML-G10+400 |  | 0.4 | 3 | 33 | 35 |  | Fixed | Roof
NJADRE1554285878 | Administratively Determined Incentive Program | 10 Gallagher Ln | 7885 | 3 | 6 | Residential | Behind the Meter | Yes | Net Metered Residential | SunnyMac LLC | None | JCP&L | Accepted | 2023-07-13 | 2023-07-19 | 2024-07-19 | Solar Panels | HANWHA | Q.PEAK DUO BLK ML-G10+400 |  | 0.4 | 6 | 63 | 19 |  | Fixed | Roof
NJADRE1554285878 | Administratively Determined Incentive Program | 10 Gallagher Ln | 7885 | 3 | 6 | Residential | Behind the Meter | Yes | Net Metered Residential | SunnyMac LLC | None | JCP&L | Accepted | 2023-07-13 | 2023-07-19 | 2024-07-19 | Solar Panels | HANWHA | Q.PEAK DUO BLK ML-G10+400 |  | 0.4 | 2 | 63 | 19 |  | Fixed | Roof
NJADRE1554285878 | Administratively Determined Incentive Program | 10 Gallagher Ln | 7885 | 3 | 6 | Residential | Behind the Meter | Yes | Net Metered Residential | SunnyMac LLC | None | JCP&L | Accepted | 2023-07-13 | 2023-07-19 | 2024-07-19 | Inverters | SOLAREDGE | SE5000H-US | 5000 |  | 1 |  |  | 0.99 |  | Outdoor | NEXT TO METER
NJADRE1554285878 | Administratively Determined Incentive Program | 10 Gallagher Ln | 7885 | 3 | 6 | Residential | Behind the Meter | Yes | Net Metered Residential | SunnyMac LLC | None | JCP&L | Accepted | 2023-07-13 | 2023-07-19 | 2024-07-19 | Meters | SE-RGMTR-1D-240C-B | Solaredge |  |  | 1 |  |  |  | Yes | Outdoor
NJADRE1554285886 | Administratively Determined Incentive Program | Cold Spring | 8204 | 21 | 18.57 | Residential | Behind the Meter | Yes | Net Metered Residential | Sun Up Zero Down | None | AC Electric | Accepted | 2023-07-13 | 2023-07-19 | 2024-07-19 | Inverters | Enphase | IQ7PLUS-72-2-US | 290 |  | 47 |  |  | 0.976 |  | Outdoor
NJADRE1554285886 | Administratively Determined Incentive Program | Cold Spring | 8204 | 21 | 18.57 | Residential | Behind the Meter | Yes | Net Metered Residential | Sun Up Zero Down | None | AC Electric | Accepted | 2023-07-13 | 2023-07-19 | 2024-07-19 | Meters | Enphase | TBD |  |  | 1 |  |  |  | Yes
NJADRE1554285886 | Administratively Determined Incentive Program | Cold Spring | 8204 | 21 | 18.57 | Residential | Behind the Meter | Yes | Net Metered Residential | Sun Up Zero Down | None | AC Electric | Accepted | 2023-07-13 | 2023-07-19 | 2024-07-19 | Solar Panels | Trina | TSM-395-DE09C.07 |  | 0.395 | 47 | 307 | 9 |  | Fixed | Roof
NJADRE1554285887 | Administratively Determined Incentive Program | NATIONAL PARK | 8063 | 15 | 17.6 | Residential | Behind the Meter | Yes | Net Metered Residential | SunnyMac, LLC | None | PSE&G | Accepted | 2023-08-04 | 2023-08-17 | 2024-08-17 | Inverters | SolarEdge Technologies Inc. | SE7600H-US000BNI4 (Inverter) | 7600 |  | 1 |  |  | 0.99 |  | Outside
NJADRE1554285887 | Administratively Determined Incentive Program | NATIONAL PARK | 8063 | 15 | 17.6 | Residential | Behind the Meter | Yes | Net Metered Residential | SunnyMac, LLC | None | PSE&G | Accepted | 2023-08-04 | 2023-08-17 | 2024-08-17 | Inverters | SolarEdge Technologies Inc. | SE6000H-US000BEI4 (Inverter) | 6000 |  | 1 |  |  | 0.99 |  | Outside
NJADRE1554285887 | Administratively Determined Incentive Program | NATIONAL PARK | 8063 | 15 | 17.6 | Residential | Behind the Meter | Yes | Net Metered Residential | SunnyMac, LLC | None | PSE&G | Accepted | 2023-08-04 | 2023-08-17 | 2024-08-17 | Meters | SolarEdge Technologies Inc. | SolarEdge Built-in Consumption Monitor (BEI4, BNI4, BNC |  |  | 2 |  |  |  | Yes
NJADRE1554285887 | Administratively Determined Incentive Program | NATIONAL PARK | 8063 | 15 | 17.6 | Residential | Behind the Meter | Yes | Net Metered Residential | SunnyMac, LLC | None | PSE&G | Accepted | 2023-08-04 | 2023-08-17 | 2024-08-17 | Solar Panels | Hanwha Q Cells | Q.PEAK DUO BLK ML-G10+ 400 |  | 0.4 | 24 | 113 | 23 |  | Fixed | Roof
NJADRE1554285887 | Administratively Determined Incentive Program | NATIONAL PARK | 8063 | 15 | 17.6 | Residential | Behind the Meter | Yes | Net Metered Residential | SunnyMac, LLC | None | PSE&G | Accepted | 2023-08-04 | 2023-08-17 | 2024-08-17 | Solar Panels | Hanwha Q Cells | Q.PEAK DUO BLK ML-G10+ 400 |  | 0.4 | 20 | 291 | 23 |  | Fixed | Roof
NJADRE1554285933 | Administratively Determined Incentive Program | EAST ORANGE | 7018 | 9 | 5.55 | Residential | Behind the Meter | Yes | Net Metered Residential | Vision Solar LLC | None | PSE&G | Accepted | 2023-07-13 | 2023-07-20 | 2024-07-20 | Inverters | Solaredge | SE3000H-USRGM | 3 |  | 1 |  |  | 0.97 |  | Outdoor | side of house
NJADRE1554285933 | Administratively Determined Incentive Program | EAST ORANGE | 7018 | 9 | 5.55 | Residential | Behind the Meter | Yes | Net Metered Residential | Vision Solar LLC | None | PSE&G | Accepted | 2023-07-13 | 2023-07-20 | 2024-07-20 | Solar Panels | ZNSHINE | ZXM6-NH120-370/M |  | 0.37 | 3 | 112 | 24 |  | Fixed | Roof
NJADRE1554285933 | Administratively Determined Incentive Program | EAST ORANGE | 7018 | 9 | 5.55 | Residential | Behind the Meter | Yes | Net Metered Residential | Vision Solar LLC | None | PSE&G | Accepted | 2023-07-13 | 2023-07-20 | 2024-07-20 | Solar Panels | ZNSHINE | ZXM6-NH120-370/M |  | 0.37 | 6 | 292 | 40 |  | Fixed | Roof
NJADRE1554285933 | Administratively Determined Incentive Program | EAST ORANGE | 7018 | 9 | 5.55 | Residential | Behind the Meter | Yes | Net Metered Residential | Vision Solar LLC | None | PSE&G | Accepted | 2023-07-13 | 2023-07-20 | 2024-07-20 | Solar Panels | ZNSHINE | ZXM6-NH120-370/M |  | 0.37 | 2 | 112 | 40 |  | Fixed | Roof
NJADRE1554285933 | Administratively Determined Incentive Program | EAST ORANGE | 7018 | 9 | 5.55 | Residential | Behind the Meter | Yes | Net Metered Residential | Vision Solar LLC | None | PSE&G | Accepted | 2023-07-13 | 2023-07-20 | 2024-07-20 | Solar Panels | ZNSHINE | ZXM6-NH120-370/M |  | 0.37 | 2 | 292 | 25 |  | Fixed | Roof
NJADRE1554285933 | Administratively Determined Incentive Program | EAST ORANGE | 7018 | 9 | 5.55 | Residential | Behind the Meter | Yes | Net Metered Residential | Vision Solar LLC | None | PSE&G | Accepted | 2023-07-13 | 2023-07-20 | 2024-07-20 | Solar Panels | ZNSHINE | ZXM6-NH120-370/M |  | 0.37 | 2 | 112 | 23 |  | Fixed | Roof
NJADRE1554285939 | Administratively Determined Incentive Program | Ledgewood | 7852 | 3 | 8.91 | Residential | Behind the Meter | Yes | Net Metered Residential | Trinity Solar Inc. | None | JCP&L | Accepted | 2023-07-13 | 2023-07-19 | 2024-07-19 | Inverters | Solar Edge | SE7600H-US000BEi4 | 7600 |  | 1 |  |  | 0.97 |  | Outdoor
NJADRE1554285939 | Administratively Determined Incentive Program | Ledgewood | 7852 | 3 | 8.91 | Residential | Behind the Meter | Yes | Net Metered Residential | Trinity Solar Inc. | None | JCP&L | Accepted | 2023-07-13 | 2023-07-19 | 2024-07-19 | Solar Panels | Hanwha | Q.PEAK DUO BLK ML-G10+ 405 |  | 0.405 | 14 | 66 | 37 |  | Fixed | Roof
NJADRE1554285939 | Administratively Determined Incentive Program | Ledgewood | 7852 | 3 | 8.91 | Residential | Behind the Meter | Yes | Net Metered Residential | Trinity Solar Inc. | None | JCP&L | Accepted | 2023-07-13 | 2023-07-19 | 2024-07-19 | Solar Panels | Hanwha | Q.PEAK DUO BLK ML-G10+ 405 |  | 0.405 | 8 | 156 | 37 |  | Fixed | Roof
NJADRE1554285961 | Administratively Determined Incentive Program | Matawan | 7747 | 17 | 16 | Residential | Behind the Meter | Yes | Net Metered Residential | SunnyMac LLC | None | JCP&L | Accepted | 2023-07-13 | 2023-07-19 | 2024-07-19 | Solar Panels | HANWHA | Q.PEAK DUO BLK ML-G10+400 |  | 0.4 | 12 | 12 | 22 |  | Fixed | Roof
NJADRE1554285961 | Administratively Determined Incentive Program | Matawan | 7747 | 17 | 16 | Residential | Behind the Meter | Yes | Net Metered Residential | SunnyMac LLC | None | JCP&L | Accepted | 2023-07-13 | 2023-07-19 | 2024-07-19 | Solar Panels | HANWHA | Q.PEAK DUO BLK ML-G10+400 |  | 0.4 | 11 | 192 | 22 |  | Fixed | Roof
NJADRE1554285961 | Administratively Determined Incentive Program | Matawan | 7747 | 17 | 16 | Residential | Behind the Meter | Yes | Net Metered Residential | SunnyMac LLC | None | JCP&L | Accepted | 2023-07-13 | 2023-07-19 | 2024-07-19 | Solar Panels | HANWHA | Q.PEAK DUO BLK ML-G10+400 |  | 0.4 | 6 | 282 | 22 |  | Fixed | Roof
NJADRE1554285961 | Administratively Determined Incentive Program | Matawan | 7747 | 17 | 16 | Residential | Behind the Meter | Yes | Net Metered Residential | SunnyMac LLC | None | JCP&L | Accepted | 2023-07-13 | 2023-07-19 | 2024-07-19 | Solar Panels | HANWHA | Q.PEAK DUO BLK ML-G10+400 |  | 0.4 | 5 | 102 | 22 |  | Fixed | Roof
NJADRE1554285961 | Administratively Determined Incentive Program | Matawan | 7747 | 17 | 16 | Residential | Behind the Meter | Yes | Net Metered Residential | SunnyMac LLC | None | JCP&L | Accepted | 2023-07-13 | 2023-07-19 | 2024-07-19 | Solar Panels | HANWHA | Q.PEAK DUO BLK ML-G10+400 |  | 0.4 | 6 | 12 | 22 |  | Fixed | Roof
NJADRE1554285961 | Administratively Determined Incentive Program | Matawan | 7747 | 17 | 16 | Residential | Behind the Meter | Yes | Net Metered Residential | SunnyMac LLC | None | JCP&L | Accepted | 2023-07-13 | 2023-07-19 | 2024-07-19 | Inverters | SOLAREDGE | SE11400H-US | 11400 |  | 1 |  |  | 0.99 |  | Outdoor | NEXT TO METER
NJADRE1554285961 | Administratively Determined Incentive Program | Matawan | 7747 | 17 | 16 | Residential | Behind the Meter | Yes | Net Metered Residential | SunnyMac LLC | None | JCP&L | Accepted | 2023-07-13 | 2023-07-19 | 2024-07-19 | Meters | SE-RGMTR-1D-240C-B | Solaredge |  |  | 1 |  |  |  | Yes | Outdoor
NJADRE1554285986 | Administratively Determined Incentive Program | EGG HARBOR TOWNSHIP | 8234 | 19 | 11.68 | Residential | Behind the Meter | Yes | Net Metered Residential | SunnyMac, LLC | None | AC Electric | Accepted | 2023-08-03 | 2023-08-15 | 2024-08-15 | Inverters | SolarEdge Technologies Inc. | SE10000H-US000BEI4 (Inverter w/CAT5e) | 10000 |  | 1 |  |  | 0.99 |  | Outside
NJADRE1554285986 | Administratively Determined Incentive Program | EGG HARBOR TOWNSHIP | 8234 | 19 | 11.68 | Residential | Behind the Meter | Yes | Net Metered Residential | SunnyMac, LLC | None | AC Electric | Accepted | 2023-08-03 | 2023-08-15 | 2024-08-15 | Meters | SolarEdge Technologies Inc. | SolarEdge Built-in Consumption Monitor (BEI4, BNI4, BNC |  |  | 1 |  |  |  | Yes
NJADRE1554285986 | Administratively Determined Incentive Program | EGG HARBOR TOWNSHIP | 8234 | 19 | 11.68 | Residential | Behind the Meter | Yes | Net Metered Residential | SunnyMac, LLC | None | AC Electric | Accepted | 2023-08-03 | 2023-08-15 | 2024-08-15 | Solar Panels | Hanwha Q Cells | Q.PEAK DUO BLK-G10+365 |  | 0.365 | 23 | 148 | 17 |  | Fixed | Roof
NJADRE1554285986 | Administratively Determined Incentive Program | EGG HARBOR TOWNSHIP | 8234 | 19 | 11.68 | Residential | Behind the Meter | Yes | Net Metered Residential | SunnyMac, LLC | None | AC Electric | Accepted | 2023-08-03 | 2023-08-15 | 2024-08-15 | Solar Panels | Hanwha Q Cells | Q.PEAK DUO BLK-G10+365 |  | 0.365 | 9 | 148 | 22 |  | Fixed | Roof
NJADRE1554285998 | Administratively Determined Incentive Program | City of Orange | 7050 | 9 | 2.84 | Residential | Behind the Meter | Yes | Net Metered Residential | Trinity Solar | None | PSE&G | Accepted | 2023-07-13 | 2023-07-19 | 2024-07-19 | Inverters | Solar Edge | SE3000H-US000BEi4 | 3 |  | 1 |  |  | 0.97 |  | Outdoor
NJADRE1554285998 | Administratively Determined Incentive Program | City of Orange | 7050 | 9 | 2.84 | Residential | Behind the Meter | Yes | Net Metered Residential | Trinity Solar | None | PSE&G | Accepted | 2023-07-13 | 2023-07-19 | 2024-07-19 | Solar Panels | Hanwha | Q.PEAK DUO BLK ML-G10+ 405 |  | 0.405 | 7 | 127 | 14 |  | Fixed | Roof
NJADRE1554286028 | Administratively Determined Incentive Program | Glassboro | 8028 | 15 | 6.72 | Residential | Behind the Meter | Yes | Net Metered Residential | Sunrun Installation Services, Inc. | None | AC Electric | Accepted | 2023-07-13 | 2023-07-19 | 2024-07-19 | Inverters | SolarEdge Technologies | SE6000H-USSN | 6000 |  | 1 |  |  | 0.99 |  | Outdoor | Next to the meter
NJADRE1554286028 | Administratively Determined Incentive Program | Glassboro | 8028 | 15 | 6.72 | Residential | Behind the Meter | Yes | Net Metered Residential | Sunrun Installation Services, Inc. | None | AC Electric | Accepted | 2023-07-13 | 2023-07-19 | 2024-07-19 | Solar Panels | Trina Solar | TSM-395DE09C.07 |  | 0.395 | 6 | 347 | 32 |  | Fixed | Roof
NJADRE1554286028 | Administratively Determined Incentive Program | Glassboro | 8028 | 15 | 6.72 | Residential | Behind the Meter | Yes | Net Metered Residential | Sunrun Installation Services, Inc. | None | AC Electric | Accepted | 2023-07-13 | 2023-07-19 | 2024-07-19 | Solar Panels | Trina Solar | TSM-395DE09C.07 |  | 0.395 | 11 | 347 | 22 |  | Fixed | Roof
NJADRE1554286048 | Administratively Determined Incentive Program | Newark | 7104 | 9 | 2.03 | Residential | Behind the Meter | Yes | Net Metered Residential | Trinity Solar | None | PSE&G | Accepted | 2023-07-13 | 2023-07-19 | 2024-07-19 | Inverters | Enphase | IQ8PLUS-72-2-US | 290 |  | 5 |  |  | 0.97 |  | Outdoor
NJADRE1554286048 | Administratively Determined Incentive Program | Newark | 7104 | 9 | 2.03 | Residential | Behind the Meter | Yes | Net Metered Residential | Trinity Solar | None | PSE&G | Accepted | 2023-07-13 | 2023-07-19 | 2024-07-19 | Solar Panels | HANWHA 405 (Q.PEAK DUO BLK ML-G10+ 405) | HANWHA 405 (Q.PEAK DUO BLK ML-G10+ 405) |  | 0.405 | 5 | 202 | 5 |  | Fixed | Roof
NJADRE1554286059 | Administratively Determined Incentive Program | Galloway | 8205 | 19 | 6.4 | Residential | Behind the Meter | Yes | Net Metered Residential | SunnyMac LLC | None | AC Electric | Accepted | 2023-07-13 | 2023-07-19 | 2024-07-19 | Solar Panels | HANWHA | Q.PEAK DUO BLK ML-G10+400 |  | 0.4 | 16 | 172 | 25 |  | Fixed | Roof
NJADRE1554286059 | Administratively Determined Incentive Program | Galloway | 8205 | 19 | 6.4 | Residential | Behind the Meter | Yes | Net Metered Residential | SunnyMac LLC | None | AC Electric | Accepted | 2023-07-13 | 2023-07-19 | 2024-07-19 | Inverters | SOLAREDGE | SE5000H-US | 5000 |  | 1 |  |  | 0.99 |  | Outdoor | NEXT TO METER
NJADRE1554286059 | Administratively Determined Incentive Program | Galloway | 8205 | 19 | 6.4 | Residential | Behind the Meter | Yes | Net Metered Residential | SunnyMac LLC | None | AC Electric | Accepted | 2023-07-13 | 2023-07-19 | 2024-07-19 | Meters | SE-RGMTR-1D-240C-B | Solaredge |  |  | 1 |  |  |  | Yes | Outdoor
NJADRE1554286070 | Administratively Determined Incentive Program | EAST ORANGE CITY | 7017 | 9 | 5.53 | Residential | Behind the Meter | Yes | Net Metered Residential | Sunrun Installation Services, Inc. | None | PSE&G | Accepted | 2023-07-13 | 2023-07-19 | 2024-07-19 | Inverters | SolarEdge Technologies | SE3800H-USMN | 3800 |  | 1 |  |  | 0.99 |  | Outdoor | Next To Meter
NJADRE1554286070 | Administratively Determined Incentive Program | EAST ORANGE CITY | 7017 | 9 | 5.53 | Residential | Behind the Meter | Yes | Net Metered Residential | Sunrun Installation Services, Inc. | None | PSE&G | Accepted | 2023-07-13 | 2023-07-19 | 2024-07-19 | Solar Panels | Trina Solar | TSM-395DE09C.07 |  | 0.395 | 14 | 208 | 38 |  | Fixed | Roof
NJADRE1554286070 | Administratively Determined Incentive Program | EAST ORANGE CITY | 7017 | 9 | 5.53 | Residential | Behind the Meter | Yes | Net Metered Residential | Sunrun Installation Services, Inc. | None | PSE&G | Accepted | 2023-07-13 | 2023-07-19 | 2024-07-19 | Electric Storage Battery | Tesla | Powerwall 2 AC |  |  | 1 |  |  |  | Lithium Ion |  | outside
NJADRE1554286122 | Administratively Determined Incentive Program | Newark | 7104 | 9 | 2.03 | Residential | Behind the Meter | Yes | Net Metered Residential | Trinity Solar | None | PSE&G | Accepted | 2023-07-13 | 2023-07-19 | 2024-07-19 | Inverters | Enphase | IQ8PLUS-72-2-US | 290 |  | 5 |  |  | 0.97 |  | Outdoor
NJADRE1554286122 | Administratively Determined Incentive Program | Newark | 7104 | 9 | 2.03 | Residential | Behind the Meter | Yes | Net Metered Residential | Trinity Solar | None | PSE&G | Accepted | 2023-07-13 | 2023-07-19 | 2024-07-19 | Solar Panels | HANWHA 405 (Q.PEAK DUO BLK ML-G10+ 405) | HANWHA 405 (Q.PEAK DUO BLK ML-G10+ 405) |  | 0.405 | 5 | 202 | 5 |  | Fixed | Roof
NJADRE1554286184 | Administratively Determined Incentive Program | WILLINGBORO | 8046 | 13 | 9.13 | Residential | Behind the Meter | Yes | Net Metered Residential | SunnyMac, LLC | None | PSE&G | Accepted | 2023-08-04 | 2023-08-25 | 2024-08-25 | Inverters | SolarEdge Technologies Inc. | SE7600H-US000BNI4 (Inverter) | 7600 |  | 1 |  |  | 0.99 |  | Outside
NJADRE1554286184 | Administratively Determined Incentive Program | WILLINGBORO | 8046 | 13 | 9.13 | Residential | Behind the Meter | Yes | Net Metered Residential | SunnyMac, LLC | None | PSE&G | Accepted | 2023-08-04 | 2023-08-25 | 2024-08-25 | Meters | SolarEdge Technologies Inc. | SolarEdge Built-in Consumption Monitor (BEI4, BNI4, BNC |  |  | 1 |  |  |  | Yes
NJADRE1554286184 | Administratively Determined Incentive Program | WILLINGBORO | 8046 | 13 | 9.13 | Residential | Behind the Meter | Yes | Net Metered Residential | SunnyMac, LLC | None | PSE&G | Accepted | 2023-08-04 | 2023-08-25 | 2024-08-25 | Solar Panels | Hanwha Q Cells | Q.PEAK DUO BLK-G10+365 |  | 0.365 | 22 | 79 | 40 |  | Fixed | Roof
NJADRE1554286184 | Administratively Determined Incentive Program | WILLINGBORO | 8046 | 13 | 9.13 | Residential | Behind the Meter | Yes | Net Metered Residential | SunnyMac, LLC | None | PSE&G | Accepted | 2023-08-04 | 2023-08-25 | 2024-08-25 | Solar Panels | Hanwha Q Cells | Q.PEAK DUO BLK-G10+365 |  | 0.365 | 3 | 79 | 17 |  | Fixed | Roof
NJADRE1554286641 | Administratively Determined Incentive Program | Branchville | 7826 | 1 | 14.7 | Residential | Behind the Meter | No | Net Metered Residential | Empire Solar Solutions, LLC | None | JCP&L | Accepted | 2023-07-13 | 2023-07-19 | 2024-07-19 | Inverters | Enphase | IQ7X-96-2-US | 315 |  | 35 |  |  | 0.975 |  | Outside
NJADRE1554286641 | Administratively Determined Incentive Program | Branchville | 7826 | 1 | 14.7 | Residential | Behind the Meter | No | Net Metered Residential | Empire Solar Solutions, LLC | None | JCP&L | Accepted | 2023-07-13 | 2023-07-19 | 2024-07-19 | Solar Panels | REC | RECxxxAA PURE-R |  | 0.42 | 21 | 174 | 30 |  | Fixed | Roof
NJADRE1554286641 | Administratively Determined Incentive Program | Branchville | 7826 | 1 | 14.7 | Residential | Behind the Meter | No | Net Metered Residential | Empire Solar Solutions, LLC | None | JCP&L | Accepted | 2023-07-13 | 2023-07-19 | 2024-07-19 | Solar Panels | REC | RECxxxAA PURE-R |  | 0.42 | 14 | 354 | 30 |  | Fixed | Roof
NJADRE1554286657 | Administratively Determined Incentive Program | Blackwood | 8012 | 14 | 20 | Residential | Behind the Meter | No | Net Metered Residential | Power Energy Solutions | None | PSE&G | Accepted | 2023-07-14 | 2023-07-26 | 2024-07-26 | Inverters | SOLAREDGE | SE7600H-US | 7600 |  | 2 |  |  | 0.99 |  | Outside | ROOFTOP
NJADRE1554286657 | Administratively Determined Incentive Program | Blackwood | 8012 | 14 | 20 | Residential | Behind the Meter | No | Net Metered Residential | Power Energy Solutions | None | PSE&G | Accepted | 2023-07-14 | 2023-07-26 | 2024-07-26 | Solar Panels | SILFAB SOLAR | SIL-400 HC+ |  | 0.4 | 15 | 163 | 24 |  | Fixed | Roof | ROOFTOP
NJADRE1554286657 | Administratively Determined Incentive Program | Blackwood | 8012 | 14 | 20 | Residential | Behind the Meter | No | Net Metered Residential | Power Energy Solutions | None | PSE&G | Accepted | 2023-07-14 | 2023-07-26 | 2024-07-26 | Solar Panels | SILFAB SOLAR | SIL-400 HC= |  | 0.4 | 8 | 163 | 9 |  | Fixed | Roof | ROOFTOP
NJADRE1554286657 | Administratively Determined Incentive Program | Blackwood | 8012 | 14 | 20 | Residential | Behind the Meter | No | Net Metered Residential | Power Energy Solutions | None | PSE&G | Accepted | 2023-07-14 | 2023-07-26 | 2024-07-26 | Solar Panels | SILFAB SOLAR | SIL-400 HC+ |  | 0.4 | 2 | 73 | 24 |  | Fixed | Roof | ROOFTOP
NJADRE1554286657 | Administratively Determined Incentive Program | Blackwood | 8012 | 14 | 20 | Residential | Behind the Meter | No | Net Metered Residential | Power Energy Solutions | None | PSE&G | Accepted | 2023-07-14 | 2023-07-26 | 2024-07-26 | Solar Panels | SILFAB SOLAR | SIL-400 HC+ |  | 0.4 | 10 | 253 | 24 |  | Fixed | Roof | ROOFTOP
NJADRE1554286657 | Administratively Determined Incentive Program | Blackwood | 8012 | 14 | 20 | Residential | Behind the Meter | No | Net Metered Residential | Power Energy Solutions | None | PSE&G | Accepted | 2023-07-14 | 2023-07-26 | 2024-07-26 | Solar Panels | SILFAB SOLAR | SIL-400 HC+ |  | 0.4 | 15 | 343 | 24 |  | Fixed | Roof | ROOFTOP
NJADRE1554286670 | Administratively Determined Incentive Program | Egg Harbor Township | 8234 | 19 | 7.11 | Residential | Behind the Meter | No | Net Metered Residential | Sunrun Installation Services, Inc. | None | AC Electric | Accepted | 2023-07-13 | 2023-11-13 | 2024-11-13 | Inverters | Delta Electronics | E6-TL-US | 6000 |  | 1 |  |  | 0.975 |  | Outdoor | Next To Meter
NJADRE1554286670 | Administratively Determined Incentive Program | Egg Harbor Township | 8234 | 19 | 7.11 | Residential | Behind the Meter | No | Net Metered Residential | Sunrun Installation Services, Inc. | None | AC Electric | Accepted | 2023-07-13 | 2023-11-13 | 2024-11-13 | Solar Panels | Trina Solar | TSM-395DE09C.07 |  | 0.395 | 8 | 210 | 30 |  | Fixed | Roof
NJADRE1554286670 | Administratively Determined Incentive Program | Egg Harbor Township | 8234 | 19 | 7.11 | Residential | Behind the Meter | No | Net Metered Residential | Sunrun Installation Services, Inc. | None | AC Electric | Accepted | 2023-07-13 | 2023-11-13 | 2024-11-13 | Solar Panels | Trina Solar | TSM-395DE09C.07 |  | 0.395 | 10 | 120 | 30 |  | Fixed | Roof
NJADRE1554286710 | Administratively Determined Incentive Program | SICKLERVILLE | 8081 | 14 | 9.86 | Residential | Behind the Meter | Yes | Net Metered Residential | Sunny Mac, LLC | None | AC Electric | Accepted | 2023-07-13 | 2023-07-25 | 2024-07-25 | Inverters | SolarEdge Technologies Inc. | SE7600H-US000BNI4 (Inverter) | 7600 |  | 1 |  |  | 0.99 |  | Outside
NJADRE1554286710 | Administratively Determined Incentive Program | SICKLERVILLE | 8081 | 14 | 9.86 | Residential | Behind the Meter | Yes | Net Metered Residential | Sunny Mac, LLC | None | AC Electric | Accepted | 2023-07-13 | 2023-07-25 | 2024-07-25 | Meters | SolarEdge Technologies Inc. | SolarEdge Built-in Consumption Monitor (BEI4, BNI4, BNC |  |  | 1 |  |  |  | Yes
NJADRE1554286710 | Administratively Determined Incentive Program | SICKLERVILLE | 8081 | 14 | 9.86 | Residential | Behind the Meter | Yes | Net Metered Residential | Sunny Mac, LLC | None | AC Electric | Accepted | 2023-07-13 | 2023-07-25 | 2024-07-25 | Solar Panels | Hanwha Q Cells | Q.PEAK DUO BLK-G10+365 |  | 0.365 | 15 | 219 | 21 |  | Fixed | Roof
NJADRE1554286710 | Administratively Determined Incentive Program | SICKLERVILLE | 8081 | 14 | 9.86 | Residential | Behind the Meter | Yes | Net Metered Residential | Sunny Mac, LLC | None | AC Electric | Accepted | 2023-07-13 | 2023-07-25 | 2024-07-25 | Solar Panels | Hanwha Q Cells | Q.PEAK DUO BLK-G10+365 |  | 0.365 | 6 | 129 | 14 |  | Fixed | Roof
NJADRE1554286710 | Administratively Determined Incentive Program | SICKLERVILLE | 8081 | 14 | 9.86 | Residential | Behind the Meter | Yes | Net Metered Residential | Sunny Mac, LLC | None | AC Electric | Accepted | 2023-07-13 | 2023-07-25 | 2024-07-25 | Solar Panels | Hanwha Q Cells | Q.PEAK DUO BLK-G10+365 |  | 0.365 | 6 | 220 | 9 |  | Fixed | Roof
NJADRE1554286768 | Administratively Determined Incentive Program | Hoboken | 7030 | 8 | 20.37 | School Other | Behind the Meter | No | Small Net-Metered Non-Residential located on Rooftop, Carport, Canopy and Floating Solar | Rennergy, LLC | None | PSE&G | Accepted | 2023-07-17 | 2023-07-25 | 2024-07-25 | Solar Panels | Hanwha Q Cells | Q Peak DUO XL G10.3 485 BFG |  | 0.485 | 42 | 193 | 10 |  | Fixed | Roof
NJADRE1554286768 | Administratively Determined Incentive Program | Hoboken | 7030 | 8 | 20.37 | School Other | Behind the Meter | No | Small Net-Metered Non-Residential located on Rooftop, Carport, Canopy and Floating Solar | Rennergy, LLC | None | PSE&G | Accepted | 2023-07-17 | 2023-07-25 | 2024-07-25 | Inverters | Yaskawa Solectria | PVI25TL - 208V | 25000 |  | 1 |  |  | 0.95 |  | Outside
NJADRE1554286782 | Administratively Determined Incentive Program | SEWELL | 8080 | 15 | 13.48 | Residential | Behind the Meter | Yes | Net Metered Residential | Sunny Mac, LLC | None | AC Electric | Accepted | 2023-07-13 | 2023-07-25 | 2024-07-25 | Inverters | SolarEdge Technologies Inc. | SE10000H-US000BNI4 (Inverter) | 10000 |  | 1 |  |  | 0.99 |  | Outside
NJADRE1554286782 | Administratively Determined Incentive Program | SEWELL | 8080 | 15 | 13.48 | Residential | Behind the Meter | Yes | Net Metered Residential | Sunny Mac, LLC | None | AC Electric | Accepted | 2023-07-13 | 2023-07-25 | 2024-07-25 | Meters | SolarEdge Technologies Inc. | SolarEdge Built-in Consumption Monitor (BNI4, BNC4, BBL |  |  | 1 |  |  |  | Yes
NJADRE1554286782 | Administratively Determined Incentive Program | SEWELL | 8080 | 15 | 13.48 | Residential | Behind the Meter | Yes | Net Metered Residential | Sunny Mac, LLC | None | AC Electric | Accepted | 2023-07-13 | 2023-07-25 | 2024-07-25 | Solar Panels | REC Solar | REC365NP2 Black |  | 0.365 | 11 | 304 | 31 |  | Fixed | Roof
NJADRE1554286782 | Administratively Determined Incentive Program | SEWELL | 8080 | 15 | 13.48 | Residential | Behind the Meter | Yes | Net Metered Residential | Sunny Mac, LLC | None | AC Electric | Accepted | 2023-07-13 | 2023-07-25 | 2024-07-25 | Solar Panels | REC Solar | REC365NP2 Black |  | 0.365 | 8 | 34 | 31 |  | Fixed | Roof
NJADRE1554286782 | Administratively Determined Incentive Program | SEWELL | 8080 | 15 | 13.48 | Residential | Behind the Meter | Yes | Net Metered Residential | Sunny Mac, LLC | None | AC Electric | Accepted | 2023-07-13 | 2023-07-25 | 2024-07-25 | Solar Panels | REC Solar | REC365NP2 Black |  | 0.365 | 6 | 124 | 31 |  | Fixed | Roof
NJADRE1554286782 | Administratively Determined Incentive Program | SEWELL | 8080 | 15 | 13.48 | Residential | Behind the Meter | Yes | Net Metered Residential | Sunny Mac, LLC | None | AC Electric | Accepted | 2023-07-13 | 2023-07-25 | 2024-07-25 | Solar Panels | REC Solar | REC360TP4 Black |  | 0.36 | 6 | 125 | 23 |  | Fixed | Roof
NJADRE1554286782 | Administratively Determined Incentive Program | SEWELL | 8080 | 15 | 13.48 | Residential | Behind the Meter | Yes | Net Metered Residential | Sunny Mac, LLC | None | AC Electric | Accepted | 2023-07-13 | 2023-07-25 | 2024-07-25 | Solar Panels | REC Solar | REC365NP2 Black |  | 0.365 | 4 | 214 | 31 |  | Fixed | Roof
NJADRE1554286782 | Administratively Determined Incentive Program | SEWELL | 8080 | 15 | 13.48 | Residential | Behind the Meter | Yes | Net Metered Residential | Sunny Mac, LLC | None | AC Electric | Accepted | 2023-07-13 | 2023-07-25 | 2024-07-25 | Solar Panels | REC Solar | REC365NP2 Black |  | 0.365 | 2 | 214 | 31 |  | Double Axis | Roof
NJADRE1554286803 | Administratively Determined Incentive Program | Totowa | 7512 | 6 | 8.91 | Residential | Behind the Meter | Yes | Net Metered Residential | Trinity Solar | None | PSE&G | Accepted | 2023-07-13 | 2023-07-19 | 2024-07-19 | Inverters | Solar Edge | SE7600H-US000BEi4 | 7600 |  | 1 |  |  | 0.97 |  | Outdoor
NJADRE1554286803 | Administratively Determined Incentive Program | Totowa | 7512 | 6 | 8.91 | Residential | Behind the Meter | Yes | Net Metered Residential | Trinity Solar | None | PSE&G | Accepted | 2023-07-13 | 2023-07-19 | 2024-07-19 | Solar Panels | Hanwha | Q.PEAK DUO BLK ML-G10+ 405 |  | 0.405 | 7 | 319 | 30 |  | Fixed | Roof
NJADRE1554286803 | Administratively Determined Incentive Program | Totowa | 7512 | 6 | 8.91 | Residential | Behind the Meter | Yes | Net Metered Residential | Trinity Solar | None | PSE&G | Accepted | 2023-07-13 | 2023-07-19 | 2024-07-19 | Solar Panels | Hanwha | Q.PEAK DUO BLK ML-G10+ 405 |  | 0.405 | 15 | 139 | 30 |  | Fixed | Roof
NJADRE1554286949 | Administratively Determined Incentive Program | Mays Landing | 8330 | 19 | 9.88 | Residential | Behind the Meter | Yes | Net Metered Residential | Freedom Forever New Jersey LLC | None | AC Electric | Accepted | 2023-07-13 | 2023-07-19 | 2024-07-19 | Inverters | Solar Edge | SE7600H-USRGM | 7600 |  | 1 |  |  | 0.99 |  | Outdoor
NJADRE1554286949 | Administratively Determined Incentive Program | Mays Landing | 8330 | 19 | 9.88 | Residential | Behind the Meter | Yes | Net Metered Residential | Freedom Forever New Jersey LLC | None | AC Electric | Accepted | 2023-07-13 | 2023-07-19 | 2024-07-19 | Solar Panels | Jinko Solar | JKM380M-6RL3-B |  | 0.38 | 18 | 113 | 35 |  | Fixed | Roof
NJADRE1554286949 | Administratively Determined Incentive Program | Mays Landing | 8330 | 19 | 9.88 | Residential | Behind the Meter | Yes | Net Metered Residential | Freedom Forever New Jersey LLC | None | AC Electric | Accepted | 2023-07-13 | 2023-07-19 | 2024-07-19 | Solar Panels | Jinko Solar | JKM380M-6RL3-B |  | 0.38 | 8 | 293 | 35 |  | Fixed | Roof
NJADRE1554286991 | Administratively Determined Incentive Program | Paterson | 7522 | 6 | 11.85 | Residential | Behind the Meter | Yes | Net Metered Residential | Sunrun Installation Services, Inc. | None | PSE&G | Accepted | 2023-07-13 | 2023-07-19 | 2024-07-19 | Inverters | Delta Electronics | E10-TL-US | 9600 |  | 1 |  |  | 0.96 |  | Outdoor | Next To Meter
NJADRE1554286991 | Administratively Determined Incentive Program | Paterson | 7522 | 6 | 11.85 | Residential | Behind the Meter | Yes | Net Metered Residential | Sunrun Installation Services, Inc. | None | PSE&G | Accepted | 2023-07-13 | 2023-07-19 | 2024-07-19 | Solar Panels | Trina Solar | TSM-395DE09C.07 |  | 0.395 | 30 | 298 | 1 |  | Fixed | Roof
NJADRE1554287133 | Administratively Determined Incentive Program | Union Township | 7083 | 10 | 6.84 | Residential | Behind the Meter | Yes | Net Metered Residential | Freedom Forever New Jersey LLC | None | PSE&G | Accepted | 2023-07-13 | 2023-07-19 | 2024-07-19 | Inverters | Solar Edge | SE5000H-USRGM | 5000 |  | 1 |  |  | 0.99 |  | Outdoor
NJADRE1554287133 | Administratively Determined Incentive Program | Union Township | 7083 | 10 | 6.84 | Residential | Behind the Meter | Yes | Net Metered Residential | Freedom Forever New Jersey LLC | None | PSE&G | Accepted | 2023-07-13 | 2023-07-19 | 2024-07-19 | Solar Panels | Jinko Solar | JKM380M-6RL3-B |  | 0.38 | 9 | 284 | 23 |  | Fixed | Roof
NJADRE1554287133 | Administratively Determined Incentive Program | Union Township | 7083 | 10 | 6.84 | Residential | Behind the Meter | Yes | Net Metered Residential | Freedom Forever New Jersey LLC | None | PSE&G | Accepted | 2023-07-13 | 2023-07-19 | 2024-07-19 | Solar Panels | Jinko Solar | JKM380M-6RL3-B |  | 0.38 | 9 | 104 | 23 |  | Fixed | Roof
NJADRE1554287230 | Administratively Determined Incentive Program | Union City | 7087 | 8 | 6 | Residential | Behind the Meter | No | Net Metered Residential | Freedom Forever New Jersey LLC | None | PSE&G | Accepted | 2023-07-13 | 2023-07-26 | 2024-07-26 | Inverters | Solar Edge | SE5000H-USRGM | 5000 |  | 1 |  |  | 0.99 |  | Outdoor
NJADRE1554287230 | Administratively Determined Incentive Program | Union City | 7087 | 8 | 6 | Residential | Behind the Meter | No | Net Metered Residential | Freedom Forever New Jersey LLC | None | PSE&G | Accepted | 2023-07-13 | 2023-07-26 | 2024-07-26 | Solar Panels | Freedom Forever | FF-MP-BBB-400 |  | 0.4 | 15 | 205 | 11 |  | Fixed | Roof
NJADRE1554287291 | Administratively Determined Incentive Program | Woodbridge Township | 8830 | 11 | 7.51 | Residential | Behind the Meter | Yes | Net Metered Residential | Sunrun Installation Services, Inc. | None | PSE&G | Accepted | 2023-07-13 | 2023-07-20 | 2024-07-20 | Inverters | Delta Electronics | E6-TL-US | 6 |  | 1 |  |  | 0.975 |  | Outdoor | Next To Meter
NJADRE1554287291 | Administratively Determined Incentive Program | Woodbridge Township | 8830 | 11 | 7.51 | Residential | Behind the Meter | Yes | Net Metered Residential | Sunrun Installation Services, Inc. | None | PSE&G | Accepted | 2023-07-13 | 2023-07-20 | 2024-07-20 | Solar Panels | Trina Solar | TSM-395DE09C.07 |  | 0.395 | 19 | 176 | 23 |  | Fixed | Roof
NJADRE1554289979 | Administratively Determined Incentive Program | East Orange City, | 7018 | 9 | 8.3 | Residential | Behind the Meter | Yes | Net Metered Residential | Sunrun Installation Services, Inc. | None | PSE&G | Accepted | 2023-07-14 | 2023-07-20 | 2024-07-20 | Inverters | SolarEdge Technologies | SE7600H-USSN | 7600 |  | 1 |  |  | 0.96 |  | Outdoor | Next To Meter
NJADRE1554289979 | Administratively Determined Incentive Program | East Orange City, | 7018 | 9 | 8.3 | Residential | Behind the Meter | Yes | Net Metered Residential | Sunrun Installation Services, Inc. | None | PSE&G | Accepted | 2023-07-14 | 2023-07-20 | 2024-07-20 | Solar Panels | Trina Solar | TSM-395DE09C.07 |  | 0.395 | 6 | 24 | 42 |  | Fixed | Roof
NJADRE1554289979 | Administratively Determined Incentive Program | East Orange City, | 7018 | 9 | 8.3 | Residential | Behind the Meter | Yes | Net Metered Residential | Sunrun Installation Services, Inc. | None | PSE&G | Accepted | 2023-07-14 | 2023-07-20 | 2024-07-20 | Solar Panels | Trina Solar | TSM-395DE09C.07 |  | 0.395 | 4 | 294 | 24 |  | Fixed | Roof
NJADRE1554289979 | Administratively Determined Incentive Program | East Orange City, | 7018 | 9 | 8.3 | Residential | Behind the Meter | Yes | Net Metered Residential | Sunrun Installation Services, Inc. | None | PSE&G | Accepted | 2023-07-14 | 2023-07-20 | 2024-07-20 | Solar Panels | Trina Solar | TSM-395DE09C.07 |  | 0.395 | 4 | 114 | 24 |  | Fixed | Roof
NJADRE1554289979 | Administratively Determined Incentive Program | East Orange City, | 7018 | 9 | 8.3 | Residential | Behind the Meter | Yes | Net Metered Residential | Sunrun Installation Services, Inc. | None | PSE&G | Accepted | 2023-07-14 | 2023-07-20 | 2024-07-20 | Solar Panels | Trina Solar | TSM-395DE09C.07 |  | 0.395 | 7 | 204 | 42 |  | Fixed | Roof
NJADRE1554289989 | Administratively Determined Incentive Program | Wildwood Crest, New Jersey | 8260 | 21 | 6.4 | Residential | Behind the Meter | Yes | Net Metered Residential | Suntuity Solar LLC | None | AC Electric | Accepted | 2023-07-14 | 2023-07-20 | 2024-07-20 | Inverters | (16) ENPHASE | IQ8PLUS-72-2-US | 290 |  | 16 |  |  | 0.97 |  | Outdoor | Behind the PV modules
NJADRE1554289989 | Administratively Determined Incentive Program | Wildwood Crest, New Jersey | 8260 | 21 | 6.4 | Residential | Behind the Meter | Yes | Net Metered Residential | Suntuity Solar LLC | None | AC Electric | Accepted | 2023-07-14 | 2023-07-20 | 2024-07-20 | Solar Panels | (16) SILFAB | PRIME SIL-400 HC+ |  | 0.4 | 7 | 226 | 35 |  | Fixed | Roof
NJADRE1554289989 | Administratively Determined Incentive Program | Wildwood Crest, New Jersey | 8260 | 21 | 6.4 | Residential | Behind the Meter | Yes | Net Metered Residential | Suntuity Solar LLC | None | AC Electric | Accepted | 2023-07-14 | 2023-07-20 | 2024-07-20 | Solar Panels | (16) SILFAB | PRIME SIL-400 HC+ |  | 0.4 | 4 | 136 | 42 |  | Fixed | Roof
NJADRE1554289989 | Administratively Determined Incentive Program | Wildwood Crest, New Jersey | 8260 | 21 | 6.4 | Residential | Behind the Meter | Yes | Net Metered Residential | Suntuity Solar LLC | None | AC Electric | Accepted | 2023-07-14 | 2023-07-20 | 2024-07-20 | Solar Panels | (16) SILFAB | PRIME SIL-400 HC+ |  | 0.4 | 5 | 317 | 42 |  | Fixed | Roof
NJADRE1554290017 | Administratively Determined Incentive Program | Monroe Township, New Jersey | 8831 | 11 | 8 | Residential | Behind the Meter | No | Net Metered Residential | Suntuity Solar LLC | None | JCP&L | Accepted | 2023-07-14 | 2023-07-20 | 2024-07-20 | Inverters | (20) ENPHASE | IQ8PLUS-72-2-US | 290 |  | 20 |  |  | 0.97 |  | Outdoor | Behind the PV modules
NJADRE1554290017 | Administratively Determined Incentive Program | Monroe Township, New Jersey | 8831 | 11 | 8 | Residential | Behind the Meter | No | Net Metered Residential | Suntuity Solar LLC | None | JCP&L | Accepted | 2023-07-14 | 2023-07-20 | 2024-07-20 | Solar Panels | (20) HYPERION | HY-DH108P8 400B |  | 0.4 | 12 | 79 | 22 |  | Fixed | Roof
NJADRE1554290017 | Administratively Determined Incentive Program | Monroe Township, New Jersey | 8831 | 11 | 8 | Residential | Behind the Meter | No | Net Metered Residential | Suntuity Solar LLC | None | JCP&L | Accepted | 2023-07-14 | 2023-07-20 | 2024-07-20 | Solar Panels | (20) HYPERION | HY-DH108P8 400B |  | 0.4 | 8 | 79 | 22 |  | Fixed | Roof
NJADRE1554290033 | Administratively Determined Incentive Program | Atco, New Jersey | 8004 | 14 | 16.4 | Residential | Behind the Meter | Yes | Net Metered Residential | Suntuity Solar LLC | None | AC Electric | Accepted | 2023-07-14 | 2023-07-20 | 2024-07-20 | Inverters | (41) ENPHASE | IQ8PLUS-72-2-US | 290 |  | 41 |  |  | 0.97 |  | Outdoor | Behind the PV modules
NJADRE1554290033 | Administratively Determined Incentive Program | Atco, New Jersey | 8004 | 14 | 16.4 | Residential | Behind the Meter | Yes | Net Metered Residential | Suntuity Solar LLC | None | AC Electric | Accepted | 2023-07-14 | 2023-07-20 | 2024-07-20 | Solar Panels | (41) SILFAB | PRIME SIL-400 HC+ |  | 0.4 | 24 | 331 | 19 |  | Fixed | Roof
NJADRE1554290033 | Administratively Determined Incentive Program | Atco, New Jersey | 8004 | 14 | 16.4 | Residential | Behind the Meter | Yes | Net Metered Residential | Suntuity Solar LLC | None | AC Electric | Accepted | 2023-07-14 | 2023-07-20 | 2024-07-20 | Solar Panels | (41) SILFAB | PRIME SIL-400 HC+ |  | 0.4 | 8 | 151 | 19 |  | Fixed | Roof
NJADRE1554290033 | Administratively Determined Incentive Program | Atco, New Jersey | 8004 | 14 | 16.4 | Residential | Behind the Meter | Yes | Net Metered Residential | Suntuity Solar LLC | None | AC Electric | Accepted | 2023-07-14 | 2023-07-20 | 2024-07-20 | Solar Panels | (41) SILFAB | PRIME SIL-400 HC+ |  | 0.4 | 4 | 61 | 14 |  | Fixed | Roof
NJADRE1554290033 | Administratively Determined Incentive Program | Atco, New Jersey | 8004 | 14 | 16.4 | Residential | Behind the Meter | Yes | Net Metered Residential | Suntuity Solar LLC | None | AC Electric | Accepted | 2023-07-14 | 2023-07-20 | 2024-07-20 | Solar Panels | (41) SILFAB | PRIME SIL-400 HC+ |  | 0.4 | 5 | 241 | 14 |  | Fixed | Roof
NJADRE1554290036 | Administratively Determined Incentive Program | Brigantine, | 8203 | 19 | 15.2 | Residential | Behind the Meter | Yes | Net Metered Residential | Suntuity Solar LLC | None | AC Electric | Accepted | 2023-07-14 | 2023-07-20 | 2024-07-20 | Inverters | ENPHASE | IQ8PLUS-72-2-US | 290 |  | 38 |  |  | 0.97 |  | Outdoor | Behind the PV modules
NJADRE1554290036 | Administratively Determined Incentive Program | Brigantine, | 8203 | 19 | 15.2 | Residential | Behind the Meter | Yes | Net Metered Residential | Suntuity Solar LLC | None | AC Electric | Accepted | 2023-07-14 | 2023-07-20 | 2024-07-20 | Solar Panels | HYPERION | HY-DH108P8 400B |  | 0.4 | 6 | 318 | 23 |  | Fixed | Roof
NJADRE1554290036 | Administratively Determined Incentive Program | Brigantine, | 8203 | 19 | 15.2 | Residential | Behind the Meter | Yes | Net Metered Residential | Suntuity Solar LLC | None | AC Electric | Accepted | 2023-07-14 | 2023-07-20 | 2024-07-20 | Solar Panels | HYPERION | HY-DH108P8 400B |  | 0.4 | 5 | 138 | 23 |  | Fixed | Roof
NJADRE1554290036 | Administratively Determined Incentive Program | Brigantine, | 8203 | 19 | 15.2 | Residential | Behind the Meter | Yes | Net Metered Residential | Suntuity Solar LLC | None | AC Electric | Accepted | 2023-07-14 | 2023-07-20 | 2024-07-20 | Solar Panels | HYPERION | HY-DH108P8 400B |  | 0.4 | 3 | 228 | 23 |  | Fixed | Roof
NJADRE1554290036 | Administratively Determined Incentive Program | Brigantine, | 8203 | 19 | 15.2 | Residential | Behind the Meter | Yes | Net Metered Residential | Suntuity Solar LLC | None | AC Electric | Accepted | 2023-07-14 | 2023-07-20 | 2024-07-20 | Solar Panels | HYPERION | HY-DH108P8 400B |  | 0.4 | 4 | 228 | 23 |  | Fixed | Roof
NJADRE1554290036 | Administratively Determined Incentive Program | Brigantine, | 8203 | 19 | 15.2 | Residential | Behind the Meter | Yes | Net Metered Residential | Suntuity Solar LLC | None | AC Electric | Accepted | 2023-07-14 | 2023-07-20 | 2024-07-20 | Solar Panels | HYPERION | HY-DH108P8 400B |  | 0.4 | 8 | 318 | 5 |  | Fixed | Roof
NJADRE1554290036 | Administratively Determined Incentive Program | Brigantine, | 8203 | 19 | 15.2 | Residential | Behind the Meter | Yes | Net Metered Residential | Suntuity Solar LLC | None | AC Electric | Accepted | 2023-07-14 | 2023-07-20 | 2024-07-20 | Solar Panels | HYPERION | HY-DH108P8 400B |  | 0.4 | 8 | 48 | 23 |  | Fixed | Roof
NJADRE1554290036 | Administratively Determined Incentive Program | Brigantine, | 8203 | 19 | 15.2 | Residential | Behind the Meter | Yes | Net Metered Residential | Suntuity Solar LLC | None | AC Electric | Accepted | 2023-07-14 | 2023-07-20 | 2024-07-20 | Solar Panels | HYPERION | HY-DH108P8 400B |  | 0.4 | 4 | 138 | 23 |  | Fixed | Roof
NJADRE1554290115 | Administratively Determined Incentive Program | Irvington | 7111 | 9 | 3.65 | Residential | Behind the Meter | Yes | Net Metered Residential | Pro Custom Solar dba Momentum Solar | None | PSE&G | Accepted | 2023-07-14 | 2023-07-20 | 2024-07-20 | Inverters | Enphase | IQ8PLUS-72-2-US | 290 |  | 10 |  |  | 0.97 |  | Outdoor
NJADRE1554290115 | Administratively Determined Incentive Program | Irvington | 7111 | 9 | 3.65 | Residential | Behind the Meter | Yes | Net Metered Residential | Pro Custom Solar dba Momentum Solar | None | PSE&G | Accepted | 2023-07-14 | 2023-07-20 | 2024-07-20 | Solar Panels | Hanwha | q.peak duo blk-g10+365 |  | 0.365 | 8 | 137 | 35 |  | Fixed | Roof
NJADRE1554290115 | Administratively Determined Incentive Program | Irvington | 7111 | 9 | 3.65 | Residential | Behind the Meter | Yes | Net Metered Residential | Pro Custom Solar dba Momentum Solar | None | PSE&G | Accepted | 2023-07-14 | 2023-07-20 | 2024-07-20 | Solar Panels | Hanwha | q.peak duo blk-g10+365 |  | 0.365 | 2 | 137 | 7 |  | Fixed | Roof
NJADRE1554290180 | Administratively Determined Incentive Program | WASHINGTON | 7882 | 2 | 17.52 | Residential | Behind the Meter | Yes | Net Metered Residential | Pro Custom Solar dba Momentum Solar | None | JCP&L | Accepted | 2023-07-14 | 2023-07-20 | 2024-07-20 | Solar Panels | hanwha | Â Q. PEAK DUO BLK-G10+365 |  | 0.365 | 48 | 180 | 20 |  | Fixed | Roof
NJADRE1554290180 | Administratively Determined Incentive Program | WASHINGTON | 7882 | 2 | 17.52 | Residential | Behind the Meter | Yes | Net Metered Residential | Pro Custom Solar dba Momentum Solar | None | JCP&L | Accepted | 2023-07-14 | 2023-07-20 | 2024-07-20 | Inverters | enphase | IQ8PLUS-72-2-US | 290 |  | 48 |  |  | 0.97 |  | Outdoor
NJADRE1554290241 | Administratively Determined Incentive Program | Franklin | 8873 | 5 | 12.25 | Residential | Behind the Meter | Yes | Net Metered Residential | Sunrun Installation Services, Inc. | None | PSE&G | Accepted | 2023-07-14 | 2023-07-21 | 2024-07-21 | Inverters | SolarEdge Technologies | SE10000H-USSN | 10000 |  | 1 |  |  | 0.96 |  | Outdoor | Next To Meter
NJADRE1554290241 | Administratively Determined Incentive Program | Franklin | 8873 | 5 | 12.25 | Residential | Behind the Meter | Yes | Net Metered Residential | Sunrun Installation Services, Inc. | None | PSE&G | Accepted | 2023-07-14 | 2023-07-21 | 2024-07-21 | Solar Panels | Trina Solar | TSM-395DE09C.07 |  | 0.395 | 2 | 38 | 27 |  | Fixed | Roof
NJADRE1554290241 | Administratively Determined Incentive Program | Franklin | 8873 | 5 | 12.25 | Residential | Behind the Meter | Yes | Net Metered Residential | Sunrun Installation Services, Inc. | None | PSE&G | Accepted | 2023-07-14 | 2023-07-21 | 2024-07-21 | Solar Panels | Trina Solar | TSM-395DE09C.07 |  | 0.395 | 13 | 309 | 27 |  | Fixed | Roof
NJADRE1554290241 | Administratively Determined Incentive Program | Franklin | 8873 | 5 | 12.25 | Residential | Behind the Meter | Yes | Net Metered Residential | Sunrun Installation Services, Inc. | None | PSE&G | Accepted | 2023-07-14 | 2023-07-21 | 2024-07-21 | Solar Panels | Trina Solar | TSM-395DE09C.07 |  | 0.395 | 9 | 308 | 18 |  | Fixed | Roof
NJADRE1554290241 | Administratively Determined Incentive Program | Franklin | 8873 | 5 | 12.25 | Residential | Behind the Meter | Yes | Net Metered Residential | Sunrun Installation Services, Inc. | None | PSE&G | Accepted | 2023-07-14 | 2023-07-21 | 2024-07-21 | Solar Panels | Trina Solar | TSM-395DE09C.07 |  | 0.395 | 7 | 129 | 27 |  | Fixed | Roof
NJADRE1554290246 | Administratively Determined Incentive Program | Hampton | 8827 | 4 | 12.75 | Residential | Behind the Meter | No | Net Metered Residential | Green House Solar | None | JCP&L | Accepted | 2023-07-14 | 2023-07-20 | 2024-07-20 | Inverters | enphase | iq7hs | 384 |  | 30 |  |  | 0.97 |  | Outdoor
NJADRE1554290246 | Administratively Determined Incentive Program | Hampton | 8827 | 4 | 12.75 | Residential | Behind the Meter | No | Net Metered Residential | Green House Solar | None | JCP&L | Accepted | 2023-07-14 | 2023-07-20 | 2024-07-20 | Solar Panels | sunpower | m425 |  | 0.425 | 24 | 182 | 33 |  | Fixed | Roof
NJADRE1554290246 | Administratively Determined Incentive Program | Hampton | 8827 | 4 | 12.75 | Residential | Behind the Meter | No | Net Metered Residential | Green House Solar | None | JCP&L | Accepted | 2023-07-14 | 2023-07-20 | 2024-07-20 | Solar Panels | sunpower | m425 |  | 0.425 | 6 | 2 | 9 |  | Fixed | Roof
NJADRE1554290271 | Administratively Determined Incentive Program | Irvington | 7111 | 9 | 2.92 | Residential | Behind the Meter | Yes | Small Net-Metered Non-Residential located on Rooftop, Carport, Canopy and Floating Solar | Pro Custom Solar dba Momentum Solar | None | PSE&G | Accepted | 2023-07-14 | 2023-07-20 | 2024-07-20 | Solar Panels | hanwha | Â Q. PEAK DUO BLK-G10+365 |  | 0.365 | 8 | 137 | 7 |  | Fixed | Roof
NJADRE1554290271 | Administratively Determined Incentive Program | Irvington | 7111 | 9 | 2.92 | Residential | Behind the Meter | Yes | Small Net-Metered Non-Residential located on Rooftop, Carport, Canopy and Floating Solar | Pro Custom Solar dba Momentum Solar | None | PSE&G | Accepted | 2023-07-14 | 2023-07-20 | 2024-07-20 | Inverters | enphase | IQ8PLUS-72-2-US | 290 |  | 8 |  |  | 0.97 |  | Outdoor
NJADRE1554290291 | Administratively Determined Incentive Program | Roseland | 7068 | 9 | 8.58 | Residential | Behind the Meter | Yes | Net Metered Residential | Sunrun Installation Services, Inc. | None | PSE&G | Accepted | 2023-07-14 | 2023-07-20 | 2024-07-20 | Inverters | SolarEdge Technologies | SE6000H-USSN | 6000 |  | 1 |  |  | 0.96 |  | Outdoor | Next To Meter
NJADRE1554290291 | Administratively Determined Incentive Program | Roseland | 7068 | 9 | 8.58 | Residential | Behind the Meter | Yes | Net Metered Residential | Sunrun Installation Services, Inc. | None | PSE&G | Accepted | 2023-07-14 | 2023-07-20 | 2024-07-20 | Electric Storage Battery | LG Chem | RESU 10H Prime |  |  | 1 |  |  |  | Lithium Ion |  | inside
NJADRE1554290291 | Administratively Determined Incentive Program | Roseland | 7068 | 9 | 8.58 | Residential | Behind the Meter | Yes | Net Metered Residential | Sunrun Installation Services, Inc. | None | PSE&G | Accepted | 2023-07-14 | 2023-07-20 | 2024-07-20 | Solar Panels | Trina Solar | TSM-390DE09C.07 |  | 0.39 | 10 | 301 | 25 |  | Fixed | Roof
NJADRE1554290291 | Administratively Determined Incentive Program | Roseland | 7068 | 9 | 8.58 | Residential | Behind the Meter | Yes | Net Metered Residential | Sunrun Installation Services, Inc. | None | PSE&G | Accepted | 2023-07-14 | 2023-07-20 | 2024-07-20 | Solar Panels | Trina Solar | TSM-390DE09C.07 |  | 0.39 | 2 | 210 | 26 |  | Fixed | Roof
NJADRE1554290291 | Administratively Determined Incentive Program | Roseland | 7068 | 9 | 8.58 | Residential | Behind the Meter | Yes | Net Metered Residential | Sunrun Installation Services, Inc. | None | PSE&G | Accepted | 2023-07-14 | 2023-07-20 | 2024-07-20 | Solar Panels | Trina Solar | TSM-390DE09C.07 |  | 0.39 | 5 | 120 | 28 |  | Fixed | Roof
NJADRE1554290291 | Administratively Determined Incentive Program | Roseland | 7068 | 9 | 8.58 | Residential | Behind the Meter | Yes | Net Metered Residential | Sunrun Installation Services, Inc. | None | PSE&G | Accepted | 2023-07-14 | 2023-07-20 | 2024-07-20 | Solar Panels | Trina Solar | TSM-390DE09C.07 |  | 0.39 | 5 | 30 | 27 |  | Fixed | Roof
NJADRE1554290317 | Administratively Determined Incentive Program | Freehold | 7728 | 17 | 14.06 | Residential | Behind the Meter | Yes | Net Metered Residential | Freedom Forever New Jersey LLC | None | JCP&L | Accepted | 2023-07-14 | 2023-07-20 | 2024-07-20 | Inverters | Solar Edge | SE10000H-USRGM | 10000 |  | 1 |  |  | 0.99 |  | Outdoor
NJADRE1554290317 | Administratively Determined Incentive Program | Freehold | 7728 | 17 | 14.06 | Residential | Behind the Meter | Yes | Net Metered Residential | Freedom Forever New Jersey LLC | None | JCP&L | Accepted | 2023-07-14 | 2023-07-20 | 2024-07-20 | Solar Panels | Jinko Solar | JKM380M-6RL3-B |  | 0.38 | 17 | 199 | 24 |  | Fixed | Roof
NJADRE1554290317 | Administratively Determined Incentive Program | Freehold | 7728 | 17 | 14.06 | Residential | Behind the Meter | Yes | Net Metered Residential | Freedom Forever New Jersey LLC | None | JCP&L | Accepted | 2023-07-14 | 2023-07-20 | 2024-07-20 | Solar Panels | Jinko Solar | JKM380M-6RL3-B |  | 0.38 | 20 | 19 | 24 |  | Fixed | Roof
NJADRE1554290654 | Administratively Determined Incentive Program | WILLINGBORO | 8046 | 13 | 9.49 | Residential | Behind the Meter | Yes | Net Metered Residential | SunPower Corporation | None | PSE&G | Accepted | 2023-07-14 | 2023-07-20 | 2024-07-20 | Solar Panels | Hanwha Q CELLS | Q.PEAK DUO BLK-G10+ 365 |  | 0.365 | 26 | 158 | 41 |  | Fixed | Roof
NJADRE1554290654 | Administratively Determined Incentive Program | WILLINGBORO | 8046 | 13 | 9.49 | Residential | Behind the Meter | Yes | Net Metered Residential | SunPower Corporation | None | PSE&G | Accepted | 2023-07-14 | 2023-07-20 | 2024-07-20 | Inverters | Enphase | IQ7HS-66-M-US | 384 |  | 26 |  |  | 0.97 |  | Other | under each panel
NJADRE1554290844 | Administratively Determined Incentive Program | WEST ORANGE TWP | 7052 | 9 | 4.56 | Residential | Behind the Meter | Yes | Net Metered Residential | Freedom Forever New Jersey LLC | None | PSE&G | Accepted | 2023-07-14 | 2023-07-21 | 2024-07-21 | Inverters | Solar Edge | SE3800H-USRGM | 3800 |  | 1 |  |  | 0.99 |  | Outdoor
NJADRE1554290844 | Administratively Determined Incentive Program | WEST ORANGE TWP | 7052 | 9 | 4.56 | Residential | Behind the Meter | Yes | Net Metered Residential | Freedom Forever New Jersey LLC | None | PSE&G | Accepted | 2023-07-14 | 2023-07-21 | 2024-07-21 | Solar Panels | Jinko Solar | JKM380M-6RL3-B |  | 0.38 | 12 | 295 | 31 |  | Fixed | Roof
NJADRE1554290895 | Administratively Determined Incentive Program | Penns Grove | 8069 | 16 | 4.35 | Residential | Behind the Meter | Yes | Net Metered Residential | Sunrun Installation Services, Inc. | None | AC Electric | Accepted | 2023-07-14 | 2023-07-20 | 2024-07-20 | Inverters | SolarEdge Technologies | SE3800H-USMN | 3800 |  | 1 |  |  | 0.96 |  | Outdoor | Next To Meter
NJADRE1554290895 | Administratively Determined Incentive Program | Penns Grove | 8069 | 16 | 4.35 | Residential | Behind the Meter | Yes | Net Metered Residential | Sunrun Installation Services, Inc. | None | AC Electric | Accepted | 2023-07-14 | 2023-07-20 | 2024-07-20 | Solar Panels | Trina Solar | TSM-395DE09C.07 |  | 0.395 | 5 | 28 | 13 |  | Fixed | Roof
NJADRE1554290895 | Administratively Determined Incentive Program | Penns Grove | 8069 | 16 | 4.35 | Residential | Behind the Meter | Yes | Net Metered Residential | Sunrun Installation Services, Inc. | None | AC Electric | Accepted | 2023-07-14 | 2023-07-20 | 2024-07-20 | Solar Panels | Trina Solar | TSM-395DE09C.07 |  | 0.395 | 6 | 208 | 15 |  | Fixed | Roof
NJADRE1554290902 | Administratively Determined Incentive Program | Kenilworth Boro | 7033 | 10 | 3.56 | Residential | Behind the Meter | Yes | Net Metered Residential | Sunrun Installation Services, Inc. | None | PSE&G | Accepted | 2023-07-14 | 2023-07-21 | 2024-07-21 | Inverters | Delta Electronics | E4-TL-US | 4000 |  | 1 |  |  | 0.98 |  | Outdoor | Next to the meter
NJADRE1554290902 | Administratively Determined Incentive Program | Kenilworth Boro | 7033 | 10 | 3.56 | Residential | Behind the Meter | Yes | Net Metered Residential | Sunrun Installation Services, Inc. | None | PSE&G | Accepted | 2023-07-14 | 2023-07-21 | 2024-07-21 | Solar Panels | Trina Solar | TSM-395DE09C.07 |  | 0.395 | 9 | 156 | 37 |  | Fixed | Roof
NJADRE1554290960 | Administratively Determined Incentive Program | Mount Laurel Twp | 8054 | 13 | 6.4 | Residential | Behind the Meter | No | Net Metered Residential | Tesla Energy Operations Inc | None | PSE&G | Accepted | 2023-07-14 | 2023-07-21 | 2024-07-21 | Inverters | Tesla | 1538000-45-A (240V) | 5760 |  | 1 |  |  | 0.98 |  | Outdoor
NJADRE1554290960 | Administratively Determined Incentive Program | Mount Laurel Twp | 8054 | 13 | 6.4 | Residential | Behind the Meter | No | Net Metered Residential | Tesla Energy Operations Inc | None | PSE&G | Accepted | 2023-07-14 | 2023-07-21 | 2024-07-21 | Solar Panels | Hanwha | Q.PEAK DUO BLK ML-G10+/TS 400 |  | 0.4 | 16 | 114 | 30 |  | Fixed | Roof
NJADRE1554291075 | Administratively Determined Incentive Program | Montclair | 7042 | 9 | 168.75 | School Charter | Behind the Meter | Yes | Small Net-Metered Non-Residential located on Rooftop, Carport, Canopy and Floating Solar | Novitium Energy LLC | None | PSE&G | Accepted | 2023-07-14 | 2023-07-26 | 2024-07-26 | Inverters | Chint | SCA60KTL-DO/ US-480-UL | 60000 |  | 2 |  |  | 0.985 |  | Outdoor
NJADRE1554291075 | Administratively Determined Incentive Program | Montclair | 7042 | 9 | 168.75 | School Charter | Behind the Meter | Yes | Small Net-Metered Non-Residential located on Rooftop, Carport, Canopy and Floating Solar | Novitium Energy LLC | None | PSE&G | Accepted | 2023-07-14 | 2023-07-26 | 2024-07-26 | Solar Panels | Zn Shine | ZN SHINE 450W |  | 0.45 | 237 | 159 | 5 |  | Fixed | Roof
NJADRE1554291075 | Administratively Determined Incentive Program | Montclair | 7042 | 9 | 168.75 | School Charter | Behind the Meter | Yes | Small Net-Metered Non-Residential located on Rooftop, Carport, Canopy and Floating Solar | Novitium Energy LLC | None | PSE&G | Accepted | 2023-07-14 | 2023-07-26 | 2024-07-26 | Solar Panels | Zn Shine | ZN SHINE 450W |  | 0.45 | 138 | 178 | 5 |  | Fixed | Roof
NJADRE1554291176 | Administratively Determined Incentive Program | Newton | 7860 | 1 | 7.29 | Residential | Behind the Meter | Yes | Net Metered Residential | Trinity Solar | None | JCP&L | Accepted | 2023-07-14 | 2023-07-21 | 2024-07-21 | Inverters | Solar Edge | SE6000H-US000BEi4 | 6 |  | 1 |  |  | 0.97 |  | Outdoor
NJADRE1554291176 | Administratively Determined Incentive Program | Newton | 7860 | 1 | 7.29 | Residential | Behind the Meter | Yes | Net Metered Residential | Trinity Solar | None | JCP&L | Accepted | 2023-07-14 | 2023-07-21 | 2024-07-21 | Solar Panels | Hanwha | Q.PEAK DUO BLK ML-G10+ 405 |  | 0.405 | 18 | 141 | 30 |  | Fixed | Roof
NJADRE1554291215 | Administratively Determined Incentive Program | Mays Landing | 8330 | 19 | 8.8 | Residential | Behind the Meter | No | Net Metered Residential | Freedom Forever New Jersey LLC | None | AC Electric | Accepted | 2023-07-14 | 2023-07-21 | 2024-07-21 | Inverters | Enphase | IQ8PLUS-72-2-US | 290 |  | 22 |  |  | 0.99 |  | Outdoor
NJADRE1554291215 | Administratively Determined Incentive Program | Mays Landing | 8330 | 19 | 8.8 | Residential | Behind the Meter | No | Net Metered Residential | Freedom Forever New Jersey LLC | None | AC Electric | Accepted | 2023-07-14 | 2023-07-21 | 2024-07-21 | Solar Panels | Canadian Solar | CS3N-400MS BOB |  | 0.4 | 9 | 111 | 35 |  | Fixed | Roof
NJADRE1554291215 | Administratively Determined Incentive Program | Mays Landing | 8330 | 19 | 8.8 | Residential | Behind the Meter | No | Net Metered Residential | Freedom Forever New Jersey LLC | None | AC Electric | Accepted | 2023-07-14 | 2023-07-21 | 2024-07-21 | Solar Panels | Canadian Solar | CS3N-400MS BOB |  | 0.4 | 13 | 291 | 35 |  | Fixed | Roof
NJADRE1554291215 | Administratively Determined Incentive Program | Mays Landing | 8330 | 19 | 8.8 | Residential | Behind the Meter | No | Net Metered Residential | Freedom Forever New Jersey LLC | None | AC Electric | Accepted | 2023-07-14 | 2023-07-21 | 2024-07-21 | Meters | Enphase | X2-IQ-AM1-240-4 |  |  | 1 |  |  |  | Yes | Outdoor
NJADRE1554291218 | Administratively Determined Incentive Program | Montclair | 7042 | 9 | 358.65 | School Charter | Behind the Meter | Yes | Small Net-Metered Non-Residential located on Rooftop, Carport, Canopy and Floating Solar | Novitium Energy LLC | None | PSE&G | Accepted | 2023-07-14 | 2023-07-27 | 2024-07-27 | Inverters | Chint | SCA50KTL-DO/US-480-UL | 50000 |  | 2 |  |  | 0.985 |  | Outdoor
NJADRE1554291218 | Administratively Determined Incentive Program | Montclair | 7042 | 9 | 358.65 | School Charter | Behind the Meter | Yes | Small Net-Metered Non-Residential located on Rooftop, Carport, Canopy and Floating Solar | Novitium Energy LLC | None | PSE&G | Accepted | 2023-07-14 | 2023-07-27 | 2024-07-27 | Inverters | Chint | SCA60KTL-DO/US-480-UL | 60000 |  | 3 |  |  | 0.985 |  | Outdoor
NJADRE1554291218 | Administratively Determined Incentive Program | Montclair | 7042 | 9 | 358.65 | School Charter | Behind the Meter | Yes | Small Net-Metered Non-Residential located on Rooftop, Carport, Canopy and Floating Solar | Novitium Energy LLC | None | PSE&G | Accepted | 2023-07-14 | 2023-07-27 | 2024-07-27 | Solar Panels | Zn Shine | ZN SHINE ZXM6-NHLDD144 |  | 0.45 | 383 | 213 | 5 |  | Fixed | Roof
NJADRE1554291218 | Administratively Determined Incentive Program | Montclair | 7042 | 9 | 358.65 | School Charter | Behind the Meter | Yes | Small Net-Metered Non-Residential located on Rooftop, Carport, Canopy and Floating Solar | Novitium Energy LLC | None | PSE&G | Accepted | 2023-07-14 | 2023-07-27 | 2024-07-27 | Solar Panels | Zn Shine | ZN SHINE ZXM6-NHLDD144 |  | 0.45 | 238 | 213 | 15 |  | Fixed | Roof
NJADRE1554291218 | Administratively Determined Incentive Program | Montclair | 7042 | 9 | 358.65 | School Charter | Behind the Meter | Yes | Small Net-Metered Non-Residential located on Rooftop, Carport, Canopy and Floating Solar | Novitium Energy LLC | None | PSE&G | Accepted | 2023-07-14 | 2023-07-27 | 2024-07-27 | Solar Panels | Zn Shine | .ZN SHINE ZXM6-NHLDD144 |  | 0.45 | 88 | 125 | 15 |  | Fixed | Roof
NJADRE1554291218 | Administratively Determined Incentive Program | Montclair | 7042 | 9 | 358.65 | School Charter | Behind the Meter | Yes | Small Net-Metered Non-Residential located on Rooftop, Carport, Canopy and Floating Solar | Novitium Energy LLC | None | PSE&G | Accepted | 2023-07-14 | 2023-07-27 | 2024-07-27 | Solar Panels | Zn Shine | ZN SHINE ZXM6-NHLDD144 |  | 0.45 | 88 | 125 | 25 |  | Fixed | Roof
NJADRE1554291227 | Administratively Determined Incentive Program | South Hackensack | 7606 | 7 | 5.2 | Residential | Behind the Meter | Yes | Net Metered Residential | Pro Custom Solar dba Momentum Solar | None | PSE&G | Accepted | 2023-07-14 | 2023-07-21 | 2024-07-21 | Solar Panels | hanwha | Â Q. PEAK DUO BLK-G10+400 |  | 0.4 | 7 | 211 | 22 |  | Fixed | Roof
NJADRE1554291227 | Administratively Determined Incentive Program | South Hackensack | 7606 | 7 | 5.2 | Residential | Behind the Meter | Yes | Net Metered Residential | Pro Custom Solar dba Momentum Solar | None | PSE&G | Accepted | 2023-07-14 | 2023-07-21 | 2024-07-21 | Solar Panels | hanwha | Â Q. PEAK DUO BLK-G10+400 |  | 0.4 | 6 | 210 | 44 |  | Fixed | Roof
NJADRE1554291227 | Administratively Determined Incentive Program | South Hackensack | 7606 | 7 | 5.2 | Residential | Behind the Meter | Yes | Net Metered Residential | Pro Custom Solar dba Momentum Solar | None | PSE&G | Accepted | 2023-07-14 | 2023-07-21 | 2024-07-21 | Inverters | enphase | IQ8PLUS-72-2-US | 290 |  | 13 |  |  | 0.97 |  | Outdoor
NJADRE1554291242 | Administratively Determined Incentive Program | EAST ORANGE CITY | 7017 | 9 | 8.3 | Residential | Behind the Meter | Yes | Net Metered Residential | Freedom Forever New Jersey LLC | None | PSE&G | Accepted | 2023-07-14 | 2023-07-21 | 2024-07-21 | Inverters | Solar Edge | SE6000H-USRGM | 6000 |  | 1 |  |  | 0.99 |  | Outdoor
NJADRE1554291242 | Administratively Determined Incentive Program | EAST ORANGE CITY | 7017 | 9 | 8.3 | Residential | Behind the Meter | Yes | Net Metered Residential | Freedom Forever New Jersey LLC | None | PSE&G | Accepted | 2023-07-14 | 2023-07-21 | 2024-07-21 | Solar Panels | Canadian Solar | CS3N-395MS |  | 0.395 | 9 | 36 | 30 |  | Fixed | Roof
NJADRE1554291242 | Administratively Determined Incentive Program | EAST ORANGE CITY | 7017 | 9 | 8.3 | Residential | Behind the Meter | Yes | Net Metered Residential | Freedom Forever New Jersey LLC | None | PSE&G | Accepted | 2023-07-14 | 2023-07-21 | 2024-07-21 | Solar Panels | Canadian Solar | CS3N-395MS |  | 0.395 | 12 | 216 | 30 |  | Fixed | Roof
NJADRE1554291258 | Administratively Determined Incentive Program | Montclair | 7042 | 9 | 245.25 | School Charter | Behind the Meter | Yes | Small Net-Metered Non-Residential located on Rooftop, Carport, Canopy and Floating Solar | Novitium Energy LLC | None | PSE&G | Accepted | 2023-07-14 | 2023-07-25 | 2024-07-25 | Inverters | Chint | CPS SCA50KTL-DO/US-480 | 50000 |  | 4 |  |  | 0.985 |  | Outdoor
NJADRE1554291258 | Administratively Determined Incentive Program | Montclair | 7042 | 9 | 245.25 | School Charter | Behind the Meter | Yes | Small Net-Metered Non-Residential located on Rooftop, Carport, Canopy and Floating Solar | Novitium Energy LLC | None | PSE&G | Accepted | 2023-07-14 | 2023-07-25 | 2024-07-25 | Solar Panels | Zn Shine | ZN SHINE ZXM6-NHLDD144 |  | 0.45 | 282 | 206 | 5 |  | Fixed | Roof
NJADRE1554291258 | Administratively Determined Incentive Program | Montclair | 7042 | 9 | 245.25 | School Charter | Behind the Meter | Yes | Small Net-Metered Non-Residential located on Rooftop, Carport, Canopy and Floating Solar | Novitium Energy LLC | None | PSE&G | Accepted | 2023-07-14 | 2023-07-25 | 2024-07-25 | Solar Panels | Zn Shine | ZN SHINE ZXM6-NHLDD144 |  | 0.45 | 134 | 220 | 5 |  | Fixed | Roof
NJADRE1554291258 | Administratively Determined Incentive Program | Montclair | 7042 | 9 | 245.25 | School Charter | Behind the Meter | Yes | Small Net-Metered Non-Residential located on Rooftop, Carport, Canopy and Floating Solar | Novitium Energy LLC | None | PSE&G | Accepted | 2023-07-14 | 2023-07-25 | 2024-07-25 | Solar Panels | Zn Shine | ZN SHINE ZXM6-NHLDD144 |  | 0.45 | 129 | 164 | 5 |  | Fixed | Roof
NJADRE1554291334 | Administratively Determined Incentive Program | Newark | 7107 | 9 | 2.73 | Residential | Behind the Meter | No | Net Metered Residential | Voltaic Solaire LLC | None | PSE&G | Accepted | 2023-07-14 | 2023-07-25 | 2024-07-25 | Inverters | ENPHASE | ENPHASE IQ 7PLUS -72-2-US | 295 |  | 7 |  |  | 0.98 |  | Outside | next to utility meter
NJADRE1554291334 | Administratively Determined Incentive Program | Newark | 7107 | 9 | 2.73 | Residential | Behind the Meter | No | Net Metered Residential | Voltaic Solaire LLC | None | PSE&G | Accepted | 2023-07-14 | 2023-07-25 | 2024-07-25 | Solar Panels | Trina Solar | TSM-390 DE09C.07 |  | 0.39 | 5 | 110 | 30 |  | Fixed | Roof
NJADRE1554291334 | Administratively Determined Incentive Program | Newark | 7107 | 9 | 2.73 | Residential | Behind the Meter | No | Net Metered Residential | Voltaic Solaire LLC | None | PSE&G | Accepted | 2023-07-14 | 2023-07-25 | 2024-07-25 | Solar Panels | TRINA SOLAR | TSM-390 DE09C.07 |  | 0.39 | 2 | 200 | 30 |  | Fixed | Roof
NJADRE1554294294 | Administratively Determined Incentive Program | Mullica Hill, New Jersey | 8062 | 15 | 16.4 | Residential | Behind the Meter | Yes | Net Metered Residential | Suntuity Solar LLC | None | AC Electric | Accepted | 2023-07-15 | 2023-07-21 | 2024-07-21 | Inverters | (41) ENPHASE | IQ8PLUS-72-2-US | 290 |  | 41 |  |  | 0.97 |  | Outdoor | Behind the PV modules
NJADRE1554294294 | Administratively Determined Incentive Program | Mullica Hill, New Jersey | 8062 | 15 | 16.4 | Residential | Behind the Meter | Yes | Net Metered Residential | Suntuity Solar LLC | None | AC Electric | Accepted | 2023-07-15 | 2023-07-21 | 2024-07-21 | Solar Panels | (41) SILFAB | PRIME SIL-400 HC+ |  | 0.4 | 7 | 79 | 33 |  | Fixed | Roof
NJADRE1554294294 | Administratively Determined Incentive Program | Mullica Hill, New Jersey | 8062 | 15 | 16.4 | Residential | Behind the Meter | Yes | Net Metered Residential | Suntuity Solar LLC | None | AC Electric | Accepted | 2023-07-15 | 2023-07-21 | 2024-07-21 | Solar Panels | (41) SILFAB | PRIME SIL-400 HC+ |  | 0.4 | 19 | 349 | 33 |  | Fixed | Roof
NJADRE1554294294 | Administratively Determined Incentive Program | Mullica Hill, New Jersey | 8062 | 15 | 16.4 | Residential | Behind the Meter | Yes | Net Metered Residential | Suntuity Solar LLC | None | AC Electric | Accepted | 2023-07-15 | 2023-07-21 | 2024-07-21 | Solar Panels | (41) SILFAB | PRIME SIL-400 HC+ |  | 0.4 | 15 | 139 | 18 |  | Fixed | Roof
NJADRE1554294730 | Administratively Determined Incentive Program | Florence Township | 8518 | 13 | 15.41 | Residential | Behind the Meter | Yes | Net Metered Residential | Sunrun Installation Services, Inc. | None | PSE&G | Accepted | 2023-07-15 | 2023-07-21 | 2024-07-21 | Inverters | Delta Electronics | E8-TL-US | 7680 |  | 1 |  |  | 0.96 |  | Outdoor | Next To Meter
NJADRE1554294730 | Administratively Determined Incentive Program | Florence Township | 8518 | 13 | 15.41 | Residential | Behind the Meter | Yes | Net Metered Residential | Sunrun Installation Services, Inc. | None | PSE&G | Accepted | 2023-07-15 | 2023-07-21 | 2024-07-21 | Inverters | Delta Electronics | E4-TL-US | 3840 |  | 1 |  |  | 0.96 |  | Outdoor | Next To Meter
NJADRE1554294730 | Administratively Determined Incentive Program | Florence Township | 8518 | 13 | 15.41 | Residential | Behind the Meter | Yes | Net Metered Residential | Sunrun Installation Services, Inc. | None | PSE&G | Accepted | 2023-07-15 | 2023-07-21 | 2024-07-21 | Solar Panels | Trina Solar | TSM-395DE09C.07 |  | 0.395 | 9 | 289 | 26 |  | Fixed | Roof
NJADRE1554294730 | Administratively Determined Incentive Program | Florence Township | 8518 | 13 | 15.41 | Residential | Behind the Meter | Yes | Net Metered Residential | Sunrun Installation Services, Inc. | None | PSE&G | Accepted | 2023-07-15 | 2023-07-21 | 2024-07-21 | Solar Panels | Trina Solar | TSM-395DE09C.07 |  | 0.395 | 13 | 109 | 26 |  | Fixed | Roof
NJADRE1554294730 | Administratively Determined Incentive Program | Florence Township | 8518 | 13 | 15.41 | Residential | Behind the Meter | Yes | Net Metered Residential | Sunrun Installation Services, Inc. | None | PSE&G | Accepted | 2023-07-15 | 2023-07-21 | 2024-07-21 | Solar Panels | Trina Solar | TSM-395DE09C.07 |  | 0.395 | 17 | 110 | 23 |  | Fixed | Roof
NJADRE1554297175 | Administratively Determined Incentive Program | Hillside, | 7205 | 10 | 7.2 | Residential | Behind the Meter | Yes | Net Metered Residential | Suntuity Solar LLC | None | PSE&G | Accepted | 2023-07-17 | 2023-07-21 | 2024-07-21 | Inverters | ENPHASE | IQ8PLUS-72-2-US | 290 |  | 18 |  |  | 0.97 |  | Outdoor | Behind the PV modules
NJADRE1554297175 | Administratively Determined Incentive Program | Hillside, | 7205 | 10 | 7.2 | Residential | Behind the Meter | Yes | Net Metered Residential | Suntuity Solar LLC | None | PSE&G | Accepted | 2023-07-17 | 2023-07-21 | 2024-07-21 | Solar Panels | HYPERION | HY-DH108P8 400B |  | 0.4 | 7 | 308 | 34 |  | Fixed | Roof
NJADRE1554297175 | Administratively Determined Incentive Program | Hillside, | 7205 | 10 | 7.2 | Residential | Behind the Meter | Yes | Net Metered Residential | Suntuity Solar LLC | None | PSE&G | Accepted | 2023-07-17 | 2023-07-21 | 2024-07-21 | Solar Panels | HYPERION | HY-DH108P8 400B |  | 0.4 | 11 | 128 | 34 |  | Fixed | Roof
NJADRE1554297188 | Administratively Determined Incentive Program | Cape May Point, New Jersey | 8212 | 21 | 3.6 | Residential | Behind the Meter | Yes | Net Metered Residential | Suntuity Solar LLC | None | AC Electric | Accepted | 2023-07-17 | 2023-07-21 | 2024-07-21 | Inverters | (9)ENPHASE | IQ8PLUS-72-2-US | 290 |  | 9 |  |  | 0.97 |  | Outdoor | Behind the PV modules
NJADRE1554297188 | Administratively Determined Incentive Program | Cape May Point, New Jersey | 8212 | 21 | 3.6 | Residential | Behind the Meter | Yes | Net Metered Residential | Suntuity Solar LLC | None | AC Electric | Accepted | 2023-07-17 | 2023-07-21 | 2024-07-21 | Solar Panels | (9) SILFAB | PRIME SIL-400 HC+ |  | 0.4 | 5 | 264 | 27 |  | Fixed | Roof
NJADRE1554297188 | Administratively Determined Incentive Program | Cape May Point, New Jersey | 8212 | 21 | 3.6 | Residential | Behind the Meter | Yes | Net Metered Residential | Suntuity Solar LLC | None | AC Electric | Accepted | 2023-07-17 | 2023-07-21 | 2024-07-21 | Solar Panels | (9) SILFAB | PRIME SIL-400 HC+ |  | 0.4 | 4 | 84 | 27 |  | Fixed | Roof
NJADRE1554297219 | Administratively Determined Incentive Program | Belleville | 7109 | 9 | 2.84 | Residential | Behind the Meter | Yes | Net Metered Residential | Trinity Solar Inc. | None | PSE&G | Accepted | 2023-07-17 | 2023-07-21 | 2024-07-21 | Inverters | Solar Edge | SE3000H-US000BEi4 | 3 |  | 1 |  |  | 0.97 |  | Outdoor
NJADRE1554297219 | Administratively Determined Incentive Program | Belleville | 7109 | 9 | 2.84 | Residential | Behind the Meter | Yes | Net Metered Residential | Trinity Solar Inc. | None | PSE&G | Accepted | 2023-07-17 | 2023-07-21 | 2024-07-21 | Solar Panels | Hanwha | Q.PEAK DUO BLK ML-G10+ 405 |  | 0.405 | 7 | 108 | 30 |  | Fixed | Roof
NJADRE1554297242 | Administratively Determined Incentive Program | SPARTA | 7871 | 1 | 10.94 | Residential | Behind the Meter | Yes | Net Metered Residential | Tesla Energy Operations Inc | None | JCP&L | Accepted | 2023-07-17 | 2023-07-24 | 2024-07-24 | Inverters | Tesla | Powerwall+ [240V] #1850000-00-C | 7600 |  | 1 |  |  | 0.986 |  | Indoor
NJADRE1554297242 | Administratively Determined Incentive Program | SPARTA | 7871 | 1 | 10.94 | Residential | Behind the Meter | Yes | Net Metered Residential | Tesla Energy Operations Inc | None | JCP&L | Accepted | 2023-07-17 | 2023-07-24 | 2024-07-24 | Meters | Tesla | Powerwall+ [240V] #1850000-00-C |  |  | 1 |  |  |  | Yes | Indoor
NJADRE1554297242 | Administratively Determined Incentive Program | SPARTA | 7871 | 1 | 10.94 | Residential | Behind the Meter | Yes | Net Metered Residential | Tesla Energy Operations Inc | None | JCP&L | Accepted | 2023-07-17 | 2023-07-24 | 2024-07-24 | Solar Panels | Tesla | SR72T2 |  | 0.072 | 39 | 126 | 45 |  | Fixed | Roof
NJADRE1554297242 | Administratively Determined Incentive Program | SPARTA | 7871 | 1 | 10.94 | Residential | Behind the Meter | Yes | Net Metered Residential | Tesla Energy Operations Inc | None | JCP&L | Accepted | 2023-07-17 | 2023-07-24 | 2024-07-24 | Solar Panels | Tesla | SR72T2 |  | 0.072 | 30 | 216 | 40 |  | Fixed | Roof
NJADRE1554297242 | Administratively Determined Incentive Program | SPARTA | 7871 | 1 | 10.94 | Residential | Behind the Meter | Yes | Net Metered Residential | Tesla Energy Operations Inc | None | JCP&L | Accepted | 2023-07-17 | 2023-07-24 | 2024-07-24 | Solar Panels | Tesla | SR72T2 |  | 0.072 | 15 | 36 | 40 |  | Fixed | Roof
NJADRE1554297242 | Administratively Determined Incentive Program | SPARTA | 7871 | 1 | 10.94 | Residential | Behind the Meter | Yes | Net Metered Residential | Tesla Energy Operations Inc | None | JCP&L | Accepted | 2023-07-17 | 2023-07-24 | 2024-07-24 | Solar Panels | Tesla | SR72T2 |  | 0.072 | 68 | 306 | 45 |  | Fixed | Roof
NJADRE1554297242 | Administratively Determined Incentive Program | SPARTA | 7871 | 1 | 10.94 | Residential | Behind the Meter | Yes | Net Metered Residential | Tesla Energy Operations Inc | None | JCP&L | Accepted | 2023-07-17 | 2023-07-24 | 2024-07-24 | Electric Storage Battery | Tesla | Powerwall+ [240V] # 1850000-05-C 7.6 kW / 13.5 kWh |  |  | 1 |  |  |  | Lithium Ion |  | Inside
NJADRE1554297242 | Administratively Determined Incentive Program | SPARTA | 7871 | 1 | 10.94 | Residential | Behind the Meter | Yes | Net Metered Residential | Tesla Energy Operations Inc | None | JCP&L | Accepted | 2023-07-17 | 2023-07-24 | 2024-07-24 | Electric Storage Battery | Tesla | AC Powerwall 2.1 |  |  | 2 |  |  |  | Lithium Ion |  | INSIDE
NJADRE1554297254 | Administratively Determined Incentive Program | Williamstown | 8094 | 15 | 5.27 | Residential | Behind the Meter | Yes | Net Metered Residential | Trinity Solar Inc. | None | AC Electric | Accepted | 2023-07-17 | 2023-07-24 | 2024-07-24 | Inverters | Solar Edge | SE5000H-US | 5000 |  | 1 |  |  | 0.97 |  | Outside
NJADRE1554297254 | Administratively Determined Incentive Program | Williamstown | 8094 | 15 | 5.27 | Residential | Behind the Meter | Yes | Net Metered Residential | Trinity Solar Inc. | None | AC Electric | Accepted | 2023-07-17 | 2023-07-24 | 2024-07-24 | Solar Panels | HANWHA 405 (Q.PEAK DUO BLK ML-G10+ 405) | HANWHA 405 (Q.PEAK DUO BLK ML-G10+ 405) |  | 0.405 | 13 | 189 | 27 |  | Fixed | Roof
NJADRE1554297291 | Administratively Determined Incentive Program | Willingboro | 8046 | 13 | 8.3 | Residential | Behind the Meter | Yes | Net Metered Residential | Sunrun Installation Services, Inc. | None | PSE&G | Accepted | 2023-07-17 | 2023-07-24 | 2024-07-24 | Inverters | Delta Electronics | E6-TL-US | 5760 |  | 1 |  |  | 0.96 |  | Outdoor | Next To Meter
NJADRE1554297291 | Administratively Determined Incentive Program | Willingboro | 8046 | 13 | 8.3 | Residential | Behind the Meter | Yes | Net Metered Residential | Sunrun Installation Services, Inc. | None | PSE&G | Accepted | 2023-07-17 | 2023-07-24 | 2024-07-24 | Solar Panels | Trina Solar | TSM-395DE09C.07 |  | 0.395 | 7 | 85 | 25 |  | Fixed | Roof
NJADRE1554297291 | Administratively Determined Incentive Program | Willingboro | 8046 | 13 | 8.3 | Residential | Behind the Meter | Yes | Net Metered Residential | Sunrun Installation Services, Inc. | None | PSE&G | Accepted | 2023-07-17 | 2023-07-24 | 2024-07-24 | Solar Panels | Trina Solar | TSM-395DE09C.07 |  | 0.395 | 14 | 266 | 25 |  | Fixed | Roof
NJADRE1554297340 | Administratively Determined Incentive Program | Oakland | 7436 | 7 | 2.34 | Residential | Behind the Meter | Yes | Net Metered Residential | Tesla Energy Operations Inc | None | Orange Rockland Electric | Accepted | 2023-07-17 | 2023-07-24 | 2024-07-24 | Solar Panels | Tesla | SR60T1 |  | 0.05847 | 10 | 214 | 20 |  | Fixed | Roof
NJADRE1554297340 | Administratively Determined Incentive Program | Oakland | 7436 | 7 | 2.34 | Residential | Behind the Meter | Yes | Net Metered Residential | Tesla Energy Operations Inc | None | Orange Rockland Electric | Accepted | 2023-07-17 | 2023-07-24 | 2024-07-24 | Solar Panels | Tesla | SR60T1 |  | 0.05847 | 17 | 33 | 40 |  | Fixed | Roof
NJADRE1554297340 | Administratively Determined Incentive Program | Oakland | 7436 | 7 | 2.34 | Residential | Behind the Meter | Yes | Net Metered Residential | Tesla Energy Operations Inc | None | Orange Rockland Electric | Accepted | 2023-07-17 | 2023-07-24 | 2024-07-24 | Solar Panels | Tesla | SR60T1 |  | 0.05847 | 13 | 213 | 10 |  | Fixed | Roof
NJADRE1554297340 | Administratively Determined Incentive Program | Oakland | 7436 | 7 | 2.34 | Residential | Behind the Meter | Yes | Net Metered Residential | Tesla Energy Operations Inc | None | Orange Rockland Electric | Accepted | 2023-07-17 | 2023-07-24 | 2024-07-24 | Inverters | Tesla | 1538000-00-C | 7600 |  | 1 |  |  | 0.98 |  | Outdoor
NJADRE1554297347 | Administratively Determined Incentive Program | Wyckoff | 7481 | 7 | 6.89 | Residential | Behind the Meter | No | Net Metered Residential | Infinity Solar Systems | None | Orange Rockland Electric | Accepted | 2023-07-17 | 2023-07-24 | 2024-07-24 | Inverters | Enphase | IQ8Plus-72-2-US | 290 |  | 17 |  |  | 0.97 |  | Outdoor
NJADRE1554297347 | Administratively Determined Incentive Program | Wyckoff | 7481 | 7 | 6.89 | Residential | Behind the Meter | No | Net Metered Residential | Infinity Solar Systems | None | Orange Rockland Electric | Accepted | 2023-07-17 | 2023-07-24 | 2024-07-24 | Solar Panels | REC Solar | REC405AA Black |  | 0.405 | 17 | 188 | 22 |  | Fixed | Roof
NJADRE1554297352 | Administratively Determined Incentive Program | Jersey City | 7302 | 8 | 3.24 | Residential | Behind the Meter | No | Net Metered Residential | Sea Bright Solar LLC | None | PSE&G | Accepted | 2023-07-17 | 2023-07-25 | 2024-07-25 | Solar Panels | Sunpower | SPR-X22-360 |  | 0.36 | 9 | 292 | 4 |  | Fixed | Roof
NJADRE1554297352 | Administratively Determined Incentive Program | Jersey City | 7302 | 8 | 3.24 | Residential | Behind the Meter | No | Net Metered Residential | Sea Bright Solar LLC | None | PSE&G | Accepted | 2023-07-17 | 2023-07-25 | 2024-07-25 | Inverters | Enphase | IQ 7XS | 384 |  | 9 |  |  | 0.99 |  | Outside | Roof
NJADRE1554297361 | Administratively Determined Incentive Program | Woodbridge Twp | 8863 | 11 | 6.72 | Residential | Behind the Meter | No | Net Metered Residential | EMT Renewables | None | PSE&G | Accepted | 2023-07-17 | 2023-07-24 | 2024-07-24 | Inverters | ENPHASE | IQ7x | 315 |  | 16 |  |  | 0.86 |  | Other | UNDER EACH PANEL
NJADRE1554297361 | Administratively Determined Incentive Program | Woodbridge Twp | 8863 | 11 | 6.72 | Residential | Behind the Meter | No | Net Metered Residential | EMT Renewables | None | PSE&G | Accepted | 2023-07-17 | 2023-07-24 | 2024-07-24 | Solar Panels | REC ALPHA | REC 420 |  | 0.42 | 3 | 167 | 26 |  | Fixed | Roof
NJADRE1554297361 | Administratively Determined Incentive Program | Woodbridge Twp | 8863 | 11 | 6.72 | Residential | Behind the Meter | No | Net Metered Residential | EMT Renewables | None | PSE&G | Accepted | 2023-07-17 | 2023-07-24 | 2024-07-24 | Solar Panels | REC ALPHA | REC 420 |  | 0.42 | 2 | 347 | 26 |  | Fixed | Roof
NJADRE1554297361 | Administratively Determined Incentive Program | Woodbridge Twp | 8863 | 11 | 6.72 | Residential | Behind the Meter | No | Net Metered Residential | EMT Renewables | None | PSE&G | Accepted | 2023-07-17 | 2023-07-24 | 2024-07-24 | Solar Panels | REC ALPHA | REC 420 |  | 0.42 | 3 | 257 | 10 |  | Fixed | Roof
NJADRE1554297361 | Administratively Determined Incentive Program | Woodbridge Twp | 8863 | 11 | 6.72 | Residential | Behind the Meter | No | Net Metered Residential | EMT Renewables | None | PSE&G | Accepted | 2023-07-17 | 2023-07-24 | 2024-07-24 | Solar Panels | REC ALPHA | REC 420 |  | 0.42 | 1 | 167 | 10 |  | Fixed | Roof
NJADRE1554297361 | Administratively Determined Incentive Program | Woodbridge Twp | 8863 | 11 | 6.72 | Residential | Behind the Meter | No | Net Metered Residential | EMT Renewables | None | PSE&G | Accepted | 2023-07-17 | 2023-07-24 | 2024-07-24 | Solar Panels | REC ALPHA | REC 420 |  | 0.42 | 3 | 167 | 10 |  | Fixed | Roof
NJADRE1554297361 | Administratively Determined Incentive Program | Woodbridge Twp | 8863 | 11 | 6.72 | Residential | Behind the Meter | No | Net Metered Residential | EMT Renewables | None | PSE&G | Accepted | 2023-07-17 | 2023-07-24 | 2024-07-24 | Solar Panels | REC ALPHA | REC 420 |  | 0.42 | 2 | 167 | 10 |  | Fixed | Roof
NJADRE1554297361 | Administratively Determined Incentive Program | Woodbridge Twp | 8863 | 11 | 6.72 | Residential | Behind the Meter | No | Net Metered Residential | EMT Renewables | None | PSE&G | Accepted | 2023-07-17 | 2023-07-24 | 2024-07-24 | Solar Panels | REC ALPHA | REC 420 |  | 0.42 | 2 | 167 | 60 |  | Fixed | Roof
NJADRE1554297380 | Administratively Determined Incentive Program | Jersey City | 7304 | 8 | 3.2 | Residential | Behind the Meter | Yes | Net Metered Residential | Pro Custom Solar dba Momentum Solar | None | PSE&G | Accepted | 2023-07-17 | 2023-07-24 | 2024-07-24 | Solar Panels | HANWHA | Â Q. PEAK DUO BLK-G10+400 |  | 0.4 | 8 | 35 | 8 |  | Fixed | Roof
NJADRE1554297380 | Administratively Determined Incentive Program | Jersey City | 7304 | 8 | 3.2 | Residential | Behind the Meter | Yes | Net Metered Residential | Pro Custom Solar dba Momentum Solar | None | PSE&G | Accepted | 2023-07-17 | 2023-07-24 | 2024-07-24 | Inverters | ENPHASE | IQ8PLUS-72-2-US | 290 |  | 8 |  |  | 0.97 |  | Outdoor
NJADRE1554297435 | Administratively Determined Incentive Program | Edison | 8820 | 11 | 9.2 | Residential | Behind the Meter | Yes | Net Metered Residential | Tesla Energy Operations Inc | None | PSE&G | Accepted | 2023-07-17 | 2023-07-24 | 2024-07-24 | Inverters | Tesla | 1538000-45-A | 7600 |  | 1 |  |  | 0.98 |  | Outside
NJADRE1554297435 | Administratively Determined Incentive Program | Edison | 8820 | 11 | 9.2 | Residential | Behind the Meter | Yes | Net Metered Residential | Tesla Energy Operations Inc | None | PSE&G | Accepted | 2023-07-17 | 2023-07-24 | 2024-07-24 | Solar Panels | Hanwha | Hanwha # Q.PEAK DUO BLK ML-G10+/TS 400 |  | 0.4 | 4 | 357 | 23 |  | Fixed | Roof
NJADRE1554297435 | Administratively Determined Incentive Program | Edison | 8820 | 11 | 9.2 | Residential | Behind the Meter | Yes | Net Metered Residential | Tesla Energy Operations Inc | None | PSE&G | Accepted | 2023-07-17 | 2023-07-24 | 2024-07-24 | Solar Panels | Hanwha | Hanwha # Q.PEAK DUO BLK ML-G10+/TS 400 |  | 0.4 | 19 | 177 | 23 |  | Fixed | Roof
NJADRE1554297522 | Administratively Determined Incentive Program | Totowa | 7512 | 6 | 15.2 | Residential | Behind the Meter | Yes | Net Metered Residential | Pro Custom Solar dba Momentum Solar | None | PSE&G | Accepted | 2023-07-17 | 2023-07-25 | 2024-07-25 | Solar Panels | HANWHA | Â Q. PEAK DUO BLK-G10+400 |  | 0.4 | 6 | 207 | 45 |  | Fixed | Roof
NJADRE1554297522 | Administratively Determined Incentive Program | Totowa | 7512 | 6 | 15.2 | Residential | Behind the Meter | Yes | Net Metered Residential | Pro Custom Solar dba Momentum Solar | None | PSE&G | Accepted | 2023-07-17 | 2023-07-25 | 2024-07-25 | Solar Panels | HANWHA | Â Q. PEAK DUO BLK-G10+400 |  | 0.4 | 8 | 117 | 40 |  | Fixed | Roof
NJADRE1554297522 | Administratively Determined Incentive Program | Totowa | 7512 | 6 | 15.2 | Residential | Behind the Meter | Yes | Net Metered Residential | Pro Custom Solar dba Momentum Solar | None | PSE&G | Accepted | 2023-07-17 | 2023-07-25 | 2024-07-25 | Solar Panels | HANWHA | Â Q. PEAK DUO BLK-G10+400 |  | 0.4 | 4 | 117 | 40 |  | Fixed | Roof
NJADRE1554297522 | Administratively Determined Incentive Program | Totowa | 7512 | 6 | 15.2 | Residential | Behind the Meter | Yes | Net Metered Residential | Pro Custom Solar dba Momentum Solar | None | PSE&G | Accepted | 2023-07-17 | 2023-07-25 | 2024-07-25 | Solar Panels | HANWHA | Â Q. PEAK DUO BLK-G10+400 |  | 0.4 | 5 | 117 | 18 |  | Fixed | Roof
NJADRE1554297522 | Administratively Determined Incentive Program | Totowa | 7512 | 6 | 15.2 | Residential | Behind the Meter | Yes | Net Metered Residential | Pro Custom Solar dba Momentum Solar | None | PSE&G | Accepted | 2023-07-17 | 2023-07-25 | 2024-07-25 | Solar Panels | HANWHA | Â Q. PEAK DUO BLK-G10+400 |  | 0.4 | 4 | 297 | 40 |  | Fixed | Roof
NJADRE1554297522 | Administratively Determined Incentive Program | Totowa | 7512 | 6 | 15.2 | Residential | Behind the Meter | Yes | Net Metered Residential | Pro Custom Solar dba Momentum Solar | None | PSE&G | Accepted | 2023-07-17 | 2023-07-25 | 2024-07-25 | Solar Panels | HANWHA | Â Q. PEAK DUO BLK-G10+400 |  | 0.4 | 6 | 27 | 40 |  | Fixed | Roof
NJADRE1554297522 | Administratively Determined Incentive Program | Totowa | 7512 | 6 | 15.2 | Residential | Behind the Meter | Yes | Net Metered Residential | Pro Custom Solar dba Momentum Solar | None | PSE&G | Accepted | 2023-07-17 | 2023-07-25 | 2024-07-25 | Solar Panels | HANWHA | Â Q. PEAK DUO BLK-G10+400 |  | 0.4 | 5 | 27 | 45 |  | Fixed | Roof
NJADRE1554297522 | Administratively Determined Incentive Program | Totowa | 7512 | 6 | 15.2 | Residential | Behind the Meter | Yes | Net Metered Residential | Pro Custom Solar dba Momentum Solar | None | PSE&G | Accepted | 2023-07-17 | 2023-07-25 | 2024-07-25 | Inverters | ENPHASE | IQ8PLUS-72-2-US | 290 |  | 38 |  |  | 0.97 |  | Outdoor
NJADRE1554297559 | Administratively Determined Incentive Program | Pleasantville | 8232 | 19 | 6.5 | Residential | Behind the Meter | Yes | Net Metered Residential | Sunrun Installation Services | None | AC Electric | Accepted | 2023-07-17 | 2023-07-24 | 2024-07-24 | Solar Panels | JA Solar | JAM60S17-325/MR |  | 0.325 | 12 | 209 | 22 |  | Fixed | Roof
NJADRE1554297559 | Administratively Determined Incentive Program | Pleasantville | 8232 | 19 | 6.5 | Residential | Behind the Meter | Yes | Net Metered Residential | Sunrun Installation Services | None | AC Electric | Accepted | 2023-07-17 | 2023-07-24 | 2024-07-24 | Solar Panels | JA Solar | JAM60S17-325/MR |  | 0.325 | 8 | 29 | 22 |  | Fixed | Roof
NJADRE1554297559 | Administratively Determined Incentive Program | Pleasantville | 8232 | 19 | 6.5 | Residential | Behind the Meter | Yes | Net Metered Residential | Sunrun Installation Services | None | AC Electric | Accepted | 2023-07-17 | 2023-07-24 | 2024-07-24 | Inverters | Delta Electronics | M5-TL-US | 5000 |  | 1 |  |  | 0.975 |  | Outdoor | Next To Meter
NJADRE1554297582 | Administratively Determined Incentive Program | Monroe Township | 8831 | 11 | 9.2 | Residential | Behind the Meter | No | Net Metered Residential | Tesla Energy Operations Inc | None | JCP&L | Accepted | 2023-07-18 | 2023-07-25 | 2024-07-25 | Inverters | Tesla | 1538000-45-A | 7600 |  | 1 |  |  | 0.98 |  | Outside
NJADRE1554297582 | Administratively Determined Incentive Program | Monroe Township | 8831 | 11 | 9.2 | Residential | Behind the Meter | No | Net Metered Residential | Tesla Energy Operations Inc | None | JCP&L | Accepted | 2023-07-18 | 2023-07-25 | 2024-07-25 | Solar Panels | Hanwha | Hanwha # Q.PEAK DUO BLK ML-G10+/TS 400 |  | 0.4 | 23 | 232 | 36 |  | Fixed | Roof
NJADRE1554297726 | Administratively Determined Incentive Program | Cranford | 7016 | 10 | 11.1 | Residential | Behind the Meter | No | Net Metered Residential | Vision Solar LLC | None | PSE&G | Accepted | 2023-07-17 | 2023-07-24 | 2024-07-24 | Inverters | Solaredge | SE7600H-USRGM | 8 |  | 1 |  |  | 0.97 |  | Outdoor | side of house
NJADRE1554297726 | Administratively Determined Incentive Program | Cranford | 7016 | 10 | 11.1 | Residential | Behind the Meter | No | Net Metered Residential | Vision Solar LLC | None | PSE&G | Accepted | 2023-07-17 | 2023-07-24 | 2024-07-24 | Solar Panels | ZNSHINE | ZXM6-NH120-370/M |  | 0.37 | 12 | 219 | 34 |  | Fixed | Roof
NJADRE1554297726 | Administratively Determined Incentive Program | Cranford | 7016 | 10 | 11.1 | Residential | Behind the Meter | No | Net Metered Residential | Vision Solar LLC | None | PSE&G | Accepted | 2023-07-17 | 2023-07-24 | 2024-07-24 | Solar Panels | ZNSHINE | ZXM6-NH120-370/M |  | 0.37 | 14 | 39 | 34 |  | Fixed | Roof
NJADRE1554297726 | Administratively Determined Incentive Program | Cranford | 7016 | 10 | 11.1 | Residential | Behind the Meter | No | Net Metered Residential | Vision Solar LLC | None | PSE&G | Accepted | 2023-07-17 | 2023-07-24 | 2024-07-24 | Solar Panels | ZNSHINE | ZXM6-NH120-370/M |  | 0.37 | 4 | 219 | 20 |  | Fixed | Roof
NJADRE1554297752 | Administratively Determined Incentive Program | CAPE MAY | 8204 | 21 | 5.93 | Residential | Behind the Meter | Yes | Net Metered Residential | Sunrun Installation Services, Inc. | None | AC Electric | Accepted | 2023-07-17 | 2023-07-24 | 2024-07-24 | Inverters | SolarEdge Technologies | SE7600H-USSN | 7600 |  | 1 |  |  | 0.99 |  | Outdoor | Next to the meter
NJADRE1554297752 | Administratively Determined Incentive Program | CAPE MAY | 8204 | 21 | 5.93 | Residential | Behind the Meter | Yes | Net Metered Residential | Sunrun Installation Services, Inc. | None | AC Electric | Accepted | 2023-07-17 | 2023-07-24 | 2024-07-24 | Solar Panels | Trina Solar | TSM-395DE09C.07 |  | 0.395 | 5 | 247 | 19 |  | Fixed | Roof
NJADRE1554297752 | Administratively Determined Incentive Program | CAPE MAY | 8204 | 21 | 5.93 | Residential | Behind the Meter | Yes | Net Metered Residential | Sunrun Installation Services, Inc. | None | AC Electric | Accepted | 2023-07-17 | 2023-07-24 | 2024-07-24 | Solar Panels | Trina Solar | TSM-395DE09C.07 |  | 0.395 | 10 | 336 | 18 |  | Fixed | Roof
NJADRE1554297777 | Administratively Determined Incentive Program | Bargaintown | 8234 | 19 | 13.86 | Residential | Behind the Meter | Yes | Net Metered Residential | EMT Renewables | None | AC Electric | Accepted | 2023-07-17 | 2023-07-24 | 2024-07-24 | Inverters | ENPHASE | IQ7x | 315 |  | 33 |  |  | 0.98 |  | Other | UNDER EACH PANEL
NJADRE1554297777 | Administratively Determined Incentive Program | Bargaintown | 8234 | 19 | 13.86 | Residential | Behind the Meter | Yes | Net Metered Residential | EMT Renewables | None | AC Electric | Accepted | 2023-07-17 | 2023-07-24 | 2024-07-24 | Solar Panels | REC ALPHA | REC 420 |  | 0.42 | 10 | 305 | 42 |  | Fixed | Roof
NJADRE1554297777 | Administratively Determined Incentive Program | Bargaintown | 8234 | 19 | 13.86 | Residential | Behind the Meter | Yes | Net Metered Residential | EMT Renewables | None | AC Electric | Accepted | 2023-07-17 | 2023-07-24 | 2024-07-24 | Solar Panels | REC ALPHA | REC 420 |  | 0.42 | 11 | 215 | 28 |  | Fixed | Roof
NJADRE1554297777 | Administratively Determined Incentive Program | Bargaintown | 8234 | 19 | 13.86 | Residential | Behind the Meter | Yes | Net Metered Residential | EMT Renewables | None | AC Electric | Accepted | 2023-07-17 | 2023-07-24 | 2024-07-24 | Solar Panels | REC ALPHA | REC 420 |  | 0.42 | 5 | 126 | 28 |  | Fixed | Roof
NJADRE1554297777 | Administratively Determined Incentive Program | Bargaintown | 8234 | 19 | 13.86 | Residential | Behind the Meter | Yes | Net Metered Residential | EMT Renewables | None | AC Electric | Accepted | 2023-07-17 | 2023-07-24 | 2024-07-24 | Solar Panels | REC ALPHA | REC 420 |  | 0.42 | 7 | 215 | 28 |  | Fixed | Roof
NJADRE1554297787 | Administratively Determined Incentive Program | Metuchen | 8840 | 11 | 6 | Residential | Behind the Meter | No | Net Metered Residential | Tesla Energy Operations Inc | None | PSE&G | Accepted | 2023-07-18 | 2023-07-25 | 2024-07-25 | Inverters | Tesla | #1850000-00-C | 7600 |  | 1 |  |  | 0.98 |  | Outside
NJADRE1554297787 | Administratively Determined Incentive Program | Metuchen | 8840 | 11 | 6 | Residential | Behind the Meter | No | Net Metered Residential | Tesla Energy Operations Inc | None | PSE&G | Accepted | 2023-07-18 | 2023-07-25 | 2024-07-25 | Electric Storage Battery | Tesla | AC Powerwall 2.0 |  |  | 2 |  |  |  | Lithium Ion |  | Outside
NJADRE1554297787 | Administratively Determined Incentive Program | Metuchen | 8840 | 11 | 6 | Residential | Behind the Meter | No | Net Metered Residential | Tesla Energy Operations Inc | None | PSE&G | Accepted | 2023-07-18 | 2023-07-25 | 2024-07-25 | Solar Panels | Hanwha | Hanwha # Q.PEAK DUO BLK ML-G10+/TS 400 |  | 0.4 | 7 | 274 | 30 |  | Fixed | Roof
NJADRE1554297787 | Administratively Determined Incentive Program | Metuchen | 8840 | 11 | 6 | Residential | Behind the Meter | No | Net Metered Residential | Tesla Energy Operations Inc | None | PSE&G | Accepted | 2023-07-18 | 2023-07-25 | 2024-07-25 | Solar Panels | Hanwha | Hanwha # Q.PEAK DUO BLK ML-G10+/TS 400 |  | 0.4 | 8 | 94 | 30 |  | Fixed | Roof
NJADRE1554297815 | Administratively Determined Incentive Program | Stanhope | 7874 | 1 | 15.01 | Residential | Behind the Meter | Yes | Net Metered Residential | Skyline Solar, LLC | None | JCP&L | Accepted | 2023-07-17 | 2023-07-24 | 2024-07-24 | Solar Panels | JA SOLAR | JAM54S31-395/MR |  | 0.395 | 25 | 170 | 24 |  | Fixed | Roof
NJADRE1554297815 | Administratively Determined Incentive Program | Stanhope | 7874 | 1 | 15.01 | Residential | Behind the Meter | Yes | Net Metered Residential | Skyline Solar, LLC | None | JCP&L | Accepted | 2023-07-17 | 2023-07-24 | 2024-07-24 | Solar Panels | JA SOLAR | JAM54S31-395/MR |  | 0.395 | 4 | 261 | 31 |  | Fixed | Roof
NJADRE1554297815 | Administratively Determined Incentive Program | Stanhope | 7874 | 1 | 15.01 | Residential | Behind the Meter | Yes | Net Metered Residential | Skyline Solar, LLC | None | JCP&L | Accepted | 2023-07-17 | 2023-07-24 | 2024-07-24 | Solar Panels | JA SOLAR | JAM54S31-395/MR |  | 0.395 | 4 | 81 | 34 |  | Fixed | Roof
NJADRE1554297815 | Administratively Determined Incentive Program | Stanhope | 7874 | 1 | 15.01 | Residential | Behind the Meter | Yes | Net Metered Residential | Skyline Solar, LLC | None | JCP&L | Accepted | 2023-07-17 | 2023-07-24 | 2024-07-24 | Solar Panels | JA SOLAR | JAM54S31-395/MR |  | 0.395 | 3 | 261 | 34 |  | Fixed | Roof
NJADRE1554297815 | Administratively Determined Incentive Program | Stanhope | 7874 | 1 | 15.01 | Residential | Behind the Meter | Yes | Net Metered Residential | Skyline Solar, LLC | None | JCP&L | Accepted | 2023-07-17 | 2023-07-24 | 2024-07-24 | Solar Panels | JA SOLAR | JAM54S31-395/MR |  | 0.395 | 2 | 81 | 31 |  | Fixed | Roof
NJADRE1554297815 | Administratively Determined Incentive Program | Stanhope | 7874 | 1 | 15.01 | Residential | Behind the Meter | Yes | Net Metered Residential | Skyline Solar, LLC | None | JCP&L | Accepted | 2023-07-17 | 2023-07-24 | 2024-07-24 | Inverters | SOLAREDGE | SE10000H-US | 10000 |  | 1 |  |  | 0.992 |  | Outdoor
NJADRE1554297898 | Administratively Determined Incentive Program | West Windsor | 8550 | 12 | 10 | Residential | Behind the Meter | No | Net Metered Residential | Exact Solar | PSEG | PSE&G | Accepted | 2023-07-18 | 2023-07-26 | 2024-07-26 | Solar Panels | VSun | VSUN400-108BMH |  | 0.4 | 15 | 163 | 33 |  | Fixed | Roof
NJADRE1554297898 | Administratively Determined Incentive Program | West Windsor | 8550 | 12 | 10 | Residential | Behind the Meter | No | Net Metered Residential | Exact Solar | PSEG | PSE&G | Accepted | 2023-07-18 | 2023-07-26 | 2024-07-26 | Solar Panels | VSUN | VSUN400-108BMH |  | 0.4 | 10 | 163 | 33 |  | Fixed | Roof
NJADRE1554297898 | Administratively Determined Incentive Program | West Windsor | 8550 | 12 | 10 | Residential | Behind the Meter | No | Net Metered Residential | Exact Solar | PSEG | PSE&G | Accepted | 2023-07-18 | 2023-07-26 | 2024-07-26 | Inverters | Enphase | IQPLUS-72-2-US | 290 |  | 25 |  |  | 0.98 |  | Outdoor
NJADRE1554297916 | Administratively Determined Incentive Program | BELLMAWR BORO | 8031 | 14 | 12.25 | Residential | Behind the Meter | Yes | Net Metered Residential | Sunrun Installation Services, Inc. | None | PSE&G | Accepted | 2023-07-17 | 2023-07-24 | 2024-07-24 | Inverters | SolarEdge Technologies | SE10000H-USSN | 10000 |  | 1 |  |  | 0.99 |  | Outdoor | Next To Meter
NJADRE1554297916 | Administratively Determined Incentive Program | BELLMAWR BORO | 8031 | 14 | 12.25 | Residential | Behind the Meter | Yes | Net Metered Residential | Sunrun Installation Services, Inc. | None | PSE&G | Accepted | 2023-07-17 | 2023-07-24 | 2024-07-24 | Solar Panels | Trina Solar | TSM-395DE09C.07 |  | 0.395 | 9 | 205 | 16 |  | Fixed | Roof
NJADRE1554297916 | Administratively Determined Incentive Program | BELLMAWR BORO | 8031 | 14 | 12.25 | Residential | Behind the Meter | Yes | Net Metered Residential | Sunrun Installation Services, Inc. | None | PSE&G | Accepted | 2023-07-17 | 2023-07-24 | 2024-07-24 | Solar Panels | Trina Solar | TSM-395DE09C.07 |  | 0.395 | 22 | 25 | 16 |  | Fixed | Roof
NJADRE1554297948 | Administratively Determined Incentive Program | Rear Bound Brook Boro | 8805 | 5 | 6.72 | Residential | Behind the Meter | Yes | Net Metered Residential | Sunrun Installation Services, Inc. | None | PSE&G | Accepted | 2023-07-17 | 2023-07-24 | 2024-07-24 | Inverters | Delta Electronics | E6-TL-US | 6000 |  | 1 |  |  | 0.98 |  | Outdoor | Next to the meter
NJADRE1554297948 | Administratively Determined Incentive Program | Rear Bound Brook Boro | 8805 | 5 | 6.72 | Residential | Behind the Meter | Yes | Net Metered Residential | Sunrun Installation Services, Inc. | None | PSE&G | Accepted | 2023-07-17 | 2023-07-24 | 2024-07-24 | Solar Panels | Trina Solar | TSM-395DE09C.07 |  | 0.395 | 9 | 87 | 40 |  | Fixed | Roof
NJADRE1554297948 | Administratively Determined Incentive Program | Rear Bound Brook Boro | 8805 | 5 | 6.72 | Residential | Behind the Meter | Yes | Net Metered Residential | Sunrun Installation Services, Inc. | None | PSE&G | Accepted | 2023-07-17 | 2023-07-24 | 2024-07-24 | Solar Panels | Trina Solar | TSM-395DE09C.07 |  | 0.395 | 8 | 267 | 39 |  | Fixed | Roof
NJADRE1554298155 | Administratively Determined Incentive Program | Bound Brook Boro | 8805 | 5 | 4.35 | Residential | Behind the Meter | Yes | Net Metered Residential | Sunrun Installation Services, Inc. | None | PSE&G | Accepted | 2023-07-17 | 2023-07-24 | 2024-07-24 | Inverters | SolarEdge Technologies | SE3800H-USSN | 3800 |  | 1 |  |  | 0.99 |  | Outdoor | Next To Meter
NJADRE1554298155 | Administratively Determined Incentive Program | Bound Brook Boro | 8805 | 5 | 4.35 | Residential | Behind the Meter | Yes | Net Metered Residential | Sunrun Installation Services, Inc. | None | PSE&G | Accepted | 2023-07-17 | 2023-07-24 | 2024-07-24 | Solar Panels | Trina Solar | TSM-395DE09C.07 |  | 0.395 | 11 | 267 | 40 |  | Fixed | Roof
NJADRE1554298279 | Administratively Determined Incentive Program | Browns Mills | 8015 | 13 | 9.09 | Residential | Behind the Meter | No | Net Metered Residential | Freedom Forever New Jersey LLC | None | JCP&L | Accepted | 2023-07-17 | 2023-07-25 | 2024-07-25 | Inverters | Enphase | IQ8PLUS-72-2-US | 290 |  | 23 |  |  | 0.99 |  | Outdoor
NJADRE1554298279 | Administratively Determined Incentive Program | Browns Mills | 8015 | 13 | 9.09 | Residential | Behind the Meter | No | Net Metered Residential | Freedom Forever New Jersey LLC | None | JCP&L | Accepted | 2023-07-17 | 2023-07-25 | 2024-07-25 | Solar Panels | Canadian Solar | CS3N-395MS |  | 0.395 | 11 | 71 | 18 |  | Fixed | Roof
NJADRE1554298279 | Administratively Determined Incentive Program | Browns Mills | 8015 | 13 | 9.09 | Residential | Behind the Meter | No | Net Metered Residential | Freedom Forever New Jersey LLC | None | JCP&L | Accepted | 2023-07-17 | 2023-07-25 | 2024-07-25 | Solar Panels | Canadian Solar | CS3N-395MS |  | 0.395 | 12 | 252 | 18 |  | Fixed | Roof
NJADRE1554298377 | Administratively Determined Incentive Program | Millville | 8332 | 20 | 11.6 | Residential | Behind the Meter | Yes | Net Metered Residential | Pro Custom Solar dba Momentum Solar | None | AC Electric | Accepted | 2023-07-17 | 2023-07-24 | 2024-07-24 | Solar Panels | hanwha | Â Q. PEAK DUO BLK-G10+400 |  | 0.4 | 15 | 110 | 22 |  | Fixed | Roof
NJADRE1554298377 | Administratively Determined Incentive Program | Millville | 8332 | 20 | 11.6 | Residential | Behind the Meter | Yes | Net Metered Residential | Pro Custom Solar dba Momentum Solar | None | AC Electric | Accepted | 2023-07-17 | 2023-07-24 | 2024-07-24 | Solar Panels | hanwha | Â Q. PEAK DUO BLK-G10+400 |  | 0.4 | 10 | 110 | 35 |  | Fixed | Roof
NJADRE1554298377 | Administratively Determined Incentive Program | Millville | 8332 | 20 | 11.6 | Residential | Behind the Meter | Yes | Net Metered Residential | Pro Custom Solar dba Momentum Solar | None | AC Electric | Accepted | 2023-07-17 | 2023-07-24 | 2024-07-24 | Solar Panels | hanwha | Â Q. PEAK DUO BLK-G10+400 |  | 0.4 | 4 | 290 | 21 |  | Fixed | Roof
NJADRE1554298377 | Administratively Determined Incentive Program | Millville | 8332 | 20 | 11.6 | Residential | Behind the Meter | Yes | Net Metered Residential | Pro Custom Solar dba Momentum Solar | None | AC Electric | Accepted | 2023-07-17 | 2023-07-24 | 2024-07-24 | Inverters | enphase | IQ8PLUS-72-2-US | 290 |  | 29 |  |  | 0.97 |  | Outdoor
NJADRE1554298433 | Administratively Determined Incentive Program | Somers Point | 8244 | 19 | 2.77 | Residential | Behind the Meter | Yes | Net Metered Residential | Sunrun Installation Services, Inc. | None | AC Electric | Accepted | 2023-07-17 | 2023-07-25 | 2024-07-25 | Inverters | Delta Electronics | E4-TL-US | 4000 |  | 1 |  |  | 0.98 |  | Outdoor | Next to the meter
NJADRE1554298433 | Administratively Determined Incentive Program | Somers Point | 8244 | 19 | 2.77 | Residential | Behind the Meter | Yes | Net Metered Residential | Sunrun Installation Services, Inc. | None | AC Electric | Accepted | 2023-07-17 | 2023-07-25 | 2024-07-25 | Solar Panels | Trina Solar | TSM-395DE09C.07 |  | 0.395 | 7 | 222 | 23 |  | Fixed | Roof
NJADRE1554298460 | Administratively Determined Incentive Program | Parsippany | 7054 | 3 | 357.75 | Commercial | Behind the Meter | Yes | Small Net-Metered Non-Residential located on Rooftop, Carport, Canopy and Floating Solar | Novitium Energy LLC | None | JCP&L | Accepted | 2023-07-17 | 2023-07-26 | 2024-07-26 | Inverters | SolarEdge | SE50KUS | 50000 |  | 6 |  |  | 0.985 |  | Outdoor | roof
NJADRE1554298460 | Administratively Determined Incentive Program | Parsippany | 7054 | 3 | 357.75 | Commercial | Behind the Meter | Yes | Small Net-Metered Non-Residential located on Rooftop, Carport, Canopy and Floating Solar | Novitium Energy LLC | None | JCP&L | Accepted | 2023-07-17 | 2023-07-26 | 2024-07-26 | Solar Panels | Zn Shine | ZNSHINE-ZXM6-NH144-450W |  | 0.45 | 795 | 222 | 5 |  | Fixed | Roof
NJADRE1554298462 | Administratively Determined Incentive Program | RANDOLPH | 7869 | 3 | 19.2 | Residential | Behind the Meter | No | Net Metered Residential | Tesla Energy Operations Inc | None | JCP&L | Accepted | 2023-07-17 | 2023-07-25 | 2024-07-25 | Inverters | Tesla | Powerwall+ [240V] #1850000-00-C | 7600 |  | 2 |  |  | 0.986 |  | Outdoor
NJADRE1554298462 | Administratively Determined Incentive Program | RANDOLPH | 7869 | 3 | 19.2 | Residential | Behind the Meter | No | Net Metered Residential | Tesla Energy Operations Inc | None | JCP&L | Accepted | 2023-07-17 | 2023-07-25 | 2024-07-25 | Meters | Tesla | Powerwall+ [240V] #1850000-00-C |  |  | 2 |  |  |  | Yes | Outdoor
NJADRE1554298462 | Administratively Determined Incentive Program | RANDOLPH | 7869 | 3 | 19.2 | Residential | Behind the Meter | No | Net Metered Residential | Tesla Energy Operations Inc | None | JCP&L | Accepted | 2023-07-17 | 2023-07-25 | 2024-07-25 | Inverters | Tesla | 3.8 kW Tesla Inc 1538000-45-A (240V) | 3800 |  | 1 |  |  | 0.981 |  | Outdoor
NJADRE1554298462 | Administratively Determined Incentive Program | RANDOLPH | 7869 | 3 | 19.2 | Residential | Behind the Meter | No | Net Metered Residential | Tesla Energy Operations Inc | None | JCP&L | Accepted | 2023-07-17 | 2023-07-25 | 2024-07-25 | Meters | Tesla | 3.8 kW Tesla Inc 1538000-45-A (240V) |  |  | 1 |  |  |  | Yes | Outdoor
NJADRE1554298462 | Administratively Determined Incentive Program | RANDOLPH | 7869 | 3 | 19.2 | Residential | Behind the Meter | No | Net Metered Residential | Tesla Energy Operations Inc | None | JCP&L | Accepted | 2023-07-17 | 2023-07-25 | 2024-07-25 | Solar Panels | Hanwha | Q.PEAK DUO BLK ML-G10+/TS 400 |  | 0.4 | 3 | 71 | 37 |  | Fixed | Roof
NJADRE1554298462 | Administratively Determined Incentive Program | RANDOLPH | 7869 | 3 | 19.2 | Residential | Behind the Meter | No | Net Metered Residential | Tesla Energy Operations Inc | None | JCP&L | Accepted | 2023-07-17 | 2023-07-25 | 2024-07-25 | Solar Panels | Hanwha | Q.PEAK DUO BLK ML-G10+/TS 400 |  | 0.4 | 3 | 251 | 37 |  | Fixed | Roof
NJADRE1554298462 | Administratively Determined Incentive Program | RANDOLPH | 7869 | 3 | 19.2 | Residential | Behind the Meter | No | Net Metered Residential | Tesla Energy Operations Inc | None | JCP&L | Accepted | 2023-07-17 | 2023-07-25 | 2024-07-25 | Solar Panels | Hanwha | Q.PEAK DUO BLK ML-G10+/TS 400 |  | 0.4 | 2 | 71 | 40 |  | Fixed | Roof
NJADRE1554298462 | Administratively Determined Incentive Program | RANDOLPH | 7869 | 3 | 19.2 | Residential | Behind the Meter | No | Net Metered Residential | Tesla Energy Operations Inc | None | JCP&L | Accepted | 2023-07-17 | 2023-07-25 | 2024-07-25 | Solar Panels | Hanwha | Q.PEAK DUO BLK ML-G10+/TS 400 |  | 0.4 | 13 | 161 | 37 |  | Fixed | Roof
NJADRE1554298462 | Administratively Determined Incentive Program | RANDOLPH | 7869 | 3 | 19.2 | Residential | Behind the Meter | No | Net Metered Residential | Tesla Energy Operations Inc | None | JCP&L | Accepted | 2023-07-17 | 2023-07-25 | 2024-07-25 | Solar Panels | Hanwha | Q.PEAK DUO BLK ML-G10+/TS 400 |  | 0.4 | 2 | 251 | 40 |  | Fixed | Roof
NJADRE1554298462 | Administratively Determined Incentive Program | RANDOLPH | 7869 | 3 | 19.2 | Residential | Behind the Meter | No | Net Metered Residential | Tesla Energy Operations Inc | None | JCP&L | Accepted | 2023-07-17 | 2023-07-25 | 2024-07-25 | Solar Panels | Hanwha | Q.PEAK DUO BLK ML-G10+/TS 400 |  | 0.4 | 19 | 341 | 37 |  | Fixed | Roof
NJADRE1554298462 | Administratively Determined Incentive Program | RANDOLPH | 7869 | 3 | 19.2 | Residential | Behind the Meter | No | Net Metered Residential | Tesla Energy Operations Inc | None | JCP&L | Accepted | 2023-07-17 | 2023-07-25 | 2024-07-25 | Solar Panels | Hanwha | Q.PEAK DUO BLK ML-G10+/TS 400 |  | 0.4 | 6 | 71 | 37 |  | Fixed | Roof
NJADRE1554298462 | Administratively Determined Incentive Program | RANDOLPH | 7869 | 3 | 19.2 | Residential | Behind the Meter | No | Net Metered Residential | Tesla Energy Operations Inc | None | JCP&L | Accepted | 2023-07-17 | 2023-07-25 | 2024-07-25 | Electric Storage Battery | Tesla | Powerwall+ [240V] #1850000-00-C |  |  | 2 |  |  |  | Lithium Ion |  | OUTSIDE
NJADRE1554298462 | Administratively Determined Incentive Program | RANDOLPH | 7869 | 3 | 19.2 | Residential | Behind the Meter | No | Net Metered Residential | Tesla Energy Operations Inc | None | JCP&L | Accepted | 2023-07-17 | 2023-07-25 | 2024-07-25 | Electric Storage Battery | Tesla | AC Powerwall 2.1 |  |  | 1 |  |  |  | Lithium Ion |  | OUTSIDE
NJADRE1554298470 | Administratively Determined Incentive Program | Chesterfield | 8515 | 13 | 8.51 | Residential | Behind the Meter | No | Net Metered Residential | Powur, PBC | None | PSE&G | Accepted | 2023-07-17 | 2023-07-25 | 2024-07-25 | Solar Panels | Rec Solar | REC405AA PURE |  | 0.405 | 21 | 92 | 30 |  | Fixed | Roof
NJADRE1554298470 | Administratively Determined Incentive Program | Chesterfield | 8515 | 13 | 8.51 | Residential | Behind the Meter | No | Net Metered Residential | Powur, PBC | None | PSE&G | Accepted | 2023-07-17 | 2023-07-25 | 2024-07-25 | Inverters | Enphase | IQ8PLUS-72-2-US | 290 |  | 21 |  |  | 0.99 |  | Outside
NJADRE1554298481 | Administratively Determined Incentive Program | Linden City | 7036 | 10 | 228.41 | Commercial | Behind the Meter | No | Small Net-Metered Non-Residential located on Rooftop, Carport, Canopy and Floating Solar | Geoscape Solar | None | PSE&G | Accepted | 2023-07-17 | 2023-07-25 | 2024-07-25 | Inverters | Solar Edge | SE17.3K-us | 17300 |  | 1 |  |  | 0.99 |  | Outdoor
NJADRE1554298481 | Administratively Determined Incentive Program | Linden City | 7036 | 10 | 228.41 | Commercial | Behind the Meter | No | Small Net-Metered Non-Residential located on Rooftop, Carport, Canopy and Floating Solar | Geoscape Solar | None | PSE&G | Accepted | 2023-07-17 | 2023-07-25 | 2024-07-25 | Inverters | Solar Edge | SE50K-us | 50000 |  | 3 |  |  | 0.99 |  | Outdoor
NJADRE1554298481 | Administratively Determined Incentive Program | Linden City | 7036 | 10 | 228.41 | Commercial | Behind the Meter | No | Small Net-Metered Non-Residential located on Rooftop, Carport, Canopy and Floating Solar | Geoscape Solar | None | PSE&G | Accepted | 2023-07-17 | 2023-07-25 | 2024-07-25 | Solar Panels | Waaree | BI-33-455 |  | 0.455 | 56 | 129 | 16 |  | Fixed | Roof
NJADRE1554298481 | Administratively Determined Incentive Program | Linden City | 7036 | 10 | 228.41 | Commercial | Behind the Meter | No | Small Net-Metered Non-Residential located on Rooftop, Carport, Canopy and Floating Solar | Geoscape Solar | None | PSE&G | Accepted | 2023-07-17 | 2023-07-25 | 2024-07-25 | Solar Panels | Waaree | BI-33-455 |  | 0.455 | 46 | 219 | 16 |  | Fixed | Roof
NJADRE1554298481 | Administratively Determined Incentive Program | Linden City | 7036 | 10 | 228.41 | Commercial | Behind the Meter | No | Small Net-Metered Non-Residential located on Rooftop, Carport, Canopy and Floating Solar | Geoscape Solar | None | PSE&G | Accepted | 2023-07-17 | 2023-07-25 | 2024-07-25 | Solar Panels | Waaree | BI-33-455 |  | 0.455 | 14 | 309 | 16 |  | Fixed | Roof
NJADRE1554298481 | Administratively Determined Incentive Program | Linden City | 7036 | 10 | 228.41 | Commercial | Behind the Meter | No | Small Net-Metered Non-Residential located on Rooftop, Carport, Canopy and Floating Solar | Geoscape Solar | None | PSE&G | Accepted | 2023-07-17 | 2023-07-25 | 2024-07-25 | Solar Panels | Waaree | BI-33-455 |  | 0.455 | 22 | 309 | 16 |  | Fixed | Roof
NJADRE1554298481 | Administratively Determined Incentive Program | Linden City | 7036 | 10 | 228.41 | Commercial | Behind the Meter | No | Small Net-Metered Non-Residential located on Rooftop, Carport, Canopy and Floating Solar | Geoscape Solar | None | PSE&G | Accepted | 2023-07-17 | 2023-07-25 | 2024-07-25 | Solar Panels | Waaree | BI-33-455 |  | 0.455 | 12 | 219 | 14 |  | Fixed | Roof
NJADRE1554298481 | Administratively Determined Incentive Program | Linden City | 7036 | 10 | 228.41 | Commercial | Behind the Meter | No | Small Net-Metered Non-Residential located on Rooftop, Carport, Canopy and Floating Solar | Geoscape Solar | None | PSE&G | Accepted | 2023-07-17 | 2023-07-25 | 2024-07-25 | Solar Panels | Waaree | BI-33-455 |  | 0.455 | 30 | 129 | 16 |  | Fixed | Roof
NJADRE1554298481 | Administratively Determined Incentive Program | Linden City | 7036 | 10 | 228.41 | Commercial | Behind the Meter | No | Small Net-Metered Non-Residential located on Rooftop, Carport, Canopy and Floating Solar | Geoscape Solar | None | PSE&G | Accepted | 2023-07-17 | 2023-07-25 | 2024-07-25 | Solar Panels | Waaree | BI-33-455 |  | 0.455 | 282 | 31 | 14 |  | Fixed | Roof
NJADRE1554298481 | Administratively Determined Incentive Program | Linden City | 7036 | 10 | 228.41 | Commercial | Behind the Meter | No | Small Net-Metered Non-Residential located on Rooftop, Carport, Canopy and Floating Solar | Geoscape Solar | None | PSE&G | Accepted | 2023-07-17 | 2023-07-25 | 2024-07-25 | Solar Panels | Waaree | BI-33-455 |  | 0.455 | 40 | 308 | 14 |  | Fixed | Roof
NJADRE1554304145 | Administratively Determined Incentive Program | Saddle Brook | 7663 | 7 | 10.67 | Residential | Behind the Meter | Yes | Net Metered Residential | Sunrun Installation Services, Inc. | None | PSE&G | Accepted | 2023-07-17 | 2023-07-25 | 2024-07-25 | Inverters | SolarEdge Technologies | SE3800H-USMN | 3800 |  | 2 |  |  | 0.96 |  | Outdoor | Next To Meter
NJADRE1554304145 | Administratively Determined Incentive Program | Saddle Brook | 7663 | 7 | 10.67 | Residential | Behind the Meter | Yes | Net Metered Residential | Sunrun Installation Services, Inc. | None | PSE&G | Accepted | 2023-07-17 | 2023-07-25 | 2024-07-25 | Solar Panels | Trina Solar | TSM-395DE09C.07 |  | 0.395 | 7 | 162 | 22 |  | Fixed | Roof
NJADRE1554304145 | Administratively Determined Incentive Program | Saddle Brook | 7663 | 7 | 10.67 | Residential | Behind the Meter | Yes | Net Metered Residential | Sunrun Installation Services, Inc. | None | PSE&G | Accepted | 2023-07-17 | 2023-07-25 | 2024-07-25 | Solar Panels | Trina Solar | TSM-395DE09C.07 |  | 0.395 | 13 | 341 | 12 |  | Fixed | Roof
NJADRE1554304145 | Administratively Determined Incentive Program | Saddle Brook | 7663 | 7 | 10.67 | Residential | Behind the Meter | Yes | Net Metered Residential | Sunrun Installation Services, Inc. | None | PSE&G | Accepted | 2023-07-17 | 2023-07-25 | 2024-07-25 | Solar Panels | Trina Solar | TSM-395DE09C.07 |  | 0.395 | 2 | 341 | 12 |  | Fixed | Roof
NJADRE1554304145 | Administratively Determined Incentive Program | Saddle Brook | 7663 | 7 | 10.67 | Residential | Behind the Meter | Yes | Net Metered Residential | Sunrun Installation Services, Inc. | None | PSE&G | Accepted | 2023-07-17 | 2023-07-25 | 2024-07-25 | Solar Panels | Trina Solar | TSM-395DE09C.07 |  | 0.395 | 5 | 342 | 22 |  | Fixed | Roof
NJADRE1554304704 | Administratively Determined Incentive Program | HOWELL | 7731 | 17 | 10.95 | Residential | Behind the Meter | Yes | Net Metered Residential | SunnyMac, LLC | None | JCP&L | Accepted | 2023-07-19 | 2023-07-27 | 2024-07-27 | Inverters | Retrieving data. Wait a few seconds and try to cut or c | SE7600H-US000BNI4 (Inverter) | 7600 |  | 1 |  |  | 0.99 |  | Outside
NJADRE1554304704 | Administratively Determined Incentive Program | HOWELL | 7731 | 17 | 10.95 | Residential | Behind the Meter | Yes | Net Metered Residential | SunnyMac, LLC | None | JCP&L | Accepted | 2023-07-19 | 2023-07-27 | 2024-07-27 | Meters | SolarEdge Technologies Inc. | SolarEdge Built-in Consumption Monitor (BNI4, BNC4, BBL |  |  | 1 |  |  |  | Yes
NJADRE1554304704 | Administratively Determined Incentive Program | HOWELL | 7731 | 17 | 10.95 | Residential | Behind the Meter | Yes | Net Metered Residential | SunnyMac, LLC | None | JCP&L | Accepted | 2023-07-19 | 2023-07-27 | 2024-07-27 | Solar Panels | Hanwha Q Cells | Q.PEAK DUO BLK-G10+365 |  | 0.365 | 18 | 90 | 36 |  | Fixed | Roof
NJADRE1554304704 | Administratively Determined Incentive Program | HOWELL | 7731 | 17 | 10.95 | Residential | Behind the Meter | Yes | Net Metered Residential | SunnyMac, LLC | None | JCP&L | Accepted | 2023-07-19 | 2023-07-27 | 2024-07-27 | Solar Panels | Hanwha Q Cells | Q.PEAK DUO BLK-G10+365 |  | 0.365 | 8 | 270 | 34 |  | Fixed | Roof
NJADRE1554304704 | Administratively Determined Incentive Program | HOWELL | 7731 | 17 | 10.95 | Residential | Behind the Meter | Yes | Net Metered Residential | SunnyMac, LLC | None | JCP&L | Accepted | 2023-07-19 | 2023-07-27 | 2024-07-27 | Solar Panels | Hanwha Q Cells | Q.PEAK DUO BLK-G10+365 |  | 0.365 | 4 | 180 | 45 |  | Fixed | Roof
NJADRE1554312195 | Administratively Determined Incentive Program | Ewing Township | 8628 | 12 | 2.77 | Residential | Behind the Meter | Yes | Net Metered Residential | Sunrun Installation Services, Inc. | None | PSE&G | Accepted | 2023-07-18 | 2023-07-25 | 2024-07-25 | Electric Storage Battery | Tesla | Powerwall 2 AC |  |  | 1 |  |  |  | Lithium Ion |  | outside
NJADRE1554312195 | Administratively Determined Incentive Program | Ewing Township | 8628 | 12 | 2.77 | Residential | Behind the Meter | Yes | Net Metered Residential | Sunrun Installation Services, Inc. | None | PSE&G | Accepted | 2023-07-18 | 2023-07-25 | 2024-07-25 | Inverters | Delta Electronics | E4-TL-US | 3840 |  | 1 |  |  | 0.96 |  | Outdoor | Next To Meter
NJADRE1554312195 | Administratively Determined Incentive Program | Ewing Township | 8628 | 12 | 2.77 | Residential | Behind the Meter | Yes | Net Metered Residential | Sunrun Installation Services, Inc. | None | PSE&G | Accepted | 2023-07-18 | 2023-07-25 | 2024-07-25 | Solar Panels | Trina Solar | TSM-395DE09C.07 |  | 0.395 | 7 | 330 | 37 |  | Fixed | Roof
NJADRE1554312200 | Administratively Determined Incentive Program | Burlington Township | 8016 | 13 | 5.53 | Residential | Behind the Meter | Yes | Net Metered Residential | Sunrun Installation Services, Inc. | None | PSE&G | Accepted | 2023-07-18 | 2023-07-25 | 2024-07-25 | Electric Storage Battery | Tesla | Powerwall 2 AC |  |  | 1 |  |  |  | Lithium Ion |  | outside
NJADRE1554312200 | Administratively Determined Incentive Program | Burlington Township | 8016 | 13 | 5.53 | Residential | Behind the Meter | Yes | Net Metered Residential | Sunrun Installation Services, Inc. | None | PSE&G | Accepted | 2023-07-18 | 2023-07-25 | 2024-07-25 | Inverters | SolarEdge Technologies | SE3800H-USMN | 3800 |  | 1 |  |  | 0.96 |  | Outdoor | Next To Meter
NJADRE1554312200 | Administratively Determined Incentive Program | Burlington Township | 8016 | 13 | 5.53 | Residential | Behind the Meter | Yes | Net Metered Residential | Sunrun Installation Services, Inc. | None | PSE&G | Accepted | 2023-07-18 | 2023-07-25 | 2024-07-25 | Solar Panels | Trina Solar | TSM-395DE09C.07 |  | 0.395 | 8 | 312 | 30 |  | Fixed | Roof
NJADRE1554312200 | Administratively Determined Incentive Program | Burlington Township | 8016 | 13 | 5.53 | Residential | Behind the Meter | Yes | Net Metered Residential | Sunrun Installation Services, Inc. | None | PSE&G | Accepted | 2023-07-18 | 2023-07-25 | 2024-07-25 | Solar Panels | Trina Solar | TSM-395DE09C.07 |  | 0.395 | 6 | 132 | 30 |  | Fixed | Roof
NJADRE1554312214 | Administratively Determined Incentive Program | Plainfield City | 7062 | 10 | 7.11 | Residential | Behind the Meter | Yes | Net Metered Residential | Sunrun Installation Services, Inc. | None | PSE&G | Accepted | 2023-07-18 | 2023-07-25 | 2024-07-25 | Electric Storage Battery | Tesla | Powerwall 2 AC |  |  | 1 |  |  |  | Lithium Ion |  | outside
NJADRE1554312214 | Administratively Determined Incentive Program | Plainfield City | 7062 | 10 | 7.11 | Residential | Behind the Meter | Yes | Net Metered Residential | Sunrun Installation Services, Inc. | None | PSE&G | Accepted | 2023-07-18 | 2023-07-25 | 2024-07-25 | Inverters | SolarEdge Technologies | SE6000H-USSN | 6000 |  | 1 |  |  | 0.96 |  | Outdoor | Next To Meter
NJADRE1554312214 | Administratively Determined Incentive Program | Plainfield City | 7062 | 10 | 7.11 | Residential | Behind the Meter | Yes | Net Metered Residential | Sunrun Installation Services, Inc. | None | PSE&G | Accepted | 2023-07-18 | 2023-07-25 | 2024-07-25 | Solar Panels | Trina Solar | TSM-395DE09C.07 |  | 0.395 | 8 | 51 | 24 |  | Fixed | Roof
NJADRE1554312214 | Administratively Determined Incentive Program | Plainfield City | 7062 | 10 | 7.11 | Residential | Behind the Meter | Yes | Net Metered Residential | Sunrun Installation Services, Inc. | None | PSE&G | Accepted | 2023-07-18 | 2023-07-25 | 2024-07-25 | Solar Panels | Trina Solar | TSM-395DE09C.07 |  | 0.395 | 10 | 231 | 22 |  | Fixed | Roof
NJADRE1554312269 | Administratively Determined Incentive Program | Camden City, | 8105 | 14 | 4.4 | Residential | Behind the Meter | Yes | Net Metered Residential | Suntuity Solar LLC | None | PSE&G | Accepted | 2023-07-18 | 2023-07-25 | 2024-07-25 | Inverters | ENPHASE | IQ8PLUS-72-2-US | 290 |  | 11 |  |  | 0.97 |  | Outdoor
NJADRE1554312269 | Administratively Determined Incentive Program | Camden City, | 8105 | 14 | 4.4 | Residential | Behind the Meter | Yes | Net Metered Residential | Suntuity Solar LLC | None | PSE&G | Accepted | 2023-07-18 | 2023-07-25 | 2024-07-25 | Solar Panels | SILFAB PRIME | SIL-400 HC+ |  | 0.4 | 11 | 82 | 5 |  | Fixed | Roof
NJADRE1554312276 | Administratively Determined Incentive Program | Lebanon | 8833 | 4 | 16.4 | Residential | Behind the Meter | No | Net Metered Residential | Tesla Energy Operations Inc | None | JCP&L | Accepted | 2023-07-18 | 2023-07-25 | 2024-07-25 | Inverters | Tesla | 5.7 kW Tesla Inc 1538000-45-A (240V) | 5700 |  | 1 |  |  | 0.975 |  | Outdoor
NJADRE1554312276 | Administratively Determined Incentive Program | Lebanon | 8833 | 4 | 16.4 | Residential | Behind the Meter | No | Net Metered Residential | Tesla Energy Operations Inc | None | JCP&L | Accepted | 2023-07-18 | 2023-07-25 | 2024-07-25 | Meters | Tesla | 5.7 kW Tesla Inc 1538000-45-A (240V) |  |  | 1 |  |  |  | Yes | Outdoor
NJADRE1554312276 | Administratively Determined Incentive Program | Lebanon | 8833 | 4 | 16.4 | Residential | Behind the Meter | No | Net Metered Residential | Tesla Energy Operations Inc | None | JCP&L | Accepted | 2023-07-18 | 2023-07-25 | 2024-07-25 | Inverters | Tesla | 7.6 kW Tesla Inc 1538000-45-A (240V) | 7600 |  | 1 |  |  | 0.986 |  | Outdoor
NJADRE1554312276 | Administratively Determined Incentive Program | Lebanon | 8833 | 4 | 16.4 | Residential | Behind the Meter | No | Net Metered Residential | Tesla Energy Operations Inc | None | JCP&L | Accepted | 2023-07-18 | 2023-07-25 | 2024-07-25 | Meters | Tesla | 7.6 kW Tesla Inc 1538000-45-A (240V) |  |  | 1 |  |  |  | Yes | Outdoor
NJADRE1554312276 | Administratively Determined Incentive Program | Lebanon | 8833 | 4 | 16.4 | Residential | Behind the Meter | No | Net Metered Residential | Tesla Energy Operations Inc | None | JCP&L | Accepted | 2023-07-18 | 2023-07-25 | 2024-07-25 | Solar Panels | Hanwha | Q.PEAK DUO BLK ML-G10+/TS 400 |  | 0.4 | 9 | 64 | 23 |  | Fixed | Roof
NJADRE1554312276 | Administratively Determined Incentive Program | Lebanon | 8833 | 4 | 16.4 | Residential | Behind the Meter | No | Net Metered Residential | Tesla Energy Operations Inc | None | JCP&L | Accepted | 2023-07-18 | 2023-07-25 | 2024-07-25 | Solar Panels | Hanwha | Q.PEAK DUO BLK ML-G10+/TS 400 |  | 0.4 | 9 | 244 | 23 |  | Fixed | Roof
NJADRE1554312276 | Administratively Determined Incentive Program | Lebanon | 8833 | 4 | 16.4 | Residential | Behind the Meter | No | Net Metered Residential | Tesla Energy Operations Inc | None | JCP&L | Accepted | 2023-07-18 | 2023-07-25 | 2024-07-25 | Solar Panels | Hanwha | Q.PEAK DUO BLK ML-G10+/TS 400 |  | 0.4 | 8 | 244 | 27 |  | Fixed | Roof
NJADRE1554312276 | Administratively Determined Incentive Program | Lebanon | 8833 | 4 | 16.4 | Residential | Behind the Meter | No | Net Metered Residential | Tesla Energy Operations Inc | None | JCP&L | Accepted | 2023-07-18 | 2023-07-25 | 2024-07-25 | Solar Panels | Hanwha | Q.PEAK DUO BLK ML-G10+/TS 400 |  | 0.4 | 15 | 244 | 27 |  | Fixed | Roof
NJADRE1554312285 | Administratively Determined Incentive Program | BRICK | 8723 | 18 | 10.59 | Residential | Behind the Meter | Yes | Net Metered Residential | SunnyMac, LLC | None | JCP&L | Accepted | 2023-08-11 | 2023-08-25 | 2024-08-25 | Inverters | Retrieving data. Wait a few seconds and try to cut or c | SE7600H-US000BNI4 (Inverter) | 7600 |  | 1 |  |  | 0.99 |  | Outside
NJADRE1554312285 | Administratively Determined Incentive Program | BRICK | 8723 | 18 | 10.59 | Residential | Behind the Meter | Yes | Net Metered Residential | SunnyMac, LLC | None | JCP&L | Accepted | 2023-08-11 | 2023-08-25 | 2024-08-25 | Meters | SolarEdge Technologies Inc. | SolarEdge Built-in Consumption Monitor (BEI4, BNI4, BNC |  |  | 1 |  |  |  | Yes
NJADRE1554312285 | Administratively Determined Incentive Program | BRICK | 8723 | 18 | 10.59 | Residential | Behind the Meter | Yes | Net Metered Residential | SunnyMac, LLC | None | JCP&L | Accepted | 2023-08-11 | 2023-08-25 | 2024-08-25 | Solar Panels | Hanwha Q Cells | Q.PEAK DUO BLK-G10+365 |  | 0.365 | 11 | 350 | 13 |  | Fixed | Roof
NJADRE1554312285 | Administratively Determined Incentive Program | BRICK | 8723 | 18 | 10.59 | Residential | Behind the Meter | Yes | Net Metered Residential | SunnyMac, LLC | None | JCP&L | Accepted | 2023-08-11 | 2023-08-25 | 2024-08-25 | Solar Panels | Hanwha Q Cells | Q.PEAK DUO BLK-G10+365 |  | 0.365 | 8 | 350 | 13 |  | Fixed | Roof
NJADRE1554312285 | Administratively Determined Incentive Program | BRICK | 8723 | 18 | 10.59 | Residential | Behind the Meter | Yes | Net Metered Residential | SunnyMac, LLC | None | JCP&L | Accepted | 2023-08-11 | 2023-08-25 | 2024-08-25 | Solar Panels | Hanwha Q Cells | Q.PEAK DUO BLK-G10+365 |  | 0.365 | 6 | 170 | 29 |  | Fixed | Roof
NJADRE1554312285 | Administratively Determined Incentive Program | BRICK | 8723 | 18 | 10.59 | Residential | Behind the Meter | Yes | Net Metered Residential | SunnyMac, LLC | None | JCP&L | Accepted | 2023-08-11 | 2023-08-25 | 2024-08-25 | Solar Panels | Hanwha Q Cells | Q.PEAK DUO BLK-G10+365 |  | 0.365 | 4 | 170 | 21 |  | Fixed | Roof
NJADRE1554312289 | Administratively Determined Incentive Program | Woodbridge Township, New Jersey | 7067 | 10 | 11.6 | Residential | Behind the Meter | Yes | Net Metered Residential | Suntuity Solar LLC | None | PSE&G | Accepted | 2023-07-18 | 2023-07-25 | 2024-07-25 | Inverters | (29) ENPHASE | IQ8PLUS-72-2-US | 290 |  | 29 |  |  | 0.97 |  | Outdoor | Behind the PV modules
NJADRE1554312289 | Administratively Determined Incentive Program | Woodbridge Township, New Jersey | 7067 | 10 | 11.6 | Residential | Behind the Meter | Yes | Net Metered Residential | Suntuity Solar LLC | None | PSE&G | Accepted | 2023-07-18 | 2023-07-25 | 2024-07-25 | Solar Panels | (29) SILFAB | PRIME SIL-400 HC+ |  | 0.4 | 4 | 191 | 14 |  | Fixed | Roof
NJADRE1554312289 | Administratively Determined Incentive Program | Woodbridge Township, New Jersey | 7067 | 10 | 11.6 | Residential | Behind the Meter | Yes | Net Metered Residential | Suntuity Solar LLC | None | PSE&G | Accepted | 2023-07-18 | 2023-07-25 | 2024-07-25 | Solar Panels | (29) SILFAB | PRIME SIL-400 HC+ |  | 0.4 | 4 | 191 | 39 |  | Fixed | Roof
NJADRE1554312289 | Administratively Determined Incentive Program | Woodbridge Township, New Jersey | 7067 | 10 | 11.6 | Residential | Behind the Meter | Yes | Net Metered Residential | Suntuity Solar LLC | None | PSE&G | Accepted | 2023-07-18 | 2023-07-25 | 2024-07-25 | Solar Panels | (29) SILFAB | PRIME SIL-400 HC+ |  | 0.4 | 2 | 191 | 39 |  | Fixed | Roof
NJADRE1554312289 | Administratively Determined Incentive Program | Woodbridge Township, New Jersey | 7067 | 10 | 11.6 | Residential | Behind the Meter | Yes | Net Metered Residential | Suntuity Solar LLC | None | PSE&G | Accepted | 2023-07-18 | 2023-07-25 | 2024-07-25 | Solar Panels | (29) SILFAB | PRIME SIL-400 HC+ |  | 0.4 | 19 | 11 | 39 |  | Fixed | Roof
NJADRE1554312318 | Administratively Determined Incentive Program | Hillsborough Twp | 8844 | 5 | 13.6 | Residential | Behind the Meter | No | Net Metered Residential | Tesla Energy Operations Inc | None | PSE&G | Accepted | 2023-07-18 | 2023-07-25 | 2024-07-25 | Inverters | Tesla | Powerwall+ [240V] #1850000-00-C | 7600 |  | 2 |  |  | 0.986 |  | Outdoor
NJADRE1554312318 | Administratively Determined Incentive Program | Hillsborough Twp | 8844 | 5 | 13.6 | Residential | Behind the Meter | No | Net Metered Residential | Tesla Energy Operations Inc | None | PSE&G | Accepted | 2023-07-18 | 2023-07-25 | 2024-07-25 | Meters | Tesla | Powerwall+ [240V] #1850000-00-C |  |  | 2 |  |  |  | Yes | Outdoor
NJADRE1554312318 | Administratively Determined Incentive Program | Hillsborough Twp | 8844 | 5 | 13.6 | Residential | Behind the Meter | No | Net Metered Residential | Tesla Energy Operations Inc | None | PSE&G | Accepted | 2023-07-18 | 2023-07-25 | 2024-07-25 | Solar Panels | Hanwha | Q.PEAK DUO BLK ML-G10+/TS 400 |  | 0.4 | 27 | 156 | 40 |  | Fixed | Roof
NJADRE1554312318 | Administratively Determined Incentive Program | Hillsborough Twp | 8844 | 5 | 13.6 | Residential | Behind the Meter | No | Net Metered Residential | Tesla Energy Operations Inc | None | PSE&G | Accepted | 2023-07-18 | 2023-07-25 | 2024-07-25 | Solar Panels | Hanwha | Q.PEAK DUO BLK ML-G10+/TS 400 |  | 0.4 | 7 | 246 | 19 |  | Fixed | Roof
NJADRE1554312318 | Administratively Determined Incentive Program | Hillsborough Twp | 8844 | 5 | 13.6 | Residential | Behind the Meter | No | Net Metered Residential | Tesla Energy Operations Inc | None | PSE&G | Accepted | 2023-07-18 | 2023-07-25 | 2024-07-25 | Electric Storage Battery | Tesla | Powerwall+ [240V] # 1850000-00-D 7.6 kW / 13.5 kWh |  |  | 2 |  |  |  | Lithium Ion |  | OUTSIDE
NJADRE1554312346 | Administratively Determined Incentive Program | WILLINGBORO | 8046 | 13 | 7.3 | Residential | Behind the Meter | Yes | Net Metered Residential | SunnyMac, LLC | None | PSE&G | Accepted | 2023-07-18 | 2023-07-26 | 2024-07-26 | Inverters | SolarEdge Technologies Inc. | SE6000H-USxxxBNC4 (Inverter) | 6000 |  | 1 |  |  | 0.99 |  | Outside
NJADRE1554312346 | Administratively Determined Incentive Program | WILLINGBORO | 8046 | 13 | 7.3 | Residential | Behind the Meter | Yes | Net Metered Residential | SunnyMac, LLC | None | PSE&G | Accepted | 2023-07-18 | 2023-07-26 | 2024-07-26 | Meters | SolarEdge Technologies Inc. | SolarEdge Built-in Consumption Monitor (BNI4, BNC4, BBL |  |  | 1 |  |  |  | Yes
NJADRE1554312346 | Administratively Determined Incentive Program | WILLINGBORO | 8046 | 13 | 7.3 | Residential | Behind the Meter | Yes | Net Metered Residential | SunnyMac, LLC | None | PSE&G | Accepted | 2023-07-18 | 2023-07-26 | 2024-07-26 | Solar Panels | Hanwha Q Cells | Q.PEAK DUO BLK-G10+365 |  | 0.365 | 12 | 94 | 27 |  | Fixed | Roof
NJADRE1554312346 | Administratively Determined Incentive Program | WILLINGBORO | 8046 | 13 | 7.3 | Residential | Behind the Meter | Yes | Net Metered Residential | SunnyMac, LLC | None | PSE&G | Accepted | 2023-07-18 | 2023-07-26 | 2024-07-26 | Solar Panels | Hanwha Q Cells | Q.PEAK DUO BLK-G10+365 |  | 0.365 | 8 | 274 | 27 |  | Fixed | Roof
NJADRE1554312413 | Administratively Determined Incentive Program | MOUNT HOLLY | 8060 | 13 | 7.6 | Residential | Behind the Meter | Yes | Net Metered Residential | Pro Custom Solar dba Momentum Solar | None | PSE&G | Accepted | 2023-07-18 | 2023-07-25 | 2024-07-25 | Solar Panels | HANWHA | Â Q. PEAK DUO BLK-G10+400 |  | 0.4 | 5 | 113 | 42 |  | Fixed | Roof
NJADRE1554312413 | Administratively Determined Incentive Program | MOUNT HOLLY | 8060 | 13 | 7.6 | Residential | Behind the Meter | Yes | Net Metered Residential | Pro Custom Solar dba Momentum Solar | None | PSE&G | Accepted | 2023-07-18 | 2023-07-25 | 2024-07-25 | Solar Panels | HANWHA | Â Q. PEAK DUO BLK-G10+400 |  | 0.4 | 14 | 293 | 41 |  | Fixed | Roof
NJADRE1554312413 | Administratively Determined Incentive Program | MOUNT HOLLY | 8060 | 13 | 7.6 | Residential | Behind the Meter | Yes | Net Metered Residential | Pro Custom Solar dba Momentum Solar | None | PSE&G | Accepted | 2023-07-18 | 2023-07-25 | 2024-07-25 | Inverters | ENPHASE | IQ8PLUS-72-2-US | 290 |  | 19 |  |  | 0.97 |  | Outdoor
NJADRE1554312459 | Administratively Determined Incentive Program | Sicklerville | 8081 | 14 | 17.52 | Residential | Behind the Meter | Yes | Net Metered Residential | Ad Energy | None | AC Electric | Accepted | 2023-07-18 | 2023-07-25 | 2024-07-25 | Inverters | SunPower | IQ7HS | 384 |  | 48 |  |  | 0.97 |  | Outdoor | At each panel
NJADRE1554312459 | Administratively Determined Incentive Program | Sicklerville | 8081 | 14 | 17.52 | Residential | Behind the Meter | Yes | Net Metered Residential | Ad Energy | None | AC Electric | Accepted | 2023-07-18 | 2023-07-25 | 2024-07-25 | Solar Panels | SunPower | SPR-U365-BLK-QC-DC |  | 0.365 | 7 | 267 | 18 |  | Fixed | Roof
NJADRE1554312459 | Administratively Determined Incentive Program | Sicklerville | 8081 | 14 | 17.52 | Residential | Behind the Meter | Yes | Net Metered Residential | Ad Energy | None | AC Electric | Accepted | 2023-07-18 | 2023-07-25 | 2024-07-25 | Solar Panels | SunPower | SPR-U365-BLK-QC-DC |  | 0.365 | 8 | 87 | 18 |  | Fixed | Roof
NJADRE1554312459 | Administratively Determined Incentive Program | Sicklerville | 8081 | 14 | 17.52 | Residential | Behind the Meter | Yes | Net Metered Residential | Ad Energy | None | AC Electric | Accepted | 2023-07-18 | 2023-07-25 | 2024-07-25 | Solar Panels | SunPower | SPR-U365-BLK-QC-DC |  | 0.365 | 3 | 267 | 18 |  | Fixed | Roof
NJADRE1554312459 | Administratively Determined Incentive Program | Sicklerville | 8081 | 14 | 17.52 | Residential | Behind the Meter | Yes | Net Metered Residential | Ad Energy | None | AC Electric | Accepted | 2023-07-18 | 2023-07-25 | 2024-07-25 | Solar Panels | SunPower | SPR-U365-BLK-QC-DC |  | 0.365 | 12 | 87 | 30 |  | Fixed | Roof
NJADRE1554312459 | Administratively Determined Incentive Program | Sicklerville | 8081 | 14 | 17.52 | Residential | Behind the Meter | Yes | Net Metered Residential | Ad Energy | None | AC Electric | Accepted | 2023-07-18 | 2023-07-25 | 2024-07-25 | Solar Panels | SunPower | SPR-U365-BLK-QC-DC |  | 0.365 | 18 | 267 | 30 |  | Fixed | Roof
NJADRE1554312467 | Administratively Determined Incentive Program | Northfield | 8225 | 19 | 14.62 | Residential | Behind the Meter | No | Net Metered Residential | Sun Up Zero Down | None | AC Electric | Accepted | 2023-07-18 | 2023-07-25 | 2024-07-25 | Inverters | Enphase | IQ8PLUS-72-2-US | 290 |  | 37 |  |  | 0.976 |  | Outdoor
NJADRE1554312467 | Administratively Determined Incentive Program | Northfield | 8225 | 19 | 14.62 | Residential | Behind the Meter | No | Net Metered Residential | Sun Up Zero Down | None | AC Electric | Accepted | 2023-07-18 | 2023-07-25 | 2024-07-25 | Meters | Enphase | TBD |  |  | 1 |  |  |  | Yes
NJADRE1554312467 | Administratively Determined Incentive Program | Northfield | 8225 | 19 | 14.62 | Residential | Behind the Meter | No | Net Metered Residential | Sun Up Zero Down | None | AC Electric | Accepted | 2023-07-18 | 2023-07-25 | 2024-07-25 | Solar Panels | Trina | TSM-395-DE09C.07 |  | 0.395 | 37 | 266 | 27 |  | Fixed | Roof
NJADRE1554312566 | Administratively Determined Incentive Program | TABERNACLE | 8088 | 13 | 16 | Residential | Behind the Meter | Yes | Net Metered Residential | SunnyMac, LLC | None | AC Electric | Accepted | 2023-08-14 | 2023-08-28 | 2024-08-28 | Inverters | SolarEdge Technologies Inc. | SE10000H-US000BEI4 (Inverter w/CAT5e) | 10000 |  | 1 |  |  | 0.99 |  | Outside
NJADRE1554312566 | Administratively Determined Incentive Program | TABERNACLE | 8088 | 13 | 16 | Residential | Behind the Meter | Yes | Net Metered Residential | SunnyMac, LLC | None | AC Electric | Accepted | 2023-08-14 | 2023-08-28 | 2024-08-28 | Meters | SolarEdge Technologies Inc. | SolarEdge Built-in Consumption Monitor (BEI4, BNI4, BNC |  |  | 1 |  |  |  | Yes
NJADRE1554312566 | Administratively Determined Incentive Program | TABERNACLE | 8088 | 13 | 16 | Residential | Behind the Meter | Yes | Net Metered Residential | SunnyMac, LLC | None | AC Electric | Accepted | 2023-08-14 | 2023-08-28 | 2024-08-28 | Solar Panels | Hanwha Q Cells | Q.PEAK DUO BLK-G10+400 |  | 0.4 | 28 | 178 | 28 |  | Fixed | Roof
NJADRE1554312566 | Administratively Determined Incentive Program | TABERNACLE | 8088 | 13 | 16 | Residential | Behind the Meter | Yes | Net Metered Residential | SunnyMac, LLC | None | AC Electric | Accepted | 2023-08-14 | 2023-08-28 | 2024-08-28 | Solar Panels | Hanwha Q Cells | Q.PEAK DUO BLK-G10+400 |  | 0.4 | 12 | 358 | 28 |  | Fixed | Roof
NJADRE1554312959 | Administratively Determined Incentive Program | MOUNT LAUREL | 8054 | 13 | 9.13 | Residential | Behind the Meter | Yes | Net Metered Residential | SunnyMac, LLC | None | PSE&G | Accepted | 2023-07-19 | 2023-07-26 | 2024-07-26 | Inverters | Retrieving data. Wait a few seconds and try to cut or c | SE7600H-US000BNI4 (Inverter) | 7600 |  | 1 |  |  | 0.99 |  | Outside
NJADRE1554312959 | Administratively Determined Incentive Program | MOUNT LAUREL | 8054 | 13 | 9.13 | Residential | Behind the Meter | Yes | Net Metered Residential | SunnyMac, LLC | None | PSE&G | Accepted | 2023-07-19 | 2023-07-26 | 2024-07-26 | Meters | SolarEdge Technologies Inc. | SolarEdge Built-in Consumption Monitor (BEI4, BNI4, BNC |  |  | 1 |  |  |  | Yes | Outdoor
NJADRE1554312959 | Administratively Determined Incentive Program | MOUNT LAUREL | 8054 | 13 | 9.13 | Residential | Behind the Meter | Yes | Net Metered Residential | SunnyMac, LLC | None | PSE&G | Accepted | 2023-07-19 | 2023-07-26 | 2024-07-26 | Solar Panels | Hanwha Q Cells | Q.PEAK DUO BLK-G10+365 |  | 0.365 | 25 | 188 | 19 |  | Fixed | Roof
NJADRE1554312969 | Administratively Determined Incentive Program | Hillsborough Twp | 8844 | 5 | 10.4 | Residential | Behind the Meter | No | Net Metered Residential | Tesla Energy Operations Inc | None | PSE&G | Accepted | 2023-07-18 | 2023-07-26 | 2024-07-26 | Inverters | Tesla | 1538000-45-A (240V) | 7680 |  | 1 |  |  | 0.98 |  | Outdoor
NJADRE1554312969 | Administratively Determined Incentive Program | Hillsborough Twp | 8844 | 5 | 10.4 | Residential | Behind the Meter | No | Net Metered Residential | Tesla Energy Operations Inc | None | PSE&G | Accepted | 2023-07-18 | 2023-07-26 | 2024-07-26 | Solar Panels | Hanwha | Q.PEAK DUO BLK ML-G10+/TS 400 |  | 0.4 | 16 | 199 | 19 |  | Fixed | Roof
NJADRE1554312969 | Administratively Determined Incentive Program | Hillsborough Twp | 8844 | 5 | 10.4 | Residential | Behind the Meter | No | Net Metered Residential | Tesla Energy Operations Inc | None | PSE&G | Accepted | 2023-07-18 | 2023-07-26 | 2024-07-26 | Solar Panels | Hanwha | Q.PEAK DUO BLK ML-G10+/TS 400 |  | 0.4 | 10 | 19 | 19 |  | Fixed | Roof
NJADRE1554312992 | Administratively Determined Incentive Program | Clifton City | 7013 | 6 | 11.34 | Residential | Behind the Meter | Yes | Net Metered Residential | Trinity Solar | None | PSE&G | Accepted | 2023-07-18 | 2023-07-26 | 2024-07-26 | Inverters | Solar Edge | SE10000H-US000BEi4 | 10 |  | 1 |  |  | 0.97 |  | Outdoor
NJADRE1554312992 | Administratively Determined Incentive Program | Clifton City | 7013 | 6 | 11.34 | Residential | Behind the Meter | Yes | Net Metered Residential | Trinity Solar | None | PSE&G | Accepted | 2023-07-18 | 2023-07-26 | 2024-07-26 | Solar Panels | Hanwha | Q.PEAK DUO BLK ML-G10+ 405 |  | 0.405 | 13 | 305 | 30 |  | Fixed | Roof
NJADRE1554312992 | Administratively Determined Incentive Program | Clifton City | 7013 | 6 | 11.34 | Residential | Behind the Meter | Yes | Net Metered Residential | Trinity Solar | None | PSE&G | Accepted | 2023-07-18 | 2023-07-26 | 2024-07-26 | Solar Panels | Hanwha | Q.PEAK DUO BLK ML-G10+ 405 |  | 0.405 | 10 | 125 | 30 |  | Fixed | Roof
NJADRE1554312992 | Administratively Determined Incentive Program | Clifton City | 7013 | 6 | 11.34 | Residential | Behind the Meter | Yes | Net Metered Residential | Trinity Solar | None | PSE&G | Accepted | 2023-07-18 | 2023-07-26 | 2024-07-26 | Solar Panels | Hanwha | Q.PEAK DUO BLK ML-G10+ 405 |  | 0.405 | 2 | 35 | 30 |  | Fixed | Roof
NJADRE1554312992 | Administratively Determined Incentive Program | Clifton City | 7013 | 6 | 11.34 | Residential | Behind the Meter | Yes | Net Metered Residential | Trinity Solar | None | PSE&G | Accepted | 2023-07-18 | 2023-07-26 | 2024-07-26 | Solar Panels | Hanwha | Q.PEAK DUO BLK ML-G10+ 405 |  | 0.405 | 3 | 215 | 30 |  | Fixed | Pole
NJADRE1554313267 | Administratively Determined Incentive Program | Egg Harbor Township | 8234 | 19 | 8.1 | Residential | Behind the Meter | No | Net Metered Residential | Powur, PBC | None | AC Electric | Accepted | 2023-07-18 | 2023-07-25 | 2024-07-25 | Solar Panels | Rec Solar | REC405AAPURE |  | 0.405 | 20 | 170 | 18 |  | Fixed | Roof
NJADRE1554313267 | Administratively Determined Incentive Program | Egg Harbor Township | 8234 | 19 | 8.1 | Residential | Behind the Meter | No | Net Metered Residential | Powur, PBC | None | AC Electric | Accepted | 2023-07-18 | 2023-07-25 | 2024-07-25 | Inverters | Solaredge | SE6000H-US RGM | 6000 |  | 1 |  |  | 0.99 |  | Outside
NJADRE1554313292 | Administratively Determined Incentive Program | Plainfield | 7060 | 10 | 7.7 | Residential | Behind the Meter | No | Net Metered Residential | Powur, PBC | None | PSE&G | Accepted | 2023-07-20 | 2023-07-28 | 2024-07-28 | Solar Panels | Rec Solar | REC405AA PURE |  | 0.405 | 5 | 130 | 22 |  | Fixed | Roof
NJADRE1554313292 | Administratively Determined Incentive Program | Plainfield | 7060 | 10 | 7.7 | Residential | Behind the Meter | No | Net Metered Residential | Powur, PBC | None | PSE&G | Accepted | 2023-07-20 | 2023-07-28 | 2024-07-28 | Solar Panels | Rec Solar | REC405AA PURE |  | 0.405 | 5 | 220 | 25 |  | Fixed | Roof
NJADRE1554313292 | Administratively Determined Incentive Program | Plainfield | 7060 | 10 | 7.7 | Residential | Behind the Meter | No | Net Metered Residential | Powur, PBC | None | PSE&G | Accepted | 2023-07-20 | 2023-07-28 | 2024-07-28 | Solar Panels | Rec Solar | REC405AA PURE |  | 0.405 | 2 | 310 | 8 |  | Fixed | Roof
NJADRE1554313292 | Administratively Determined Incentive Program | Plainfield | 7060 | 10 | 7.7 | Residential | Behind the Meter | No | Net Metered Residential | Powur, PBC | None | PSE&G | Accepted | 2023-07-20 | 2023-07-28 | 2024-07-28 | Solar Panels | Rec Solar | REC405AA PURE |  | 0.405 | 7 | 40 | 25 |  | Fixed | Roof
NJADRE1554313292 | Administratively Determined Incentive Program | Plainfield | 7060 | 10 | 7.7 | Residential | Behind the Meter | No | Net Metered Residential | Powur, PBC | None | PSE&G | Accepted | 2023-07-20 | 2023-07-28 | 2024-07-28 | Inverters | Solaredge | SE6000H-US RGM | 6000 |  | 1 |  |  | 0.99 |  | Outside
NJADRE1554313332 | Administratively Determined Incentive Program | PLAINFIELD CITY | 7063 | 10 | 8.3 | Residential | Behind the Meter | Yes | Net Metered Residential | Sunrun Installation Services, Inc. | None | PSE&G | Accepted | 2023-07-18 | 2023-07-26 | 2024-07-26 | Inverters | SolarEdge Technologies | SE6000H-USSN | 6000 |  | 1 |  |  | 0.99 |  | Outdoor | Next To Meter
NJADRE1554313332 | Administratively Determined Incentive Program | PLAINFIELD CITY | 7063 | 10 | 8.3 | Residential | Behind the Meter | Yes | Net Metered Residential | Sunrun Installation Services, Inc. | None | PSE&G | Accepted | 2023-07-18 | 2023-07-26 | 2024-07-26 | Solar Panels | Trina Solar | TSM-395DE09C.07 |  | 0.395 | 10 | 309 | 29 |  | Fixed | Roof
NJADRE1554313332 | Administratively Determined Incentive Program | PLAINFIELD CITY | 7063 | 10 | 8.3 | Residential | Behind the Meter | Yes | Net Metered Residential | Sunrun Installation Services, Inc. | None | PSE&G | Accepted | 2023-07-18 | 2023-07-26 | 2024-07-26 | Solar Panels | Trina Solar | TSM-395DE09C.07 |  | 0.395 | 11 | 130 | 29 |  | Fixed | Roof
NJADRE1554313377 | Administratively Determined Incentive Program | Plainfield | 7060 | 10 | 6.32 | Residential | Behind the Meter | Yes | Net Metered Residential | Sunrun Installation Services, Inc. | None | PSE&G | Accepted | 2023-07-18 | 2023-07-25 | 2024-07-25 | Inverters | SolarEdge Technologies | SE6000H-USSN | 6000 |  | 1 |  |  | 0.96 |  | Outdoor | Next To Meter
NJADRE1554313377 | Administratively Determined Incentive Program | Plainfield | 7060 | 10 | 6.32 | Residential | Behind the Meter | Yes | Net Metered Residential | Sunrun Installation Services, Inc. | None | PSE&G | Accepted | 2023-07-18 | 2023-07-25 | 2024-07-25 | Solar Panels | Trina Solar | TSM-395DE09C.07 |  | 0.395 | 6 | 180 | 37 |  | Fixed | Roof
NJADRE1554313377 | Administratively Determined Incentive Program | Plainfield | 7060 | 10 | 6.32 | Residential | Behind the Meter | Yes | Net Metered Residential | Sunrun Installation Services, Inc. | None | PSE&G | Accepted | 2023-07-18 | 2023-07-25 | 2024-07-25 | Solar Panels | Trina Solar | TSM-395DE09C.07 |  | 0.395 | 10 | 0 | 36 |  | Fixed | Roof
NJADRE1554313377 | Administratively Determined Incentive Program | Plainfield | 7060 | 10 | 6.32 | Residential | Behind the Meter | Yes | Net Metered Residential | Sunrun Installation Services, Inc. | None | PSE&G | Accepted | 2023-07-18 | 2023-07-25 | 2024-07-25 | Electric Storage Battery | Tesla | Powerwall 2 AC |  |  | 1 |  |  |  | Lithium Ion |  | outside
NJADRE1554313385 | Administratively Determined Incentive Program | Union | 7083 | 10 | 5.53 | Residential | Behind the Meter | Yes | Net Metered Residential | Sunrun Installation Services, Inc. | None | PSE&G | Accepted | 2023-07-18 | 2023-07-26 | 2024-07-26 | Inverters | SolarEdge Technologies | SE3800H-USMN | 3800 |  | 1 |  |  | 0.96 |  | Outdoor | Next To Meter
NJADRE1554313385 | Administratively Determined Incentive Program | Union | 7083 | 10 | 5.53 | Residential | Behind the Meter | Yes | Net Metered Residential | Sunrun Installation Services, Inc. | None | PSE&G | Accepted | 2023-07-18 | 2023-07-26 | 2024-07-26 | Solar Panels | Trina Solar | TSM-395DE09C.07 |  | 0.395 | 9 | 116 | 21 |  | Fixed | Roof
NJADRE1554313385 | Administratively Determined Incentive Program | Union | 7083 | 10 | 5.53 | Residential | Behind the Meter | Yes | Net Metered Residential | Sunrun Installation Services, Inc. | None | PSE&G | Accepted | 2023-07-18 | 2023-07-26 | 2024-07-26 | Solar Panels | Trina Solar | TSM-395DE09C.07 |  | 0.395 | 5 | 203 | 21 |  | Fixed | Roof
NJADRE1554313385 | Administratively Determined Incentive Program | Union | 7083 | 10 | 5.53 | Residential | Behind the Meter | Yes | Net Metered Residential | Sunrun Installation Services, Inc. | None | PSE&G | Accepted | 2023-07-18 | 2023-07-26 | 2024-07-26 | Electric Storage Battery | Tesla | Powerwall 2 AC |  |  | 1 |  |  |  | Lithium Ion |  | outside
NJADRE1554313441 | Administratively Determined Incentive Program | North Bergen | 7047 | 8 | 8.4 | Residential | Behind the Meter | Yes | Net Metered Residential | Pro Custom Solar dba Momentum Solar | None | PSE&G | Accepted | 2023-07-18 | 2023-07-26 | 2024-07-26 | Solar Panels | hanwha | Â Q. PEAK DUO BLK-G10+400 |  | 0.4 | 10 | 122 | 23 |  | Fixed | Roof
NJADRE1554313441 | Administratively Determined Incentive Program | North Bergen | 7047 | 8 | 8.4 | Residential | Behind the Meter | Yes | Net Metered Residential | Pro Custom Solar dba Momentum Solar | None | PSE&G | Accepted | 2023-07-18 | 2023-07-26 | 2024-07-26 | Solar Panels | hanwha | Â Q. PEAK DUO BLK-G10+400 |  | 0.4 | 11 | 302 | 23 |  | Fixed | Roof
NJADRE1554313441 | Administratively Determined Incentive Program | North Bergen | 7047 | 8 | 8.4 | Residential | Behind the Meter | Yes | Net Metered Residential | Pro Custom Solar dba Momentum Solar | None | PSE&G | Accepted | 2023-07-18 | 2023-07-26 | 2024-07-26 | Inverters | ENPHASE | IQ8PLUS-72-2-US | 290 |  | 21 |  |  | 0.97 |  | Outdoor
NJADRE1554313694 | Administratively Determined Incentive Program | Edison | 8837 | 11 | 6.8 | Residential | Behind the Meter | Yes | Net Metered Residential | Pro Custom Solar dba Momentum Solar | None | PSE&G | Accepted | 2023-07-18 | 2023-07-26 | 2024-07-26 | Solar Panels | HANWHA | Â Q. PEAK DUO BLK-G10+400 |  | 0.4 | 11 | 194 | 40 |  | Fixed | Roof
NJADRE1554313694 | Administratively Determined Incentive Program | Edison | 8837 | 11 | 6.8 | Residential | Behind the Meter | Yes | Net Metered Residential | Pro Custom Solar dba Momentum Solar | None | PSE&G | Accepted | 2023-07-18 | 2023-07-26 | 2024-07-26 | Solar Panels | HANWHA | Â Q. PEAK DUO BLK-G10+400 |  | 0.4 | 3 | 284 | 32 |  | Fixed | Roof
NJADRE1554313694 | Administratively Determined Incentive Program | Edison | 8837 | 11 | 6.8 | Residential | Behind the Meter | Yes | Net Metered Residential | Pro Custom Solar dba Momentum Solar | None | PSE&G | Accepted | 2023-07-18 | 2023-07-26 | 2024-07-26 | Solar Panels | HANWHA | Â Q. PEAK DUO BLK-G10+400 |  | 0.4 | 3 | 104 | 32 |  | Fixed | Roof
NJADRE1554313694 | Administratively Determined Incentive Program | Edison | 8837 | 11 | 6.8 | Residential | Behind the Meter | Yes | Net Metered Residential | Pro Custom Solar dba Momentum Solar | None | PSE&G | Accepted | 2023-07-18 | 2023-07-26 | 2024-07-26 | Inverters | ENPHASE | IQ8PLUS-72-2-US | 290 |  | 17 |  |  | 0.97 |  | Outdoor
NJADRE1554314238 | Administratively Determined Incentive Program | Stanhope | 7874 | 1 | 7.77 | Residential | Behind the Meter | No | Net Metered Residential | Vision Solar LLC | None | JCP&L | Accepted | 2023-07-18 | 2023-07-26 | 2024-07-26 | Inverters | SolarEdge | SE6000H-USRGM | 6 |  | 1 |  |  | 0.97 |  | Outdoor | Under the panel
NJADRE1554314238 | Administratively Determined Incentive Program | Stanhope | 7874 | 1 | 7.77 | Residential | Behind the Meter | No | Net Metered Residential | Vision Solar LLC | None | JCP&L | Accepted | 2023-07-18 | 2023-07-26 | 2024-07-26 | Solar Panels | ZNShine | ZXM6-NH120-370/M |  | 0.37 | 16 | 26 | 24 |  | Fixed | Roof
NJADRE1554314238 | Administratively Determined Incentive Program | Stanhope | 7874 | 1 | 7.77 | Residential | Behind the Meter | No | Net Metered Residential | Vision Solar LLC | None | JCP&L | Accepted | 2023-07-18 | 2023-07-26 | 2024-07-26 | Solar Panels | ZNShine | ZXM6-NH120-370/M |  | 0.37 | 5 | 206 | 24 |  | Fixed | Roof
NJADRE1554314252 | Administratively Determined Incentive Program | Neptune City | 7753 | 17 | 15.58 | Residential | Behind the Meter | Yes | Net Metered Residential | Freedom Forever New Jersey LLC | None | JCP&L | Accepted | 2023-07-18 | 2023-07-26 | 2024-07-26 | Inverters | Solar Edge | SE11400H-USRGM | 11400 |  | 1 |  |  | 0.99 |  | Outdoor
NJADRE1554314252 | Administratively Determined Incentive Program | Neptune City | 7753 | 17 | 15.58 | Residential | Behind the Meter | Yes | Net Metered Residential | Freedom Forever New Jersey LLC | None | JCP&L | Accepted | 2023-07-18 | 2023-07-26 | 2024-07-26 | Solar Panels | Jinko Solar | JKM380M-6RL3-B |  | 0.38 | 17 | 152 | 33 |  | Fixed | Roof
NJADRE1554314252 | Administratively Determined Incentive Program | Neptune City | 7753 | 17 | 15.58 | Residential | Behind the Meter | Yes | Net Metered Residential | Freedom Forever New Jersey LLC | None | JCP&L | Accepted | 2023-07-18 | 2023-07-26 | 2024-07-26 | Solar Panels | Jinko Solar | JKM380M-6RL3-B |  | 0.38 | 24 | 332 | 33 |  | Fixed | Roof
NJADRE1554314253 | Administratively Determined Incentive Program | Hillsborough | 8844 | 5 | 13.49 | Residential | Behind the Meter | No | Net Metered Residential | Green House Solar | None | PSE&G | Accepted | 2023-07-18 | 2023-07-26 | 2024-07-26 | Inverters | enphase | iq7hs | 384 |  | 31 |  |  | 0.97 |  | Outdoor
NJADRE1554314253 | Administratively Determined Incentive Program | Hillsborough | 8844 | 5 | 13.49 | Residential | Behind the Meter | No | Net Metered Residential | Green House Solar | None | PSE&G | Accepted | 2023-07-18 | 2023-07-26 | 2024-07-26 | Solar Panels | sunpower | m435 |  | 0.435 | 23 | 229 | 34 |  | Fixed | Roof
NJADRE1554314253 | Administratively Determined Incentive Program | Hillsborough | 8844 | 5 | 13.49 | Residential | Behind the Meter | No | Net Metered Residential | Green House Solar | None | PSE&G | Accepted | 2023-07-18 | 2023-07-26 | 2024-07-26 | Solar Panels | sunpower | m435 |  | 0.435 | 8 | 229 | 20 |  | Fixed | Roof
NJADRE1554314253 | Administratively Determined Incentive Program | Hillsborough | 8844 | 5 | 13.49 | Residential | Behind the Meter | No | Net Metered Residential | Green House Solar | None | PSE&G | Accepted | 2023-07-18 | 2023-07-26 | 2024-07-26 | Meters | Sunpower | pvs6 |  |  | 1 |  |  |  | Yes | Outdoor
NJADRE1554314257 | Administratively Determined Incentive Program | East Orange | 7017 | 9 | 6.4 | Residential | Behind the Meter | Yes | Net Metered Residential | Pro Custom Solar dba Momentum Solar | None | PSE&G | Accepted | 2023-07-18 | 2023-07-26 | 2024-07-26 | Solar Panels | HANWHA | Â Q. PEAK DUO BLK-G10+400 |  | 0.4 | 6 | 302 | 19 |  | Fixed | Roof
NJADRE1554314257 | Administratively Determined Incentive Program | East Orange | 7017 | 9 | 6.4 | Residential | Behind the Meter | Yes | Net Metered Residential | Pro Custom Solar dba Momentum Solar | None | PSE&G | Accepted | 2023-07-18 | 2023-07-26 | 2024-07-26 | Solar Panels | HANWHA | Â Q. PEAK DUO BLK-G10+400 |  | 0.4 | 7 | 122 | 19 |  | Fixed | Roof
NJADRE1554314257 | Administratively Determined Incentive Program | East Orange | 7017 | 9 | 6.4 | Residential | Behind the Meter | Yes | Net Metered Residential | Pro Custom Solar dba Momentum Solar | None | PSE&G | Accepted | 2023-07-18 | 2023-07-26 | 2024-07-26 | Solar Panels | HANWHA | Â Q. PEAK DUO BLK-G10+400 |  | 0.4 | 3 | 212 | 9 |  | Fixed | Roof
NJADRE1554314257 | Administratively Determined Incentive Program | East Orange | 7017 | 9 | 6.4 | Residential | Behind the Meter | Yes | Net Metered Residential | Pro Custom Solar dba Momentum Solar | None | PSE&G | Accepted | 2023-07-18 | 2023-07-26 | 2024-07-26 | Inverters | ENPHASE | IQ8PLUS-72-2-US | 290 |  | 16 |  |  | 0.97 |  | Outdoor
NJADRE1554314275 | Administratively Determined Incentive Program | Woodbridge Twp | 7067 | 10 | 6.32 | Residential | Behind the Meter | Yes | Net Metered Residential | Sunrun Installation Services, Inc. | None | PSE&G | Accepted | 2023-07-18 | 2023-07-26 | 2024-07-26 | Inverters | SolarEdge Technologies | SE6000H-USSN | 6000 |  | 1 |  |  | 0.99 |  | Outdoor | Next to the meter
NJADRE1554314275 | Administratively Determined Incentive Program | Woodbridge Twp | 7067 | 10 | 6.32 | Residential | Behind the Meter | Yes | Net Metered Residential | Sunrun Installation Services, Inc. | None | PSE&G | Accepted | 2023-07-18 | 2023-07-26 | 2024-07-26 | Solar Panels | Trina Solar | TSM-395DE09C.07 |  | 0.395 | 11 | 176 | 23 |  | Fixed | Roof
NJADRE1554314275 | Administratively Determined Incentive Program | Woodbridge Twp | 7067 | 10 | 6.32 | Residential | Behind the Meter | Yes | Net Metered Residential | Sunrun Installation Services, Inc. | None | PSE&G | Accepted | 2023-07-18 | 2023-07-26 | 2024-07-26 | Solar Panels | Trina Solar | TSM-395DE09C.07 |  | 0.395 | 5 | 176 | 24 |  | Fixed | Roof
NJADRE1554314293 | Administratively Determined Incentive Program | Teaneck | 7666 | 7 | 8.51 | Residential | Behind the Meter | Yes | Net Metered Residential | Trinity Solar | None | PSE&G | Accepted | 2023-07-18 | 2023-07-26 | 2024-07-26 | Solar Panels | HANWHA 405 (Q.PEAK DUO BLK ML-G10+ 405) | HANWHA 405 (Q.PEAK DUO BLK ML-G10+ 405) |  | 0.405 | 21 | 106 | 40 |  | Fixed | Roof
NJADRE1554314293 | Administratively Determined Incentive Program | Teaneck | 7666 | 7 | 8.51 | Residential | Behind the Meter | Yes | Net Metered Residential | Trinity Solar | None | PSE&G | Accepted | 2023-07-18 | 2023-07-26 | 2024-07-26 | Inverters | Solar Edge | SE7600H-US | 7600 |  | 1 |  |  | 0.97 |  | Outside
NJADRE1554314293 | Administratively Determined Incentive Program | Teaneck | 7666 | 7 | 8.51 | Residential | Behind the Meter | Yes | Net Metered Residential | Trinity Solar | None | PSE&G | Accepted | 2023-07-18 | 2023-07-26 | 2024-07-26 | Electric Storage Battery | TESLA (POWERWALL 2) | TESLA (POWERWALL 2) |  |  | 2 |  |  |  | Lithium Ion |  | Indoors
NJADRE1554314327 | Administratively Determined Incentive Program | Williamstown | 8094 | 15 | 7.6 | Residential | Behind the Meter | No | Net Metered Residential | Seabright Solar | None | AC Electric | Accepted | 2023-07-18 | 2023-07-26 | 2024-07-26 | Solar Panels | Sunpower | SPR- U-400 |  | 0.4 | 10 | 273 | 33 |  | Fixed | Roof
NJADRE1554314327 | Administratively Determined Incentive Program | Williamstown | 8094 | 15 | 7.6 | Residential | Behind the Meter | No | Net Metered Residential | Seabright Solar | None | AC Electric | Accepted | 2023-07-18 | 2023-07-26 | 2024-07-26 | Solar Panels | Sunpower | SPR- U-400 |  | 0.4 | 9 | 93 | 33 |  | Fixed | Roof
NJADRE1554314327 | Administratively Determined Incentive Program | Williamstown | 8094 | 15 | 7.6 | Residential | Behind the Meter | No | Net Metered Residential | Seabright Solar | None | AC Electric | Accepted | 2023-07-18 | 2023-07-26 | 2024-07-26 | Inverters | Enphase | SPR (IQ 7HS) | 384 |  | 19 |  |  | 0.99 |  | Outside | Roof
NJADRE1554314371 | Administratively Determined Incentive Program | Erial | 8081 | 14 | 5.53 | Residential | Behind the Meter | Yes | Net Metered Residential | Sunrun Installation Services, Inc. | None | AC Electric | Accepted | 2023-07-18 | 2023-07-26 | 2024-07-26 | Inverters | SolarEdge Technologies | SE3800H-USSN | 3800 |  | 1 |  |  | 0.99 |  | Outdoor | Next to the meter
NJADRE1554314371 | Administratively Determined Incentive Program | Erial | 8081 | 14 | 5.53 | Residential | Behind the Meter | Yes | Net Metered Residential | Sunrun Installation Services, Inc. | None | AC Electric | Accepted | 2023-07-18 | 2023-07-26 | 2024-07-26 | Solar Panels | Trina Solar | TSM-395DE09C.07 |  | 0.395 | 2 | 30 | 27 |  | Fixed | Roof
NJADRE1554314371 | Administratively Determined Incentive Program | Erial | 8081 | 14 | 5.53 | Residential | Behind the Meter | Yes | Net Metered Residential | Sunrun Installation Services, Inc. | None | AC Electric | Accepted | 2023-07-18 | 2023-07-26 | 2024-07-26 | Solar Panels | Trina Solar | TSM-395DE09C.07 |  | 0.395 | 12 | 210 | 27 |  | Fixed | Roof
NJADRE1554314395 | Administratively Determined Incentive Program | PLAINFIELD CITY | 7060 | 10 | 3.16 | Residential | Behind the Meter | Yes | Net Metered Residential | Sunrun Installation Services, Inc. | None | PSE&G | Accepted | 2023-07-18 | 2023-07-26 | 2024-07-26 | Inverters | SolarEdge Technologies | SE3800H-USMN | 3800 |  | 1 |  |  | 0.99 |  | Outdoor | Next To Meter
NJADRE1554314395 | Administratively Determined Incentive Program | PLAINFIELD CITY | 7060 | 10 | 3.16 | Residential | Behind the Meter | Yes | Net Metered Residential | Sunrun Installation Services, Inc. | None | PSE&G | Accepted | 2023-07-18 | 2023-07-26 | 2024-07-26 | Solar Panels | Trina Solar | TSM-395DE09C.07 |  | 0.395 | 3 | 134 | 35 |  | Fixed | Roof
NJADRE1554314395 | Administratively Determined Incentive Program | PLAINFIELD CITY | 7060 | 10 | 3.16 | Residential | Behind the Meter | Yes | Net Metered Residential | Sunrun Installation Services, Inc. | None | PSE&G | Accepted | 2023-07-18 | 2023-07-26 | 2024-07-26 | Solar Panels | Trina Solar | TSM-395DE09C.07 |  | 0.395 | 5 | 134 | 13 |  | Fixed | Roof
NJADRE1554314421 | Administratively Determined Incentive Program | Paterson | 7514 | 6 | 18.17 | Residential | Behind the Meter | Yes | Net Metered Residential | Sunrun Installation Services, Inc. | None | PSE&G | Accepted | 2023-07-18 | 2023-07-26 | 2024-07-26 | Inverters | SolarEdge Technologies | SE7600H-USSN | 7600 |  | 1 |  |  | 0.96 |  | Outdoor | Next To Meter
NJADRE1554314421 | Administratively Determined Incentive Program | Paterson | 7514 | 6 | 18.17 | Residential | Behind the Meter | Yes | Net Metered Residential | Sunrun Installation Services, Inc. | None | PSE&G | Accepted | 2023-07-18 | 2023-07-26 | 2024-07-26 | Inverters | SolarEdge Technologies | SE6000H-USSN | 6000 |  | 1 |  |  | 0.96 |  | Outdoor | Next To Meter
NJADRE1554314421 | Administratively Determined Incentive Program | Paterson | 7514 | 6 | 18.17 | Residential | Behind the Meter | Yes | Net Metered Residential | Sunrun Installation Services, Inc. | None | PSE&G | Accepted | 2023-07-18 | 2023-07-26 | 2024-07-26 | Solar Panels | Trina Solar | TSM-395DE09C.07 |  | 0.395 | 18 | 100 | 25 |  | Fixed | Roof
NJADRE1554314421 | Administratively Determined Incentive Program | Paterson | 7514 | 6 | 18.17 | Residential | Behind the Meter | Yes | Net Metered Residential | Sunrun Installation Services, Inc. | None | PSE&G | Accepted | 2023-07-18 | 2023-07-26 | 2024-07-26 | Solar Panels | Trina Solar | TSM-395DE09C.07 |  | 0.395 | 4 | 100 | 25 |  | Fixed | Roof
NJADRE1554314421 | Administratively Determined Incentive Program | Paterson | 7514 | 6 | 18.17 | Residential | Behind the Meter | Yes | Net Metered Residential | Sunrun Installation Services, Inc. | None | PSE&G | Accepted | 2023-07-18 | 2023-07-26 | 2024-07-26 | Solar Panels | Trina Solar | TSM-395DE09C.07 |  | 0.395 | 24 | 280 | 21 |  | Fixed | Roof
NJADRE1554314444 | Administratively Determined Incentive Program | MULLICA | 8062 | 15 | 7.11 | Residential | Behind the Meter | Yes | Net Metered Residential | Sunrun Installation Services, Inc. | None | AC Electric | Accepted | 2023-07-18 | 2023-07-26 | 2024-07-26 | Inverters | SolarEdge Technologies | SE6000H-USSN | 6000 |  | 1 |  |  | 0.99 |  | Outdoor | Next To Meter
NJADRE1554314444 | Administratively Determined Incentive Program | MULLICA | 8062 | 15 | 7.11 | Residential | Behind the Meter | Yes | Net Metered Residential | Sunrun Installation Services, Inc. | None | AC Electric | Accepted | 2023-07-18 | 2023-07-26 | 2024-07-26 | Solar Panels | Trina Solar | TSM-395DE09C.07 |  | 0.395 | 18 | 192 | 18 |  | Fixed | Roof
NJADRE1554314543 | Administratively Determined Incentive Program | ATCO | 8004 | 14 | 6.72 | Residential | Behind the Meter | Yes | Net Metered Residential | Sunrun Installation Services, Inc. | None | AC Electric | Accepted | 2023-07-18 | 2023-07-26 | 2024-07-26 | Inverters | SolarEdge Technologies | SE6000H-USSN | 6000 |  | 1 |  |  | 0.99 |  | Outdoor | Next To Meter
NJADRE1554314543 | Administratively Determined Incentive Program | ATCO | 8004 | 14 | 6.72 | Residential | Behind the Meter | Yes | Net Metered Residential | Sunrun Installation Services, Inc. | None | AC Electric | Accepted | 2023-07-18 | 2023-07-26 | 2024-07-26 | Solar Panels | Trina Solar | TSM-395DE09C.07 |  | 0.395 | 17 | 82 | 40 |  | Fixed | Roof
NJADRE1554314723 | Administratively Determined Incentive Program | WOODSTOWN | 8098 | 16 | 17.76 | Residential | Behind the Meter | Yes | Net Metered Residential | SunnyMac, LLC | None | AC Electric | Accepted | 2023-08-02 | 2023-08-14 | 2024-08-14 | Inverters | SolarEdge Technologies Inc. | SE7600H-US000BNI4 (Inverter) | 7600 |  | 1 |  |  | 0.99 |  | Outside
NJADRE1554314723 | Administratively Determined Incentive Program | WOODSTOWN | 8098 | 16 | 17.76 | Residential | Behind the Meter | Yes | Net Metered Residential | SunnyMac, LLC | None | AC Electric | Accepted | 2023-08-02 | 2023-08-14 | 2024-08-14 | Inverters | SolarEdge Technologies Inc. | SE6000H-US000BNI4 (Inverter) | 6000 |  | 1 |  |  | 0.99 |  | Outside
NJADRE1554314723 | Administratively Determined Incentive Program | WOODSTOWN | 8098 | 16 | 17.76 | Residential | Behind the Meter | Yes | Net Metered Residential | SunnyMac, LLC | None | AC Electric | Accepted | 2023-08-02 | 2023-08-14 | 2024-08-14 | Meters | SolarEdge Technologies Inc. | SolarEdge Built-in Consumption Monitor (BEI4, BNI4, BNC |  |  | 2 |  |  |  | Yes
NJADRE1554314723 | Administratively Determined Incentive Program | WOODSTOWN | 8098 | 16 | 17.76 | Residential | Behind the Meter | Yes | Net Metered Residential | SunnyMac, LLC | None | AC Electric | Accepted | 2023-08-02 | 2023-08-14 | 2024-08-14 | Solar Panels | Silfab | Silfab Sil-370HC |  | 0.37 | 26 | 79 | 22 |  | Fixed | Roof
NJADRE1554314723 | Administratively Determined Incentive Program | WOODSTOWN | 8098 | 16 | 17.76 | Residential | Behind the Meter | Yes | Net Metered Residential | SunnyMac, LLC | None | AC Electric | Accepted | 2023-08-02 | 2023-08-14 | 2024-08-14 | Solar Panels | Silfab | Silfab Sil-370HC |  | 0.37 | 22 | 259 | 22 |  | Fixed | Roof
NJADRE1554314725 | Administratively Determined Incentive Program | MCKEE CITY | 8234 | 19 | 6.72 | Residential | Behind the Meter | Yes | Net Metered Residential | Sunrun Installation Services, Inc. | None | AC Electric | Accepted | 2023-07-18 | 2023-07-26 | 2024-07-26 | Inverters | Delta Electronics | E6-TL-US | 5760 |  | 1 |  |  | 0.97 |  | Outdoor | Next To Meter
NJADRE1554314725 | Administratively Determined Incentive Program | MCKEE CITY | 8234 | 19 | 6.72 | Residential | Behind the Meter | Yes | Net Metered Residential | Sunrun Installation Services, Inc. | None | AC Electric | Accepted | 2023-07-18 | 2023-07-26 | 2024-07-26 | Solar Panels | Trina Solar | TSM-395DE09C.07 |  | 0.395 | 7 | 137 | 29 |  | Fixed | Roof
NJADRE1554314725 | Administratively Determined Incentive Program | MCKEE CITY | 8234 | 19 | 6.72 | Residential | Behind the Meter | Yes | Net Metered Residential | Sunrun Installation Services, Inc. | None | AC Electric | Accepted | 2023-07-18 | 2023-07-26 | 2024-07-26 | Solar Panels | Trina Solar | TSM-395DE09C.07 |  | 0.395 | 10 | 317 | 22 |  | Fixed | Roof
NJADRE1554314847 | Administratively Determined Incentive Program | SECAUCUS | 7094 | 8 | 15.33 | Residential | Behind the Meter | Yes | Net Metered Residential | SunnyMac, LLC | None | PSE&G | Accepted | 2023-08-14 | 2023-09-21 | 2024-09-21 | Inverters | SolarEdge Technologies Inc. | SE11400H-USxxxBNC4 (Inverter) | 11400 |  | 1 |  |  | 0.99 |  | Outside
NJADRE1554314847 | Administratively Determined Incentive Program | SECAUCUS | 7094 | 8 | 15.33 | Residential | Behind the Meter | Yes | Net Metered Residential | SunnyMac, LLC | None | PSE&G | Accepted | 2023-08-14 | 2023-09-21 | 2024-09-21 | Meters | SolarEdge Technologies Inc. | SolarEdge Built-in Consumption Monitor (BNI4, BNC4, BBL |  |  | 1 |  |  |  | Yes
NJADRE1554314847 | Administratively Determined Incentive Program | SECAUCUS | 7094 | 8 | 15.33 | Residential | Behind the Meter | Yes | Net Metered Residential | SunnyMac, LLC | None | PSE&G | Accepted | 2023-08-14 | 2023-09-21 | 2024-09-21 | Solar Panels | Hanwha Q Cells | Q.PEAK DUO BLK-G10+365 |  | 0.365 | 24 | 125 | 22 |  | Fixed | Roof
NJADRE1554314847 | Administratively Determined Incentive Program | SECAUCUS | 7094 | 8 | 15.33 | Residential | Behind the Meter | Yes | Net Metered Residential | SunnyMac, LLC | None | PSE&G | Accepted | 2023-08-14 | 2023-09-21 | 2024-09-21 | Solar Panels | Hanwha Q Cells | Q.PEAK DUO BLK-G10+365 |  | 0.365 | 18 | 305 | 22 |  | Fixed | Roof
NJADRE1554314862 | Administratively Determined Incentive Program | Plainfield | 7063 | 10 | 5.93 | Residential | Behind the Meter | Yes | Net Metered Residential | Solar Mite Solutions | None | PSE&G | Accepted | 2023-07-18 | 2023-07-26 | 2024-07-26 | Inverters | Enphase | IQ8PLUS-72-2 | 290 |  | 15 |  |  | 0.98 |  | Outdoor | under modules
NJADRE1554314862 | Administratively Determined Incentive Program | Plainfield | 7063 | 10 | 5.93 | Residential | Behind the Meter | Yes | Net Metered Residential | Solar Mite Solutions | None | PSE&G | Accepted | 2023-07-18 | 2023-07-26 | 2024-07-26 | Solar Panels | JA Solar | 54S31 |  | 0.395 | 10 | 126 | 26 |  | Fixed | Roof | Array 1
NJADRE1554314862 | Administratively Determined Incentive Program | Plainfield | 7063 | 10 | 5.93 | Residential | Behind the Meter | Yes | Net Metered Residential | Solar Mite Solutions | None | PSE&G | Accepted | 2023-07-18 | 2023-07-26 | 2024-07-26 | Solar Panels | JA Solar | 54S31 |  | 0.395 | 5 | 306 | 26 |  | Fixed | Roof | Array 2
NJADRE1554314876 | Administratively Determined Incentive Program | CHERRY HILL | 8003 | 14 | 6.21 | Residential | Behind the Meter | Yes | Net Metered Residential | SunnyMac, LLC | None | PSE&G | Accepted | 2023-07-19 | 2023-07-26 | 2024-07-26 | Inverters | SolarEdge Technologies Inc. | SE5000H-US000BNI4 (Inverter) | 5000 |  | 1 |  |  | 0.99 |  | Outside
NJADRE1554314876 | Administratively Determined Incentive Program | CHERRY HILL | 8003 | 14 | 6.21 | Residential | Behind the Meter | Yes | Net Metered Residential | SunnyMac, LLC | None | PSE&G | Accepted | 2023-07-19 | 2023-07-26 | 2024-07-26 | Meters | SolarEdge Technologies Inc. | SolarEdge Built-in Consumption Monitor (BNI4, BNC4, BBL |  |  | 1 |  |  |  | Yes
NJADRE1554314876 | Administratively Determined Incentive Program | CHERRY HILL | 8003 | 14 | 6.21 | Residential | Behind the Meter | Yes | Net Metered Residential | SunnyMac, LLC | None | PSE&G | Accepted | 2023-07-19 | 2023-07-26 | 2024-07-26 | Solar Panels | Phono Solar Technology | PS365M4H-20/UHB |  | 0.365 | 17 | 158 | 21 |  | Fixed | Roof
NJADRE1554315111 | Administratively Determined Incentive Program | LUMBERTON | 8048 | 13 | 9.13 | Residential | Behind the Meter | Yes | Net Metered Residential | SunnyMac, LLC | None | PSE&G | Accepted | 2023-08-10 | 2023-08-31 | 2024-08-31 | Inverters | SolarEdge Technologies Inc. | SE7600H-US000BNI4 (Inverter) | 7600 |  | 1 |  |  | 0.99 |  | Outside
NJADRE1554315111 | Administratively Determined Incentive Program | LUMBERTON | 8048 | 13 | 9.13 | Residential | Behind the Meter | Yes | Net Metered Residential | SunnyMac, LLC | None | PSE&G | Accepted | 2023-08-10 | 2023-08-31 | 2024-08-31 | Meters | SolarEdge Technologies Inc. | SolarEdge Built-in Consumption Monitor (BEI4, BNI4, BNC |  |  | 1 |  |  |  | Yes
NJADRE1554315111 | Administratively Determined Incentive Program | LUMBERTON | 8048 | 13 | 9.13 | Residential | Behind the Meter | Yes | Net Metered Residential | SunnyMac, LLC | None | PSE&G | Accepted | 2023-08-10 | 2023-08-31 | 2024-08-31 | Solar Panels | Hanwha Q Cells | Q.PEAK DUO BLK-G10+365 |  | 0.365 | 25 | 197 | 28 |  | Fixed | Roof
NJADRE1554320060 | Administratively Determined Incentive Program | MARLTON | 8053 | 13 | 10.59 | Residential | Behind the Meter | Yes | Net Metered Residential | Sunnymac LLC | None | PSE&G | Accepted | 2023-08-04 | 2023-08-16 | 2024-08-16 | Inverters | SolarEdge Technologies Inc. | SE7600H-US000BNI4 (Inverter) | 7600 |  | 1 |  |  | 0.99 |  | Outside
NJADRE1554320060 | Administratively Determined Incentive Program | MARLTON | 8053 | 13 | 10.59 | Residential | Behind the Meter | Yes | Net Metered Residential | Sunnymac LLC | None | PSE&G | Accepted | 2023-08-04 | 2023-08-16 | 2024-08-16 | Meters | SolarEdge Technologies Inc. | SolarEdge Built-in Consumption Monitor (BEI4, BNI4, BNC |  |  | 1 |  |  |  | Yes
NJADRE1554320060 | Administratively Determined Incentive Program | MARLTON | 8053 | 13 | 10.59 | Residential | Behind the Meter | Yes | Net Metered Residential | Sunnymac LLC | None | PSE&G | Accepted | 2023-08-04 | 2023-08-16 | 2024-08-16 | Solar Panels | Hanwha Q Cells | Q.PEAK DUO BLK-G10+365 |  | 0.365 | 24 | 301 | 32 |  | Fixed | Roof
NJADRE1554320060 | Administratively Determined Incentive Program | MARLTON | 8053 | 13 | 10.59 | Residential | Behind the Meter | Yes | Net Metered Residential | Sunnymac LLC | None | PSE&G | Accepted | 2023-08-04 | 2023-08-16 | 2024-08-16 | Solar Panels | Hanwha Q Cells | Q.PEAK DUO BLK-G10+365 |  | 0.365 | 5 | 301 | 32 |  | Fixed | Roof
NJADRE1554320091 | Administratively Determined Incentive Program | Penns Grove | 8069 | 16 | 10.67 | Residential | Behind the Meter | Yes | Net Metered Residential | Sunrun Installation Services, Inc. | None | AC Electric | Accepted | 2023-07-19 | 2023-07-26 | 2024-07-26 | Inverters | SolarEdge Technologies | SE3800H-USMN | 3800 |  | 2 |  |  | 0.96 |  | Outdoor | Next To Meter
NJADRE1554320091 | Administratively Determined Incentive Program | Penns Grove | 8069 | 16 | 10.67 | Residential | Behind the Meter | Yes | Net Metered Residential | Sunrun Installation Services, Inc. | None | AC Electric | Accepted | 2023-07-19 | 2023-07-26 | 2024-07-26 | Solar Panels | Trina Solar | TSM-395DE09C.07 |  | 0.395 | 3 | 324 | 20 |  | Fixed | Roof
NJADRE1554320091 | Administratively Determined Incentive Program | Penns Grove | 8069 | 16 | 10.67 | Residential | Behind the Meter | Yes | Net Metered Residential | Sunrun Installation Services, Inc. | None | AC Electric | Accepted | 2023-07-19 | 2023-07-26 | 2024-07-26 | Solar Panels | Trina Solar | TSM-395DE09C.07 |  | 0.395 | 8 | 140 | 20 |  | Fixed | Roof
NJADRE1554320091 | Administratively Determined Incentive Program | Penns Grove | 8069 | 16 | 10.67 | Residential | Behind the Meter | Yes | Net Metered Residential | Sunrun Installation Services, Inc. | None | AC Electric | Accepted | 2023-07-19 | 2023-07-26 | 2024-07-26 | Solar Panels | Trina Solar | TSM-395DE09C.07 |  | 0.395 | 3 | 139 | 20 |  | Fixed | Roof
NJADRE1554320091 | Administratively Determined Incentive Program | Penns Grove | 8069 | 16 | 10.67 | Residential | Behind the Meter | Yes | Net Metered Residential | Sunrun Installation Services, Inc. | None | AC Electric | Accepted | 2023-07-19 | 2023-07-26 | 2024-07-26 | Solar Panels | Trina Solar | TSM-395DE09C.07 |  | 0.395 | 6 | 48 | 20 |  | Fixed | Roof
NJADRE1554320091 | Administratively Determined Incentive Program | Penns Grove | 8069 | 16 | 10.67 | Residential | Behind the Meter | Yes | Net Metered Residential | Sunrun Installation Services, Inc. | None | AC Electric | Accepted | 2023-07-19 | 2023-07-26 | 2024-07-26 | Solar Panels | Trina Solar | TSM-395DE09C.07 |  | 0.395 | 7 | 233 | 20 |  | Fixed | Roof
NJADRE1554320125 | Administratively Determined Incentive Program | Jersey City | 7305 | 8 | 9.99 | Residential | Behind the Meter | No | Net Metered Residential | Vision Solar LLC | None | PSE&G | Accepted | 2023-07-19 | 2023-07-26 | 2024-07-26 | Inverters | Solaredge | SE7600H-USRGM | 8 |  | 1 |  |  | 0.97 |  | Outdoor | side of house
NJADRE1554320125 | Administratively Determined Incentive Program | Jersey City | 7305 | 8 | 9.99 | Residential | Behind the Meter | No | Net Metered Residential | Vision Solar LLC | None | PSE&G | Accepted | 2023-07-19 | 2023-07-26 | 2024-07-26 | Solar Panels | ZNSHINE | ZXM6-NH120-370/M |  | 0.37 | 27 | 221 | 0 |  | Fixed | Roof
NJADRE1554320176 | Administratively Determined Incentive Program | Newark | 7106 | 9 | 8.88 | Residential | Behind the Meter | Yes | Net Metered Residential | Vision Solar LLC | None | PSE&G | Accepted | 2023-07-19 | 2023-07-28 | 2024-07-28 | Inverters | SolarEdge | SE6000H-USRGM | 6 |  | 1 |  |  | 0.97 |  | Outdoor | under the panel
NJADRE1554320176 | Administratively Determined Incentive Program | Newark | 7106 | 9 | 8.88 | Residential | Behind the Meter | Yes | Net Metered Residential | Vision Solar LLC | None | PSE&G | Accepted | 2023-07-19 | 2023-07-28 | 2024-07-28 | Solar Panels | ZNShine | ZXM6-NH120-370/M |  | 0.37 | 12 | 292 | 25 |  | Fixed | Roof
NJADRE1554320176 | Administratively Determined Incentive Program | Newark | 7106 | 9 | 8.88 | Residential | Behind the Meter | Yes | Net Metered Residential | Vision Solar LLC | None | PSE&G | Accepted | 2023-07-19 | 2023-07-28 | 2024-07-28 | Solar Panels | ZNShine | ZXM6-NH120-370/M |  | 0.37 | 12 | 112 | 25 |  | Fixed | Roof
NJADRE1554320217 | Administratively Determined Incentive Program | SICKLERVILLE | 8081 | 14 | 13.28 | Residential | Behind the Meter | Yes | Net Metered Residential | SunnyMac, LLC | None | AC Electric | Accepted | 2023-07-19 | 2023-08-16 | 2024-08-16 | Inverters | SolarEdge Technologies Inc. | SE10000H-USxxxBNC4 (Inverter) | 10000 |  | 1 |  |  | 0.99 |  | Outside
NJADRE1554320217 | Administratively Determined Incentive Program | SICKLERVILLE | 8081 | 14 | 13.28 | Residential | Behind the Meter | Yes | Net Metered Residential | SunnyMac, LLC | None | AC Electric | Accepted | 2023-07-19 | 2023-08-16 | 2024-08-16 | Meters | SolarEdge Technologies Inc. | SolarEdge Built-in Consumption Monitor (BNI4, BNC4, BBL |  |  | 1 |  |  |  | Yes
NJADRE1554320217 | Administratively Determined Incentive Program | SICKLERVILLE | 8081 | 14 | 13.28 | Residential | Behind the Meter | Yes | Net Metered Residential | SunnyMac, LLC | None | AC Electric | Accepted | 2023-07-19 | 2023-08-16 | 2024-08-16 | Solar Panels | Phono Solar Technology Co. | PS370M4H-20/UHB |  | 0.37 | 27 | 307 | 28 |  | Fixed | Roof
NJADRE1554320217 | Administratively Determined Incentive Program | SICKLERVILLE | 8081 | 14 | 13.28 | Residential | Behind the Meter | Yes | Net Metered Residential | SunnyMac, LLC | None | AC Electric | Accepted | 2023-07-19 | 2023-08-16 | 2024-08-16 | Solar Panels | Phono Solar Technology Co. | PS370M4H-20/UHB |  | 0.365 | 9 | 127 | 27 |  | Fixed | Roof
NJADRE1554320234 | Administratively Determined Incentive Program | Woodbine | 8270 | 21 | 8.1 | Residential | Behind the Meter | Yes | Net Metered Residential | Trinity Solar | None | AC Electric | Accepted | 2023-07-19 | 2023-07-26 | 2024-07-26 | Inverters | Solar Edge | SE6000H-US | 6000 |  | 1 |  |  | 0.97 |  | Outside
NJADRE1554320234 | Administratively Determined Incentive Program | Woodbine | 8270 | 21 | 8.1 | Residential | Behind the Meter | Yes | Net Metered Residential | Trinity Solar | None | AC Electric | Accepted | 2023-07-19 | 2023-07-26 | 2024-07-26 | Solar Panels | HANWHA 405 (Q.PEAK DUO BLK ML-G10+ 405) | HANWHA 405 (Q.PEAK DUO BLK ML-G10+ 405) |  | 0.405 | 20 | 229 | 23 |  | Fixed | Roof
NJADRE1554320242 | Administratively Determined Incentive Program | SOMERDALE | 8083 | 14 | 8.64 | Residential | Behind the Meter | Yes | Net Metered Residential | SunnyMac, LLC | None | PSE&G | Accepted | 2023-08-03 | 2023-08-15 | 2024-08-15 | Inverters | SolarEdge Technologies Inc. | SE6000H-US000BNI4 (Inverter) | 6000 |  | 1 |  |  | 0.99 |  | Outside
NJADRE1554320242 | Administratively Determined Incentive Program | SOMERDALE | 8083 | 14 | 8.64 | Residential | Behind the Meter | Yes | Net Metered Residential | SunnyMac, LLC | None | PSE&G | Accepted | 2023-08-03 | 2023-08-15 | 2024-08-15 | Meters | SolarEdge Technologies Inc. | SolarEdge Built-in Consumption Monitor (BNI4, BNC4, BBL |  |  | 1 |  |  |  | Yes
NJADRE1554320242 | Administratively Determined Incentive Program | SOMERDALE | 8083 | 14 | 8.64 | Residential | Behind the Meter | Yes | Net Metered Residential | SunnyMac, LLC | None | PSE&G | Accepted | 2023-08-03 | 2023-08-15 | 2024-08-15 | Solar Panels | Phono Solar Technology | PS360M4H-20/UHB |  | 0.36 | 14 | 151 | 18 |  | Fixed | Roof
NJADRE1554320242 | Administratively Determined Incentive Program | SOMERDALE | 8083 | 14 | 8.64 | Residential | Behind the Meter | Yes | Net Metered Residential | SunnyMac, LLC | None | PSE&G | Accepted | 2023-08-03 | 2023-08-15 | 2024-08-15 | Solar Panels | Phono Solar Technology | PS360M4H-20/UHB |  | 0.36 | 5 | 331 | 17 |  | Fixed | Roof
NJADRE1554320242 | Administratively Determined Incentive Program | SOMERDALE | 8083 | 14 | 8.64 | Residential | Behind the Meter | Yes | Net Metered Residential | SunnyMac, LLC | None | PSE&G | Accepted | 2023-08-03 | 2023-08-15 | 2024-08-15 | Solar Panels | Phono Solar Technology | PS360M4H-20/UHB |  | 0.36 | 5 | 331 | 5 |  | Fixed | Roof
NJADRE1554320270 | Administratively Determined Incentive Program | TABERNACLE | 8088 | 13 | 12.41 | Residential | Behind the Meter | Yes | Net Metered Residential | SunnyMac, LLC | None | AC Electric | Accepted | 2023-07-19 | 2023-08-02 | 2024-08-02 | Inverters | SolarEdge Technologies Inc. | SE10000H-US000BNI4 (Inverter) | 10000 |  | 1 |  |  | 0.99 |  | Outside
NJADRE1554320270 | Administratively Determined Incentive Program | TABERNACLE | 8088 | 13 | 12.41 | Residential | Behind the Meter | Yes | Net Metered Residential | SunnyMac, LLC | None | AC Electric | Accepted | 2023-07-19 | 2023-08-02 | 2024-08-02 | Meters | SolarEdge Technologies Inc. | SolarEdge Built-in Consumption Monitor (BNI4, BNC4, BBL |  |  | 1 |  |  |  | Yes
NJADRE1554320270 | Administratively Determined Incentive Program | TABERNACLE | 8088 | 13 | 12.41 | Residential | Behind the Meter | Yes | Net Metered Residential | SunnyMac, LLC | None | AC Electric | Accepted | 2023-07-19 | 2023-08-02 | 2024-08-02 | Solar Panels | Phono Solar Technology | PS365M4H-20/UHB |  | 0.365 | 21 | 130 | 20 |  | Fixed | Roof
NJADRE1554320270 | Administratively Determined Incentive Program | TABERNACLE | 8088 | 13 | 12.41 | Residential | Behind the Meter | Yes | Net Metered Residential | SunnyMac, LLC | None | AC Electric | Accepted | 2023-07-19 | 2023-08-02 | 2024-08-02 | Solar Panels | Phono Solar Technology | PS365M4H-20/UHB |  | 0.365 | 7 | 310 | 20 |  | Fixed | Roof
NJADRE1554320270 | Administratively Determined Incentive Program | TABERNACLE | 8088 | 13 | 12.41 | Residential | Behind the Meter | Yes | Net Metered Residential | SunnyMac, LLC | None | AC Electric | Accepted | 2023-07-19 | 2023-08-02 | 2024-08-02 | Solar Panels | Phono Solar Technology | PS365M4H-20/UHB |  | 0.365 | 6 | 130 | 20 |  | Fixed | Roof
NJADRE1554320278 | Administratively Determined Incentive Program | Hammonton | 8037 | 19 | 15.4 | Residential | Behind the Meter | No | Net Metered Residential | All Season Solar | None | AC Electric | Accepted | 2023-07-19 | 2023-07-27 | 2024-07-27 | Inverters | Solar Edge | SE11.4H-US | 240 |  | 1 |  |  | 0.97 |  | Outdoor
NJADRE1554320278 | Administratively Determined Incentive Program | Hammonton | 8037 | 19 | 15.4 | Residential | Behind the Meter | No | Net Metered Residential | All Season Solar | None | AC Electric | Accepted | 2023-07-19 | 2023-07-27 | 2024-07-27 | Solar Panels | Certainteed | CT440Hc11-04 |  | 0.44 | 15 | 20 | 37 |  | Fixed | Roof
NJADRE1554320278 | Administratively Determined Incentive Program | Hammonton | 8037 | 19 | 15.4 | Residential | Behind the Meter | No | Net Metered Residential | All Season Solar | None | AC Electric | Accepted | 2023-07-19 | 2023-07-27 | 2024-07-27 | Solar Panels | Certainteed | CT440Hc11-04 |  | 0.44 | 20 | 217 | 20 |  | Fixed | Roof
NJADRE1554320300 | Administratively Determined Incentive Program | MONROEVILLE | 8343 | 16 | 19.71 | Residential | Behind the Meter | Yes | Net Metered Residential | SunnyMac, LLC | None | AC Electric | Accepted | 2024-03-12 | 2024-03-28 | 2025-03-28 | Inverters | SolarEdge Technologies Inc. | SE11400H-USxxxBNC4 (Inverter) | 11400 |  | 1 |  |  | 0.99 |  | Outside
NJADRE1554320300 | Administratively Determined Incentive Program | MONROEVILLE | 8343 | 16 | 19.71 | Residential | Behind the Meter | Yes | Net Metered Residential | SunnyMac, LLC | None | AC Electric | Accepted | 2024-03-12 | 2024-03-28 | 2025-03-28 | Solar Panels | REC solar | 365 N-PEAK 2 BLACK SERIES |  | 0.365 | 54 | 180 | 27 |  | Fixed | Ground
NJADRE1554320300 | Administratively Determined Incentive Program | MONROEVILLE | 8343 | 16 | 19.71 | Residential | Behind the Meter | Yes | Net Metered Residential | SunnyMac, LLC | None | AC Electric | Accepted | 2024-03-12 | 2024-03-28 | 2025-03-28 | Meters | SolarEdge | Built-in Consumption Monitor (BEI4, BNI4, BNC |  |  | 1 |  |  |  | Yes | Outdoor
NJADRE1554320300 | Administratively Determined Incentive Program | MONROEVILLE | 8343 | 16 | 19.71 | Residential | Behind the Meter | Yes | Net Metered Residential | SunnyMac, LLC | None | AC Electric | Accepted | 2024-03-12 | 2024-03-28 | 2025-03-28 | Meters | SolarEdge | Built-in Consumption Monitor (BEI4, BNI4, BNC |  |  | 1 |  |  |  | Yes | Outdoor
NJADRE1554320309 | Administratively Determined Incentive Program | Hammonton | 8037 | 19 | 99 | Commercial | Behind the Meter | No | Small Net-Metered Non-Residential located on Rooftop, Carport, Canopy and Floating Solar | All Season Solar | None | AC Electric | Accepted | 2023-07-19 | 2023-07-27 | 2024-07-27 | Inverters | Solar Edge | SE80KUS | 208 |  | 1 |  |  | 0.97 |  | Outside
NJADRE1554320309 | Administratively Determined Incentive Program | Hammonton | 8037 | 19 | 99 | Commercial | Behind the Meter | No | Small Net-Metered Non-Residential located on Rooftop, Carport, Canopy and Floating Solar | All Season Solar | None | AC Electric | Accepted | 2023-07-19 | 2023-07-27 | 2024-07-27 | Solar Panels | Certainteed | CT440Hc11-04 |  | 0.44 | 115 | 217 | 20 |  | Fixed | Roof
NJADRE1554320309 | Administratively Determined Incentive Program | Hammonton | 8037 | 19 | 99 | Commercial | Behind the Meter | No | Small Net-Metered Non-Residential located on Rooftop, Carport, Canopy and Floating Solar | All Season Solar | None | AC Electric | Accepted | 2023-07-19 | 2023-07-27 | 2024-07-27 | Solar Panels | Certainteed | CT440Hc11-04 |  | 0.44 | 110 | 20 | 37 |  | Fixed | Roof
NJADRE1554320396 | Administratively Determined Incentive Program | Blackwood | 8012 | 14 | 7.29 | Residential | Behind the Meter | Yes | Net Metered Residential | Skyline Solar LLC | None | AC Electric | Accepted | 2023-07-19 | 2023-07-27 | 2024-07-27 | Solar Panels | Q CELLS | Q.PEAK DUO ML-G10.A+ |  | 0.405 | 18 | 214 | 30 |  | Fixed | Roof
NJADRE1554320396 | Administratively Determined Incentive Program | Blackwood | 8012 | 14 | 7.29 | Residential | Behind the Meter | Yes | Net Metered Residential | Skyline Solar LLC | None | AC Electric | Accepted | 2023-07-19 | 2023-07-27 | 2024-07-27 | Inverters | ENPHASE | IQ8PLUS -72-2-US | 240 |  | 18 |  |  | 0.976 |  | Outdoor
NJADRE1554320452 | Administratively Determined Incentive Program | IRVINGTON TOWN | 7111 | 9 | 7.9 | Residential | Behind the Meter | Yes | Net Metered Residential | Sunrun Installation Services, Inc. | None | PSE&G | Accepted | 2023-07-19 | 2023-07-26 | 2024-07-26 | Inverters | SolarEdge Technologies | SE6000H-USSN | 6000 |  | 1 |  |  | 0.99 |  | Outdoor | Next To Meter
NJADRE1554320452 | Administratively Determined Incentive Program | IRVINGTON TOWN | 7111 | 9 | 7.9 | Residential | Behind the Meter | Yes | Net Metered Residential | Sunrun Installation Services, Inc. | None | PSE&G | Accepted | 2023-07-19 | 2023-07-26 | 2024-07-26 | Solar Panels | Trina Solar | TSM-395DE09C.07 |  | 0.395 | 10 | 138 | 30 |  | Fixed | Roof
NJADRE1554320452 | Administratively Determined Incentive Program | IRVINGTON TOWN | 7111 | 9 | 7.9 | Residential | Behind the Meter | Yes | Net Metered Residential | Sunrun Installation Services, Inc. | None | PSE&G | Accepted | 2023-07-19 | 2023-07-26 | 2024-07-26 | Solar Panels | Trina Solar | TSM-395DE09C.07 |  | 0.395 | 10 | 318 | 30 |  | Fixed | Roof
NJADRE1554320482 | Administratively Determined Incentive Program | Mount Laurel Township | 8054 | 13 | 10.13 | Residential | Behind the Meter | Yes | Net Metered Residential | Sunny Mac LLC | None | PSE&G | Accepted | 2023-07-19 | 2023-07-26 | 2024-07-26 | Solar Panels | HANWHA | Q.PEAK DUO BLK ML-G10+405 MODULES |  | 0.405 | 13 | 157 | 27 |  | Fixed | Roof
NJADRE1554320482 | Administratively Determined Incentive Program | Mount Laurel Township | 8054 | 13 | 10.13 | Residential | Behind the Meter | Yes | Net Metered Residential | Sunny Mac LLC | None | PSE&G | Accepted | 2023-07-19 | 2023-07-26 | 2024-07-26 | Solar Panels | HANWHA | Q.PEAK DUO BLK ML-G10+405 MODULES |  | 0.405 | 3 | 157 | 9 |  | Fixed | Roof
NJADRE1554320482 | Administratively Determined Incentive Program | Mount Laurel Township | 8054 | 13 | 10.13 | Residential | Behind the Meter | Yes | Net Metered Residential | Sunny Mac LLC | None | PSE&G | Accepted | 2023-07-19 | 2023-07-26 | 2024-07-26 | Solar Panels | HANWHA | Q.PEAK DUO BLK ML-G10+405 MODULES |  | 0.405 | 9 | 67 | 22 |  | Fixed | Roof
NJADRE1554320482 | Administratively Determined Incentive Program | Mount Laurel Township | 8054 | 13 | 10.13 | Residential | Behind the Meter | Yes | Net Metered Residential | Sunny Mac LLC | None | PSE&G | Accepted | 2023-07-19 | 2023-07-26 | 2024-07-26 | Inverters | Solaredge | SE7600H-US | 7600 |  | 1 |  |  | 0.99 |  | Outdoor | next to meter
NJADRE1554320482 | Administratively Determined Incentive Program | Mount Laurel Township | 8054 | 13 | 10.13 | Residential | Behind the Meter | Yes | Net Metered Residential | Sunny Mac LLC | None | PSE&G | Accepted | 2023-07-19 | 2023-07-26 | 2024-07-26 | Meters | SE-RGMTR-1D-240C-B | Solaredge |  |  | 1 |  |  |  | Yes | Outdoor
NJADRE1554321351 | Administratively Determined Incentive Program | Passaic | 7055 | 6 | 13.2 | Residential | Behind the Meter | Yes | Net Metered Residential | Pro Custom Solar dba Momentum Solar | None | PSE&G | Accepted | 2023-07-19 | 2023-07-27 | 2024-07-27 | Inverters | Enphase | IQ8PLUS-72-2-US | 290 |  | 33 |  |  | 0.97 |  | Outdoor
NJADRE1554321351 | Administratively Determined Incentive Program | Passaic | 7055 | 6 | 13.2 | Residential | Behind the Meter | Yes | Net Metered Residential | Pro Custom Solar dba Momentum Solar | None | PSE&G | Accepted | 2023-07-19 | 2023-07-27 | 2024-07-27 | Solar Panels | Hanwha | q.peak duo blk ML-g10+400 |  | 0.4 | 24 | 125 | 45 |  | Fixed | Roof
NJADRE1554321351 | Administratively Determined Incentive Program | Passaic | 7055 | 6 | 13.2 | Residential | Behind the Meter | Yes | Net Metered Residential | Pro Custom Solar dba Momentum Solar | None | PSE&G | Accepted | 2023-07-19 | 2023-07-27 | 2024-07-27 | Solar Panels | Hanwha | q.peak duo blk ML-g10+400 |  | 0.4 | 9 | 305 | 45 |  | Fixed | Roof
NJADRE1554323227 | Administratively Determined Incentive Program | RAHWAY | 7065 | 10 | 11.32 | Residential | Behind the Meter | Yes | Net Metered Residential | Sunny Mac LLC | None | PSE&G | Accepted | 2023-07-19 | 2023-08-03 | 2024-08-03 | Inverters | SolarEdge Technologies Inc. | SE7600H-US000BEI4 (Inverter) | 7600 |  | 1 |  |  | 0.99 |  | Outside
NJADRE1554323227 | Administratively Determined Incentive Program | RAHWAY | 7065 | 10 | 11.32 | Residential | Behind the Meter | Yes | Net Metered Residential | Sunny Mac LLC | None | PSE&G | Accepted | 2023-07-19 | 2023-08-03 | 2024-08-03 | Meters | SolarEdge Technologies Inc. | SolarEdge Built-in Consumption Monitor (BEI4, BNI4, BNC |  |  | 1 |  |  |  | Yes
NJADRE1554323227 | Administratively Determined Incentive Program | RAHWAY | 7065 | 10 | 11.32 | Residential | Behind the Meter | Yes | Net Metered Residential | Sunny Mac LLC | None | PSE&G | Accepted | 2023-07-19 | 2023-08-03 | 2024-08-03 | Solar Panels | Hanwha Q Cells | Q.PEAK DUO BLK-G10+365 |  | 0.365 | 12 | 29 | 40 |  | Fixed | Roof
NJADRE1554323227 | Administratively Determined Incentive Program | RAHWAY | 7065 | 10 | 11.32 | Residential | Behind the Meter | Yes | Net Metered Residential | Sunny Mac LLC | None | PSE&G | Accepted | 2023-07-19 | 2023-08-03 | 2024-08-03 | Solar Panels | Hanwha Q Cells | Q.PEAK DUO BLK-G10+365 |  | 0.365 | 11 | 209 | 40 |  | Fixed | Roof
NJADRE1554323227 | Administratively Determined Incentive Program | RAHWAY | 7065 | 10 | 11.32 | Residential | Behind the Meter | Yes | Net Metered Residential | Sunny Mac LLC | None | PSE&G | Accepted | 2023-07-19 | 2023-08-03 | 2024-08-03 | Solar Panels | Hanwha Q Cells | Q.PEAK DUO BLK-G10+365 |  | 0.365 | 8 | 209 | 10 |  | Fixed | Roof
NJADRE1554323633 | Administratively Determined Incentive Program | JERSEY CITY | 7305 | 8 | 6.32 | Residential | Behind the Meter | Yes | Net Metered Residential | Sunrun Installation Services, Inc. | None | PSE&G | Accepted | 2023-07-19 | 2023-07-26 | 2024-07-26 | Inverters | SolarEdge Technologies | SE6000H-USSN | 6000 |  | 1 |  |  | 0.99 |  | Outdoor | Next To Meter
NJADRE1554323633 | Administratively Determined Incentive Program | JERSEY CITY | 7305 | 8 | 6.32 | Residential | Behind the Meter | Yes | Net Metered Residential | Sunrun Installation Services, Inc. | None | PSE&G | Accepted | 2023-07-19 | 2023-07-26 | 2024-07-26 | Solar Panels | Trina Solar | TSM-395DE09C.07 |  | 0.395 | 4 | 221 | 19 |  | Fixed | Roof
NJADRE1554323633 | Administratively Determined Incentive Program | JERSEY CITY | 7305 | 8 | 6.32 | Residential | Behind the Meter | Yes | Net Metered Residential | Sunrun Installation Services, Inc. | None | PSE&G | Accepted | 2023-07-19 | 2023-07-26 | 2024-07-26 | Solar Panels | Trina Solar | TSM-395DE09C.07 |  | 0.395 | 12 | 132 | 32 |  | Fixed | Roof
NJADRE1554323687 | Administratively Determined Incentive Program | Wyckoff | 7481 | 7 | 1.88 | Residential | Behind the Meter | No | Net Metered Residential | Green House Solar | None | Orange Rockland Electric | Accepted | 2023-07-19 | 2023-07-26 | 2024-07-26 | Inverters | enphase | iq7+ | 290 |  | 5 |  |  | 0.97 |  | Outdoor
NJADRE1554323687 | Administratively Determined Incentive Program | Wyckoff | 7481 | 7 | 1.88 | Residential | Behind the Meter | No | Net Metered Residential | Green House Solar | None | Orange Rockland Electric | Accepted | 2023-07-19 | 2023-07-26 | 2024-07-26 | Solar Panels | meyer burger | meyer burger 375 |  | 0.375 | 5 | 144 | 1 |  | Fixed | Roof
NJADRE1554323835 | Administratively Determined Incentive Program | West Windsor | 8550 | 12 | 12.78 | Residential | Behind the Meter | Yes | Net Metered Residential | SunnyMac, LLC | None | PSE&G | Accepted | 2023-07-19 | 2023-07-27 | 2024-07-27 | Inverters | SolarEdge Technologies Inc. | SE10000H-US000BNI4 (Inverter) | 10000 |  | 1 |  |  | 0.99 |  | Outside
NJADRE1554323835 | Administratively Determined Incentive Program | West Windsor | 8550 | 12 | 12.78 | Residential | Behind the Meter | Yes | Net Metered Residential | SunnyMac, LLC | None | PSE&G | Accepted | 2023-07-19 | 2023-07-27 | 2024-07-27 | Meters | SolarEdge | SE-MTR240-0-000-S2 (3G) |  |  | 1 |  |  |  | Yes
NJADRE1554323835 | Administratively Determined Incentive Program | West Windsor | 8550 | 12 | 12.78 | Residential | Behind the Meter | Yes | Net Metered Residential | SunnyMac, LLC | None | PSE&G | Accepted | 2023-07-19 | 2023-07-27 | 2024-07-27 | Solar Panels | REC Solar | REC365NP2 Black |  | 0.365 | 18 | 63 | 31 |  | Fixed | Roof
NJADRE1554323835 | Administratively Determined Incentive Program | West Windsor | 8550 | 12 | 12.78 | Residential | Behind the Meter | Yes | Net Metered Residential | SunnyMac, LLC | None | PSE&G | Accepted | 2023-07-19 | 2023-07-27 | 2024-07-27 | Solar Panels | REC Solar | REC365NP2 Black |  | 0.365 | 13 | 63 | 36 |  | Fixed | Roof
NJADRE1554323835 | Administratively Determined Incentive Program | West Windsor | 8550 | 12 | 12.78 | Residential | Behind the Meter | Yes | Net Metered Residential | SunnyMac, LLC | None | PSE&G | Accepted | 2023-07-19 | 2023-07-27 | 2024-07-27 | Solar Panels | REC Solar | REC365NP2 Black |  | 0.365 | 4 | 63 | 31 |  | Fixed | Roof
NJADRE1554323840 | Administratively Determined Incentive Program | South Brunswick Twp | 8824 | 11 | 13.2 | Residential | Behind the Meter | No | Net Metered Residential | Tesla Energy Operations Inc | None | PSE&G | Accepted | 2023-07-19 | 2023-07-27 | 2024-07-27 | Inverters | Tesla | 7.6 kW Tesla Inc 1538000-45-A (240V) | 7600 |  | 1 |  |  | 0.986 |  | Outdoor
NJADRE1554323840 | Administratively Determined Incentive Program | South Brunswick Twp | 8824 | 11 | 13.2 | Residential | Behind the Meter | No | Net Metered Residential | Tesla Energy Operations Inc | None | PSE&G | Accepted | 2023-07-19 | 2023-07-27 | 2024-07-27 | Meters | Tesla | 7.6 kW Tesla Inc 1538000-45-A (240V) |  |  | 1 |  |  |  | Yes | Outdoor
NJADRE1554323840 | Administratively Determined Incentive Program | South Brunswick Twp | 8824 | 11 | 13.2 | Residential | Behind the Meter | No | Net Metered Residential | Tesla Energy Operations Inc | None | PSE&G | Accepted | 2023-07-19 | 2023-07-27 | 2024-07-27 | Inverters | Tesla | 3.8 kW Tesla Inc 1538000-45-A (240V) | 3800 |  | 1 |  |  | 0.981 |  | Outdoor
NJADRE1554323840 | Administratively Determined Incentive Program | South Brunswick Twp | 8824 | 11 | 13.2 | Residential | Behind the Meter | No | Net Metered Residential | Tesla Energy Operations Inc | None | PSE&G | Accepted | 2023-07-19 | 2023-07-27 | 2024-07-27 | Meters | Tesla | 3.8 kW Tesla Inc 1538000-45-A (240V) |  |  | 1 |  |  |  | Yes | Outdoor
NJADRE1554323840 | Administratively Determined Incentive Program | South Brunswick Twp | 8824 | 11 | 13.2 | Residential | Behind the Meter | No | Net Metered Residential | Tesla Energy Operations Inc | None | PSE&G | Accepted | 2023-07-19 | 2023-07-27 | 2024-07-27 | Solar Panels | Hanwha | Q.PEAK DUO BLK ML-G10+/TS 400 |  | 0.4 | 8 | 106 | 30 |  | Fixed | Roof
NJADRE1554323840 | Administratively Determined Incentive Program | South Brunswick Twp | 8824 | 11 | 13.2 | Residential | Behind the Meter | No | Net Metered Residential | Tesla Energy Operations Inc | None | PSE&G | Accepted | 2023-07-19 | 2023-07-27 | 2024-07-27 | Solar Panels | Hanwha | Q.PEAK DUO BLK ML-G10+/TS 400 |  | 0.4 | 12 | 286 | 30 |  | Fixed | Roof
NJADRE1554323840 | Administratively Determined Incentive Program | South Brunswick Twp | 8824 | 11 | 13.2 | Residential | Behind the Meter | No | Net Metered Residential | Tesla Energy Operations Inc | None | PSE&G | Accepted | 2023-07-19 | 2023-07-27 | 2024-07-27 | Solar Panels | Hanwha | Q.PEAK DUO BLK ML-G10+/TS 400 |  | 0.4 | 4 | 106 | 30 |  | Fixed | Roof
NJADRE1554323840 | Administratively Determined Incentive Program | South Brunswick Twp | 8824 | 11 | 13.2 | Residential | Behind the Meter | No | Net Metered Residential | Tesla Energy Operations Inc | None | PSE&G | Accepted | 2023-07-19 | 2023-07-27 | 2024-07-27 | Solar Panels | Hanwha | Q.PEAK DUO BLK ML-G10+/TS 400 |  | 0.4 | 3 | 286 | 30 |  | Fixed | Roof
NJADRE1554323840 | Administratively Determined Incentive Program | South Brunswick Twp | 8824 | 11 | 13.2 | Residential | Behind the Meter | No | Net Metered Residential | Tesla Energy Operations Inc | None | PSE&G | Accepted | 2023-07-19 | 2023-07-27 | 2024-07-27 | Solar Panels | Hanwha | Q.PEAK DUO BLK ML-G10+/TS 400 |  | 0.4 | 6 | 106 | 30 |  | Fixed | Roof
NJADRE1554323874 | Administratively Determined Incentive Program | Hasbrouck Heights | 7604 | 7 | 6 | Residential | Behind the Meter | Yes | Net Metered Residential | Pro Custom Solar dba Momentum Solar | None | PSE&G | Accepted | 2023-07-19 | 2023-07-27 | 2024-07-27 | Solar Panels | HANWHA | Â Q. PEAK DUO BLK-G10+400 |  | 0.4 | 5 | 218 | 48 |  | Fixed | Roof
NJADRE1554323874 | Administratively Determined Incentive Program | Hasbrouck Heights | 7604 | 7 | 6 | Residential | Behind the Meter | Yes | Net Metered Residential | Pro Custom Solar dba Momentum Solar | None | PSE&G | Accepted | 2023-07-19 | 2023-07-27 | 2024-07-27 | Solar Panels | HANWHA | Â Q. PEAK DUO BLK-G10+400 |  | 0.4 | 3 | 308 | 49 |  | Fixed | Roof
NJADRE1554323874 | Administratively Determined Incentive Program | Hasbrouck Heights | 7604 | 7 | 6 | Residential | Behind the Meter | Yes | Net Metered Residential | Pro Custom Solar dba Momentum Solar | None | PSE&G | Accepted | 2023-07-19 | 2023-07-27 | 2024-07-27 | Solar Panels | HANWHA | Â Q. PEAK DUO BLK-G10+400 |  | 0.4 | 2 | 128 | 20 |  | Fixed | Roof
NJADRE1554323874 | Administratively Determined Incentive Program | Hasbrouck Heights | 7604 | 7 | 6 | Residential | Behind the Meter | Yes | Net Metered Residential | Pro Custom Solar dba Momentum Solar | None | PSE&G | Accepted | 2023-07-19 | 2023-07-27 | 2024-07-27 | Solar Panels | HANWHA | Â Q. PEAK DUO BLK-G10+400 |  | 0.4 | 2 | 218 | 20 |  | Fixed | Roof
NJADRE1554323874 | Administratively Determined Incentive Program | Hasbrouck Heights | 7604 | 7 | 6 | Residential | Behind the Meter | Yes | Net Metered Residential | Pro Custom Solar dba Momentum Solar | None | PSE&G | Accepted | 2023-07-19 | 2023-07-27 | 2024-07-27 | Solar Panels | HANWHA | Â Q. PEAK DUO BLK-G10+400 |  | 0.4 | 3 | 38 | 48 |  | Fixed | Roof
NJADRE1554323874 | Administratively Determined Incentive Program | Hasbrouck Heights | 7604 | 7 | 6 | Residential | Behind the Meter | Yes | Net Metered Residential | Pro Custom Solar dba Momentum Solar | None | PSE&G | Accepted | 2023-07-19 | 2023-07-27 | 2024-07-27 | Inverters | ENPHASEE | IQ8PLUS-72-2-US | 290 |  | 15 |  |  | 0.97 |  | Outdoor
NJADRE1554323888 | Administratively Determined Incentive Program | West Windsor Twp | 8550 | 12 | 6.8 | Residential | Behind the Meter | Yes | Net Metered Residential | Tesla Energy Operations Inc | None | PSE&G | Accepted | 2023-08-07 | 2023-08-21 | 2024-08-21 | Inverters | Tesla | Powerwall+ [240V] #1850000-00-C | 7600 |  | 1 |  |  | 0.986 |  | Outdoor
NJADRE1554323888 | Administratively Determined Incentive Program | West Windsor Twp | 8550 | 12 | 6.8 | Residential | Behind the Meter | Yes | Net Metered Residential | Tesla Energy Operations Inc | None | PSE&G | Accepted | 2023-08-07 | 2023-08-21 | 2024-08-21 | Meters | Tesla | Powerwall+ [240V] #1850000-00-C |  |  | 1 |  |  |  | Yes | Outdoor
NJADRE1554323888 | Administratively Determined Incentive Program | West Windsor Twp | 8550 | 12 | 6.8 | Residential | Behind the Meter | Yes | Net Metered Residential | Tesla Energy Operations Inc | None | PSE&G | Accepted | 2023-08-07 | 2023-08-21 | 2024-08-21 | Solar Panels | Hanwha | Q.PEAK DUO BLK ML-G10+/TS 400 |  | 0.4 | 12 | 151 | 27 |  | Fixed | Roof
NJADRE1554323888 | Administratively Determined Incentive Program | West Windsor Twp | 8550 | 12 | 6.8 | Residential | Behind the Meter | Yes | Net Metered Residential | Tesla Energy Operations Inc | None | PSE&G | Accepted | 2023-08-07 | 2023-08-21 | 2024-08-21 | Solar Panels | Hanwha | Q.PEAK DUO BLK ML-G10+/TS 400 |  | 0.4 | 5 | 151 | 27 |  | Fixed | Roof
NJADRE1554323888 | Administratively Determined Incentive Program | West Windsor Twp | 8550 | 12 | 6.8 | Residential | Behind the Meter | Yes | Net Metered Residential | Tesla Energy Operations Inc | None | PSE&G | Accepted | 2023-08-07 | 2023-08-21 | 2024-08-21 | Electric Storage Battery | Tesla | Powerwall+ [240V] # 1850000-00-D 7.6 kW / 13.5 kWh |  |  | 1 |  |  |  | Lithium Ion |  | OUTSIDE
NJADRE1554323916 | Administratively Determined Incentive Program | Woodcliff Boro | 7677 | 7 | 9.32 | Residential | Behind the Meter | No | Net Metered Residential | Tesla Energy Operations Inc | None | PSE&G | Accepted | 2023-07-19 | 2023-07-27 | 2024-07-27 | Inverters | Tesla | 538000-45-A (240V) | 7680 |  | 1 |  |  | 0.98 |  | Indoor
NJADRE1554323916 | Administratively Determined Incentive Program | Woodcliff Boro | 7677 | 7 | 9.32 | Residential | Behind the Meter | No | Net Metered Residential | Tesla Energy Operations Inc | None | PSE&G | Accepted | 2023-07-19 | 2023-07-27 | 2024-07-27 | Solar Panels | Hanwha | Q.PEAK DUO BLK ML-G10+/TS 405 |  | 0.405 | 9 | 107 | 25 |  | Fixed | Roof
NJADRE1554323916 | Administratively Determined Incentive Program | Woodcliff Boro | 7677 | 7 | 9.32 | Residential | Behind the Meter | No | Net Metered Residential | Tesla Energy Operations Inc | None | PSE&G | Accepted | 2023-07-19 | 2023-07-27 | 2024-07-27 | Solar Panels | Hanwha | Q.PEAK DUO BLK ML-G10+/TS 405 |  | 0.405 | 14 | 287 | 35 |  | Fixed | Roof
NJADRE1554323932 | Administratively Determined Incentive Program | East Windsor | 8520 | 12 | 10 | Residential | Behind the Meter | Yes | Net Metered Residential | SunnyMac LLC | None | JCP&L | Accepted | 2023-07-19 | 2023-07-27 | 2024-07-27 | Solar Panels | HANWHA | Q.PEAK DUO BLK ML-G10+400 |  | 0.4 | 9 | 216 | 26 |  | Fixed | Roof
NJADRE1554323932 | Administratively Determined Incentive Program | East Windsor | 8520 | 12 | 10 | Residential | Behind the Meter | Yes | Net Metered Residential | SunnyMac LLC | None | JCP&L | Accepted | 2023-07-19 | 2023-07-27 | 2024-07-27 | Solar Panels | HANWHA | Q.PEAK DUO BLK ML-G10+400 |  | 0.4 | 3 | 126 | 38 |  | Fixed | Roof
NJADRE1554323932 | Administratively Determined Incentive Program | East Windsor | 8520 | 12 | 10 | Residential | Behind the Meter | Yes | Net Metered Residential | SunnyMac LLC | None | JCP&L | Accepted | 2023-07-19 | 2023-07-27 | 2024-07-27 | Solar Panels | HANWHA | Q.PEAK DUO BLK ML-G10+400 |  | 0.4 | 4 | 36 | 26 |  | Fixed | Roof
NJADRE1554323932 | Administratively Determined Incentive Program | East Windsor | 8520 | 12 | 10 | Residential | Behind the Meter | Yes | Net Metered Residential | SunnyMac LLC | None | JCP&L | Accepted | 2023-07-19 | 2023-07-27 | 2024-07-27 | Solar Panels | HANWHA | Q.PEAK DUO BLK ML-G10+400 |  | 0.4 | 3 | 36 | 25 |  | Fixed | Roof
NJADRE1554323932 | Administratively Determined Incentive Program | East Windsor | 8520 | 12 | 10 | Residential | Behind the Meter | Yes | Net Metered Residential | SunnyMac LLC | None | JCP&L | Accepted | 2023-07-19 | 2023-07-27 | 2024-07-27 | Solar Panels | HANWHA | Q.PEAK DUO BLK ML-G10+400 |  | 0.4 | 4 | 306 | 38 |  | Fixed | Roof
NJADRE1554323932 | Administratively Determined Incentive Program | East Windsor | 8520 | 12 | 10 | Residential | Behind the Meter | Yes | Net Metered Residential | SunnyMac LLC | None | JCP&L | Accepted | 2023-07-19 | 2023-07-27 | 2024-07-27 | Solar Panels | HANWHA | Q.PEAK DUO BLK ML-G10+400 |  | 0.4 | 2 | 216 | 25 |  | Fixed | Roof
NJADRE1554323932 | Administratively Determined Incentive Program | East Windsor | 8520 | 12 | 10 | Residential | Behind the Meter | Yes | Net Metered Residential | SunnyMac LLC | None | JCP&L | Accepted | 2023-07-19 | 2023-07-27 | 2024-07-27 | Inverters | Solaredge | SE7600H-US | 7600 |  | 1 |  |  | 0.99 |  | Outdoor | NEXT TO METER
NJADRE1554323944 | Administratively Determined Incentive Program | TENAFLY | 7670 | 7 | 16.43 | Residential | Behind the Meter | Yes | Net Metered Residential | SunPower Corporation, Systems | None | PSE&G | Accepted | 2023-07-19 | 2023-07-27 | 2024-07-27 | Solar Panels | Hanwha Q CELLS | Q.PEAK DUO BLK-G10+ 365 |  | 0.365 | 7 | 266 | 24 |  | Fixed | Roof
NJADRE1554323944 | Administratively Determined Incentive Program | TENAFLY | 7670 | 7 | 16.43 | Residential | Behind the Meter | Yes | Net Metered Residential | SunPower Corporation, Systems | None | PSE&G | Accepted | 2023-07-19 | 2023-07-27 | 2024-07-27 | Solar Panels | Hanwha Q CELLS | Q.PEAK DUO BLK-G10+ 365 |  | 0.365 | 18 | 266 | 27 |  | Fixed | Roof
NJADRE1554323944 | Administratively Determined Incentive Program | TENAFLY | 7670 | 7 | 16.43 | Residential | Behind the Meter | Yes | Net Metered Residential | SunPower Corporation, Systems | None | PSE&G | Accepted | 2023-07-19 | 2023-07-27 | 2024-07-27 | Solar Panels | Hanwha Q CELLS | Q.PEAK DUO BLK-G10+ 365 |  | 0.365 | 15 | 86 | 39 |  | Fixed | Roof
NJADRE1554323944 | Administratively Determined Incentive Program | TENAFLY | 7670 | 7 | 16.43 | Residential | Behind the Meter | Yes | Net Metered Residential | SunPower Corporation, Systems | None | PSE&G | Accepted | 2023-07-19 | 2023-07-27 | 2024-07-27 | Solar Panels | Hanwha Q CELLS | Q.PEAK DUO BLK-G10+ 365 |  | 0.365 | 4 | 176 | 27 |  | Fixed | Roof
NJADRE1554323944 | Administratively Determined Incentive Program | TENAFLY | 7670 | 7 | 16.43 | Residential | Behind the Meter | Yes | Net Metered Residential | SunPower Corporation, Systems | None | PSE&G | Accepted | 2023-07-19 | 2023-07-27 | 2024-07-27 | Solar Panels | Hanwha Q CELLS | Q.PEAK DUO BLK-G10+ 365 |  | 0.365 | 1 | 176 | 40 |  | Fixed | Roof
NJADRE1554323944 | Administratively Determined Incentive Program | TENAFLY | 7670 | 7 | 16.43 | Residential | Behind the Meter | Yes | Net Metered Residential | SunPower Corporation, Systems | None | PSE&G | Accepted | 2023-07-19 | 2023-07-27 | 2024-07-27 | Inverters | Enphase | IQ7HS-66-M-US | 384 |  | 45 |  |  | 0.97 |  | Other | Under each panel
NJADRE1554323948 | Administratively Determined Incentive Program | Middletown | 7748 | 17 | 2.84 | Residential | Behind the Meter | Yes | Net Metered Residential | Sunrun Installation Services, Inc. | None | JCP&L | Accepted | 2023-07-19 | 2023-07-27 | 2024-07-27 | Inverters | Delta Electronics | M4-TL-US | 3840 |  | 1 |  |  | 0.96 |  | Outdoor | Next To Meter
NJADRE1554323948 | Administratively Determined Incentive Program | Middletown | 7748 | 17 | 2.84 | Residential | Behind the Meter | Yes | Net Metered Residential | Sunrun Installation Services, Inc. | None | JCP&L | Accepted | 2023-07-19 | 2023-07-27 | 2024-07-27 | Solar Panels | LONGi Green Energy Technology Co Ltd | LR4-60HPB-355M |  | 0.355 | 8 | 262 | 20 |  | Fixed | Roof
NJADRE1554323958 | Administratively Determined Incentive Program | Staffordville | 8092 | 18 | 12.57 | Residential | Behind the Meter | No | Net Metered Residential | Tesla Energy Operations Inc | None | AC Electric | Accepted | 2023-07-19 | 2023-08-07 | 2024-08-07 | Inverters | Delta Electronics | M4-TL-US [240V] | 3840 |  | 2 |  |  | 0.975 |  | Outdoor
NJADRE1554323958 | Administratively Determined Incentive Program | Staffordville | 8092 | 18 | 12.57 | Residential | Behind the Meter | No | Net Metered Residential | Tesla Energy Operations Inc | None | AC Electric | Accepted | 2023-07-19 | 2023-08-07 | 2024-08-07 | Meters | Delta Electronics | M4-TL-US [240V] |  |  | 2 |  |  |  | Yes | Outdoor
NJADRE1554323958 | Administratively Determined Incentive Program | Staffordville | 8092 | 18 | 12.57 | Residential | Behind the Meter | No | Net Metered Residential | Tesla Energy Operations Inc | None | AC Electric | Accepted | 2023-07-19 | 2023-08-07 | 2024-08-07 | Solar Panels | Tesla | SR60T1 |  | 0.06983 | 153 | 189 | 34 |  | Fixed | Roof
NJADRE1554323958 | Administratively Determined Incentive Program | Staffordville | 8092 | 18 | 12.57 | Residential | Behind the Meter | No | Net Metered Residential | Tesla Energy Operations Inc | None | AC Electric | Accepted | 2023-07-19 | 2023-08-07 | 2024-08-07 | Solar Panels | Tesla | SR60T1 |  | 0.06983 | 27 | 9 | 34 |  | Fixed | Roof
NJADRE1554323991 | Administratively Determined Incentive Program | Piscataway TWP | 8854 | 11 | 14.4 | Residential | Behind the Meter | No | Net Metered Residential | Tesla Energy Operations Inc | None | PSE&G | Accepted | 2023-07-19 | 2023-07-27 | 2024-07-27 | Solar Panels | Hanwha | Q.PEAK DUO BLK ML-G10+/TS 400 |  | 0.4 | 11 | 324 | 36 |  | Fixed | Roof
NJADRE1554323991 | Administratively Determined Incentive Program | Piscataway TWP | 8854 | 11 | 14.4 | Residential | Behind the Meter | No | Net Metered Residential | Tesla Energy Operations Inc | None | PSE&G | Accepted | 2023-07-19 | 2023-07-27 | 2024-07-27 | Solar Panels | Hanwha | Q.PEAK DUO BLK ML-G10+/TS 400 |  | 0.4 | 2 | 234 | 36 |  | Fixed | Roof
NJADRE1554323991 | Administratively Determined Incentive Program | Piscataway TWP | 8854 | 11 | 14.4 | Residential | Behind the Meter | No | Net Metered Residential | Tesla Energy Operations Inc | None | PSE&G | Accepted | 2023-07-19 | 2023-07-27 | 2024-07-27 | Solar Panels | Hanwha | Q.PEAK DUO BLK ML-G10+/TS 400 |  | 0.4 | 5 | 144 | 36 |  | Fixed | Roof
NJADRE1554323991 | Administratively Determined Incentive Program | Piscataway TWP | 8854 | 11 | 14.4 | Residential | Behind the Meter | No | Net Metered Residential | Tesla Energy Operations Inc | None | PSE&G | Accepted | 2023-07-19 | 2023-07-27 | 2024-07-27 | Solar Panels | Hanwha | Q.PEAK DUO BLK ML-G10+/TS 400 |  | 0.4 | 2 | 54 | 36 |  | Fixed | Roof
NJADRE1554323991 | Administratively Determined Incentive Program | Piscataway TWP | 8854 | 11 | 14.4 | Residential | Behind the Meter | No | Net Metered Residential | Tesla Energy Operations Inc | None | PSE&G | Accepted | 2023-07-19 | 2023-07-27 | 2024-07-27 | Solar Panels | Hanwha | Q.PEAK DUO BLK ML-G10+/TS 400 |  | 0.4 | 8 | 324 | 36 |  | Fixed | Roof
NJADRE1554323991 | Administratively Determined Incentive Program | Piscataway TWP | 8854 | 11 | 14.4 | Residential | Behind the Meter | No | Net Metered Residential | Tesla Energy Operations Inc | None | PSE&G | Accepted | 2023-07-19 | 2023-07-27 | 2024-07-27 | Solar Panels | Hanwha | Q.PEAK DUO BLK ML-G10+/TS 400 |  | 0.4 | 4 | 54 | 36 |  | Fixed | Roof
NJADRE1554323991 | Administratively Determined Incentive Program | Piscataway TWP | 8854 | 11 | 14.4 | Residential | Behind the Meter | No | Net Metered Residential | Tesla Energy Operations Inc | None | PSE&G | Accepted | 2023-07-19 | 2023-07-27 | 2024-07-27 | Solar Panels | Hanwha | Q.PEAK DUO BLK ML-G10+/TS 400 |  | 0.4 | 4 | 144 | 36 |  | Fixed | Roof
NJADRE1554323991 | Administratively Determined Incentive Program | Piscataway TWP | 8854 | 11 | 14.4 | Residential | Behind the Meter | No | Net Metered Residential | Tesla Energy Operations Inc | None | PSE&G | Accepted | 2023-07-19 | 2023-07-27 | 2024-07-27 | Inverters | Tesla | 1538000-25-F | 7680 |  | 1 |  |  | 0.98 |  | Outdoor
NJADRE1554323991 | Administratively Determined Incentive Program | Piscataway TWP | 8854 | 11 | 14.4 | Residential | Behind the Meter | No | Net Metered Residential | Tesla Energy Operations Inc | None | PSE&G | Accepted | 2023-07-19 | 2023-07-27 | 2024-07-27 | Inverters | Tesla | 1538000-45-A (240V) | 7680 |  | 1 |  |  | 0.98 |  | Outdoor
NJADRE1554323991 | Administratively Determined Incentive Program | Piscataway TWP | 8854 | 11 | 14.4 | Residential | Behind the Meter | No | Net Metered Residential | Tesla Energy Operations Inc | None | PSE&G | Accepted | 2023-07-19 | 2023-07-27 | 2024-07-27 | Electric Storage Battery | Tesla | AC Powerwall 2.0 |  |  | 1 |  |  |  | Lithium Ion |  | Outside
NJADRE1554323993 | Administratively Determined Incentive Program | Summit | 7901 | 10 | 5.53 | Residential | Behind the Meter | No | Net Metered Residential | Sunrun Installation Services, Inc. | None | JCP&L | Accepted | 2023-07-19 | 2023-07-27 | 2024-07-27 | Inverters | SolarEdge Technologies | SE6000H-USSN | 6000 |  | 1 |  |  | 0.96 |  | Outdoor | Next To Meter
NJADRE1554323993 | Administratively Determined Incentive Program | Summit | 7901 | 10 | 5.53 | Residential | Behind the Meter | No | Net Metered Residential | Sunrun Installation Services, Inc. | None | JCP&L | Accepted | 2023-07-19 | 2023-07-27 | 2024-07-27 | Solar Panels | Trina Solar | TSM-395DE09C.07 |  | 0.395 | 14 | 210 | 42 |  | Fixed | Roof
NJADRE1554323993 | Administratively Determined Incentive Program | Summit | 7901 | 10 | 5.53 | Residential | Behind the Meter | No | Net Metered Residential | Sunrun Installation Services, Inc. | None | JCP&L | Accepted | 2023-07-19 | 2023-07-27 | 2024-07-27 | Electric Storage Battery | Tesla | Powerwall 2 AC |  |  | 1 |  |  |  | Lithium Ion |  | inside
NJADRE1554324517 | Administratively Determined Incentive Program | Hasbrouck Heights | 7604 | 7 | 2.4 | Residential | Behind the Meter | Yes | Net Metered Residential | Pro Custom Solar dba Momentum Solar | None | PSE&G | Accepted | 2023-07-19 | 2023-07-27 | 2024-07-27 | Solar Panels | hanwha | Â Q. PEAK DUO BLK-G10+400 |  | 0.4 | 3 | 127 | 27 |  | Fixed | Roof
NJADRE1554324517 | Administratively Determined Incentive Program | Hasbrouck Heights | 7604 | 7 | 2.4 | Residential | Behind the Meter | Yes | Net Metered Residential | Pro Custom Solar dba Momentum Solar | None | PSE&G | Accepted | 2023-07-19 | 2023-07-27 | 2024-07-27 | Solar Panels | hanwha | Â Q. PEAK DUO BLK-G10+400 |  | 0.4 | 3 | 307 | 24 |  | Fixed | Roof
NJADRE1554324517 | Administratively Determined Incentive Program | Hasbrouck Heights | 7604 | 7 | 2.4 | Residential | Behind the Meter | Yes | Net Metered Residential | Pro Custom Solar dba Momentum Solar | None | PSE&G | Accepted | 2023-07-19 | 2023-07-27 | 2024-07-27 | Inverters | enphase | IQ8PLUS-72-2-US | 290 |  | 6 |  |  | 0.97 |  | Outdoor
NJADRE1554324542 | Administratively Determined Incentive Program | Bordentown Twp | 8505 | 13 | 10.13 | Residential | Behind the Meter | Yes | Net Metered Residential | Venture Home Solar, LLC | None | PSE&G | Accepted | 2023-07-19 | 2023-07-27 | 2024-07-27 | Inverters | EnPhase | IQ8PLUS-72-2-US (240V) | 290 |  | 25 |  |  | 0.98 |  | Outdoor | Roof
NJADRE1554324542 | Administratively Determined Incentive Program | Bordentown Twp | 8505 | 13 | 10.13 | Residential | Behind the Meter | Yes | Net Metered Residential | Venture Home Solar, LLC | None | PSE&G | Accepted | 2023-07-19 | 2023-07-27 | 2024-07-27 | Solar Panels | Hanwha | Q.PEAK DUO BLK ML-G10+ 405 |  | 0.405 | 11 | 94 | 30 |  | Fixed | Roof
NJADRE1554324542 | Administratively Determined Incentive Program | Bordentown Twp | 8505 | 13 | 10.13 | Residential | Behind the Meter | Yes | Net Metered Residential | Venture Home Solar, LLC | None | PSE&G | Accepted | 2023-07-19 | 2023-07-27 | 2024-07-27 | Solar Panels | Hanwha | Q.PEAK DUO BLK ML-G10+ 405 |  | 0.405 | 14 | 274 | 30 |  | Fixed | Roof
NJADRE1554324566 | Administratively Determined Incentive Program | Plainsboro Twp | 8536 | 11 | 9.6 | Residential | Behind the Meter | Yes | Net Metered Residential | Tesla Energy Operations Inc | None | PSE&G | Accepted | 2023-07-19 | 2023-07-27 | 2024-07-27 | Solar Panels | Hanwha | Q.PEAK DUO BLK ML-G10+/TS 400 |  | 0.4 | 16 | 234 | 33 |  | Fixed | Roof
NJADRE1554324566 | Administratively Determined Incentive Program | Plainsboro Twp | 8536 | 11 | 9.6 | Residential | Behind the Meter | Yes | Net Metered Residential | Tesla Energy Operations Inc | None | PSE&G | Accepted | 2023-07-19 | 2023-07-27 | 2024-07-27 | Solar Panels | Hanwha | Q.PEAK DUO BLK ML-G10+/TS 400 |  | 0.4 | 2 | 234 | 40 |  | Fixed | Roof
NJADRE1554324566 | Administratively Determined Incentive Program | Plainsboro Twp | 8536 | 11 | 9.6 | Residential | Behind the Meter | Yes | Net Metered Residential | Tesla Energy Operations Inc | None | PSE&G | Accepted | 2023-07-19 | 2023-07-27 | 2024-07-27 | Solar Panels | Hanwha | Q.PEAK DUO BLK ML-G10+/TS 400 |  | 0.4 | 6 | 54 | 33 |  | Fixed | Roof
NJADRE1554324566 | Administratively Determined Incentive Program | Plainsboro Twp | 8536 | 11 | 9.6 | Residential | Behind the Meter | Yes | Net Metered Residential | Tesla Energy Operations Inc | None | PSE&G | Accepted | 2023-07-19 | 2023-07-27 | 2024-07-27 | Inverters | Tesla | 1538000-25-F | 7680 |  | 1 |  |  | 0.98 |  | Outdoor
NJADRE1554324566 | Administratively Determined Incentive Program | Plainsboro Twp | 8536 | 11 | 9.6 | Residential | Behind the Meter | Yes | Net Metered Residential | Tesla Energy Operations Inc | None | PSE&G | Accepted | 2023-07-19 | 2023-07-27 | 2024-07-27 | Electric Storage Battery | Tesla | AC Powerwall 2.0 |  |  | 1 |  |  |  | Lithium Ion |  | Outside
NJADRE1554324575 | Administratively Determined Incentive Program | CLEMENTON | 8021 | 14 | 12.25 | Residential | Behind the Meter | Yes | Net Metered Residential | SunnyMac, LLC | None | PSE&G | Accepted | 2023-07-20 | 2023-07-27 | 2024-07-27 | Inverters | SolarEdge Technologies Inc. | SE10000H-US000BEI4 (Inverter w/CAT5e) | 10000 |  | 1 |  |  | 0.99 |  | Outside
NJADRE1554324575 | Administratively Determined Incentive Program | CLEMENTON | 8021 | 14 | 12.25 | Residential | Behind the Meter | Yes | Net Metered Residential | SunnyMac, LLC | None | PSE&G | Accepted | 2023-07-20 | 2023-07-27 | 2024-07-27 | Meters | SolarEdge Technologies Inc. | SolarEdge Built-in Consumption Monitor (BNI4, BNC4, BBL |  |  | 1 |  |  |  | Yes
NJADRE1554324575 | Administratively Determined Incentive Program | CLEMENTON | 8021 | 14 | 12.25 | Residential | Behind the Meter | Yes | Net Metered Residential | SunnyMac, LLC | None | PSE&G | Accepted | 2023-07-20 | 2023-07-27 | 2024-07-27 | Solar Panels | JA Solar | JAM54S31-395/MR |  | 0.395 | 12 | 288 | 20 |  | Fixed | Roof
NJADRE1554324575 | Administratively Determined Incentive Program | CLEMENTON | 8021 | 14 | 12.25 | Residential | Behind the Meter | Yes | Net Metered Residential | SunnyMac, LLC | None | PSE&G | Accepted | 2023-07-20 | 2023-07-27 | 2024-07-27 | Solar Panels | JA Solar | JAM54S31-395/MR |  | 0.395 | 12 | 108 | 20 |  | Fixed | Roof
NJADRE1554324575 | Administratively Determined Incentive Program | CLEMENTON | 8021 | 14 | 12.25 | Residential | Behind the Meter | Yes | Net Metered Residential | SunnyMac, LLC | None | PSE&G | Accepted | 2023-07-20 | 2023-07-27 | 2024-07-27 | Solar Panels | JA Solar | JAM54S31-395/MR |  | 0.395 | 7 | 108 | 15 |  | Fixed | Roof
NJADRE1554324595 | Administratively Determined Incentive Program | ORANGE | 7050 | 9 | 10.44 | Residential | Behind the Meter | Yes | Net Metered Residential | SunPower Corporation, Systems | None | PSE&G | Accepted | 2023-07-19 | 2023-07-27 | 2024-07-27 | Solar Panels | Sunpower | SPR-M-435-H-AC |  | 0.435 | 14 | 127 | 45 |  | Fixed | Roof
NJADRE1554324595 | Administratively Determined Incentive Program | ORANGE | 7050 | 9 | 10.44 | Residential | Behind the Meter | Yes | Net Metered Residential | SunPower Corporation, Systems | None | PSE&G | Accepted | 2023-07-19 | 2023-07-27 | 2024-07-27 | Solar Panels | Sunpower | SPR-M-435-H-AC |  | 0.435 | 7 | 307 | 45 |  | Fixed | Roof
NJADRE1554324595 | Administratively Determined Incentive Program | ORANGE | 7050 | 9 | 10.44 | Residential | Behind the Meter | Yes | Net Metered Residential | SunPower Corporation, Systems | None | PSE&G | Accepted | 2023-07-19 | 2023-07-27 | 2024-07-27 | Solar Panels | Sunpower | SPR-M-435-H-AC |  | 0.435 | 3 | 127 | 14 |  | Fixed | Roof
NJADRE1554324595 | Administratively Determined Incentive Program | ORANGE | 7050 | 9 | 10.44 | Residential | Behind the Meter | Yes | Net Metered Residential | SunPower Corporation, Systems | None | PSE&G | Accepted | 2023-07-19 | 2023-07-27 | 2024-07-27 | Inverters | Enphase | IQ7HS-66-ACM-US | 384 |  | 24 |  |  | 0.97 |  | Other | Under Each Panel
NJADRE1554324685 | Administratively Determined Incentive Program | Moonachie | 7074 | 7 | 11.85 | Residential | Behind the Meter | No | Net Metered Residential | Sunrun Installation Services, Inc. | None | PSE&G | Accepted | 2023-07-19 | 2023-07-27 | 2024-07-27 | Inverters | SolarEdge Technologies | SE10000H-USSN | 10000 |  | 1 |  |  | 0.96 |  | Outdoor | Next To Meter
NJADRE1554324685 | Administratively Determined Incentive Program | Moonachie | 7074 | 7 | 11.85 | Residential | Behind the Meter | No | Net Metered Residential | Sunrun Installation Services, Inc. | None | PSE&G | Accepted | 2023-07-19 | 2023-07-27 | 2024-07-27 | Solar Panels | Trina Solar | TSM-395DE09C.07 |  | 0.395 | 2 | 290 | 18 |  | Fixed | Roof
NJADRE1554324685 | Administratively Determined Incentive Program | Moonachie | 7074 | 7 | 11.85 | Residential | Behind the Meter | No | Net Metered Residential | Sunrun Installation Services, Inc. | None | PSE&G | Accepted | 2023-07-19 | 2023-07-27 | 2024-07-27 | Solar Panels | Trina Solar | TSM-395DE09C.07 |  | 0.395 | 2 | 110 | 18 |  | Fixed | Roof
NJADRE1554324685 | Administratively Determined Incentive Program | Moonachie | 7074 | 7 | 11.85 | Residential | Behind the Meter | No | Net Metered Residential | Sunrun Installation Services, Inc. | None | PSE&G | Accepted | 2023-07-19 | 2023-07-27 | 2024-07-27 | Solar Panels | Trina Solar | TSM-395DE09C.07 |  | 0.395 | 14 | 290 | 26 |  | Fixed | Roof
NJADRE1554324685 | Administratively Determined Incentive Program | Moonachie | 7074 | 7 | 11.85 | Residential | Behind the Meter | No | Net Metered Residential | Sunrun Installation Services, Inc. | None | PSE&G | Accepted | 2023-07-19 | 2023-07-27 | 2024-07-27 | Solar Panels | Trina Solar | TSM-395DE09C.07 |  | 0.395 | 12 | 110 | 26 |  | Fixed | Roof
NJADRE1554324686 | Administratively Determined Incentive Program | CINNAMINSON TWP | 8077 | 13 | 9.48 | Residential | Behind the Meter | Yes | Net Metered Residential | Sunrun Installation Services, Inc. | None | PSE&G | Accepted | 2023-07-19 | 2023-07-27 | 2024-07-27 | Inverters | SolarEdge Technologies | SE7600H-USSN | 7600 |  | 1 |  |  | 0.99 |  | Outdoor | Next To Meter
NJADRE1554324686 | Administratively Determined Incentive Program | CINNAMINSON TWP | 8077 | 13 | 9.48 | Residential | Behind the Meter | Yes | Net Metered Residential | Sunrun Installation Services, Inc. | None | PSE&G | Accepted | 2023-07-19 | 2023-07-27 | 2024-07-27 | Solar Panels | Trina Solar | TSM-395DE09C.07 |  | 0.395 | 14 | 330 | 20 |  | Fixed | Roof
NJADRE1554324686 | Administratively Determined Incentive Program | CINNAMINSON TWP | 8077 | 13 | 9.48 | Residential | Behind the Meter | Yes | Net Metered Residential | Sunrun Installation Services, Inc. | None | PSE&G | Accepted | 2023-07-19 | 2023-07-27 | 2024-07-27 | Solar Panels | Trina Solar | TSM-395DE09C.07 |  | 0.395 | 10 | 150 | 16 |  | Fixed | Roof
NJADRE1554324850 | Administratively Determined Incentive Program | North Brunswick | 8902 | 11 | 7.51 | Residential | Behind the Meter | Yes | Net Metered Residential | Sunrun Installation Services, Inc. | None | PSE&G | Accepted | 2023-07-19 | 2023-07-27 | 2024-07-27 | Inverters | SolarEdge Technologies | SE6000H-USSN | 6000 |  | 1 |  |  | 0.96 |  | Outdoor | Next To Meter
NJADRE1554324850 | Administratively Determined Incentive Program | North Brunswick | 8902 | 11 | 7.51 | Residential | Behind the Meter | Yes | Net Metered Residential | Sunrun Installation Services, Inc. | None | PSE&G | Accepted | 2023-07-19 | 2023-07-27 | 2024-07-27 | Solar Panels | Trina Solar | TSM-395DE09C.07 |  | 0.395 | 5 | 35 | 35 |  | Fixed | Roof
NJADRE1554324850 | Administratively Determined Incentive Program | North Brunswick | 8902 | 11 | 7.51 | Residential | Behind the Meter | Yes | Net Metered Residential | Sunrun Installation Services, Inc. | None | PSE&G | Accepted | 2023-07-19 | 2023-07-27 | 2024-07-27 | Solar Panels | Trina Solar | TSM-395DE09C.07 |  | 0.395 | 14 | 216 | 37 |  | Fixed | Roof
NJADRE1554324859 | Administratively Determined Incentive Program | HAINESPORT TWP | 8036 | 13 | 7.51 | Residential | Behind the Meter | Yes | Net Metered Residential | Sunrun Installation Services, Inc. | None | PSE&G | Accepted | 2023-07-19 | 2023-08-04 | 2024-08-04 | Inverters | SolarEdge Technologies | SE6000H-USSN | 6000 |  | 1 |  |  | 0.99 |  | Outdoor | Next To Meter
NJADRE1554324859 | Administratively Determined Incentive Program | HAINESPORT TWP | 8036 | 13 | 7.51 | Residential | Behind the Meter | Yes | Net Metered Residential | Sunrun Installation Services, Inc. | None | PSE&G | Accepted | 2023-07-19 | 2023-08-04 | 2024-08-04 | Solar Panels | Trina Solar | TSM-395DE09C.07 |  | 0.395 | 10 | 157 | 30 |  | Fixed | Roof
NJADRE1554324859 | Administratively Determined Incentive Program | HAINESPORT TWP | 8036 | 13 | 7.51 | Residential | Behind the Meter | Yes | Net Metered Residential | Sunrun Installation Services, Inc. | None | PSE&G | Accepted | 2023-07-19 | 2023-08-04 | 2024-08-04 | Solar Panels | Trina Solar | TSM-395DE09C.07 |  | 0.395 | 9 | 337 | 30 |  | Fixed | Roof
NJADRE1554326752 | Administratively Determined Incentive Program | Williamstown , New Jersey | 8094 | 15 | 4 | Residential | Behind the Meter | Yes | Net Metered Residential | Suntuity Solar LLC | None | AC Electric | Accepted | 2023-07-20 | 2023-07-27 | 2024-07-27 | Inverters | (10)ENPHASE | IQ8PLUS-72-2-US | 290 |  | 10 |  |  | 0.97 |  | Outdoor | Behind the PV modules
NJADRE1554326752 | Administratively Determined Incentive Program | Williamstown , New Jersey | 8094 | 15 | 4 | Residential | Behind the Meter | Yes | Net Metered Residential | Suntuity Solar LLC | None | AC Electric | Accepted | 2023-07-20 | 2023-07-27 | 2024-07-27 | Solar Panels | (10)HANWHA | Q.PEAK DUO BLK ML-G10+ 400 |  | 0.4 | 5 | 137 | 26 |  | Fixed | Roof
NJADRE1554326752 | Administratively Determined Incentive Program | Williamstown , New Jersey | 8094 | 15 | 4 | Residential | Behind the Meter | Yes | Net Metered Residential | Suntuity Solar LLC | None | AC Electric | Accepted | 2023-07-20 | 2023-07-27 | 2024-07-27 | Solar Panels | (10)HANWHA | Q.PEAK DUO BLK ML-G10+ 400 |  | 0.4 | 5 | 317 | 26 |  | Fixed | Roof
NJADRE1554326755 | Administratively Determined Incentive Program | Williamstown, New Jersey | 8094 | 15 | 13.6 | Residential | Behind the Meter | Yes | Net Metered Residential | Suntuity Solar LLC | None | AC Electric | Accepted | 2023-07-20 | 2023-07-27 | 2024-07-27 | Inverters | (34) ENPHASE | IQ8PLUS-72-2-US | 290 |  | 34 |  |  | 0.97 |  | Outdoor | Behind the PV modules
NJADRE1554326755 | Administratively Determined Incentive Program | Williamstown, New Jersey | 8094 | 15 | 13.6 | Residential | Behind the Meter | Yes | Net Metered Residential | Suntuity Solar LLC | None | AC Electric | Accepted | 2023-07-20 | 2023-07-27 | 2024-07-27 | Solar Panels | (34) SILFAB | PRIME SIL-400 HC+ |  | 0.4 | 14 | 213 | 21 |  | Fixed | Roof
NJADRE1554326755 | Administratively Determined Incentive Program | Williamstown, New Jersey | 8094 | 15 | 13.6 | Residential | Behind the Meter | Yes | Net Metered Residential | Suntuity Solar LLC | None | AC Electric | Accepted | 2023-07-20 | 2023-07-27 | 2024-07-27 | Solar Panels | (34) SILFAB | PRIME SIL-400 HC+ |  | 0.4 | 20 | 33 | 21 |  | Fixed | Roof
NJADRE1554326783 | Administratively Determined Incentive Program | Magnolia Boro | 8049 | 14 | 5.14 | Residential | Behind the Meter | Yes | Net Metered Residential | Sunrun Installation Services, Inc. | None | PSE&G | Accepted | 2023-07-20 | 2023-07-27 | 2024-07-27 | Inverters | SolarEdge Technologies | SE3800H-USMN | 3800 |  | 1 |  |  | 0.96 |  | Outdoor | Next To Meter
NJADRE1554326783 | Administratively Determined Incentive Program | Magnolia Boro | 8049 | 14 | 5.14 | Residential | Behind the Meter | Yes | Net Metered Residential | Sunrun Installation Services, Inc. | None | PSE&G | Accepted | 2023-07-20 | 2023-07-27 | 2024-07-27 | Solar Panels | Trina Solar | TSM-395DE09C.07 |  | 0.395 | 3 | 98 | 29 |  | Fixed | Roof
NJADRE1554326783 | Administratively Determined Incentive Program | Magnolia Boro | 8049 | 14 | 5.14 | Residential | Behind the Meter | Yes | Net Metered Residential | Sunrun Installation Services, Inc. | None | PSE&G | Accepted | 2023-07-20 | 2023-07-27 | 2024-07-27 | Solar Panels | Trina Solar | TSM-395DE09C.07 |  | 0.395 | 10 | 278 | 29 |  | Fixed | Roof
NJADRE1554326801 | Administratively Determined Incentive Program | Bayonne | 7002 | 8 | 8.51 | Residential | Behind the Meter | No | Net Metered Residential | Vision Solar LLC | None | PSE&G | Accepted | 2023-07-20 | 2023-07-27 | 2024-07-27 | Inverters | Solaredge | SE6000H-USRGM | 6 |  | 1 |  |  | 0.97 |  | Outdoor | side of house
NJADRE1554326801 | Administratively Determined Incentive Program | Bayonne | 7002 | 8 | 8.51 | Residential | Behind the Meter | No | Net Metered Residential | Vision Solar LLC | None | PSE&G | Accepted | 2023-07-20 | 2023-07-27 | 2024-07-27 | Solar Panels | ZNSHINE | ZXM6-NH120-370/M |  | 0.37 | 8 | 123 | 35 |  | Fixed | Roof
NJADRE1554326801 | Administratively Determined Incentive Program | Bayonne | 7002 | 8 | 8.51 | Residential | Behind the Meter | No | Net Metered Residential | Vision Solar LLC | None | PSE&G | Accepted | 2023-07-20 | 2023-07-27 | 2024-07-27 | Solar Panels | ZNSHINE | ZXM6-NH120-370/M |  | 0.37 | 12 | 303 | 36 |  | Fixed | Roof
NJADRE1554326801 | Administratively Determined Incentive Program | Bayonne | 7002 | 8 | 8.51 | Residential | Behind the Meter | No | Net Metered Residential | Vision Solar LLC | None | PSE&G | Accepted | 2023-07-20 | 2023-07-27 | 2024-07-27 | Solar Panels | ZNSHINE | ZXM6-NH120-370/M |  | 0.37 | 3 | 303 | 5 |  | Fixed | Roof
NJADRE1554326810 | Administratively Determined Incentive Program | Newark City | 7107 | 9 | 152.5 | School Public K-12 | Behind the Meter | Yes | Small Net-Metered Non-Residential located on Rooftop, Carport, Canopy and Floating Solar-PUBLIC | DAN RUSSO ELECTRICAL CONTRACTORS, LLC | None | PSE&G | Accepted | 2023-07-21 | 2023-08-02 | 2024-08-02 | Inverters | SOLAREDGE | SE43.2KUS | 43200 |  | 3 |  |  | 0.97 |  | Outdoor | Ground
NJADRE1554326810 | Administratively Determined Incentive Program | Newark City | 7107 | 9 | 152.5 | School Public K-12 | Behind the Meter | Yes | Small Net-Metered Non-Residential located on Rooftop, Carport, Canopy and Floating Solar-PUBLIC | DAN RUSSO ELECTRICAL CONTRACTORS, LLC | None | PSE&G | Accepted | 2023-07-21 | 2023-08-02 | 2024-08-02 | Meters | Acuvim IIR | D-5A-P1V3 |  |  | 1 |  |  |  | Yes | Outdoor
NJADRE1554326810 | Administratively Determined Incentive Program | Newark City | 7107 | 9 | 152.5 | School Public K-12 | Behind the Meter | Yes | Small Net-Metered Non-Residential located on Rooftop, Carport, Canopy and Floating Solar-PUBLIC | DAN RUSSO ELECTRICAL CONTRACTORS, LLC | None | PSE&G | Accepted | 2023-07-21 | 2023-08-02 | 2024-08-02 | Solar Panels | Znshine | ZXMY-SHLDD144-540/M |  | 0.54 | 42 | 111 | 5 |  | Fixed | Roof | OUTSIDE
NJADRE1554326810 | Administratively Determined Incentive Program | Newark City | 7107 | 9 | 152.5 | School Public K-12 | Behind the Meter | Yes | Small Net-Metered Non-Residential located on Rooftop, Carport, Canopy and Floating Solar-PUBLIC | DAN RUSSO ELECTRICAL CONTRACTORS, LLC | None | PSE&G | Accepted | 2023-07-21 | 2023-08-02 | 2024-08-02 | Solar Panels | ZnShine | ZXM7-SHLDD144-540M |  | 0.54 | 207 | 202 | 10 |  | Fixed | Roof | Outside
NJADRE1554326810 | Administratively Determined Incentive Program | Newark City | 7107 | 9 | 152.5 | School Public K-12 | Behind the Meter | Yes | Small Net-Metered Non-Residential located on Rooftop, Carport, Canopy and Floating Solar-PUBLIC | DAN RUSSO ELECTRICAL CONTRACTORS, LLC | None | PSE&G | Accepted | 2023-07-21 | 2023-08-02 | 2024-08-02 | Solar Panels | JinkoSolar | JKM440M-72HLM |  | 0.44 | 41 | 202 | 10 |  | Fixed | Roof | Outside
NJADRE1554326885 | Administratively Determined Incentive Program | PLAINSBORO | 8536 | 11 | 13.83 | Residential | Behind the Meter | Yes | Net Metered Residential | SunnyMac, LLC | None | PSE&G | Accepted | 2023-07-20 | 2023-07-28 | 2024-07-28 | Inverters | SolarEdge Technologies Inc. | SE11400H-US000BEI4 (Inverter, w/CAT5e) | 11400 |  | 1 |  |  | 0.99 |  | Outside
NJADRE1554326885 | Administratively Determined Incentive Program | PLAINSBORO | 8536 | 11 | 13.83 | Residential | Behind the Meter | Yes | Net Metered Residential | SunnyMac, LLC | None | PSE&G | Accepted | 2023-07-20 | 2023-07-28 | 2024-07-28 | Meters | SolarEdge Technologies Inc. | SolarEdge Built-in Consumption Monitor (BNI4, BNC4, BBL |  |  | 1 |  |  |  | Yes
NJADRE1554326885 | Administratively Determined Incentive Program | PLAINSBORO | 8536 | 11 | 13.83 | Residential | Behind the Meter | Yes | Net Metered Residential | SunnyMac, LLC | None | PSE&G | Accepted | 2023-07-20 | 2023-07-28 | 2024-07-28 | Solar Panels | JA Solar | JAM54S31-395/MR |  | 0.395 | 21 | 143 | 27 |  | Fixed | Roof
NJADRE1554326885 | Administratively Determined Incentive Program | PLAINSBORO | 8536 | 11 | 13.83 | Residential | Behind the Meter | Yes | Net Metered Residential | SunnyMac, LLC | None | PSE&G | Accepted | 2023-07-20 | 2023-07-28 | 2024-07-28 | Solar Panels | JA Solar | JAM54S31-395/MR |  | 0.395 | 14 | 143 | 27 |  | Fixed | Roof
NJADRE1554326919 | Administratively Determined Incentive Program | Delran | 8075 | 13 | 10.36 | Residential | Behind the Meter | No | Net Metered Residential | Vision Solar LLC | None | PSE&G | Accepted | 2023-07-20 | 2023-07-28 | 2024-07-28 | Inverters | SolarEdge | SE7600H-USRGM | 8 |  | 1 |  |  | 0.97 |  | Outdoor | under the panel
NJADRE1554326919 | Administratively Determined Incentive Program | Delran | 8075 | 13 | 10.36 | Residential | Behind the Meter | No | Net Metered Residential | Vision Solar LLC | None | PSE&G | Accepted | 2023-07-20 | 2023-07-28 | 2024-07-28 | Solar Panels | ZNShine | ZXM6-NH120-370/M |  | 0.37 | 8 | 218 | 20 |  | Fixed | Roof
NJADRE1554326919 | Administratively Determined Incentive Program | Delran | 8075 | 13 | 10.36 | Residential | Behind the Meter | No | Net Metered Residential | Vision Solar LLC | None | PSE&G | Accepted | 2023-07-20 | 2023-07-28 | 2024-07-28 | Solar Panels | ZNShine | ZXM6-NH120-370/M |  | 0.37 | 9 | 218 | 20 |  | Fixed | Roof
NJADRE1554326919 | Administratively Determined Incentive Program | Delran | 8075 | 13 | 10.36 | Residential | Behind the Meter | No | Net Metered Residential | Vision Solar LLC | None | PSE&G | Accepted | 2023-07-20 | 2023-07-28 | 2024-07-28 | Solar Panels | ZNShine | ZXM6-NH120-370/M |  | 0.37 | 9 | 38 | 20 |  | Fixed | Roof
NJADRE1554326919 | Administratively Determined Incentive Program | Delran | 8075 | 13 | 10.36 | Residential | Behind the Meter | No | Net Metered Residential | Vision Solar LLC | None | PSE&G | Accepted | 2023-07-20 | 2023-07-28 | 2024-07-28 | Solar Panels | ZNShine | ZXM6-NH120-370/M |  | 0.37 | 2 | 38 | 20 |  | Fixed | Roof
NJADRE1554326921 | Administratively Determined Incentive Program | Teaneck | 7666 | 7 | 5.92 | Residential | Behind the Meter | No | Net Metered Residential | Vision Solar LLC | None | PSE&G | Accepted | 2023-07-20 | 2023-07-28 | 2024-07-28 | Inverters | SolarEdge | SE6000H-USRGM | 6 |  | 1 |  |  | 0.97 |  | Outdoor
NJADRE1554326921 | Administratively Determined Incentive Program | Teaneck | 7666 | 7 | 5.92 | Residential | Behind the Meter | No | Net Metered Residential | Vision Solar LLC | None | PSE&G | Accepted | 2023-07-20 | 2023-07-28 | 2024-07-28 | Solar Panels | ZNSHINE SOLAR | ZXM6-NH120-370/M |  | 0.37 | 6 | 198 | 27 |  | Fixed | Roof
NJADRE1554326921 | Administratively Determined Incentive Program | Teaneck | 7666 | 7 | 5.92 | Residential | Behind the Meter | No | Net Metered Residential | Vision Solar LLC | None | PSE&G | Accepted | 2023-07-20 | 2023-07-28 | 2024-07-28 | Solar Panels | ZNSHINE SOLAR | ZXM6-NH120-370/M |  | 0.37 | 5 | 18 | 43 |  | Fixed | Roof
NJADRE1554326921 | Administratively Determined Incentive Program | Teaneck | 7666 | 7 | 5.92 | Residential | Behind the Meter | No | Net Metered Residential | Vision Solar LLC | None | PSE&G | Accepted | 2023-07-20 | 2023-07-28 | 2024-07-28 | Solar Panels | ZNSHINE SOLAR | ZXM6-NH120-370/M |  | 0.37 | 3 | 0 | 0 |  | Fixed | Roof
NJADRE1554326921 | Administratively Determined Incentive Program | Teaneck | 7666 | 7 | 5.92 | Residential | Behind the Meter | No | Net Metered Residential | Vision Solar LLC | None | PSE&G | Accepted | 2023-07-20 | 2023-07-28 | 2024-07-28 | Solar Panels | ZNSHINE SOLAR | ZXM6-NH120-370/M |  | 0.37 | 2 | 18 | 20 |  | Fixed | Roof
NJADRE1554326933 | Administratively Determined Incentive Program | NORTH HALEDON | 7508 | 6 | 6.21 | Residential | Behind the Meter | Yes | Net Metered Residential | SunnyMac, LLC | None | PSE&G | Accepted | 2023-07-20 | 2023-07-28 | 2024-07-28 | Inverters | Retrieving data. Wait a few seconds and try to cut or c | SE5000H-US000BNI4 (Inverter) | 5000 |  | 1 |  |  | 0.99 |  | Outside
NJADRE1554326933 | Administratively Determined Incentive Program | NORTH HALEDON | 7508 | 6 | 6.21 | Residential | Behind the Meter | Yes | Net Metered Residential | SunnyMac, LLC | None | PSE&G | Accepted | 2023-07-20 | 2023-07-28 | 2024-07-28 | Meters | SolarEdge Technologies Inc. | SolarEdge Built-in Consumption Monitor (BEI4, BNI4, BNC |  |  | 1 |  |  |  | Yes
NJADRE1554326933 | Administratively Determined Incentive Program | NORTH HALEDON | 7508 | 6 | 6.21 | Residential | Behind the Meter | Yes | Net Metered Residential | SunnyMac, LLC | None | PSE&G | Accepted | 2023-07-20 | 2023-07-28 | 2024-07-28 | Solar Panels | REC Solar | REC365NP2 Black |  | 0.365 | 17 | 95 | 7 |  | Fixed | Roof
NJADRE1554327109 | Administratively Determined Incentive Program | VINELAND | 8360 | 20 | 10.27 | Residential | Behind the Meter | Yes | Net Metered Residential | Fusion Solar Energy | None | Vineland Muni Electric | Accepted | 2023-07-20 | 2023-07-28 | 2024-07-28 | Solar Panels | JA SOLAR | JAM54S31-395/MR |  | 0.395 | 26 | 93 | 26 |  | Fixed | Roof
NJADRE1554327109 | Administratively Determined Incentive Program | VINELAND | 8360 | 20 | 10.27 | Residential | Behind the Meter | Yes | Net Metered Residential | Fusion Solar Energy | None | Vineland Muni Electric | Accepted | 2023-07-20 | 2023-07-28 | 2024-07-28 | Inverters | ENPHASE | IQ7PLUS | 290 |  | 26 |  |  | 0.94 |  | Outdoor
NJADRE1554327145 | Administratively Determined Incentive Program | Clark Twp | 7066 | 10 | 4.81 | Residential | Behind the Meter | No | Net Metered Residential | Vision Solar LLC | None | PSE&G | Accepted | 2023-07-20 | 2023-07-28 | 2024-07-28 | Inverters | Solar Edge | SE3800H-USRGM | 4 |  | 1 |  |  | 0.97 |  | Outside
NJADRE1554327145 | Administratively Determined Incentive Program | Clark Twp | 7066 | 10 | 4.81 | Residential | Behind the Meter | No | Net Metered Residential | Vision Solar LLC | None | PSE&G | Accepted | 2023-07-20 | 2023-07-28 | 2024-07-28 | Solar Panels | Znshine Solar | ZXM6-NH120-370/M |  | 0.37 | 6 | 308 | 43 |  | Fixed | Roof
NJADRE1554327145 | Administratively Determined Incentive Program | Clark Twp | 7066 | 10 | 4.81 | Residential | Behind the Meter | No | Net Metered Residential | Vision Solar LLC | None | PSE&G | Accepted | 2023-07-20 | 2023-07-28 | 2024-07-28 | Solar Panels | Znshine Solar | ZXM6-NH120-370/M |  | 0.37 | 7 | 128 | 31 |  | Fixed | Roof
NJADRE1554327146 | Administratively Determined Incentive Program | Ewing Township | 8638 | 12 | 10 | Residential | Behind the Meter | Yes | Net Metered Residential | SunnyMac LLC | None | PSE&G | Accepted | 2023-07-20 | 2023-07-28 | 2024-07-28 | Solar Panels | REC | 400 N-PEAK 3 BLACK |  | 0.4 | 8 | 215 | 12 |  | Fixed | Roof
NJADRE1554327146 | Administratively Determined Incentive Program | Ewing Township | 8638 | 12 | 10 | Residential | Behind the Meter | Yes | Net Metered Residential | SunnyMac LLC | None | PSE&G | Accepted | 2023-07-20 | 2023-07-28 | 2024-07-28 | Solar Panels | REC | 400 N-PEAK 3 BLACK |  | 0.4 | 9 | 125 | 21 |  | Fixed | Roof
NJADRE1554327146 | Administratively Determined Incentive Program | Ewing Township | 8638 | 12 | 10 | Residential | Behind the Meter | Yes | Net Metered Residential | SunnyMac LLC | None | PSE&G | Accepted | 2023-07-20 | 2023-07-28 | 2024-07-28 | Solar Panels | REC | 400 N-PEAK 3 BLACK |  | 0.4 | 8 | 305 | 21 |  | Fixed | Roof
NJADRE1554327146 | Administratively Determined Incentive Program | Ewing Township | 8638 | 12 | 10 | Residential | Behind the Meter | Yes | Net Metered Residential | SunnyMac LLC | None | PSE&G | Accepted | 2023-07-20 | 2023-07-28 | 2024-07-28 | Inverters | Solaredge | SE6000H -US | 6000 |  | 1 |  |  | 0.99 |  | Outdoor | next to meter
NJADRE1554327146 | Administratively Determined Incentive Program | Ewing Township | 8638 | 12 | 10 | Residential | Behind the Meter | Yes | Net Metered Residential | SunnyMac LLC | None | PSE&G | Accepted | 2023-07-20 | 2023-07-28 | 2024-07-28 | Meters | SE-RGMTR-1D-240C-B | Solaredge |  |  | 1 |  |  |  | Yes | Outdoor
NJADRE1554327788 | Administratively Determined Incentive Program | Bayville | 8721 | 18 | 5.6 | Residential | Behind the Meter | Yes | Net Metered Residential | Pro Custom Solar dba Momentum Solar | None | JCP&L | Accepted | 2023-07-20 | 2023-07-28 | 2024-07-28 | Solar Panels | HANWHA | Â Q. PEAK DUO BLK-G10+400 |  | 0.4 | 5 | 108 | 22 |  | Fixed | Roof
NJADRE1554327788 | Administratively Determined Incentive Program | Bayville | 8721 | 18 | 5.6 | Residential | Behind the Meter | Yes | Net Metered Residential | Pro Custom Solar dba Momentum Solar | None | JCP&L | Accepted | 2023-07-20 | 2023-07-28 | 2024-07-28 | Solar Panels | HANWHA | Â Q. PEAK DUO BLK-G10+400 |  | 0.4 | 9 | 288 | 20 |  | Fixed | Roof
NJADRE1554327788 | Administratively Determined Incentive Program | Bayville | 8721 | 18 | 5.6 | Residential | Behind the Meter | Yes | Net Metered Residential | Pro Custom Solar dba Momentum Solar | None | JCP&L | Accepted | 2023-07-20 | 2023-07-28 | 2024-07-28 | Inverters | ENPHASE | IQ8PLUS-72-2-US | 290 |  | 14 |  |  | 0.97 |  | Outdoor
NJADRE1554328786 | Administratively Determined Incentive Program | Edison | 8820 | 11 | 3.56 | Residential | Behind the Meter | Yes | Net Metered Residential | Sunrun Installation Services, Inc. | None | PSE&G | Accepted | 2023-07-20 | 2023-07-28 | 2024-07-28 | Inverters | SolarEdge Technologies | SE3800H-USMN | 3800 |  | 1 |  |  | 0.99 |  | Outdoor | Next To Meter
NJADRE1554328786 | Administratively Determined Incentive Program | Edison | 8820 | 11 | 3.56 | Residential | Behind the Meter | Yes | Net Metered Residential | Sunrun Installation Services, Inc. | None | PSE&G | Accepted | 2023-07-20 | 2023-07-28 | 2024-07-28 | Solar Panels | Trina Solar | TSM-395DE09C.07 |  | 0.395 | 2 | 86 | 18 |  | Fixed | Roof
NJADRE1554328786 | Administratively Determined Incentive Program | Edison | 8820 | 11 | 3.56 | Residential | Behind the Meter | Yes | Net Metered Residential | Sunrun Installation Services, Inc. | None | PSE&G | Accepted | 2023-07-20 | 2023-07-28 | 2024-07-28 | Solar Panels | Trina Solar | TSM-395DE09C.07 |  | 0.395 | 3 | 266 | 18 |  | Fixed | Roof
NJADRE1554328786 | Administratively Determined Incentive Program | Edison | 8820 | 11 | 3.56 | Residential | Behind the Meter | Yes | Net Metered Residential | Sunrun Installation Services, Inc. | None | PSE&G | Accepted | 2023-07-20 | 2023-07-28 | 2024-07-28 | Solar Panels | Trina Solar | TSM-395DE09C.07 |  | 0.395 | 4 | 356 | 18 |  | Fixed | Roof
NJADRE1554328894 | Administratively Determined Incentive Program | Cranbury Twp | 8512 | 11 | 8.19 | Residential | Behind the Meter | Yes | Net Metered Residential | Tesla Energy Operations Inc | None | PSE&G | Accepted | 2023-07-20 | 2023-07-31 | 2024-07-31 | Inverters | Tesla | 1538000-00-C (240V) | 7600 |  | 1 |  |  | 0.98 |  | Indoor
NJADRE1554328894 | Administratively Determined Incentive Program | Cranbury Twp | 8512 | 11 | 8.19 | Residential | Behind the Meter | Yes | Net Metered Residential | Tesla Energy Operations Inc | None | PSE&G | Accepted | 2023-07-20 | 2023-07-31 | 2024-07-31 | Solar Panels | Tesla | SR60T1 |  | 0.05847 | 50 | 287 | 25 |  | Fixed | Roof
NJADRE1554328894 | Administratively Determined Incentive Program | Cranbury Twp | 8512 | 11 | 8.19 | Residential | Behind the Meter | Yes | Net Metered Residential | Tesla Energy Operations Inc | None | PSE&G | Accepted | 2023-07-20 | 2023-07-31 | 2024-07-31 | Solar Panels | Tesla | SR60T1 |  | 0.05847 | 32 | 107 | 25 |  | Fixed | Roof
NJADRE1554328894 | Administratively Determined Incentive Program | Cranbury Twp | 8512 | 11 | 8.19 | Residential | Behind the Meter | Yes | Net Metered Residential | Tesla Energy Operations Inc | None | PSE&G | Accepted | 2023-07-20 | 2023-07-31 | 2024-07-31 | Solar Panels | Tesla | SR60T1 |  | 0.05847 | 40 | 107 | 25 |  | Fixed | Roof
NJADRE1554328894 | Administratively Determined Incentive Program | Cranbury Twp | 8512 | 11 | 8.19 | Residential | Behind the Meter | Yes | Net Metered Residential | Tesla Energy Operations Inc | None | PSE&G | Accepted | 2023-07-20 | 2023-07-31 | 2024-07-31 | Solar Panels | Tesla | SR60T1 |  | 0.05847 | 18 | 287 | 25 |  | Fixed | Roof
NJADRE1554328970 | Administratively Determined Incentive Program | Teaneck | 7666 | 7 | 6.29 | Residential | Behind the Meter | No | Net Metered Residential | Vision Solar LLC | None | PSE&G | Accepted | 2023-07-24 | 2023-08-01 | 2024-08-01 | Inverters | Solaredge | SE6000H-USRGM | 6 |  | 1 |  |  | 0.97 |  | Outdoor | side of house
NJADRE1554328970 | Administratively Determined Incentive Program | Teaneck | 7666 | 7 | 6.29 | Residential | Behind the Meter | No | Net Metered Residential | Vision Solar LLC | None | PSE&G | Accepted | 2023-07-24 | 2023-08-01 | 2024-08-01 | Solar Panels | ZNSHINE | ZXM6-NH120-370/M |  | 0.37 | 8 | 82 | 9 |  | Fixed | Roof
NJADRE1554328970 | Administratively Determined Incentive Program | Teaneck | 7666 | 7 | 6.29 | Residential | Behind the Meter | No | Net Metered Residential | Vision Solar LLC | None | PSE&G | Accepted | 2023-07-24 | 2023-08-01 | 2024-08-01 | Solar Panels | ZNSHINE | ZXM6-NH120-370/M |  | 0.37 | 7 | 262 | 41 |  | Fixed | Roof
NJADRE1554328970 | Administratively Determined Incentive Program | Teaneck | 7666 | 7 | 6.29 | Residential | Behind the Meter | No | Net Metered Residential | Vision Solar LLC | None | PSE&G | Accepted | 2023-07-24 | 2023-08-01 | 2024-08-01 | Solar Panels | ZNSHINE | ZXM6-NH120-370/M |  | 0.37 | 2 | 172 | 0 |  | Fixed | Roof
NJADRE1554329047 | Administratively Determined Incentive Program | Woodbury Heights Boro | 8097 | 15 | 5.18 | Residential | Behind the Meter | No | Net Metered Residential | Vision Solar LLC | None | PSE&G | Accepted | 2023-07-20 | 2023-07-28 | 2024-07-28 | Inverters | Solar Edge | SE3800H-USRGM | 4 |  | 1 |  |  | 0.97 |  | Outside
NJADRE1554329047 | Administratively Determined Incentive Program | Woodbury Heights Boro | 8097 | 15 | 5.18 | Residential | Behind the Meter | No | Net Metered Residential | Vision Solar LLC | None | PSE&G | Accepted | 2023-07-20 | 2023-07-28 | 2024-07-28 | Solar Panels | Znshine Solar | ZXM6-NH120-370/M |  | 0.37 | 14 | 257 | 39 |  | Fixed | Roof
NJADRE1554329051 | Administratively Determined Incentive Program | Monroe Township | 8831 | 11 | 11.2 | Residential | Behind the Meter | No | Net Metered Residential | Tesla Energy Operations Inc | None | JCP&L | Accepted | 2023-07-20 | 2023-07-28 | 2024-07-28 | Inverters | Tesla | 7.6 kW Tesla Inc 1538000-00-F (240V) | 7600 |  | 1 |  |  | 0.98 |  | Outside
NJADRE1554329051 | Administratively Determined Incentive Program | Monroe Township | 8831 | 11 | 11.2 | Residential | Behind the Meter | No | Net Metered Residential | Tesla Energy Operations Inc | None | JCP&L | Accepted | 2023-07-20 | 2023-07-28 | 2024-07-28 | Inverters | Tesla | 3.8 kW Tesla Inc 1534000-00-F (240V) | 3800 |  | 1 |  |  | 0.98 |  | Outside
NJADRE1554329051 | Administratively Determined Incentive Program | Monroe Township | 8831 | 11 | 11.2 | Residential | Behind the Meter | No | Net Metered Residential | Tesla Energy Operations Inc | None | JCP&L | Accepted | 2023-07-20 | 2023-07-28 | 2024-07-28 | Solar Panels | Hanwha | Q.PEAK DUO BLK ML-G10.a+/TS 400: PV Module, 400W |  | 0.4 | 13 | 88 | 40 |  | Fixed | Roof
NJADRE1554329051 | Administratively Determined Incentive Program | Monroe Township | 8831 | 11 | 11.2 | Residential | Behind the Meter | No | Net Metered Residential | Tesla Energy Operations Inc | None | JCP&L | Accepted | 2023-07-20 | 2023-07-28 | 2024-07-28 | Solar Panels | Hanwha | Q.PEAK DUO BLK ML-G10.a+/TS 400: PV Module, 400W |  | 0.4 | 13 | 178 | 40 |  | Fixed | Roof
NJADRE1554329051 | Administratively Determined Incentive Program | Monroe Township | 8831 | 11 | 11.2 | Residential | Behind the Meter | No | Net Metered Residential | Tesla Energy Operations Inc | None | JCP&L | Accepted | 2023-07-20 | 2023-07-28 | 2024-07-28 | Solar Panels | Hanwha | Q.PEAK DUO BLK ML-G10.a+/TS 400: PV Module, 400W |  | 0.4 | 2 | 268 | 40 |  | Fixed | Roof
NJADRE1554329350 | Administratively Determined Incentive Program | West Windsor | 8550 | 12 | 8 | Residential | Behind the Meter | Yes | Net Metered Residential | Pro Custom Solar dba Momentum Solar | None | PSE&G | Accepted | 2023-07-20 | 2023-07-28 | 2024-07-28 | Solar Panels | hanwha | Â Q. PEAK DUO BLK-G10+400 |  | 0.4 | 8 | 239 | 27 |  | Fixed | Roof
NJADRE1554329350 | Administratively Determined Incentive Program | West Windsor | 8550 | 12 | 8 | Residential | Behind the Meter | Yes | Net Metered Residential | Pro Custom Solar dba Momentum Solar | None | PSE&G | Accepted | 2023-07-20 | 2023-07-28 | 2024-07-28 | Solar Panels | hanwha | Â Q. PEAK DUO BLK-G10+400 |  | 0.4 | 5 | 239 | 28 |  | Fixed | Roof
NJADRE1554329350 | Administratively Determined Incentive Program | West Windsor | 8550 | 12 | 8 | Residential | Behind the Meter | Yes | Net Metered Residential | Pro Custom Solar dba Momentum Solar | None | PSE&G | Accepted | 2023-07-20 | 2023-07-28 | 2024-07-28 | Solar Panels | hanwha | Â Q. PEAK DUO BLK-G10+400 |  | 0.4 | 7 | 59 | 27 |  | Fixed | Roof
NJADRE1554329350 | Administratively Determined Incentive Program | West Windsor | 8550 | 12 | 8 | Residential | Behind the Meter | Yes | Net Metered Residential | Pro Custom Solar dba Momentum Solar | None | PSE&G | Accepted | 2023-07-20 | 2023-07-28 | 2024-07-28 | Inverters | enphase | IQ8PLUS-72-2-US | 290 |  | 20 |  |  | 0.97 |  | Outdoor
NJADRE1554329351 | Administratively Determined Incentive Program | Edison TWP | 8820 | 11 | 10.8 | Residential | Behind the Meter | No | Net Metered Residential | Tesla Energy Operations Inc | None | PSE&G | Accepted | 2023-07-20 | 2023-07-28 | 2024-07-28 | Inverters | Tesla | 1538000-45-A (240V) | 7680 |  | 1 |  |  | 0.98 |  | Outdoor
NJADRE1554329351 | Administratively Determined Incentive Program | Edison TWP | 8820 | 11 | 10.8 | Residential | Behind the Meter | No | Net Metered Residential | Tesla Energy Operations Inc | None | PSE&G | Accepted | 2023-07-20 | 2023-07-28 | 2024-07-28 | Inverters | Tesla | 1538000-45-A (240V) | 3840 |  | 1 |  |  | 0.975 |  | Outdoor
NJADRE1554329351 | Administratively Determined Incentive Program | Edison TWP | 8820 | 11 | 10.8 | Residential | Behind the Meter | No | Net Metered Residential | Tesla Energy Operations Inc | None | PSE&G | Accepted | 2023-07-20 | 2023-07-28 | 2024-07-28 | Solar Panels | Hanwha | Q.PEAK DUO BLK ML-G10+/TS 400 |  | 0.4 | 7 | 172 | 16 |  | Fixed | Roof
NJADRE1554329351 | Administratively Determined Incentive Program | Edison TWP | 8820 | 11 | 10.8 | Residential | Behind the Meter | No | Net Metered Residential | Tesla Energy Operations Inc | None | PSE&G | Accepted | 2023-07-20 | 2023-07-28 | 2024-07-28 | Solar Panels | Hanwha | Q.PEAK DUO BLK ML-G10+/TS 400 |  | 0.4 | 9 | 262 | 18 |  | Fixed | Roof
NJADRE1554329351 | Administratively Determined Incentive Program | Edison TWP | 8820 | 11 | 10.8 | Residential | Behind the Meter | No | Net Metered Residential | Tesla Energy Operations Inc | None | PSE&G | Accepted | 2023-07-20 | 2023-07-28 | 2024-07-28 | Solar Panels | Hanwha | Q.PEAK DUO BLK ML-G10+/TS 400 |  | 0.4 | 2 | 172 | 21 |  | Fixed | Roof
NJADRE1554329351 | Administratively Determined Incentive Program | Edison TWP | 8820 | 11 | 10.8 | Residential | Behind the Meter | No | Net Metered Residential | Tesla Energy Operations Inc | None | PSE&G | Accepted | 2023-07-20 | 2023-07-28 | 2024-07-28 | Solar Panels | Hanwha | Q.PEAK DUO BLK ML-G10+/TS 400 |  | 0.4 | 3 | 82 | 18 |  | Fixed | Roof
NJADRE1554329351 | Administratively Determined Incentive Program | Edison TWP | 8820 | 11 | 10.8 | Residential | Behind the Meter | No | Net Metered Residential | Tesla Energy Operations Inc | None | PSE&G | Accepted | 2023-07-20 | 2023-07-28 | 2024-07-28 | Solar Panels | Hanwha | Q.PEAK DUO BLK ML-G10+/TS 400 |  | 0.4 | 6 | 262 | 18 |  | Fixed | Roof
NJADRE1554329364 | Administratively Determined Incentive Program | Ewing Twp | 8638 | 12 | 11.2 | Residential | Behind the Meter | Yes | Net Metered Residential | SunnyMac LLC | None | PSE&G | Accepted | 2023-07-20 | 2023-07-28 | 2024-07-28 | Solar Panels | HANWHA | Q.PEAK DUO BLK ML-G10+400 |  | 0.4 | 9 | 175 | 24 |  | Fixed | Roof
NJADRE1554329364 | Administratively Determined Incentive Program | Ewing Twp | 8638 | 12 | 11.2 | Residential | Behind the Meter | Yes | Net Metered Residential | SunnyMac LLC | None | PSE&G | Accepted | 2023-07-20 | 2023-07-28 | 2024-07-28 | Solar Panels | HANWHA | Q.PEAK DUO BLK ML-G10+400 |  | 0.4 | 6 | 265 | 24 |  | Fixed | Roof
NJADRE1554329364 | Administratively Determined Incentive Program | Ewing Twp | 8638 | 12 | 11.2 | Residential | Behind the Meter | Yes | Net Metered Residential | SunnyMac LLC | None | PSE&G | Accepted | 2023-07-20 | 2023-07-28 | 2024-07-28 | Solar Panels | HANWHA | Q.PEAK DUO BLK ML-G10+400 |  | 0.4 | 10 | 335 | 24 |  | Fixed | Roof
NJADRE1554329364 | Administratively Determined Incentive Program | Ewing Twp | 8638 | 12 | 11.2 | Residential | Behind the Meter | Yes | Net Metered Residential | SunnyMac LLC | None | PSE&G | Accepted | 2023-07-20 | 2023-07-28 | 2024-07-28 | Solar Panels | HANWHA | Q.PEAK DUO BLK ML-G10+400 |  | 0.4 | 3 | 265 | 23 |  | Fixed | Roof
NJADRE1554329364 | Administratively Determined Incentive Program | Ewing Twp | 8638 | 12 | 11.2 | Residential | Behind the Meter | Yes | Net Metered Residential | SunnyMac LLC | None | PSE&G | Accepted | 2023-07-20 | 2023-07-28 | 2024-07-28 | Inverters | Solaredge | SE7600H-US | 7600 |  | 1 |  |  | 0.99 |  | Outdoor | NEXT TO METER
NJADRE1554329364 | Administratively Determined Incentive Program | Ewing Twp | 8638 | 12 | 11.2 | Residential | Behind the Meter | Yes | Net Metered Residential | SunnyMac LLC | None | PSE&G | Accepted | 2023-07-20 | 2023-07-28 | 2024-07-28 | Meters | SE-RGMTR-1D-240C-B | Solaredge |  |  | 1 |  |  |  | Yes | Outdoor
NJADRE1554329377 | Administratively Determined Incentive Program | Trenton | 8618 | 12 | 3.33 | Residential | Behind the Meter | No | Net Metered Residential | Vision Solar LLC | None | PSE&G | Accepted | 2023-07-20 | 2023-07-28 | 2024-07-28 | Inverters | Solar Edge | SE3800H-USRGM | 4 |  | 1 |  |  | 0.97 |  | Outdoor
NJADRE1554329377 | Administratively Determined Incentive Program | Trenton | 8618 | 12 | 3.33 | Residential | Behind the Meter | No | Net Metered Residential | Vision Solar LLC | None | PSE&G | Accepted | 2023-07-20 | 2023-07-28 | 2024-07-28 | Solar Panels | Znshine Solar | ZXM6-NH120-370/M |  | 0.37 | 4 | 207 | 20 |  | Fixed | Roof
NJADRE1554329377 | Administratively Determined Incentive Program | Trenton | 8618 | 12 | 3.33 | Residential | Behind the Meter | No | Net Metered Residential | Vision Solar LLC | None | PSE&G | Accepted | 2023-07-20 | 2023-07-28 | 2024-07-28 | Solar Panels | Znshine Solar | ZXM6-NH120-370/M |  | 0.37 | 5 | 116 | 15 |  | Fixed | Roof
NJADRE1554329404 | Administratively Determined Incentive Program | Hewitt | 7421 | 6 | 4.44 | Residential | Behind the Meter | No | Net Metered Residential | Vision Solar LLC | None | Orange Rockland Electric | Accepted | 2023-07-20 | 2023-07-28 | 2024-07-28 | Inverters | SolarEdge | SE3800H-USRGM | 4 |  | 1 |  |  | 0.97 |  | Outdoor
NJADRE1554329404 | Administratively Determined Incentive Program | Hewitt | 7421 | 6 | 4.44 | Residential | Behind the Meter | No | Net Metered Residential | Vision Solar LLC | None | Orange Rockland Electric | Accepted | 2023-07-20 | 2023-07-28 | 2024-07-28 | Solar Panels | ZNSHINE SOLAR | ZXM6-NH120-370/M |  | 0.37 | 12 | 235 | 21 |  | Fixed | Roof
NJADRE1554329423 | Administratively Determined Incentive Program | Mount Laurel Twp | 8054 | 13 | 5.67 | Residential | Behind the Meter | No | Net Metered Residential | Tesla Energy Operations Inc | None | PSE&G | Accepted | 2023-07-20 | 2023-07-28 | 2024-07-28 | Solar Panels | Hanwha | Q.PEAK DUO BLK ML-G10+/TS 405 |  | 0.405 | 5 | 73 | 20 |  | Fixed | Roof
NJADRE1554329423 | Administratively Determined Incentive Program | Mount Laurel Twp | 8054 | 13 | 5.67 | Residential | Behind the Meter | No | Net Metered Residential | Tesla Energy Operations Inc | None | PSE&G | Accepted | 2023-07-20 | 2023-07-28 | 2024-07-28 | Solar Panels | Hanwha | Q.PEAK DUO BLK ML-G10+/TS 405 |  | 0.405 | 9 | 253 | 20 |  | Fixed | Roof
NJADRE1554329423 | Administratively Determined Incentive Program | Mount Laurel Twp | 8054 | 13 | 5.67 | Residential | Behind the Meter | No | Net Metered Residential | Tesla Energy Operations Inc | None | PSE&G | Accepted | 2023-07-20 | 2023-07-28 | 2024-07-28 | Inverters | Tesla | 1538000-45-A (240V) | 5040 |  | 1 |  |  | 0.98 |  | Indoor
NJADRE1554329447 | Administratively Determined Incentive Program | MIDDLESEX BORO | 8846 | 11 | 4.74 | Residential | Behind the Meter | Yes | Net Metered Residential | Sunrun Installation Services, Inc. | None | PSE&G | Accepted | 2023-07-20 | 2023-07-28 | 2024-07-28 | Inverters | SolarEdge Technologies | SE3800H-USMN | 3800 |  | 1 |  |  | 0.99 |  | Outdoor | Next To Meter
NJADRE1554329447 | Administratively Determined Incentive Program | MIDDLESEX BORO | 8846 | 11 | 4.74 | Residential | Behind the Meter | Yes | Net Metered Residential | Sunrun Installation Services, Inc. | None | PSE&G | Accepted | 2023-07-20 | 2023-07-28 | 2024-07-28 | Solar Panels | Trina Solar | TSM-395DE09C.07 |  | 0.395 | 6 | 86 | 22 |  | Fixed | Roof
NJADRE1554329447 | Administratively Determined Incentive Program | MIDDLESEX BORO | 8846 | 11 | 4.74 | Residential | Behind the Meter | Yes | Net Metered Residential | Sunrun Installation Services, Inc. | None | PSE&G | Accepted | 2023-07-20 | 2023-07-28 | 2024-07-28 | Solar Panels | Trina Solar | TSM-395DE09C.07 |  | 0.395 | 6 | 265 | 22 |  | Fixed | Roof
NJADRE1554329457 | Administratively Determined Incentive Program | Hewitt | 7421 | 6 | 12.89 | Residential | Behind the Meter | Yes | Net Metered Residential | Tesla Energy Operations Inc | None | Orange Rockland Electric | Accepted | 2023-07-25 | 2023-08-02 | 2024-08-02 | Inverters | Tesla | Powerwall+ [240V] #1850000-00-C | 7600 |  | 1 |  |  | 0.986 |  | Outdoor
NJADRE1554329457 | Administratively Determined Incentive Program | Hewitt | 7421 | 6 | 12.89 | Residential | Behind the Meter | Yes | Net Metered Residential | Tesla Energy Operations Inc | None | Orange Rockland Electric | Accepted | 2023-07-25 | 2023-08-02 | 2024-08-02 | Meters | Tesla | Powerwall+ [240V] #1850000-00-C |  |  | 1 |  |  |  | Yes | Outdoor
NJADRE1554329457 | Administratively Determined Incentive Program | Hewitt | 7421 | 6 | 12.89 | Residential | Behind the Meter | Yes | Net Metered Residential | Tesla Energy Operations Inc | None | Orange Rockland Electric | Accepted | 2023-07-25 | 2023-08-02 | 2024-08-02 | Solar Panels | Tesla | SR72T3R |  | 0.072 | 109 | 142 | 30 |  | Fixed | Roof
NJADRE1554329457 | Administratively Determined Incentive Program | Hewitt | 7421 | 6 | 12.89 | Residential | Behind the Meter | Yes | Net Metered Residential | Tesla Energy Operations Inc | None | Orange Rockland Electric | Accepted | 2023-07-25 | 2023-08-02 | 2024-08-02 | Solar Panels | Tesla | SR72T3R |  | 0.072 | 70 | 322 | 30 |  | Fixed | Roof
NJADRE1554329457 | Administratively Determined Incentive Program | Hewitt | 7421 | 6 | 12.89 | Residential | Behind the Meter | Yes | Net Metered Residential | Tesla Energy Operations Inc | None | Orange Rockland Electric | Accepted | 2023-07-25 | 2023-08-02 | 2024-08-02 | Electric Storage Battery | Tesla | Powerwall+ [240V] #1850000-00-C |  |  | 1 |  |  |  | Lithium Ion |  | OUTSIDE
NJADRE1554329457 | Administratively Determined Incentive Program | Hewitt | 7421 | 6 | 12.89 | Residential | Behind the Meter | Yes | Net Metered Residential | Tesla Energy Operations Inc | None | Orange Rockland Electric | Accepted | 2023-07-25 | 2023-08-02 | 2024-08-02 | Electric Storage Battery | Tesla | AC Powerwall 2.1 |  |  | 1 |  |  |  | Lithium Ion |  | OUTSIDE
NJADRE1554329464 | Administratively Determined Incentive Program | Boonton | 7005 | 3 | 16 | Residential | Behind the Meter | Yes | Net Metered Residential | Tesla Energy Operations Inc | None | JCP&L | Accepted | 2023-07-20 | 2023-07-28 | 2024-07-28 | Inverters | Tesla | 1538000-25-F | 7680 |  | 1 |  |  | 0.98 |  | Outdoor
NJADRE1554329464 | Administratively Determined Incentive Program | Boonton | 7005 | 3 | 16 | Residential | Behind the Meter | Yes | Net Metered Residential | Tesla Energy Operations Inc | None | JCP&L | Accepted | 2023-07-20 | 2023-07-28 | 2024-07-28 | Inverters | Tesla | 1538000-35-F | 7680 |  | 1 |  |  | 0.98 |  | Outdoor
NJADRE1554329464 | Administratively Determined Incentive Program | Boonton | 7005 | 3 | 16 | Residential | Behind the Meter | Yes | Net Metered Residential | Tesla Energy Operations Inc | None | JCP&L | Accepted | 2023-07-20 | 2023-07-28 | 2024-07-28 | Electric Storage Battery | Tesla | AC Powerwall 2.0 |  |  | 3 |  |  |  | Lithium Ion |  | Outside
NJADRE1554329464 | Administratively Determined Incentive Program | Boonton | 7005 | 3 | 16 | Residential | Behind the Meter | Yes | Net Metered Residential | Tesla Energy Operations Inc | None | JCP&L | Accepted | 2023-07-20 | 2023-07-28 | 2024-07-28 | Solar Panels | Tesla | T400H |  | 0.4 | 16 | 167 | 30 |  | Fixed | Roof
NJADRE1554329464 | Administratively Determined Incentive Program | Boonton | 7005 | 3 | 16 | Residential | Behind the Meter | Yes | Net Metered Residential | Tesla Energy Operations Inc | None | JCP&L | Accepted | 2023-07-20 | 2023-07-28 | 2024-07-28 | Solar Panels | Tesla | T400H |  | 0.4 | 12 | 347 | 30 |  | Fixed | Roof
NJADRE1554329464 | Administratively Determined Incentive Program | Boonton | 7005 | 3 | 16 | Residential | Behind the Meter | Yes | Net Metered Residential | Tesla Energy Operations Inc | None | JCP&L | Accepted | 2023-07-20 | 2023-07-28 | 2024-07-28 | Solar Panels | Tesla | T400H |  | 0.4 | 12 | 347 | 14 |  | Fixed | Roof
NJADRE1554329475 | Administratively Determined Incentive Program | Willingboro Twp | 8046 | 13 | 7.4 | Residential | Behind the Meter | No | Net Metered Residential | Vision Solar LLC | None | PSE&G | Accepted | 2023-07-20 | 2023-07-28 | 2024-07-28 | Inverters | SolarEdge | SE6000H-USRGM | 6 |  | 1 |  |  | 0.97 |  | Outdoor
NJADRE1554329475 | Administratively Determined Incentive Program | Willingboro Twp | 8046 | 13 | 7.4 | Residential | Behind the Meter | No | Net Metered Residential | Vision Solar LLC | None | PSE&G | Accepted | 2023-07-20 | 2023-07-28 | 2024-07-28 | Solar Panels | ZNSHINE SOLAR | ZXM6-NH120-370/M |  | 0.37 | 6 | 156 | 18 |  | Fixed | Roof
NJADRE1554329475 | Administratively Determined Incentive Program | Willingboro Twp | 8046 | 13 | 7.4 | Residential | Behind the Meter | No | Net Metered Residential | Vision Solar LLC | None | PSE&G | Accepted | 2023-07-20 | 2023-07-28 | 2024-07-28 | Solar Panels | ZNSHINE SOLAR | ZXM6-NH120-370/M |  | 0.37 | 14 | 180 | 20 |  | Fixed | Roof
NJADRE1554329485 | Administratively Determined Incentive Program | CARLSTADT BORO | 7072 | 7 | 6.4 | Residential | Behind the Meter | Yes | Net Metered Residential | Tesla Energy Operations Inc | None | PSE&G | Accepted | 2023-07-20 | 2023-07-28 | 2024-07-28 | Inverters | Tesla | 5.7 kW Tesla Inc 1538000-45-A (240V) | 5700 |  | 1 |  |  | 0.975 |  | Outdoor
NJADRE1554329485 | Administratively Determined Incentive Program | CARLSTADT BORO | 7072 | 7 | 6.4 | Residential | Behind the Meter | Yes | Net Metered Residential | Tesla Energy Operations Inc | None | PSE&G | Accepted | 2023-07-20 | 2023-07-28 | 2024-07-28 | Meters | Tesla | 5.7 kW Tesla Inc 1538000-45-A (240V) |  |  | 1 |  |  |  | Yes | Outdoor
NJADRE1554329485 | Administratively Determined Incentive Program | CARLSTADT BORO | 7072 | 7 | 6.4 | Residential | Behind the Meter | Yes | Net Metered Residential | Tesla Energy Operations Inc | None | PSE&G | Accepted | 2023-07-20 | 2023-07-28 | 2024-07-28 | Solar Panels | Hanwha | Q.PEAK DUO BLK ML-G10+/TS 400 |  | 0.4 | 12 | 128 | 16 |  | Fixed | Roof
NJADRE1554329485 | Administratively Determined Incentive Program | CARLSTADT BORO | 7072 | 7 | 6.4 | Residential | Behind the Meter | Yes | Net Metered Residential | Tesla Energy Operations Inc | None | PSE&G | Accepted | 2023-07-20 | 2023-07-28 | 2024-07-28 | Solar Panels | Hanwha | Q.PEAK DUO BLK ML-G10+/TS 400 |  | 0.4 | 4 | 308 | 40 |  | Fixed | Roof
NJADRE1554329498 | Administratively Determined Incentive Program | Plainfield | 7060 | 10 | 3.95 | Residential | Behind the Meter | Yes | Net Metered Residential | Sunrun Installation Services, Inc. | None | PSE&G | Accepted | 2023-07-20 | 2023-07-28 | 2024-07-28 | Inverters | SolarEdge Technologies | SE3800H-USMN | 3800 |  | 1 |  |  | 0.96 |  | Outdoor | Next To Meter
NJADRE1554329498 | Administratively Determined Incentive Program | Plainfield | 7060 | 10 | 3.95 | Residential | Behind the Meter | Yes | Net Metered Residential | Sunrun Installation Services, Inc. | None | PSE&G | Accepted | 2023-07-20 | 2023-07-28 | 2024-07-28 | Solar Panels | Trina Solar | TSM-395DE09C.07 |  | 0.395 | 2 | 259 | 15 |  | Fixed | Roof
NJADRE1554329498 | Administratively Determined Incentive Program | Plainfield | 7060 | 10 | 3.95 | Residential | Behind the Meter | Yes | Net Metered Residential | Sunrun Installation Services, Inc. | None | PSE&G | Accepted | 2023-07-20 | 2023-07-28 | 2024-07-28 | Solar Panels | Trina Solar | TSM-395DE09C.07 |  | 0.395 | 2 | 80 | 15 |  | Fixed | Roof
NJADRE1554329498 | Administratively Determined Incentive Program | Plainfield | 7060 | 10 | 3.95 | Residential | Behind the Meter | Yes | Net Metered Residential | Sunrun Installation Services, Inc. | None | PSE&G | Accepted | 2023-07-20 | 2023-07-28 | 2024-07-28 | Solar Panels | Trina Solar | TSM-395DE09C.07 |  | 0.395 | 6 | 171 | 2 |  | Fixed | Roof
NJADRE1554329498 | Administratively Determined Incentive Program | Plainfield | 7060 | 10 | 3.95 | Residential | Behind the Meter | Yes | Net Metered Residential | Sunrun Installation Services, Inc. | None | PSE&G | Accepted | 2023-07-20 | 2023-07-28 | 2024-07-28 | Electric Storage Battery | Tesla | Powerwall 2 AC |  |  | 1 |  |  |  | Lithium Ion |  | inside
NJADRE1554332342 | Administratively Determined Incentive Program | Willingboro Township | 8046 | 13 | 14.22 | Residential | Behind the Meter | Yes | Net Metered Residential | Sunrun Installation Services, Inc. | None | PSE&G | Accepted | 2023-07-21 | 2023-07-28 | 2024-07-28 | Inverters | SolarEdge Technologies | SE3800H-USMN | 3800 |  | 1 |  |  | 0.96 |  | Outdoor | Next To Meter
NJADRE1554332342 | Administratively Determined Incentive Program | Willingboro Township | 8046 | 13 | 14.22 | Residential | Behind the Meter | Yes | Net Metered Residential | Sunrun Installation Services, Inc. | None | PSE&G | Accepted | 2023-07-21 | 2023-07-28 | 2024-07-28 | Solar Panels | Trina Solar | TSM-395DE09C.07 |  | 0.395 | 19 | 139 | 40 |  | Fixed | Roof
NJADRE1554332342 | Administratively Determined Incentive Program | Willingboro Township | 8046 | 13 | 14.22 | Residential | Behind the Meter | Yes | Net Metered Residential | Sunrun Installation Services, Inc. | None | PSE&G | Accepted | 2023-07-21 | 2023-07-28 | 2024-07-28 | Solar Panels | Trina Solar | TSM-395DE09C.07 |  | 0.395 | 3 | 141 | 15 |  | Fixed | Roof
NJADRE1554332342 | Administratively Determined Incentive Program | Willingboro Township | 8046 | 13 | 14.22 | Residential | Behind the Meter | Yes | Net Metered Residential | Sunrun Installation Services, Inc. | None | PSE&G | Accepted | 2023-07-21 | 2023-07-28 | 2024-07-28 | Solar Panels | Trina Solar | TSM-395DE09C.07 |  | 0.395 | 3 | 320 | 22 |  | Fixed | Roof
NJADRE1554332342 | Administratively Determined Incentive Program | Willingboro Township | 8046 | 13 | 14.22 | Residential | Behind the Meter | Yes | Net Metered Residential | Sunrun Installation Services, Inc. | None | PSE&G | Accepted | 2023-07-21 | 2023-07-28 | 2024-07-28 | Solar Panels | Trina Solar | TSM-395DE09C.07 |  | 0.395 | 11 | 319 | 43 |  | Fixed | Roof
NJADRE1554332386 | Administratively Determined Incentive Program | Middletown | 7748 | 17 | 9.25 | Residential | Behind the Meter | No | Net Metered Residential | Vision Solar LLC | None | JCP&L | Accepted | 2023-07-21 | 2023-07-31 | 2024-07-31 | Inverters | SolarEdge | SE6000H-USRGM | 6 |  | 1 |  |  | 0.97 |  | Outside | under the panel
NJADRE1554332386 | Administratively Determined Incentive Program | Middletown | 7748 | 17 | 9.25 | Residential | Behind the Meter | No | Net Metered Residential | Vision Solar LLC | None | JCP&L | Accepted | 2023-07-21 | 2023-07-31 | 2024-07-31 | Solar Panels | ZNShine | ZXM6-NH120-370/M |  | 0.37 | 11 | 211 | 26 |  | Fixed | Roof
NJADRE1554332386 | Administratively Determined Incentive Program | Middletown | 7748 | 17 | 9.25 | Residential | Behind the Meter | No | Net Metered Residential | Vision Solar LLC | None | JCP&L | Accepted | 2023-07-21 | 2023-07-31 | 2024-07-31 | Solar Panels | ZNShine | ZXM6-NH120-370/M |  | 0.37 | 14 | 31 | 26 |  | Fixed | Roof
NJADRE1554332396 | Administratively Determined Incentive Program | Neptune | 7753 | 17 | 11.47 | Residential | Behind the Meter | No | Net Metered Residential | Vision Solar LLC | None | JCP&L | Accepted | 2023-07-21 | 2023-07-28 | 2024-07-28 | Inverters | SolarEdge | SE7600H-USRGM | 8 |  | 1 |  |  | 0.97 |  | Outdoor
NJADRE1554332396 | Administratively Determined Incentive Program | Neptune | 7753 | 17 | 11.47 | Residential | Behind the Meter | No | Net Metered Residential | Vision Solar LLC | None | JCP&L | Accepted | 2023-07-21 | 2023-07-28 | 2024-07-28 | Solar Panels | ZNSHINE SOLAR | ZXM6-NH120-370/M |  | 0.37 | 13 | 14 | 36 |  | Fixed | Roof
NJADRE1554332396 | Administratively Determined Incentive Program | Neptune | 7753 | 17 | 11.47 | Residential | Behind the Meter | No | Net Metered Residential | Vision Solar LLC | None | JCP&L | Accepted | 2023-07-21 | 2023-07-28 | 2024-07-28 | Solar Panels | ZNSHINE SOLAR | ZXM6-NH120-370/M |  | 0.37 | 18 | 194 | 11 |  | Fixed | Roof
NJADRE1554332513 | Administratively Determined Incentive Program | Linwood | 8221 | 19 | 12.31 | Residential | Behind the Meter | Yes | Net Metered Residential | Tesla Energy Operations Inc | None | AC Electric | Accepted | 2023-07-21 | 2023-07-28 | 2024-07-28 | Inverters | Tesla | 1538000-00-F | 7600 |  | 1 |  |  | 0.98 |  | Outdoor
NJADRE1554332513 | Administratively Determined Incentive Program | Linwood | 8221 | 19 | 12.31 | Residential | Behind the Meter | Yes | Net Metered Residential | Tesla Energy Operations Inc | None | AC Electric | Accepted | 2023-07-21 | 2023-07-28 | 2024-07-28 | Inverters | Tesla | 1534000-00-F | 3800 |  | 1 |  |  | 0.98 |  | Outdoor
NJADRE1554332513 | Administratively Determined Incentive Program | Linwood | 8221 | 19 | 12.31 | Residential | Behind the Meter | Yes | Net Metered Residential | Tesla Energy Operations Inc | None | AC Electric | Accepted | 2023-07-21 | 2023-07-28 | 2024-07-28 | Solar Panels | Tesla | SR72T2 |  | 0.072 | 75 | 212 | 26 |  | Fixed | Roof
NJADRE1554332513 | Administratively Determined Incentive Program | Linwood | 8221 | 19 | 12.31 | Residential | Behind the Meter | Yes | Net Metered Residential | Tesla Energy Operations Inc | None | AC Electric | Accepted | 2023-07-21 | 2023-07-28 | 2024-07-28 | Solar Panels | Tesla | SR72T2 |  | 0.072 | 23 | 302 | 24 |  | Fixed | Roof
NJADRE1554332513 | Administratively Determined Incentive Program | Linwood | 8221 | 19 | 12.31 | Residential | Behind the Meter | Yes | Net Metered Residential | Tesla Energy Operations Inc | None | AC Electric | Accepted | 2023-07-21 | 2023-07-28 | 2024-07-28 | Solar Panels | Tesla | SR72T2 |  | 0.072 | 24 | 302 | 26 |  | Fixed | Roof
NJADRE1554332513 | Administratively Determined Incentive Program | Linwood | 8221 | 19 | 12.31 | Residential | Behind the Meter | Yes | Net Metered Residential | Tesla Energy Operations Inc | None | AC Electric | Accepted | 2023-07-21 | 2023-07-28 | 2024-07-28 | Solar Panels | Tesla | SR72T2 |  | 0.072 | 9 | 302 | 26 |  | Fixed | Roof
NJADRE1554332513 | Administratively Determined Incentive Program | Linwood | 8221 | 19 | 12.31 | Residential | Behind the Meter | Yes | Net Metered Residential | Tesla Energy Operations Inc | None | AC Electric | Accepted | 2023-07-21 | 2023-07-28 | 2024-07-28 | Solar Panels | Tesla | SR72T2 |  | 0.072 | 40 | 212 | 18 |  | Fixed | Roof
NJADRE1554332532 | Administratively Determined Incentive Program | Rockaway | 7866 | 3 | 4.81 | Residential | Behind the Meter | No | Net Metered Residential | Vision Solar LLC | None | JCP&L | Accepted | 2023-07-21 | 2023-07-28 | 2024-07-28 | Inverters | Solar Edge | SE3800H-USRGM | 4 |  | 1 |  |  | 0.97 |  | Outdoor
NJADRE1554332532 | Administratively Determined Incentive Program | Rockaway | 7866 | 3 | 4.81 | Residential | Behind the Meter | No | Net Metered Residential | Vision Solar LLC | None | JCP&L | Accepted | 2023-07-21 | 2023-07-28 | 2024-07-28 | Solar Panels | Znshine Solar | ZXM6-NH120-370/M |  | 0.37 | 8 | 215 | 21 |  | Fixed | Roof
NJADRE1554332532 | Administratively Determined Incentive Program | Rockaway | 7866 | 3 | 4.81 | Residential | Behind the Meter | No | Net Metered Residential | Vision Solar LLC | None | JCP&L | Accepted | 2023-07-21 | 2023-07-28 | 2024-07-28 | Solar Panels | Znshine Solar | ZXM6-NH120-370/M |  | 0.37 | 5 | 35 | 21 |  | Fixed | Roof
NJADRE1554332564 | Administratively Determined Incentive Program | Piscataway TWP | 8854 | 11 | 10.53 | Residential | Behind the Meter | Yes | Net Metered Residential | Tesla Energy Operations Inc | None | PSE&G | Accepted | 2023-07-21 | 2023-07-31 | 2024-07-31 | Electric Storage Battery | Tesla | AC Powerwall 2.0 |  |  | 2 |  |  |  | Lithium Ion |  | Outside
NJADRE1554332564 | Administratively Determined Incentive Program | Piscataway TWP | 8854 | 11 | 10.53 | Residential | Behind the Meter | Yes | Net Metered Residential | Tesla Energy Operations Inc | None | PSE&G | Accepted | 2023-07-21 | 2023-07-31 | 2024-07-31 | Inverters | Tesla | 1538000-25-F | 7680 |  | 1 |  |  | 0.98 |  | Outside
NJADRE1554332564 | Administratively Determined Incentive Program | Piscataway TWP | 8854 | 11 | 10.53 | Residential | Behind the Meter | Yes | Net Metered Residential | Tesla Energy Operations Inc | None | PSE&G | Accepted | 2023-07-21 | 2023-07-31 | 2024-07-31 | Solar Panels | Hanwha | Q.PEAK DUO BLK ML-G10+/TS 405 |  | 0.405 | 10 | 333 | 30 |  | Fixed | Roof
NJADRE1554332564 | Administratively Determined Incentive Program | Piscataway TWP | 8854 | 11 | 10.53 | Residential | Behind the Meter | Yes | Net Metered Residential | Tesla Energy Operations Inc | None | PSE&G | Accepted | 2023-07-21 | 2023-07-31 | 2024-07-31 | Solar Panels | Hanwha | Q.PEAK DUO BLK ML-G10+/TS 405 |  | 0.405 | 16 | 153 | 30 |  | Fixed | Roof
NJADRE1554332580 | Administratively Determined Incentive Program | Livingston | 7039 | 9 | 7.2 | Residential | Behind the Meter | No | Net Metered Residential | Tesla Energy Operations Inc | None | PSE&G | Accepted | 2023-07-21 | 2023-07-31 | 2024-07-31 | Inverters | Tesla | 1538000-00-F | 7600 |  | 1 |  |  | 0.98 |  | Outside
NJADRE1554332580 | Administratively Determined Incentive Program | Livingston | 7039 | 9 | 7.2 | Residential | Behind the Meter | No | Net Metered Residential | Tesla Energy Operations Inc | None | PSE&G | Accepted | 2023-07-21 | 2023-07-31 | 2024-07-31 | Solar Panels | Hanwha | Hanwha # Q.PEAK DUO BLK ML-G10+/TS 400 |  | 0.4 | 9 | 287 | 18 |  | Fixed | Roof
NJADRE1554332580 | Administratively Determined Incentive Program | Livingston | 7039 | 9 | 7.2 | Residential | Behind the Meter | No | Net Metered Residential | Tesla Energy Operations Inc | None | PSE&G | Accepted | 2023-07-21 | 2023-07-31 | 2024-07-31 | Solar Panels | Hanwha | Hanwha # Q.PEAK DUO BLK ML-G10+/TS 400 |  | 0.4 | 6 | 107 | 18 |  | Fixed | Roof
NJADRE1554332580 | Administratively Determined Incentive Program | Livingston | 7039 | 9 | 7.2 | Residential | Behind the Meter | No | Net Metered Residential | Tesla Energy Operations Inc | None | PSE&G | Accepted | 2023-07-21 | 2023-07-31 | 2024-07-31 | Solar Panels | Hanwha | Hanwha # Q.PEAK DUO BLK ML-G10+/TS 400 |  | 0.4 | 3 | 107 | 18 |  | Fixed | Roof
NJADRE1554332604 | Administratively Determined Incentive Program | Montague | 7827 | 1 | 15.33 | Residential | Behind the Meter | Yes | Net Metered Residential | Pro Custom Solar dba Momentum Solar | None | JCP&L | Accepted | 2023-07-21 | 2023-07-31 | 2024-07-31 | Inverters | Enphase | IQ8PLUS-72-2-US | 290 |  | 42 |  |  | 0.97 |  | Outdoor
NJADRE1554332604 | Administratively Determined Incentive Program | Montague | 7827 | 1 | 15.33 | Residential | Behind the Meter | Yes | Net Metered Residential | Pro Custom Solar dba Momentum Solar | None | JCP&L | Accepted | 2023-07-21 | 2023-07-31 | 2024-07-31 | Solar Panels | Hanwha | q.peak duo blk-g10+365 |  | 0.365 | 42 | 180 | 20 |  | Fixed | Roof
NJADRE1554332621 | Administratively Determined Incentive Program | West Orange | 7052 | 9 | 6.8 | Residential | Behind the Meter | No | Net Metered Residential | Tesla Energy Operations Inc | None | PSE&G | Accepted | 2023-07-21 | 2023-07-31 | 2024-07-31 | Inverters | Tesla | 1538000-25-F | 7680 |  | 1 |  |  | 0.98 |  | Outside
NJADRE1554332621 | Administratively Determined Incentive Program | West Orange | 7052 | 9 | 6.8 | Residential | Behind the Meter | No | Net Metered Residential | Tesla Energy Operations Inc | None | PSE&G | Accepted | 2023-07-21 | 2023-07-31 | 2024-07-31 | Electric Storage Battery | Tesla | AC Powerwall 2.0 |  |  | 1 |  |  |  | Lithium Ion |  | Outside
NJADRE1554332621 | Administratively Determined Incentive Program | West Orange | 7052 | 9 | 6.8 | Residential | Behind the Meter | No | Net Metered Residential | Tesla Energy Operations Inc | None | PSE&G | Accepted | 2023-07-21 | 2023-07-31 | 2024-07-31 | Solar Panels | Hanwha | Q.PEAK DUO BLK ML-G10+/TS 400 |  | 0.4 | 17 | 108 | 23 |  | Fixed | Roof
NJADRE1554332671 | Administratively Determined Incentive Program | Plainfield | 7062 | 10 | 4.44 | Residential | Behind the Meter | No | Net Metered Residential | Vision Solar LLC | None | PSE&G | Accepted | 2023-07-21 | 2023-07-31 | 2024-07-31 | Inverters | Solar Edge | SE3800H-USRGM | 4 |  | 1 |  |  | 0.97 |  | Outdoor
NJADRE1554332671 | Administratively Determined Incentive Program | Plainfield | 7062 | 10 | 4.44 | Residential | Behind the Meter | No | Net Metered Residential | Vision Solar LLC | None | PSE&G | Accepted | 2023-07-21 | 2023-07-31 | 2024-07-31 | Solar Panels | Znshine | ZXM6-NH120-370/M |  | 0.37 | 11 | 318 | 15 |  | Fixed | Roof
NJADRE1554332671 | Administratively Determined Incentive Program | Plainfield | 7062 | 10 | 4.44 | Residential | Behind the Meter | No | Net Metered Residential | Vision Solar LLC | None | PSE&G | Accepted | 2023-07-21 | 2023-07-31 | 2024-07-31 | Solar Panels | Znshine Solar | ZXM6-NH120-370/M |  | 0.37 | 1 | 114 | 14 |  | Fixed | Roof
NJADRE1554332684 | Administratively Determined Incentive Program | East Orange | 7017 | 9 | 5.55 | Residential | Behind the Meter | Yes | Net Metered Residential | Vision Solar LLC | None | PSE&G | Accepted | 2023-07-21 | 2023-07-31 | 2024-07-31 | Inverters | Solaredge | SE6000H-USRGM | 6 |  | 1 |  |  | 0.97 |  | Outdoor | under the panel
NJADRE1554332684 | Administratively Determined Incentive Program | East Orange | 7017 | 9 | 5.55 | Residential | Behind the Meter | Yes | Net Metered Residential | Vision Solar LLC | None | PSE&G | Accepted | 2023-07-21 | 2023-07-31 | 2024-07-31 | Solar Panels | ZNShine | ZXM6-NH120-370/M |  | 0.37 | 2 | 217 | 44 |  | Fixed | Roof
NJADRE1554332684 | Administratively Determined Incentive Program | East Orange | 7017 | 9 | 5.55 | Residential | Behind the Meter | Yes | Net Metered Residential | Vision Solar LLC | None | PSE&G | Accepted | 2023-07-21 | 2023-07-31 | 2024-07-31 | Solar Panels | ZNShine | ZXM6-NH120-370/M |  | 0.37 | 11 | 217 | 35 |  | Fixed | Roof
NJADRE1554332684 | Administratively Determined Incentive Program | East Orange | 7017 | 9 | 5.55 | Residential | Behind the Meter | Yes | Net Metered Residential | Vision Solar LLC | None | PSE&G | Accepted | 2023-07-21 | 2023-07-31 | 2024-07-31 | Solar Panels | ZNShine | ZXM6-NH120-370/M |  | 0.37 | 2 | 37 | 35 |  | Fixed | Roof
NJADRE1554332693 | Administratively Determined Incentive Program | North Plainfield Boro | 7060 | 10 | 6.08 | Residential | Behind the Meter | No | Net Metered Residential | Tesla Energy Operations Inc | None | PSE&G | Accepted | 2023-07-21 | 2023-07-31 | 2024-07-31 | Electric Storage Battery | Tesla | AC Powerwall 2.0 |  |  | 2 |  |  |  | Lithium Ion |  | Outside
NJADRE1554332693 | Administratively Determined Incentive Program | North Plainfield Boro | 7060 | 10 | 6.08 | Residential | Behind the Meter | No | Net Metered Residential | Tesla Energy Operations Inc | None | PSE&G | Accepted | 2023-07-21 | 2023-07-31 | 2024-07-31 | Inverters | Tesla | 1538000-25-F | 7680 |  | 1 |  |  | 0.98 |  | Outside
NJADRE1554332693 | Administratively Determined Incentive Program | North Plainfield Boro | 7060 | 10 | 6.08 | Residential | Behind the Meter | No | Net Metered Residential | Tesla Energy Operations Inc | None | PSE&G | Accepted | 2023-07-21 | 2023-07-31 | 2024-07-31 | Solar Panels | Hanwha | Q.PEAK DUO BLK ML-G10+/TS 405 |  | 0.405 | 2 | 219 | 23 |  | Fixed | Roof
NJADRE1554332693 | Administratively Determined Incentive Program | North Plainfield Boro | 7060 | 10 | 6.08 | Residential | Behind the Meter | No | Net Metered Residential | Tesla Energy Operations Inc | None | PSE&G | Accepted | 2023-07-21 | 2023-07-31 | 2024-07-31 | Solar Panels | Hanwha | Q.PEAK DUO BLK ML-G10+/TS 405 |  | 0.405 | 13 | 129 | 23 |  | Fixed | Roof
NJADRE1554332700 | Administratively Determined Incentive Program | 17 Supra Ct | 8540 | 12 | 14.4 | Residential | Behind the Meter | No | Net Metered Residential | Powur, PBC | None | PSE&G | Accepted | 2023-07-21 | 2023-07-31 | 2024-07-31 | Solar Panels | Hanwha | Q.PEAK DUO BLK G10+ (400W) |  | 0.4 | 9 | 125 | 41 |  | Fixed | Roof
NJADRE1554332700 | Administratively Determined Incentive Program | 17 Supra Ct | 8540 | 12 | 14.4 | Residential | Behind the Meter | No | Net Metered Residential | Powur, PBC | None | PSE&G | Accepted | 2023-07-21 | 2023-07-31 | 2024-07-31 | Solar Panels | Hanwha | Q.PEAK DUO BLK G10+ (400W) |  | 0.4 | 6 | 125 | 41 |  | Fixed | Roof
NJADRE1554332700 | Administratively Determined Incentive Program | 17 Supra Ct | 8540 | 12 | 14.4 | Residential | Behind the Meter | No | Net Metered Residential | Powur, PBC | None | PSE&G | Accepted | 2023-07-21 | 2023-07-31 | 2024-07-31 | Solar Panels | Hanwha | Q.PEAK DUO BLK G10+ (400W) |  | 0.4 | 11 | 125 | 41 |  | Fixed | Roof
NJADRE1554332700 | Administratively Determined Incentive Program | 17 Supra Ct | 8540 | 12 | 14.4 | Residential | Behind the Meter | No | Net Metered Residential | Powur, PBC | None | PSE&G | Accepted | 2023-07-21 | 2023-07-31 | 2024-07-31 | Solar Panels | Hanwha | Q.PEAK DUO BLK G10+ (400W) |  | 0.4 | 10 | 305 | 41 |  | Fixed | Roof
NJADRE1554332700 | Administratively Determined Incentive Program | 17 Supra Ct | 8540 | 12 | 14.4 | Residential | Behind the Meter | No | Net Metered Residential | Powur, PBC | None | PSE&G | Accepted | 2023-07-21 | 2023-07-31 | 2024-07-31 | Inverters | Enphase | IQ8M-72-2-US | 325 |  | 36 |  |  | 0.99 |  | Outside
NJADRE1554332858 | Administratively Determined Incentive Program | Hillside | 7205 | 10 | 14.98 | Residential | Behind the Meter | No | Net Metered Residential | Tesla Energy Operations Inc | None | PSE&G | Accepted | 2023-07-21 | 2023-07-31 | 2024-07-31 | Inverters | Tesla | #1850000-00-C | 7600 |  | 1 |  |  | 0.98 |  | Outside
NJADRE1554332858 | Administratively Determined Incentive Program | Hillside | 7205 | 10 | 14.98 | Residential | Behind the Meter | No | Net Metered Residential | Tesla Energy Operations Inc | None | PSE&G | Accepted | 2023-07-21 | 2023-07-31 | 2024-07-31 | Inverters | Tesla | 1534000-00-F | 3800 |  | 1 |  |  | 0.98 |  | Outside
NJADRE1554332858 | Administratively Determined Incentive Program | Hillside | 7205 | 10 | 14.98 | Residential | Behind the Meter | No | Net Metered Residential | Tesla Energy Operations Inc | None | PSE&G | Accepted | 2023-07-21 | 2023-07-31 | 2024-07-31 | Electric Storage Battery | Tesla | AC Powerwall 2.0 |  |  | 1 |  |  |  | Lithium Ion |  | Outside
NJADRE1554332858 | Administratively Determined Incentive Program | Hillside | 7205 | 10 | 14.98 | Residential | Behind the Meter | No | Net Metered Residential | Tesla Energy Operations Inc | None | PSE&G | Accepted | 2023-07-21 | 2023-07-31 | 2024-07-31 | Solar Panels | Tesla | SR72T2 |  | 0.072 | 16 | 183 | 22 |  | Fixed | Roof
NJADRE1554332858 | Administratively Determined Incentive Program | Hillside | 7205 | 10 | 14.98 | Residential | Behind the Meter | No | Net Metered Residential | Tesla Energy Operations Inc | None | PSE&G | Accepted | 2023-07-21 | 2023-07-31 | 2024-07-31 | Solar Panels | Tesla | SR72T2 |  | 0.072 | 26 | 183 | 38 |  | Fixed | Roof
NJADRE1554332858 | Administratively Determined Incentive Program | Hillside | 7205 | 10 | 14.98 | Residential | Behind the Meter | No | Net Metered Residential | Tesla Energy Operations Inc | None | PSE&G | Accepted | 2023-07-21 | 2023-07-31 | 2024-07-31 | Solar Panels | Tesla | SR72T2 |  | 0.072 | 9 | 273 | 34 |  | Fixed | Roof
NJADRE1554332858 | Administratively Determined Incentive Program | Hillside | 7205 | 10 | 14.98 | Residential | Behind the Meter | No | Net Metered Residential | Tesla Energy Operations Inc | None | PSE&G | Accepted | 2023-07-21 | 2023-07-31 | 2024-07-31 | Solar Panels | Tesla | SR72T2 |  | 0.072 | 56 | 273 | 32 |  | Fixed | Roof
NJADRE1554332858 | Administratively Determined Incentive Program | Hillside | 7205 | 10 | 14.98 | Residential | Behind the Meter | No | Net Metered Residential | Tesla Energy Operations Inc | None | PSE&G | Accepted | 2023-07-21 | 2023-07-31 | 2024-07-31 | Solar Panels | Tesla | SR72T2 |  | 0.072 | 17 | 93 | 26 |  | Fixed | Roof
NJADRE1554332858 | Administratively Determined Incentive Program | Hillside | 7205 | 10 | 14.98 | Residential | Behind the Meter | No | Net Metered Residential | Tesla Energy Operations Inc | None | PSE&G | Accepted | 2023-07-21 | 2023-07-31 | 2024-07-31 | Solar Panels | Tesla | SR72T2 |  | 0.072 | 84 | 93 | 34 |  | Fixed | Roof
NJADRE1554333155 | Administratively Determined Incentive Program | Cream Ridge | 8514 | 17 | 14.18 | Residential | Behind the Meter | Yes | Net Metered Residential | Tesla Energy Operations Inc | None | JCP&L | Accepted | 2023-07-21 | 2023-07-31 | 2024-07-31 | Inverters | Tesla | #1850000-00-C | 7600 |  | 2 |  |  | 0.98 |  | Outside
NJADRE1554333155 | Administratively Determined Incentive Program | Cream Ridge | 8514 | 17 | 14.18 | Residential | Behind the Meter | Yes | Net Metered Residential | Tesla Energy Operations Inc | None | JCP&L | Accepted | 2023-07-21 | 2023-07-31 | 2024-07-31 | Electric Storage Battery | Tesla | AC Powerwall 2.0 |  |  | 2 |  |  |  | Lithium Ion |  | Outside
NJADRE1554333155 | Administratively Determined Incentive Program | Cream Ridge | 8514 | 17 | 14.18 | Residential | Behind the Meter | Yes | Net Metered Residential | Tesla Energy Operations Inc | None | JCP&L | Accepted | 2023-07-21 | 2023-07-31 | 2024-07-31 | Solar Panels | Hanwha | Hanwha # Q.PEAK DUO BLK ML-G10+/TS 405 |  | 0.405 | 6 | 93 | 42 |  | Fixed | Roof
NJADRE1554333155 | Administratively Determined Incentive Program | Cream Ridge | 8514 | 17 | 14.18 | Residential | Behind the Meter | Yes | Net Metered Residential | Tesla Energy Operations Inc | None | JCP&L | Accepted | 2023-07-21 | 2023-07-31 | 2024-07-31 | Solar Panels | Hanwha | Hanwha # Q.PEAK DUO BLK ML-G10+/TS 405 |  | 0.405 | 6 | 183 | 27 |  | Fixed | Roof
NJADRE1554333155 | Administratively Determined Incentive Program | Cream Ridge | 8514 | 17 | 14.18 | Residential | Behind the Meter | Yes | Net Metered Residential | Tesla Energy Operations Inc | None | JCP&L | Accepted | 2023-07-21 | 2023-07-31 | 2024-07-31 | Solar Panels | Hanwha | Hanwha # Q.PEAK DUO BLK ML-G10+/TS 405 |  | 0.405 | 11 | 273 | 42 |  | Fixed | Roof
NJADRE1554333155 | Administratively Determined Incentive Program | Cream Ridge | 8514 | 17 | 14.18 | Residential | Behind the Meter | Yes | Net Metered Residential | Tesla Energy Operations Inc | None | JCP&L | Accepted | 2023-07-21 | 2023-07-31 | 2024-07-31 | Solar Panels | Hanwha | Hanwha # Q.PEAK DUO BLK ML-G10+/TS 405 |  | 0.405 | 5 | 93 | 42 |  | Fixed | Roof
NJADRE1554333155 | Administratively Determined Incentive Program | Cream Ridge | 8514 | 17 | 14.18 | Residential | Behind the Meter | Yes | Net Metered Residential | Tesla Energy Operations Inc | None | JCP&L | Accepted | 2023-07-21 | 2023-07-31 | 2024-07-31 | Solar Panels | Hanwha | Hanwha # Q.PEAK DUO BLK ML-G10+/TS 405 |  | 0.405 | 5 | 273 | 42 |  | Fixed | Roof
NJADRE1554333155 | Administratively Determined Incentive Program | Cream Ridge | 8514 | 17 | 14.18 | Residential | Behind the Meter | Yes | Net Metered Residential | Tesla Energy Operations Inc | None | JCP&L | Accepted | 2023-07-21 | 2023-07-31 | 2024-07-31 | Solar Panels | Hanwha | Hanwha # Q.PEAK DUO BLK ML-G10+/TS 405 |  | 0.405 | 2 | 93 | 42 |  | Fixed | Roof
NJADRE1554333176 | Administratively Determined Incentive Program | Flemington | 8822 | 4 | 10.94 | Residential | Behind the Meter | Yes | Net Metered Residential | Trinity Solar | None | JCP&L | Accepted | 2023-07-21 | 2023-07-31 | 2024-07-31 | Inverters | Solar Edge | SE10000H-US000BEi4 | 10 |  | 1 |  |  | 0.97 |  | Outdoor
NJADRE1554333176 | Administratively Determined Incentive Program | Flemington | 8822 | 4 | 10.94 | Residential | Behind the Meter | Yes | Net Metered Residential | Trinity Solar | None | JCP&L | Accepted | 2023-07-21 | 2023-07-31 | 2024-07-31 | Solar Panels | Hanwha | Q.PEAK DUO BLK ML-G10+ 405 |  | 0.405 | 10 | 346 | 27 |  | Fixed | Roof
NJADRE1554333176 | Administratively Determined Incentive Program | Flemington | 8822 | 4 | 10.94 | Residential | Behind the Meter | Yes | Net Metered Residential | Trinity Solar | None | JCP&L | Accepted | 2023-07-21 | 2023-07-31 | 2024-07-31 | Solar Panels | Hanwha | Q.PEAK DUO BLK ML-G10+ 405 |  | 0.405 | 10 | 166 | 27 |  | Fixed | Roof
NJADRE1554333176 | Administratively Determined Incentive Program | Flemington | 8822 | 4 | 10.94 | Residential | Behind the Meter | Yes | Net Metered Residential | Trinity Solar | None | JCP&L | Accepted | 2023-07-21 | 2023-07-31 | 2024-07-31 | Solar Panels | Hanwha | Q.PEAK DUO BLK ML-G10+ 405 |  | 0.405 | 7 | 346 | 10 |  | Fixed | Roof
NJADRE1554333192 | Administratively Determined Incentive Program | Vineland | 8360 | 20 | 5.74 | Residential | Behind the Meter | No | Net Metered Residential | Freedom Forever New Jersey LLC | None | Vineland Muni Electric | Accepted | 2023-07-21 | 2023-07-31 | 2024-07-31 | Inverters | Solar Edge | SE5000H-USRGM | 5000 |  | 1 |  |  | 0.99 |  | Outdoor
NJADRE1554333192 | Administratively Determined Incentive Program | Vineland | 8360 | 20 | 5.74 | Residential | Behind the Meter | No | Net Metered Residential | Freedom Forever New Jersey LLC | None | Vineland Muni Electric | Accepted | 2023-07-21 | 2023-07-31 | 2024-07-31 | Solar Panels | REC Solar | REC410AA PURE-R |  | 0.41 | 4 | 273 | 41 |  | Fixed | Roof
NJADRE1554333192 | Administratively Determined Incentive Program | Vineland | 8360 | 20 | 5.74 | Residential | Behind the Meter | No | Net Metered Residential | Freedom Forever New Jersey LLC | None | Vineland Muni Electric | Accepted | 2023-07-21 | 2023-07-31 | 2024-07-31 | Solar Panels | REC Solar | REC410AA PURE-R |  | 0.41 | 5 | 183 | 30 |  | Fixed | Roof
NJADRE1554333192 | Administratively Determined Incentive Program | Vineland | 8360 | 20 | 5.74 | Residential | Behind the Meter | No | Net Metered Residential | Freedom Forever New Jersey LLC | None | Vineland Muni Electric | Accepted | 2023-07-21 | 2023-07-31 | 2024-07-31 | Solar Panels | Rec Solar | REC410AA PURE-R |  | 0.41 | 5 | 3 | 30 |  | Fixed | Roof
NJADRE1554333213 | Administratively Determined Incentive Program | Hamilton Township | 8629 | 12 | 6.08 | Residential | Behind the Meter | Yes | Net Metered Residential | Trinity Solar | None | PSE&G | Accepted | 2023-07-21 | 2023-07-31 | 2024-07-31 | Inverters | Solar Edge | SE5000H-US000BEi4 | 5000 |  | 1 |  |  | 0.97 |  | Outdoor
NJADRE1554333213 | Administratively Determined Incentive Program | Hamilton Township | 8629 | 12 | 6.08 | Residential | Behind the Meter | Yes | Net Metered Residential | Trinity Solar | None | PSE&G | Accepted | 2023-07-21 | 2023-07-31 | 2024-07-31 | Solar Panels | HANWHA | Q.PEAK DUO BLK ML-G10+ 405 |  | 0.405 | 3 | 153 | 34 |  | Fixed | Roof
NJADRE1554333213 | Administratively Determined Incentive Program | Hamilton Township | 8629 | 12 | 6.08 | Residential | Behind the Meter | Yes | Net Metered Residential | Trinity Solar | None | PSE&G | Accepted | 2023-07-21 | 2023-07-31 | 2024-07-31 | Solar Panels | HANWHA | Q.PEAK DUO BLK ML-G10+ 405 |  | 0.405 | 6 | 243 | 40 |  | Fixed | Roof
NJADRE1554333213 | Administratively Determined Incentive Program | Hamilton Township | 8629 | 12 | 6.08 | Residential | Behind the Meter | Yes | Net Metered Residential | Trinity Solar | None | PSE&G | Accepted | 2023-07-21 | 2023-07-31 | 2024-07-31 | Solar Panels | HANWHA | Q.PEAK DUO BLK ML-G10+ 405 |  | 0.405 | 3 | 63 | 14 |  | Fixed | Roof
NJADRE1554333213 | Administratively Determined Incentive Program | Hamilton Township | 8629 | 12 | 6.08 | Residential | Behind the Meter | Yes | Net Metered Residential | Trinity Solar | None | PSE&G | Accepted | 2023-07-21 | 2023-07-31 | 2024-07-31 | Solar Panels | HANWHA | Q.PEAK DUO BLK ML-G10+ 405 |  | 0.405 | 3 | 63 | 10 |  | Fixed | Roof
NJADRE1554333222 | Administratively Determined Incentive Program | UNION CITY | 7087 | 8 | 2.77 | Residential | Behind the Meter | Yes | Net Metered Residential | Sunrun Installation Services, Inc. | None | PSE&G | Accepted | 2023-07-21 | 2023-07-31 | 2024-07-31 | Inverters | Delta Electronics | E4-TL-US | 3840 |  | 1 |  |  | 0.97 |  | Outdoor | Next To Meter
NJADRE1554333222 | Administratively Determined Incentive Program | UNION CITY | 7087 | 8 | 2.77 | Residential | Behind the Meter | Yes | Net Metered Residential | Sunrun Installation Services, Inc. | None | PSE&G | Accepted | 2023-07-21 | 2023-07-31 | 2024-07-31 | Solar Panels | Trina Solar | TSM-395DE09C.07 |  | 0.395 | 7 | 118 | 5 |  | Fixed | Roof
NJADRE1554333644 | Administratively Determined Incentive Program | Carneys Point | 8069 | 16 | 7.77 | Residential | Behind the Meter | Yes | Net Metered Residential | Vision Solar LLC | None | AC Electric | Accepted | 2023-07-21 | 2023-07-31 | 2024-07-31 | Inverters | SolarEdge | SE6000H-USRGM | 6 |  | 1 |  |  | 0.97 |  | Outdoor
NJADRE1554333644 | Administratively Determined Incentive Program | Carneys Point | 8069 | 16 | 7.77 | Residential | Behind the Meter | Yes | Net Metered Residential | Vision Solar LLC | None | AC Electric | Accepted | 2023-07-21 | 2023-07-31 | 2024-07-31 | Solar Panels | ZNSHINE SOLAR | ZXM6-NH120-370/M |  | 0.37 | 19 | 213 | 30 |  | Fixed | Roof
NJADRE1554333644 | Administratively Determined Incentive Program | Carneys Point | 8069 | 16 | 7.77 | Residential | Behind the Meter | Yes | Net Metered Residential | Vision Solar LLC | None | AC Electric | Accepted | 2023-07-21 | 2023-07-31 | 2024-07-31 | Solar Panels | ZNSHINE SOLAR | ZXM6-NH120-370/M |  | 0.37 | 2 | 33 | 30 |  | Fixed | Roof
NJADRE1554333660 | Administratively Determined Incentive Program | Morganville | 7751 | 17 | 14.73 | Residential | Behind the Meter | No | Net Metered Residential | Tesla Energy Operations Inc | None | JCP&L | Accepted | 2023-08-07 | 2023-08-21 | 2024-08-21 | Solar Panels | Tesla | SR60T1 |  | 0.05847 | 24 | 170 | 45 |  | Fixed | Roof
NJADRE1554333660 | Administratively Determined Incentive Program | Morganville | 7751 | 17 | 14.73 | Residential | Behind the Meter | No | Net Metered Residential | Tesla Energy Operations Inc | None | JCP&L | Accepted | 2023-08-07 | 2023-08-21 | 2024-08-21 | Solar Panels | Tesla | SR60T1 |  | 0.05847 | 78 | 260 | 34 |  | Fixed | Roof
NJADRE1554333660 | Administratively Determined Incentive Program | Morganville | 7751 | 17 | 14.73 | Residential | Behind the Meter | No | Net Metered Residential | Tesla Energy Operations Inc | None | JCP&L | Accepted | 2023-08-07 | 2023-08-21 | 2024-08-21 | Solar Panels | Tesla | SR60T1 |  | 0.05847 | 64 | 80 | 34 |  | Fixed | Roof
NJADRE1554333660 | Administratively Determined Incentive Program | Morganville | 7751 | 17 | 14.73 | Residential | Behind the Meter | No | Net Metered Residential | Tesla Energy Operations Inc | None | JCP&L | Accepted | 2023-08-07 | 2023-08-21 | 2024-08-21 | Solar Panels | Tesla | SR60T1 |  | 0.05847 | 16 | 80 | 34 |  | Fixed | Roof
NJADRE1554333660 | Administratively Determined Incentive Program | Morganville | 7751 | 17 | 14.73 | Residential | Behind the Meter | No | Net Metered Residential | Tesla Energy Operations Inc | None | JCP&L | Accepted | 2023-08-07 | 2023-08-21 | 2024-08-21 | Solar Panels | Tesla | SR60T1 |  | 0.05847 | 27 | 170 | 45 |  | Fixed | Roof
NJADRE1554333660 | Administratively Determined Incentive Program | Morganville | 7751 | 17 | 14.73 | Residential | Behind the Meter | No | Net Metered Residential | Tesla Energy Operations Inc | None | JCP&L | Accepted | 2023-08-07 | 2023-08-21 | 2024-08-21 | Solar Panels | Tesla | SR60T1 |  | 0.05847 | 16 | 170 | 45 |  | Fixed | Roof
NJADRE1554333660 | Administratively Determined Incentive Program | Morganville | 7751 | 17 | 14.73 | Residential | Behind the Meter | No | Net Metered Residential | Tesla Energy Operations Inc | None | JCP&L | Accepted | 2023-08-07 | 2023-08-21 | 2024-08-21 | Solar Panels | Tesla | SR60T1 |  | 0.05847 | 27 | 259 | 34 |  | Fixed | Roof
NJADRE1554333660 | Administratively Determined Incentive Program | Morganville | 7751 | 17 | 14.73 | Residential | Behind the Meter | No | Net Metered Residential | Tesla Energy Operations Inc | None | JCP&L | Accepted | 2023-08-07 | 2023-08-21 | 2024-08-21 | Inverters | Delta | M8-TL-US | 7600 |  | 2 |  |  | 0.98 |  | Outside
NJADRE1554333660 | Administratively Determined Incentive Program | Morganville | 7751 | 17 | 14.73 | Residential | Behind the Meter | No | Net Metered Residential | Tesla Energy Operations Inc | None | JCP&L | Accepted | 2023-08-07 | 2023-08-21 | 2024-08-21 | Meters | Delta | M8-TL-US |  |  | 1 |  |  |  | Yes | Outdoor
NJADRE1554333660 | Administratively Determined Incentive Program | Morganville | 7751 | 17 | 14.73 | Residential | Behind the Meter | No | Net Metered Residential | Tesla Energy Operations Inc | None | JCP&L | Accepted | 2023-08-07 | 2023-08-21 | 2024-08-21 | Meters | Delta | M8-TL-US |  |  | 1 |  |  |  | Yes | Outdoor
NJADRE1554333679 | Administratively Determined Incentive Program | Atco | 8004 | 14 | 15.17 | Residential | Behind the Meter | No | Net Metered Residential | Vision Solar LLC | None | AC Electric | Accepted | 2023-07-21 | 2023-07-31 | 2024-07-31 | Inverters | SolarEdg | SE11400H-USRGM | 11 |  | 1 |  |  | 0.97 |  | Outdoor
NJADRE1554333679 | Administratively Determined Incentive Program | Atco | 8004 | 14 | 15.17 | Residential | Behind the Meter | No | Net Metered Residential | Vision Solar LLC | None | AC Electric | Accepted | 2023-07-21 | 2023-07-31 | 2024-07-31 | Solar Panels | ZNSHINE SOLAR | ZXM6-NH120-370/M |  | 0.37 | 9 | 193 | 27 |  | Fixed | Roof
NJADRE1554333679 | Administratively Determined Incentive Program | Atco | 8004 | 14 | 15.17 | Residential | Behind the Meter | No | Net Metered Residential | Vision Solar LLC | None | AC Electric | Accepted | 2023-07-21 | 2023-07-31 | 2024-07-31 | Solar Panels | ZNSHINE SOLAR | ZXM6-NH120-370/M |  | 0.37 | 12 | 12 | 21 |  | Fixed | Roof
NJADRE1554333679 | Administratively Determined Incentive Program | Atco | 8004 | 14 | 15.17 | Residential | Behind the Meter | No | Net Metered Residential | Vision Solar LLC | None | AC Electric | Accepted | 2023-07-21 | 2023-07-31 | 2024-07-31 | Solar Panels | ZNSHINE SOLAR | ZXM6-NH120-370/M |  | 0.37 | 8 | 13 | 27 |  | Fixed | Roof
NJADRE1554333679 | Administratively Determined Incentive Program | Atco | 8004 | 14 | 15.17 | Residential | Behind the Meter | No | Net Metered Residential | Vision Solar LLC | None | AC Electric | Accepted | 2023-07-21 | 2023-07-31 | 2024-07-31 | Solar Panels | ZNSHINE SOLAR | ZXM6-NH120-370/M |  | 0.37 | 12 | 192 | 21 |  | Fixed | Roof
NJADRE1554333688 | Administratively Determined Incentive Program | SICKLERVILLE | 8081 | 14 | 3.65 | Residential | Behind the Meter | No | Net Metered Residential | Pro Custom Solar dba Momentum Solar | None | AC Electric | Accepted | 2023-07-21 | 2023-07-31 | 2024-07-31 | Solar Panels | hanwha | Â Q. PEAK DUO BLK-G10+365 |  | 0.365 | 10 | 252 | 24 |  | Fixed | Roof
NJADRE1554333688 | Administratively Determined Incentive Program | SICKLERVILLE | 8081 | 14 | 3.65 | Residential | Behind the Meter | No | Net Metered Residential | Pro Custom Solar dba Momentum Solar | None | AC Electric | Accepted | 2023-07-21 | 2023-07-31 | 2024-07-31 | Inverters | enphase | IQ8PLUS-72-2-US | 290 |  | 10 |  |  | 0.97 |  | Outdoor
NJADRE1554333694 | Administratively Determined Incentive Program | Livingston | 7039 | 9 | 6.66 | Residential | Behind the Meter | No | Net Metered Residential | Vision Solar LLC | None | PSE&G | Accepted | 2023-07-21 | 2023-08-01 | 2024-08-01 | Inverters | SolarEdge | SE7600H-USRGM | 8 |  | 1 |  |  | 0.97 |  | Outdoor | under the panel
NJADRE1554333694 | Administratively Determined Incentive Program | Livingston | 7039 | 9 | 6.66 | Residential | Behind the Meter | No | Net Metered Residential | Vision Solar LLC | None | PSE&G | Accepted | 2023-07-21 | 2023-08-01 | 2024-08-01 | Solar Panels | ZNShine | ZXM6-NH120-370/M |  | 0.37 | 5 | 136 | 23 |  | Fixed | Roof
NJADRE1554333694 | Administratively Determined Incentive Program | Livingston | 7039 | 9 | 6.66 | Residential | Behind the Meter | No | Net Metered Residential | Vision Solar LLC | None | PSE&G | Accepted | 2023-07-21 | 2023-08-01 | 2024-08-01 | Solar Panels | ZNShine | ZXM6-NH120-370/M |  | 0.37 | 3 | 226 | 23 |  | Fixed | Roof
NJADRE1554333694 | Administratively Determined Incentive Program | Livingston | 7039 | 9 | 6.66 | Residential | Behind the Meter | No | Net Metered Residential | Vision Solar LLC | None | PSE&G | Accepted | 2023-07-21 | 2023-08-01 | 2024-08-01 | Solar Panels | ZNShine | ZXM6-NH120-370/M |  | 0.37 | 3 | 46 | 23 |  | Fixed | Roof
NJADRE1554333694 | Administratively Determined Incentive Program | Livingston | 7039 | 9 | 6.66 | Residential | Behind the Meter | No | Net Metered Residential | Vision Solar LLC | None | PSE&G | Accepted | 2023-07-21 | 2023-08-01 | 2024-08-01 | Solar Panels | ZNShine | ZXM6-NH120-370/M |  | 0.37 | 3 | 46 | 14 |  | Fixed | Roof
NJADRE1554333694 | Administratively Determined Incentive Program | Livingston | 7039 | 9 | 6.66 | Residential | Behind the Meter | No | Net Metered Residential | Vision Solar LLC | None | PSE&G | Accepted | 2023-07-21 | 2023-08-01 | 2024-08-01 | Solar Panels | ZNShine | ZXM6-NH120-370/M |  | 0.37 | 4 | 316 | 23 |  | Fixed | Roof
NJADRE1554333700 | Administratively Determined Incentive Program | Maple Shade Twp | 8052 | 13 | 3.24 | Residential | Behind the Meter | No | Net Metered Residential | Tesla Energy Operations Inc | None | PSE&G | Accepted | 2023-07-21 | 2023-07-31 | 2024-07-31 | Inverters | Tesla | 1534000-00-F (240V) | 3840 |  | 1 |  |  | 0.975 |  | Outside
NJADRE1554333700 | Administratively Determined Incentive Program | Maple Shade Twp | 8052 | 13 | 3.24 | Residential | Behind the Meter | No | Net Metered Residential | Tesla Energy Operations Inc | None | PSE&G | Accepted | 2023-07-21 | 2023-07-31 | 2024-07-31 | Solar Panels | Tesla | SR72T2 |  | 0.072 | 45 | 239 | 25 |  | Fixed | Roof
NJADRE1554333707 | Administratively Determined Incentive Program | Plainfield City | 7063 | 10 | 8.61 | Residential | Behind the Meter | No | Net Metered Residential | EMT Renewables | None | PSE&G | Accepted | 2023-07-21 | 2023-08-01 | 2024-08-01 | Inverters | ENPHASE | IQ8+ | 290 |  | 21 |  |  | 0.98 |  | Other | UNDER EACH PANEL
NJADRE1554333707 | Administratively Determined Incentive Program | Plainfield City | 7063 | 10 | 8.61 | Residential | Behind the Meter | No | Net Metered Residential | EMT Renewables | None | PSE&G | Accepted | 2023-07-21 | 2023-08-01 | 2024-08-01 | Solar Panels | SEG SOLAR | SIV 410 |  | 0.41 | 12 | 141 | 31 |  | Fixed | Roof
NJADRE1554333707 | Administratively Determined Incentive Program | Plainfield City | 7063 | 10 | 8.61 | Residential | Behind the Meter | No | Net Metered Residential | EMT Renewables | None | PSE&G | Accepted | 2023-07-21 | 2023-08-01 | 2024-08-01 | Solar Panels | SEG SOLAR | SIV 410 |  | 0.41 | 3 | 140 | 25 |  | Fixed | Roof
NJADRE1554333707 | Administratively Determined Incentive Program | Plainfield City | 7063 | 10 | 8.61 | Residential | Behind the Meter | No | Net Metered Residential | EMT Renewables | None | PSE&G | Accepted | 2023-07-21 | 2023-08-01 | 2024-08-01 | Solar Panels | SEG SOLAR | SIV 410 |  | 0.41 | 6 | 321 | 32 |  | Fixed | Roof
NJADRE1554333718 | Administratively Determined Incentive Program | Pleasantville | 8232 | 19 | 4.44 | Residential | Behind the Meter | No | Net Metered Residential | Vision Solar LLC | None | AC Electric | Accepted | 2023-07-21 | 2023-07-31 | 2024-07-31 | Inverters | Solar Edge | SE3800H-USRGM | 4 |  | 1 |  |  | 0.97 |  | Outdoor
NJADRE1554333718 | Administratively Determined Incentive Program | Pleasantville | 8232 | 19 | 4.44 | Residential | Behind the Meter | No | Net Metered Residential | Vision Solar LLC | None | AC Electric | Accepted | 2023-07-21 | 2023-07-31 | 2024-07-31 | Solar Panels | Znshine | ZXM6-NH120-370/M |  | 0.37 | 12 | 205 | 45 |  | Fixed | Roof
NJADRE1554333719 | Administratively Determined Incentive Program | Vineland | 8360 | 20 | 8.76 | Residential | Behind the Meter | Yes | Net Metered Residential | Fusion Solar Energy | None | Vineland Muni Electric | Accepted | 2023-07-21 | 2023-07-31 | 2024-07-31 | Solar Panels | QCELLS | Q.PEAK DUO BLK-G10+ |  | 0.365 | 24 | 184 | 15 |  | Fixed | Roof
NJADRE1554333719 | Administratively Determined Incentive Program | Vineland | 8360 | 20 | 8.76 | Residential | Behind the Meter | Yes | Net Metered Residential | Fusion Solar Energy | None | Vineland Muni Electric | Accepted | 2023-07-21 | 2023-07-31 | 2024-07-31 | Inverters | ENPHASE | IQ7PLUS-72-2-US | 290 |  | 24 |  |  | 0.94 |  | Outdoor
NJADRE1554333765 | Administratively Determined Incentive Program | Washington | 8080 | 15 | 7.9 | Residential | Behind the Meter | Yes | Net Metered Residential | Sunrun Installation Services, Inc. | None | PSE&G | Accepted | 2023-07-21 | 2023-08-03 | 2024-08-03 | Electric Storage Battery | Tesla | Powerwall 2 AC |  |  | 1 |  |  |  | Lithium Ion |  | inside
NJADRE1554333765 | Administratively Determined Incentive Program | Washington | 8080 | 15 | 7.9 | Residential | Behind the Meter | Yes | Net Metered Residential | Sunrun Installation Services, Inc. | None | PSE&G | Accepted | 2023-07-21 | 2023-08-03 | 2024-08-03 | Solar Panels | Trina Solar | TSM-395DE09C.07 |  | 0.395 | 20 | 284 | 26 |  | Fixed | Roof
NJADRE1554333765 | Administratively Determined Incentive Program | Washington | 8080 | 15 | 7.9 | Residential | Behind the Meter | Yes | Net Metered Residential | Sunrun Installation Services, Inc. | None | PSE&G | Accepted | 2023-07-21 | 2023-08-03 | 2024-08-03 | Inverters | Delta Electronics | E6-TL-US | 5760 |  | 1 |  |  | 0.96 |  | Outdoor | Next To Meter
NJADRE1554333876 | Administratively Determined Incentive Program | Pennsville | 8070 | 16 | 4.38 | Residential | Behind the Meter | Yes | Net Metered Residential | Ad Energy | None | AC Electric | Accepted | 2023-07-21 | 2023-08-02 | 2024-08-02 | Inverters | SunPower | IQ7HS | 384 |  | 12 |  |  | 0.97 |  | Outdoor | At each panel
NJADRE1554333876 | Administratively Determined Incentive Program | Pennsville | 8070 | 16 | 4.38 | Residential | Behind the Meter | Yes | Net Metered Residential | Ad Energy | None | AC Electric | Accepted | 2023-07-21 | 2023-08-02 | 2024-08-02 | Solar Panels | SunPower | SPR-U-365-QC-DC |  | 0.365 | 12 | 220 | 19 |  | Fixed | Roof
NJADRE1554333880 | Administratively Determined Incentive Program | NEWARK | 7103 | 9 | 444.96 | School Public K-12 | Behind the Meter | Yes | Small Net-Metered Non-Residential located on Rooftop, Carport, Canopy and Floating Solar-PUBLIC | DAN RUSSO ELECTRICAL CONTRACTORS, LLC | None | PSE&G | Accepted | 2023-07-21 | 2023-08-08 | 2024-08-08 | Inverters | SOLAREDGE | SE43.2KUS | 43200 |  | 8 |  |  | 0.97 |  | Outdoor | GROUND
NJADRE1554333880 | Administratively Determined Incentive Program | NEWARK | 7103 | 9 | 444.96 | School Public K-12 | Behind the Meter | Yes | Small Net-Metered Non-Residential located on Rooftop, Carport, Canopy and Floating Solar-PUBLIC | DAN RUSSO ELECTRICAL CONTRACTORS, LLC | None | PSE&G | Accepted | 2023-07-21 | 2023-08-08 | 2024-08-08 | Solar Panels | ZnShine | ZXMY-SHLDD144-540/M |  | 0.54 | 824 | 198 | 5 |  | Fixed | Roof | OUTSIDE
NJADRE1554333880 | Administratively Determined Incentive Program | NEWARK | 7103 | 9 | 444.96 | School Public K-12 | Behind the Meter | Yes | Small Net-Metered Non-Residential located on Rooftop, Carport, Canopy and Floating Solar-PUBLIC | DAN RUSSO ELECTRICAL CONTRACTORS, LLC | None | PSE&G | Accepted | 2023-07-21 | 2023-08-08 | 2024-08-08 | Meters | ACUVIM IIR | D-5A-P1V3 |  |  | 1 |  |  |  | Yes | Outdoor
NJADRE1554333921 | Administratively Determined Incentive Program | EDISON TWP | 8817 | 11 | 6.97 | Residential | Behind the Meter | No | Net Metered Residential | Freedom Forever New Jersey LLC | None | PSE&G | Accepted | 2023-07-21 | 2023-07-31 | 2024-07-31 | Inverters | Solar Edge | SE5000H-USRGM | 5000 |  | 1 |  |  | 0.99 |  | Outdoor
NJADRE1554333921 | Administratively Determined Incentive Program | EDISON TWP | 8817 | 11 | 6.97 | Residential | Behind the Meter | No | Net Metered Residential | Freedom Forever New Jersey LLC | None | PSE&G | Accepted | 2023-07-21 | 2023-07-31 | 2024-07-31 | Solar Panels | REC Solar | REC410AA PURE-R |  | 0.41 | 10 | 152 | 18 |  | Fixed | Roof
NJADRE1554333921 | Administratively Determined Incentive Program | EDISON TWP | 8817 | 11 | 6.97 | Residential | Behind the Meter | No | Net Metered Residential | Freedom Forever New Jersey LLC | None | PSE&G | Accepted | 2023-07-21 | 2023-07-31 | 2024-07-31 | Solar Panels | REC Solar | REC410AA PURE-R |  | 0.41 | 7 | 332 | 27 |  | Fixed | Roof
NJADRE1554337106 | Administratively Determined Incentive Program | Glassboro | 8028 | 15 | 5.53 | Residential | Behind the Meter | Yes | Net Metered Residential | Sunrun Installation Services, Inc. | None | AC Electric | Accepted | 2023-07-25 | 2023-08-01 | 2024-08-01 | Inverters | SolarEdge Technologies | SE3800H-USSN | 3800 |  | 1 |  |  | 0.96 |  | Outdoor | Next To Meter
NJADRE1554337106 | Administratively Determined Incentive Program | Glassboro | 8028 | 15 | 5.53 | Residential | Behind the Meter | Yes | Net Metered Residential | Sunrun Installation Services, Inc. | None | AC Electric | Accepted | 2023-07-25 | 2023-08-01 | 2024-08-01 | Solar Panels | Trina Solar | TSM-395DE09C.07 |  | 0.395 | 4 | 316 | 21 |  | Fixed | Roof
NJADRE1554337106 | Administratively Determined Incentive Program | Glassboro | 8028 | 15 | 5.53 | Residential | Behind the Meter | Yes | Net Metered Residential | Sunrun Installation Services, Inc. | None | AC Electric | Accepted | 2023-07-25 | 2023-08-01 | 2024-08-01 | Solar Panels | Trina Solar | TSM-395DE09C.07 |  | 0.395 | 10 | 136 | 6 |  | Fixed | Roof
NJADRE1554337110 | Administratively Determined Incentive Program | Gloucester Township, x | 8012 | 14 | 8.4 | Residential | Behind the Meter | Yes | Net Metered Residential | Suntuity Solar LLC | None | PSE&G | Accepted | 2023-07-22 | 2023-07-31 | 2024-07-31 | Inverters | ENPHASE | IQ8PLUS-72-2-US | 290 |  | 21 |  |  | 0.97 |  | Outdoor | Behind the PV modules
NJADRE1554337110 | Administratively Determined Incentive Program | Gloucester Township, x | 8012 | 14 | 8.4 | Residential | Behind the Meter | Yes | Net Metered Residential | Suntuity Solar LLC | None | PSE&G | Accepted | 2023-07-22 | 2023-07-31 | 2024-07-31 | Solar Panels | SILFAB PRIME | SIL-400 HC+ |  | 0.4 | 9 | 91 | 26 |  | Fixed | Roof
NJADRE1554337110 | Administratively Determined Incentive Program | Gloucester Township, x | 8012 | 14 | 8.4 | Residential | Behind the Meter | Yes | Net Metered Residential | Suntuity Solar LLC | None | PSE&G | Accepted | 2023-07-22 | 2023-07-31 | 2024-07-31 | Solar Panels | SILFAB PRIME | SIL-400 HC+ |  | 0.4 | 2 | 181 | 37 |  | Fixed | Roof
NJADRE1554337110 | Administratively Determined Incentive Program | Gloucester Township, x | 8012 | 14 | 8.4 | Residential | Behind the Meter | Yes | Net Metered Residential | Suntuity Solar LLC | None | PSE&G | Accepted | 2023-07-22 | 2023-07-31 | 2024-07-31 | Solar Panels | SILFAB PRIME | SIL-400 HC+ |  | 0.4 | 10 | 271 | 26 |  | Fixed | Roof
NJADRE1554337134 | Administratively Determined Incentive Program | PLAINSBORO | 8536 | 11 | 7.67 | Residential | Behind the Meter | Yes | Net Metered Residential | Sunny Mac LLC | None | PSE&G | Accepted | 2023-08-10 | 2023-09-01 | 2024-09-01 | Inverters | SolarEdge Technologies Inc. | SE6000H-US000BNI4 (Inverter) | 6000 |  | 1 |  |  | 0.99 |  | Outside
NJADRE1554337134 | Administratively Determined Incentive Program | PLAINSBORO | 8536 | 11 | 7.67 | Residential | Behind the Meter | Yes | Net Metered Residential | Sunny Mac LLC | None | PSE&G | Accepted | 2023-08-10 | 2023-09-01 | 2024-09-01 | Meters | SolarEdge Technologies Inc. | SolarEdge Built-in Consumption Monitor (BNI4, BNC4, BBL |  |  | 1 |  |  |  | Yes
NJADRE1554337134 | Administratively Determined Incentive Program | PLAINSBORO | 8536 | 11 | 7.67 | Residential | Behind the Meter | Yes | Net Metered Residential | Sunny Mac LLC | None | PSE&G | Accepted | 2023-08-10 | 2023-09-01 | 2024-09-01 | Solar Panels | Phono Solar Technology | PS365M4H-20/UHB |  | 0.365 | 11 | 134 | 23 |  | Fixed | Roof
NJADRE1554337134 | Administratively Determined Incentive Program | PLAINSBORO | 8536 | 11 | 7.67 | Residential | Behind the Meter | Yes | Net Metered Residential | Sunny Mac LLC | None | PSE&G | Accepted | 2023-08-10 | 2023-09-01 | 2024-09-01 | Solar Panels | Phono Solar Technology | PS365M4H-20/UHB |  | 0.365 | 10 | 314 | 23 |  | Fixed | Roof
NJADRE1554337137 | Administratively Determined Incentive Program | SICKLERVILLE | 8081 | 14 | 6.94 | Residential | Behind the Meter | Yes | Net Metered Residential | SunnyMac, LLC | None | AC Electric | Accepted | 2023-08-10 | 2023-09-01 | 2024-09-01 | Inverters | SolarEdge Technologies Inc. | SE6000H-USxxxBNC4 (Inverter) | 6000 |  | 1 |  |  | 0.99 |  | Outside
NJADRE1554337137 | Administratively Determined Incentive Program | SICKLERVILLE | 8081 | 14 | 6.94 | Residential | Behind the Meter | Yes | Net Metered Residential | SunnyMac, LLC | None | AC Electric | Accepted | 2023-08-10 | 2023-09-01 | 2024-09-01 | Meters | SolarEdge Technologies Inc. | SolarEdge Built-in Consumption Monitor (BNI4, BNC4, BBL |  |  | 1 |  |  |  | Yes
NJADRE1554337137 | Administratively Determined Incentive Program | SICKLERVILLE | 8081 | 14 | 6.94 | Residential | Behind the Meter | Yes | Net Metered Residential | SunnyMac, LLC | None | AC Electric | Accepted | 2023-08-10 | 2023-09-01 | 2024-09-01 | Solar Panels | Hanwha Q Cells | Q.PEAK DUO BLK-G10+365 |  | 0.365 | 19 | 129 | 20 |  | Fixed | Roof
NJADRE1554337139 | Administratively Determined Incentive Program | VINELAND | 8361 | 20 | 6.57 | Residential | Behind the Meter | Yes | Net Metered Residential | SunnyMac, LLC | None | Vineland Muni Electric | Accepted | 2023-08-10 | 2023-09-01 | 2024-09-01 | Inverters | SolarEdge Technologies Inc. | SE5000H-US000BNI4 (Inverter) | 5000 |  | 1 |  |  | 0.99 |  | Outside
NJADRE1554337139 | Administratively Determined Incentive Program | VINELAND | 8361 | 20 | 6.57 | Residential | Behind the Meter | Yes | Net Metered Residential | SunnyMac, LLC | None | Vineland Muni Electric | Accepted | 2023-08-10 | 2023-09-01 | 2024-09-01 | Meters | SolarEdge Technologies Inc. | SolarEdge Built-in Consumption Monitor (BNI4, BNC4, BBL |  |  | 1 |  |  |  | Yes
NJADRE1554337139 | Administratively Determined Incentive Program | VINELAND | 8361 | 20 | 6.57 | Residential | Behind the Meter | Yes | Net Metered Residential | SunnyMac, LLC | None | Vineland Muni Electric | Accepted | 2023-08-10 | 2023-09-01 | 2024-09-01 | Solar Panels | Hanwha Q Cells | Q.PEAK DUO BLK-G10+365 |  | 0.365 | 9 | 41 | 42 |  | Fixed | Roof
NJADRE1554337139 | Administratively Determined Incentive Program | VINELAND | 8361 | 20 | 6.57 | Residential | Behind the Meter | Yes | Net Metered Residential | SunnyMac, LLC | None | Vineland Muni Electric | Accepted | 2023-08-10 | 2023-09-01 | 2024-09-01 | Solar Panels | Hanwha Q Cells | Q.PEAK DUO BLK-G10+365 |  | 0.365 | 9 | 41 | 42 |  | Fixed | Roof
NJADRE1554337146 | Administratively Determined Incentive Program | BLACKWOOD | 8012 | 14 | 15.91 | Residential | Behind the Meter | Yes | Net Metered Residential | SunnyMac, LLC | None | PSE&G | Accepted | 2023-08-03 | 2023-09-13 | 2024-09-13 | Inverters | SolarEdge Technologies Inc. | SE11400H-USxxxBNC4 (Inverter) | 11400 |  | 1 |  |  | 0.99 |  | Outside
NJADRE1554337146 | Administratively Determined Incentive Program | BLACKWOOD | 8012 | 14 | 15.91 | Residential | Behind the Meter | Yes | Net Metered Residential | SunnyMac, LLC | None | PSE&G | Accepted | 2023-08-03 | 2023-09-13 | 2024-09-13 | Meters | SolarEdge Technologies Inc. | SolarEdge Built-in Consumption Monitor (BEI4, BNI4, BNC |  |  | 1 |  |  |  | Yes
NJADRE1554337146 | Administratively Determined Incentive Program | BLACKWOOD | 8012 | 14 | 15.91 | Residential | Behind the Meter | Yes | Net Metered Residential | SunnyMac, LLC | None | PSE&G | Accepted | 2023-08-03 | 2023-09-13 | 2024-09-13 | Solar Panels | Phono Solar Technology Co. | PS370M4H-20/UHB |  | 0.37 | 15 | 202 | 27 |  | Fixed | Roof
NJADRE1554337146 | Administratively Determined Incentive Program | BLACKWOOD | 8012 | 14 | 15.91 | Residential | Behind the Meter | Yes | Net Metered Residential | SunnyMac, LLC | None | PSE&G | Accepted | 2023-08-03 | 2023-09-13 | 2024-09-13 | Solar Panels | Phono Solar Technology Co. | PS370M4H-20/UHB |  | 0.37 | 14 | 22 | 27 |  | Fixed | Roof
NJADRE1554337146 | Administratively Determined Incentive Program | BLACKWOOD | 8012 | 14 | 15.91 | Residential | Behind the Meter | Yes | Net Metered Residential | SunnyMac, LLC | None | PSE&G | Accepted | 2023-08-03 | 2023-09-13 | 2024-09-13 | Solar Panels | Phono Solar Technology Co. | PS370M4H-20/UHB |  | 0.37 | 7 | 22 | 23 |  | Fixed | Roof
NJADRE1554337146 | Administratively Determined Incentive Program | BLACKWOOD | 8012 | 14 | 15.91 | Residential | Behind the Meter | Yes | Net Metered Residential | SunnyMac, LLC | None | PSE&G | Accepted | 2023-08-03 | 2023-09-13 | 2024-09-13 | Solar Panels | Phono Solar Technology Co. | PS370M4H-20/UHB |  | 0.37 | 7 | 22 | 23 |  | Fixed | Roof
NJADRE1554337438 | Administratively Determined Incentive Program | CAMDEN | 8103 | 14 | 15.54 | Commercial | Behind the Meter | No | Small Net-Metered Non-Residential located on Rooftop, Carport, Canopy and Floating Solar | TJ TECHNOLOGY | None | PSE&G | Accepted | 2023-07-22 | 2023-08-30 | 2024-08-30 | Inverters | ENPHASE | IQ7 PLUS | 290 |  | 37 |  |  | 0.98 |  | Outdoor | CARPORT
NJADRE1554337438 | Administratively Determined Incentive Program | CAMDEN | 8103 | 14 | 15.54 | Commercial | Behind the Meter | No | Small Net-Metered Non-Residential located on Rooftop, Carport, Canopy and Floating Solar | TJ TECHNOLOGY | None | PSE&G | Accepted | 2023-07-22 | 2023-08-30 | 2024-08-30 | Meters | HIALEH METER | ITRON |  |  | 1 |  |  |  | Yes | Indoor
NJADRE1554337438 | Administratively Determined Incentive Program | CAMDEN | 8103 | 14 | 15.54 | Commercial | Behind the Meter | No | Small Net-Metered Non-Residential located on Rooftop, Carport, Canopy and Floating Solar | TJ TECHNOLOGY | None | PSE&G | Accepted | 2023-07-22 | 2023-08-30 | 2024-08-30 | Solar Panels | JINKO | JINKO 420 |  | 0.42 | 37 | 190 | 7 |  | Fixed | Parking Lot
NJADRE1554337452 | Administratively Determined Incentive Program | MOUNT HOLLY | 8060 | 13 | 13.32 | Residential | Behind the Meter | Yes | Net Metered Residential | SunnyMac, LLC | None | PSE&G | Accepted | 2023-08-10 | 2023-09-08 | 2024-09-08 | Inverters | SolarEdge Technologies Inc. | SE10000H-US000BNI4 (Inverter) | 10000 |  | 1 |  |  | 0.99 |  | Outside
NJADRE1554337452 | Administratively Determined Incentive Program | MOUNT HOLLY | 8060 | 13 | 13.32 | Residential | Behind the Meter | Yes | Net Metered Residential | SunnyMac, LLC | None | PSE&G | Accepted | 2023-08-10 | 2023-09-08 | 2024-09-08 | Meters | SolarEdge Technologies Inc. | SolarEdge Built-in Consumption Monitor (BNI4, BNC4, BBL |  |  | 1 |  |  |  | Yes
NJADRE1554337452 | Administratively Determined Incentive Program | MOUNT HOLLY | 8060 | 13 | 13.32 | Residential | Behind the Meter | Yes | Net Metered Residential | SunnyMac, LLC | None | PSE&G | Accepted | 2023-08-10 | 2023-09-08 | 2024-09-08 | Solar Panels | Silfab | Silfab Sil-370HC |  | 0.37 | 25 | 212 | 26 |  | Fixed | Roof
NJADRE1554337452 | Administratively Determined Incentive Program | MOUNT HOLLY | 8060 | 13 | 13.32 | Residential | Behind the Meter | Yes | Net Metered Residential | SunnyMac, LLC | None | PSE&G | Accepted | 2023-08-10 | 2023-09-08 | 2024-09-08 | Solar Panels | Silfab | Silfab Sil-370HC |  | 0.37 | 11 | 32 | 26 |  | Fixed | Roof
NJADRE1554337470 | Administratively Determined Incentive Program | SICKLERVILLE | 8081 | 14 | 8.4 | Residential | Behind the Meter | Yes | Net Metered Residential | SunnyMac, LLC | None | AC Electric | Accepted | 2023-08-10 | 2023-09-01 | 2024-09-01 | Inverters | SolarEdge Technologies Inc. | SE7600H-US7600000BNI4 (Inverter) | 7600 |  | 1 |  |  | 0.99 |  | Outside
NJADRE1554337470 | Administratively Determined Incentive Program | SICKLERVILLE | 8081 | 14 | 8.4 | Residential | Behind the Meter | Yes | Net Metered Residential | SunnyMac, LLC | None | AC Electric | Accepted | 2023-08-10 | 2023-09-01 | 2024-09-01 | Meters | SolarEdge Technologies Inc. | SolarEdge Built-in Consumption Monitor (BNI4, BNC4, BBL |  |  | 1 |  |  |  | Yes
NJADRE1554337470 | Administratively Determined Incentive Program | SICKLERVILLE | 8081 | 14 | 8.4 | Residential | Behind the Meter | Yes | Net Metered Residential | SunnyMac, LLC | None | AC Electric | Accepted | 2023-08-10 | 2023-09-01 | 2024-09-01 | Solar Panels | Phono Solar Technology | PS365M4H-20/UHB |  | 0.365 | 20 | 160 | 34 |  | Fixed | Roof
NJADRE1554337470 | Administratively Determined Incentive Program | SICKLERVILLE | 8081 | 14 | 8.4 | Residential | Behind the Meter | Yes | Net Metered Residential | SunnyMac, LLC | None | AC Electric | Accepted | 2023-08-10 | 2023-09-01 | 2024-09-01 | Solar Panels | Phono Solar Technology | PS365M4H-20/UHB |  | 0.365 | 3 | 160 | 26 |  | Fixed | Roof
NJADRE1554337493 | Administratively Determined Incentive Program | WEST WINDSOR | 8550 | 12 | 13.32 | Residential | Behind the Meter | Yes | Net Metered Residential | SunnyMac, LLC | None | PSE&G | Accepted | 2023-08-10 | 2023-09-01 | 2024-09-01 | Inverters | SolarEdge Technologies Inc. | SE10000H-US000BNI4 (Inverter) | 10000 |  | 1 |  |  | 0.99 |  | Outside
NJADRE1554337493 | Administratively Determined Incentive Program | WEST WINDSOR | 8550 | 12 | 13.32 | Residential | Behind the Meter | Yes | Net Metered Residential | SunnyMac, LLC | None | PSE&G | Accepted | 2023-08-10 | 2023-09-01 | 2024-09-01 | Meters | SolarEdge Technologies Inc. | SolarEdge Built-in Consumption Monitor (BNI4, BNC4, BBL |  |  | 1 |  |  |  | Yes
NJADRE1554337493 | Administratively Determined Incentive Program | WEST WINDSOR | 8550 | 12 | 13.32 | Residential | Behind the Meter | Yes | Net Metered Residential | SunnyMac, LLC | None | PSE&G | Accepted | 2023-08-10 | 2023-09-01 | 2024-09-01 | Solar Panels | Hanwha Q Cells | Q.PEAK DUO BLK-G10+ 360 |  | 0.36 | 22 | 359 | 24 |  | Fixed | Roof
NJADRE1554337493 | Administratively Determined Incentive Program | WEST WINDSOR | 8550 | 12 | 13.32 | Residential | Behind the Meter | Yes | Net Metered Residential | SunnyMac, LLC | None | PSE&G | Accepted | 2023-08-10 | 2023-09-01 | 2024-09-01 | Solar Panels | Hanwha Q Cells | Q.PEAK DUO BLK-G10+ 360 |  | 0.36 | 8 | 269 | 23 |  | Fixed | Roof
NJADRE1554337493 | Administratively Determined Incentive Program | WEST WINDSOR | 8550 | 12 | 13.32 | Residential | Behind the Meter | Yes | Net Metered Residential | SunnyMac, LLC | None | PSE&G | Accepted | 2023-08-10 | 2023-09-01 | 2024-09-01 | Solar Panels | Hanwha Q Cells | Q.PEAK DUO BLK-G10+ 360 |  | 0.36 | 7 | 179 | 24 |  | Fixed | Roof
NJADRE1554338926 | Administratively Determined Incentive Program | Lindenwold, | 8021 | 14 | 4.8 | Residential | Behind the Meter | Yes | Net Metered Residential | Suntuity Solar LLC | None | AC Electric | Accepted | 2023-07-24 | 2023-07-31 | 2024-07-31 | Inverters | ENPHASE | IQ8PLUS-72-2-US | 290 |  | 12 |  |  | 0.97 |  | Outdoor
NJADRE1554338926 | Administratively Determined Incentive Program | Lindenwold, | 8021 | 14 | 4.8 | Residential | Behind the Meter | Yes | Net Metered Residential | Suntuity Solar LLC | None | AC Electric | Accepted | 2023-07-24 | 2023-07-31 | 2024-07-31 | Solar Panels | SILFAB PRIME | SIL-400 HC+ |  | 0.4 | 12 | 113 | 23 |  | Fixed | Roof
NJADRE1554338954 | Administratively Determined Incentive Program | Camden City | 8105 | 14 | 3.6 | Residential | Behind the Meter | Yes | Net Metered Residential | Sunny Mac LLC | None | PSE&G | Accepted | 2023-07-24 | 2023-07-31 | 2024-07-31 | Solar Panels | HANWHA | Q.PEAK DUO BLK ML-G10+400 |  | 0.4 | 9 | 260 | 3 |  | Fixed | Roof
NJADRE1554338954 | Administratively Determined Incentive Program | Camden City | 8105 | 14 | 3.6 | Residential | Behind the Meter | Yes | Net Metered Residential | Sunny Mac LLC | None | PSE&G | Accepted | 2023-07-24 | 2023-07-31 | 2024-07-31 | Inverters | Solaredge | SE 3000H-US | 3000 |  | 1 |  |  | 0.99 |  | Outdoor | NEXT TO METER
NJADRE1554338967 | Administratively Determined Incentive Program | Kirkwood | 8043 | 14 | 5.6 | Residential | Behind the Meter | Yes | Net Metered Residential | SunnyMac LLC | None | AC Electric | Accepted | 2023-07-24 | 2023-07-31 | 2024-07-31 | Solar Panels | HANWHA | Q.PEAK DUO BLK ML-G10+400 |  | 0.4 | 4 | 285 | 24 |  | Fixed | Roof
NJADRE1554338967 | Administratively Determined Incentive Program | Kirkwood | 8043 | 14 | 5.6 | Residential | Behind the Meter | Yes | Net Metered Residential | SunnyMac LLC | None | AC Electric | Accepted | 2023-07-24 | 2023-07-31 | 2024-07-31 | Solar Panels | HANWHA | Q.PEAK DUO BLK ML-G10+400 |  | 0.4 | 10 | 275 | 21 |  | Fixed | Roof
NJADRE1554338967 | Administratively Determined Incentive Program | Kirkwood | 8043 | 14 | 5.6 | Residential | Behind the Meter | Yes | Net Metered Residential | SunnyMac LLC | None | AC Electric | Accepted | 2023-07-24 | 2023-07-31 | 2024-07-31 | Inverters | SOLAREDGE | SE 5000H-US | 5000 |  | 1 |  |  | 0.99 |  | Outdoor | NEXT TO METER
NJADRE1554338967 | Administratively Determined Incentive Program | Kirkwood | 8043 | 14 | 5.6 | Residential | Behind the Meter | Yes | Net Metered Residential | SunnyMac LLC | None | AC Electric | Accepted | 2023-07-24 | 2023-07-31 | 2024-07-31 | Meters | SE-RGMTR-1D-240C-B | Solaredge |  |  | 1 |  |  |  | Yes | Outdoor
NJADRE1554338971 | Administratively Determined Incentive Program | North Brunswick Twp | 8902 | 11 | 9.2 | Residential | Behind the Meter | No | Net Metered Residential | Tesla Energy Operations Inc | None | PSE&G | Accepted | 2023-07-24 | 2023-08-01 | 2024-08-01 | Inverters | Tesla | 7.6 kW Tesla Inc 1538000-00-F (240V) | 7600 |  | 1 |  |  | 0.986 |  | Outdoor
NJADRE1554338971 | Administratively Determined Incentive Program | North Brunswick Twp | 8902 | 11 | 9.2 | Residential | Behind the Meter | No | Net Metered Residential | Tesla Energy Operations Inc | None | PSE&G | Accepted | 2023-07-24 | 2023-08-01 | 2024-08-01 | Meters | Tesla | 7.6 kW Tesla Inc 1538000-00-F (240V) |  |  | 1 |  |  |  | Yes | Outdoor
NJADRE1554338971 | Administratively Determined Incentive Program | North Brunswick Twp | 8902 | 11 | 9.2 | Residential | Behind the Meter | No | Net Metered Residential | Tesla Energy Operations Inc | None | PSE&G | Accepted | 2023-07-24 | 2023-08-01 | 2024-08-01 | Solar Panels | Tesla | T400H |  | 0.4 | 11 | 218 | 37 |  | Fixed | Roof
NJADRE1554338971 | Administratively Determined Incentive Program | North Brunswick Twp | 8902 | 11 | 9.2 | Residential | Behind the Meter | No | Net Metered Residential | Tesla Energy Operations Inc | None | PSE&G | Accepted | 2023-07-24 | 2023-08-01 | 2024-08-01 | Solar Panels | Telsa | T400H |  | 0.4 | 5 | 308 | 37 |  | Fixed | Roof
NJADRE1554338971 | Administratively Determined Incentive Program | North Brunswick Twp | 8902 | 11 | 9.2 | Residential | Behind the Meter | No | Net Metered Residential | Tesla Energy Operations Inc | None | PSE&G | Accepted | 2023-07-24 | 2023-08-01 | 2024-08-01 | Solar Panels | Tesla | T400H |  | 0.4 | 7 | 218 | 36 |  | Fixed | Roof
NJADRE1554338976 | Administratively Determined Incentive Program | Neptune City | 7753 | 17 | 45.6 | Non Profit | Behind the Meter | No | Small Net-Metered Non-Residential located on Rooftop, Carport, Canopy and Floating Solar-PUBLIC | Infinity Solar Systems LLC | None | JCP&L | Accepted | 2023-08-08 | 2023-08-21 | 2024-08-21 | Inverters | Sol-Ark | 30K-3P-208V | 30000 |  | 2 |  |  | 0.975 |  | Indoor
NJADRE1554338976 | Administratively Determined Incentive Program | Neptune City | 7753 | 17 | 45.6 | Non Profit | Behind the Meter | No | Small Net-Metered Non-Residential located on Rooftop, Carport, Canopy and Floating Solar-PUBLIC | Infinity Solar Systems LLC | None | JCP&L | Accepted | 2023-08-08 | 2023-08-21 | 2024-08-21 | Solar Panels | Canadian Solar | CS3Y-475MS |  | 0.475 | 96 | 171 | 7 |  | Fixed | Parking Lot
NJADRE1554338986 | Administratively Determined Incentive Program | Willingboro Twp | 8046 | 13 | 21.2 | Residential | Behind the Meter | Yes | Net Metered Residential | SunnyMac LLC | None | PSE&G | Accepted | 2023-07-24 | 2023-08-01 | 2024-08-01 | Solar Panels | HANWHA | Q.PEAK DUO BLK ML-G10+400 |  | 0.4 | 17 | 198 | 10 |  | Fixed | Roof
NJADRE1554338986 | Administratively Determined Incentive Program | Willingboro Twp | 8046 | 13 | 21.2 | Residential | Behind the Meter | Yes | Net Metered Residential | SunnyMac LLC | None | PSE&G | Accepted | 2023-07-24 | 2023-08-01 | 2024-08-01 | Solar Panels | HANWHA | Q.PEAK DUO BLK ML-G10+400 |  | 0.4 | 20 | 198 | 26 |  | Fixed | Roof
NJADRE1554338986 | Administratively Determined Incentive Program | Willingboro Twp | 8046 | 13 | 21.2 | Residential | Behind the Meter | Yes | Net Metered Residential | SunnyMac LLC | None | PSE&G | Accepted | 2023-07-24 | 2023-08-01 | 2024-08-01 | Solar Panels | HANWHA | Q.PEAK DUO BLK ML-G10+400 |  | 0.4 | 16 | 18 | 32 |  | Fixed | Roof
NJADRE1554338986 | Administratively Determined Incentive Program | Willingboro Twp | 8046 | 13 | 21.2 | Residential | Behind the Meter | Yes | Net Metered Residential | SunnyMac LLC | None | PSE&G | Accepted | 2023-07-24 | 2023-08-01 | 2024-08-01 | Inverters | Solaredge | SE7600H-US | 7600 |  | 1 |  |  | 0.99 |  | Outdoor | NEXT TO METER
NJADRE1554338989 | Administratively Determined Incentive Program | Cresskill | 7626 | 7 | 20.66 | Residential | Behind the Meter | No | Net Metered Residential | Tesla Energy Operations Inc | None | Orange Rockland Electric | Accepted | 2023-07-24 | 2023-07-31 | 2024-07-31 | Inverters | Tesla | Powerwall+ [240V] #1850000-00-C | 7600 |  | 2 |  |  | 0.986 |  | Outdoor
NJADRE1554338989 | Administratively Determined Incentive Program | Cresskill | 7626 | 7 | 20.66 | Residential | Behind the Meter | No | Net Metered Residential | Tesla Energy Operations Inc | None | Orange Rockland Electric | Accepted | 2023-07-24 | 2023-07-31 | 2024-07-31 | Meters | Tesla | Powerwall+ [240V] #1850000-00-C |  |  | 2 |  |  |  | Yes | Outdoor
NJADRE1554338989 | Administratively Determined Incentive Program | Cresskill | 7626 | 7 | 20.66 | Residential | Behind the Meter | No | Net Metered Residential | Tesla Energy Operations Inc | None | Orange Rockland Electric | Accepted | 2023-07-24 | 2023-07-31 | 2024-07-31 | Solar Panels | Tesla | SR72T2 |  | 0.072 | 102 | 333 | 23 |  | Fixed | Roof
NJADRE1554338989 | Administratively Determined Incentive Program | Cresskill | 7626 | 7 | 20.66 | Residential | Behind the Meter | No | Net Metered Residential | Tesla Energy Operations Inc | None | Orange Rockland Electric | Accepted | 2023-07-24 | 2023-07-31 | 2024-07-31 | Solar Panels | Tesla | SR72T2 |  | 0.072 | 70 | 153 | 23 |  | Fixed | Roof
NJADRE1554338989 | Administratively Determined Incentive Program | Cresskill | 7626 | 7 | 20.66 | Residential | Behind the Meter | No | Net Metered Residential | Tesla Energy Operations Inc | None | Orange Rockland Electric | Accepted | 2023-07-24 | 2023-07-31 | 2024-07-31 | Solar Panels | Tesla | SR72T2 |  | 0.072 | 12 | 63 | 18 |  | Fixed | Roof
NJADRE1554338989 | Administratively Determined Incentive Program | Cresskill | 7626 | 7 | 20.66 | Residential | Behind the Meter | No | Net Metered Residential | Tesla Energy Operations Inc | None | Orange Rockland Electric | Accepted | 2023-07-24 | 2023-07-31 | 2024-07-31 | Solar Panels | Tesla | SR72T2 |  | 0.072 | 49 | 333 | 23 |  | Fixed | Roof
NJADRE1554338989 | Administratively Determined Incentive Program | Cresskill | 7626 | 7 | 20.66 | Residential | Behind the Meter | No | Net Metered Residential | Tesla Energy Operations Inc | None | Orange Rockland Electric | Accepted | 2023-07-24 | 2023-07-31 | 2024-07-31 | Solar Panels | Tesla | SR72T2 |  | 0.072 | 40 | 153 | 23 |  | Fixed | Roof
NJADRE1554338989 | Administratively Determined Incentive Program | Cresskill | 7626 | 7 | 20.66 | Residential | Behind the Meter | No | Net Metered Residential | Tesla Energy Operations Inc | None | Orange Rockland Electric | Accepted | 2023-07-24 | 2023-07-31 | 2024-07-31 | Solar Panels | Tesla | SR72T2 |  | 0.072 | 14 | 333 | 20 |  | Fixed | Roof
NJADRE1554338989 | Administratively Determined Incentive Program | Cresskill | 7626 | 7 | 20.66 | Residential | Behind the Meter | No | Net Metered Residential | Tesla Energy Operations Inc | None | Orange Rockland Electric | Accepted | 2023-07-24 | 2023-07-31 | 2024-07-31 | Electric Storage Battery | Tesla | Powerwall+ [240V] # 1850000-05-C 7.6 kW / 13.5 kWh |  |  | 2 |  |  |  | Lithium Ion |  | OUTSIDE
NJADRE1554339004 | Administratively Determined Incentive Program | East Brunswick Twp | 8816 | 11 | 13.86 | Residential | Behind the Meter | No | Net Metered Residential | EMT Renewables | None | PSE&G | Accepted | 2023-07-24 | 2023-07-31 | 2024-07-31 | Inverters | ENPHASE | IQ7x | 315 |  | 33 |  |  | 0.98 |  | Other | UNDER EACH PANEL
NJADRE1554339004 | Administratively Determined Incentive Program | East Brunswick Twp | 8816 | 11 | 13.86 | Residential | Behind the Meter | No | Net Metered Residential | EMT Renewables | None | PSE&G | Accepted | 2023-07-24 | 2023-07-31 | 2024-07-31 | Solar Panels | REC ALPHA | REC 420 |  | 0.42 | 6 | 235 | 12 |  | Fixed | Roof
NJADRE1554339004 | Administratively Determined Incentive Program | East Brunswick Twp | 8816 | 11 | 13.86 | Residential | Behind the Meter | No | Net Metered Residential | EMT Renewables | None | PSE&G | Accepted | 2023-07-24 | 2023-07-31 | 2024-07-31 | Solar Panels | REC ALPHA | REC 420 |  | 0.42 | 8 | 55 | 15 |  | Fixed | Roof
NJADRE1554339004 | Administratively Determined Incentive Program | East Brunswick Twp | 8816 | 11 | 13.86 | Residential | Behind the Meter | No | Net Metered Residential | EMT Renewables | None | PSE&G | Accepted | 2023-07-24 | 2023-07-31 | 2024-07-31 | Solar Panels | REC ALPHA | REC 420 |  | 0.42 | 4 | 144 | 15 |  | Fixed | Roof
NJADRE1554339004 | Administratively Determined Incentive Program | East Brunswick Twp | 8816 | 11 | 13.86 | Residential | Behind the Meter | No | Net Metered Residential | EMT Renewables | None | PSE&G | Accepted | 2023-07-24 | 2023-07-31 | 2024-07-31 | Solar Panels | REC ALPHA | REC 420 |  | 0.42 | 2 | 324 | 15 |  | Fixed | Roof
NJADRE1554339004 | Administratively Determined Incentive Program | East Brunswick Twp | 8816 | 11 | 13.86 | Residential | Behind the Meter | No | Net Metered Residential | EMT Renewables | None | PSE&G | Accepted | 2023-07-24 | 2023-07-31 | 2024-07-31 | Solar Panels | REC ALPHA | REC 420 |  | 0.42 | 11 | 235 | 26 |  | Fixed | Roof
NJADRE1554339004 | Administratively Determined Incentive Program | East Brunswick Twp | 8816 | 11 | 13.86 | Residential | Behind the Meter | No | Net Metered Residential | EMT Renewables | None | PSE&G | Accepted | 2023-07-24 | 2023-07-31 | 2024-07-31 | Solar Panels | REC ALPHA | REC 420 |  | 0.42 | 2 | 55 | 26 |  | Fixed | Roof
NJADRE1554339009 | Administratively Determined Incentive Program | Carlstadt Boro | 7072 | 7 | 3.6 | Residential | Behind the Meter | Yes | Net Metered Residential | Sunny Mac LLC | None | PSE&G | Accepted | 2023-07-24 | 2023-07-31 | 2024-07-31 | Solar Panels | HANWHA | Q.PEAK DUO BLK ML-G10+400 |  | 0.4 | 5 | 218 | 45 |  | Fixed | Roof
NJADRE1554339009 | Administratively Determined Incentive Program | Carlstadt Boro | 7072 | 7 | 3.6 | Residential | Behind the Meter | Yes | Net Metered Residential | Sunny Mac LLC | None | PSE&G | Accepted | 2023-07-24 | 2023-07-31 | 2024-07-31 | Solar Panels | HANWHA | Q.PEAK DUO BLK ML-G10+400 |  | 0.4 | 4 | 128 | 20 |  | Fixed | Roof
NJADRE1554339009 | Administratively Determined Incentive Program | Carlstadt Boro | 7072 | 7 | 3.6 | Residential | Behind the Meter | Yes | Net Metered Residential | Sunny Mac LLC | None | PSE&G | Accepted | 2023-07-24 | 2023-07-31 | 2024-07-31 | Inverters | Solaredge | SE 3000H-US | 3000 |  | 1 |  |  | 0.99 |  | Outdoor | NEXT TO METER
NJADRE1554339014 | Administratively Determined Incentive Program | City of Orange | 7050 | 9 | 16.79 | Residential | Behind the Meter | Yes | Net Metered Residential | Pro Custom Solar dba Momentum Solar | None | PSE&G | Accepted | 2023-07-24 | 2023-07-31 | 2024-07-31 | Inverters | Enphase | IQ8PLUS-72-2-US | 290 |  | 46 |  |  | 0.97 |  | Outdoor
NJADRE1554339014 | Administratively Determined Incentive Program | City of Orange | 7050 | 9 | 16.79 | Residential | Behind the Meter | Yes | Net Metered Residential | Pro Custom Solar dba Momentum Solar | None | PSE&G | Accepted | 2023-07-24 | 2023-07-31 | 2024-07-31 | Solar Panels | Hanwha | q.peak duo blk-g10+365 |  | 0.365 | 24 | 222 | 7 |  | Fixed | Roof
NJADRE1554339014 | Administratively Determined Incentive Program | City of Orange | 7050 | 9 | 16.79 | Residential | Behind the Meter | Yes | Net Metered Residential | Pro Custom Solar dba Momentum Solar | None | PSE&G | Accepted | 2023-07-24 | 2023-07-31 | 2024-07-31 | Solar Panels | Hanwha | q.peak duo blk-g10+365 |  | 0.365 | 6 | 221 | 16 |  | Fixed | Roof
NJADRE1554339014 | Administratively Determined Incentive Program | City of Orange | 7050 | 9 | 16.79 | Residential | Behind the Meter | Yes | Net Metered Residential | Pro Custom Solar dba Momentum Solar | None | PSE&G | Accepted | 2023-07-24 | 2023-07-31 | 2024-07-31 | Solar Panels | Hanwha | q.peak duo blk-g10+365 |  | 0.365 | 16 | 221 | 34 |  | Fixed | Roof
NJADRE1554339015 | Administratively Determined Incentive Program | PISCATAWAY TWP | 8854 | 11 | 6 | Residential | Behind the Meter | Yes | Net Metered Residential | Tesla Energy Operations Inc | None | PSE&G | Accepted | 2023-07-24 | 2023-07-31 | 2024-07-31 | Inverters | Tesla | 5.0 kW Tesla Inc 1538000-45-A (240V) | 5000 |  | 1 |  |  | 0.975 |  | Outdoor
NJADRE1554339015 | Administratively Determined Incentive Program | PISCATAWAY TWP | 8854 | 11 | 6 | Residential | Behind the Meter | Yes | Net Metered Residential | Tesla Energy Operations Inc | None | PSE&G | Accepted | 2023-07-24 | 2023-07-31 | 2024-07-31 | Meters | Tesla | 5.0 kW Tesla Inc 1538000-45-A (240V) |  |  | 1 |  |  |  | Yes | Outdoor
NJADRE1554339015 | Administratively Determined Incentive Program | PISCATAWAY TWP | 8854 | 11 | 6 | Residential | Behind the Meter | Yes | Net Metered Residential | Tesla Energy Operations Inc | None | PSE&G | Accepted | 2023-07-24 | 2023-07-31 | 2024-07-31 | Solar Panels | Hanwha | Q.PEAK DUO BLK ML-G10+/TS 400 |  | 0.4 | 6 | 84 | 34 |  | Fixed | Roof
NJADRE1554339015 | Administratively Determined Incentive Program | PISCATAWAY TWP | 8854 | 11 | 6 | Residential | Behind the Meter | Yes | Net Metered Residential | Tesla Energy Operations Inc | None | PSE&G | Accepted | 2023-07-24 | 2023-07-31 | 2024-07-31 | Solar Panels | Hanwha | Q.PEAK DUO BLK ML-G10+/TS 400 |  | 0.4 | 9 | 264 | 34 |  | Fixed | Roof
NJADRE1554339045 | Administratively Determined Incentive Program | Moorestown Twp | 8057 | 13 | 14.8 | Residential | Behind the Meter | Yes | Net Metered Residential | SunnyMac LLC | None | PSE&G | Accepted | 2023-07-24 | 2023-08-01 | 2024-08-01 | Solar Panels | HANWHA | Q.PEAK DUO BLK ML-G10+400 |  | 0.4 | 3 | 220 | 31 |  | Fixed | Roof
NJADRE1554339045 | Administratively Determined Incentive Program | Moorestown Twp | 8057 | 13 | 14.8 | Residential | Behind the Meter | Yes | Net Metered Residential | SunnyMac LLC | None | PSE&G | Accepted | 2023-07-24 | 2023-08-01 | 2024-08-01 | Solar Panels | HANWHA | Q.PEAK DUO BLK ML-G10+400 |  | 0.4 | 8 | 221 | 31 |  | Fixed | Roof
NJADRE1554339045 | Administratively Determined Incentive Program | Moorestown Twp | 8057 | 13 | 14.8 | Residential | Behind the Meter | Yes | Net Metered Residential | SunnyMac LLC | None | PSE&G | Accepted | 2023-07-24 | 2023-08-01 | 2024-08-01 | Solar Panels | HANWHA | Q.PEAK DUO BLK ML-G10+400 |  | 0.4 | 24 | 41 | 31 |  | Fixed | Roof
NJADRE1554339045 | Administratively Determined Incentive Program | Moorestown Twp | 8057 | 13 | 14.8 | Residential | Behind the Meter | Yes | Net Metered Residential | SunnyMac LLC | None | PSE&G | Accepted | 2023-07-24 | 2023-08-01 | 2024-08-01 | Solar Panels | HANWHA | Q.PEAK DUO BLK ML-G10+400 |  | 0.4 | 2 | 131 | 18 |  | Fixed | Roof
NJADRE1554339045 | Administratively Determined Incentive Program | Moorestown Twp | 8057 | 13 | 14.8 | Residential | Behind the Meter | Yes | Net Metered Residential | SunnyMac LLC | None | PSE&G | Accepted | 2023-07-24 | 2023-08-01 | 2024-08-01 | Inverters | Solaredge | SE10000H-US | 10000 |  | 1 |  |  | 0.99 |  | Outdoor | NEXT TO METER
NJADRE1554339054 | Administratively Determined Incentive Program | Edgewater Park Twp | 8010 | 13 | 5.33 | Residential | Behind the Meter | No | Net Metered Residential | EMT Renewables | None | PSE&G | Accepted | 2023-07-24 | 2023-07-31 | 2024-07-31 | Inverters | ENPHASE | IQ8+ | 290 |  | 13 |  |  | 0.98 |  | Other | UNDER EACH PANEL
NJADRE1554339054 | Administratively Determined Incentive Program | Edgewater Park Twp | 8010 | 13 | 5.33 | Residential | Behind the Meter | No | Net Metered Residential | EMT Renewables | None | PSE&G | Accepted | 2023-07-24 | 2023-07-31 | 2024-07-31 | Solar Panels | SEG SOLAR | SIV 410 |  | 0.41 | 4 | 356 | 19 |  | Fixed | Roof
NJADRE1554339054 | Administratively Determined Incentive Program | Edgewater Park Twp | 8010 | 13 | 5.33 | Residential | Behind the Meter | No | Net Metered Residential | EMT Renewables | None | PSE&G | Accepted | 2023-07-24 | 2023-07-31 | 2024-07-31 | Solar Panels | SEG SOLAR | SIV 410 |  | 0.41 | 3 | 266 | 29 |  | Fixed | Roof
NJADRE1554339054 | Administratively Determined Incentive Program | Edgewater Park Twp | 8010 | 13 | 5.33 | Residential | Behind the Meter | No | Net Metered Residential | EMT Renewables | None | PSE&G | Accepted | 2023-07-24 | 2023-07-31 | 2024-07-31 | Solar Panels | SEG SOLAR | SIV 410 |  | 0.41 | 4 | 86 | 29 |  | Fixed | Roof
NJADRE1554339054 | Administratively Determined Incentive Program | Edgewater Park Twp | 8010 | 13 | 5.33 | Residential | Behind the Meter | No | Net Metered Residential | EMT Renewables | None | PSE&G | Accepted | 2023-07-24 | 2023-07-31 | 2024-07-31 | Solar Panels | SEG SOLAR | SIV 410 |  | 0.41 | 2 | 176 | 43 |  | Fixed | Roof
NJADRE1554339502 | Administratively Determined Incentive Program | English Creek | 8330 | 19 | 13.2 | Residential | Behind the Meter | Yes | Net Metered Residential | Tesla Energy Operations Inc | None | AC Electric | Accepted | 2023-07-24 | 2023-08-01 | 2024-08-01 | Inverters | Tesla | 7.6 kW Tesla Inc 1538000-45-A (240V) | 7600 |  | 1 |  |  | 0.986 |  | Indoor
NJADRE1554339502 | Administratively Determined Incentive Program | English Creek | 8330 | 19 | 13.2 | Residential | Behind the Meter | Yes | Net Metered Residential | Tesla Energy Operations Inc | None | AC Electric | Accepted | 2023-07-24 | 2023-08-01 | 2024-08-01 | Meters | Tesla | 7.6 kW Tesla Inc 1538000-45-A (240V) |  |  | 1 |  |  |  | Yes | Indoor
NJADRE1554339502 | Administratively Determined Incentive Program | English Creek | 8330 | 19 | 13.2 | Residential | Behind the Meter | Yes | Net Metered Residential | Tesla Energy Operations Inc | None | AC Electric | Accepted | 2023-07-24 | 2023-08-01 | 2024-08-01 | Inverters | Tesla | 3.8 kW Tesla Inc 1538000-45-A (240V) | 3800 |  | 1 |  |  | 0.981 |  | Indoor
NJADRE1554339502 | Administratively Determined Incentive Program | English Creek | 8330 | 19 | 13.2 | Residential | Behind the Meter | Yes | Net Metered Residential | Tesla Energy Operations Inc | None | AC Electric | Accepted | 2023-07-24 | 2023-08-01 | 2024-08-01 | Meters | Tesla | 3.8 kW Tesla Inc 1538000-45-A (240V) |  |  | 1 |  |  |  | Yes | Indoor
NJADRE1554339502 | Administratively Determined Incentive Program | English Creek | 8330 | 19 | 13.2 | Residential | Behind the Meter | Yes | Net Metered Residential | Tesla Energy Operations Inc | None | AC Electric | Accepted | 2023-07-24 | 2023-08-01 | 2024-08-01 | Solar Panels | Hanwha | Q.PEAK DUO BLK ML-G10+/TS 400c |  | 0.4 | 16 | 144 | 32 |  | Fixed | Roof
NJADRE1554339502 | Administratively Determined Incentive Program | English Creek | 8330 | 19 | 13.2 | Residential | Behind the Meter | Yes | Net Metered Residential | Tesla Energy Operations Inc | None | AC Electric | Accepted | 2023-07-24 | 2023-08-01 | 2024-08-01 | Solar Panels | Hanwha | Q.PEAK DUO BLK ML-G10+/TS 400 |  | 0.4 | 13 | 324 | 32 |  | Fixed | Roof
NJADRE1554339502 | Administratively Determined Incentive Program | English Creek | 8330 | 19 | 13.2 | Residential | Behind the Meter | Yes | Net Metered Residential | Tesla Energy Operations Inc | None | AC Electric | Accepted | 2023-07-24 | 2023-08-01 | 2024-08-01 | Solar Panels | Hanwha | Q.PEAK DUO BLK ML-G10+/TS 400 |  | 0.4 | 4 | 144 | 35 |  | Fixed | Roof
NJADRE1554339502 | Administratively Determined Incentive Program | English Creek | 8330 | 19 | 13.2 | Residential | Behind the Meter | Yes | Net Metered Residential | Tesla Energy Operations Inc | None | AC Electric | Accepted | 2023-07-24 | 2023-08-01 | 2024-08-01 | Electric Storage Battery | Tesla | AC Powerwall 2.2 |  |  | 2 |  |  |  | Lithium Ion |  | INSIDE
NJADRE1554339550 | Administratively Determined Incentive Program | NEWARK | 7112 | 9 | 174.96 | School Public K-12 | Behind the Meter | Yes | Small Net-Metered Non-Residential located on Rooftop, Carport, Canopy and Floating Solar-PUBLIC | DAN RUSSO ELECTRICAL CONTRACTORS, LLC | None | PSE&G | Accepted | 2023-07-24 | 2023-08-01 | 2024-08-01 | Meters | Acuvim IIR | D-5A-P1V3 |  |  | 1 |  |  |  | Yes | Outdoor
NJADRE1554339550 | Administratively Determined Incentive Program | NEWARK | 7112 | 9 | 174.96 | School Public K-12 | Behind the Meter | Yes | Small Net-Metered Non-Residential located on Rooftop, Carport, Canopy and Floating Solar-PUBLIC | DAN RUSSO ELECTRICAL CONTRACTORS, LLC | None | PSE&G | Accepted | 2023-07-24 | 2023-08-01 | 2024-08-01 | Inverters | SOLAREDGE | SE43.2KUS | 43200 |  | 3 |  |  | 0.97 |  | Outside | GROUND
NJADRE1554339550 | Administratively Determined Incentive Program | NEWARK | 7112 | 9 | 174.96 | School Public K-12 | Behind the Meter | Yes | Small Net-Metered Non-Residential located on Rooftop, Carport, Canopy and Floating Solar-PUBLIC | DAN RUSSO ELECTRICAL CONTRACTORS, LLC | None | PSE&G | Accepted | 2023-07-24 | 2023-08-01 | 2024-08-01 | Solar Panels | ZnShine | ZXM7-SHLDD144-540/M |  | 0.54 | 324 | 214 | 5 |  | Fixed | Roof | OUTSIDE
NJADRE1554339601 | Administratively Determined Incentive Program | NEWARK | 7104 | 9 | 532.44 | School Public K-12 | Behind the Meter | Yes | Small Net-Metered Non-Residential located on Rooftop, Carport, Canopy and Floating Solar-PUBLIC | DAN RUSSO ELECTRICAL CONTRACTORS, LLC | None | PSE&G | Accepted | 2023-07-24 | 2023-08-08 | 2024-08-08 | Meters | Acuvim IIR | D-5A-P1V3 |  |  | 1 |  |  |  | Yes | Outdoor
NJADRE1554339601 | Administratively Determined Incentive Program | NEWARK | 7104 | 9 | 532.44 | School Public K-12 | Behind the Meter | Yes | Small Net-Metered Non-Residential located on Rooftop, Carport, Canopy and Floating Solar-PUBLIC | DAN RUSSO ELECTRICAL CONTRACTORS, LLC | None | PSE&G | Accepted | 2023-07-24 | 2023-08-08 | 2024-08-08 | Inverters | SOLAREDGE | SE33.3KUS | 33300 |  | 1 |  |  | 0.985 |  | Outdoor | GROUND
NJADRE1554339601 | Administratively Determined Incentive Program | NEWARK | 7104 | 9 | 532.44 | School Public K-12 | Behind the Meter | Yes | Small Net-Metered Non-Residential located on Rooftop, Carport, Canopy and Floating Solar-PUBLIC | DAN RUSSO ELECTRICAL CONTRACTORS, LLC | None | PSE&G | Accepted | 2023-07-24 | 2023-08-08 | 2024-08-08 | Inverters | SOLAREDGE | SE100KUS | 100000 |  | 4 |  |  | 0.985 |  | Outdoor | GROUND
NJADRE1554339601 | Administratively Determined Incentive Program | NEWARK | 7104 | 9 | 532.44 | School Public K-12 | Behind the Meter | Yes | Small Net-Metered Non-Residential located on Rooftop, Carport, Canopy and Floating Solar-PUBLIC | DAN RUSSO ELECTRICAL CONTRACTORS, LLC | None | PSE&G | Accepted | 2023-07-24 | 2023-08-08 | 2024-08-08 | Solar Panels | Znshine | ZXM7-SHLDD144-540/M |  | 0.54 | 241 | 201 | 5 |  | Fixed | Roof | OUTSIDE
NJADRE1554339601 | Administratively Determined Incentive Program | NEWARK | 7104 | 9 | 532.44 | School Public K-12 | Behind the Meter | Yes | Small Net-Metered Non-Residential located on Rooftop, Carport, Canopy and Floating Solar-PUBLIC | DAN RUSSO ELECTRICAL CONTRACTORS, LLC | None | PSE&G | Accepted | 2023-07-24 | 2023-08-08 | 2024-08-08 | Solar Panels | Znshine | ZXM7-SHLDD144-540/M |  | 0.54 | 335 | 213 | 5 |  | Fixed | Roof | OUTSIDE
NJADRE1554339601 | Administratively Determined Incentive Program | NEWARK | 7104 | 9 | 532.44 | School Public K-12 | Behind the Meter | Yes | Small Net-Metered Non-Residential located on Rooftop, Carport, Canopy and Floating Solar-PUBLIC | DAN RUSSO ELECTRICAL CONTRACTORS, LLC | None | PSE&G | Accepted | 2023-07-24 | 2023-08-08 | 2024-08-08 | Solar Panels | ZnShine | ZXM7-SHLDD144-540/M |  | 0.54 | 410 | 214 | 5 |  | Fixed | Roof | OUTSIDE
NJADRE1554339608 | Administratively Determined Incentive Program | Somerville | 8876 | 5 | 12.82 | Residential | Behind the Meter | Yes | Net Metered Residential | Tesla Energy Operations Inc | None | JCP&L | Accepted | 2023-07-24 | 2023-08-01 | 2024-08-01 | Inverters | Tesla | Powerwall+ [240V] #1850000-00-C | 7600 |  | 2 |  |  | 0.986 |  | Outdoor
NJADRE1554339608 | Administratively Determined Incentive Program | Somerville | 8876 | 5 | 12.82 | Residential | Behind the Meter | Yes | Net Metered Residential | Tesla Energy Operations Inc | None | JCP&L | Accepted | 2023-07-24 | 2023-08-01 | 2024-08-01 | Meters | Tesla | Powerwall+ [240V] #1850000-00-C |  |  | 2 |  |  |  | Yes | Outdoor
NJADRE1554339608 | Administratively Determined Incentive Program | Somerville | 8876 | 5 | 12.82 | Residential | Behind the Meter | Yes | Net Metered Residential | Tesla Energy Operations Inc | None | JCP&L | Accepted | 2023-07-24 | 2023-08-01 | 2024-08-01 | Solar Panels | Tesla | SR72T3R |  | 0.072 | 72 | 280 | 27 |  | Fixed | Roof
NJADRE1554339608 | Administratively Determined Incentive Program | Somerville | 8876 | 5 | 12.82 | Residential | Behind the Meter | Yes | Net Metered Residential | Tesla Energy Operations Inc | None | JCP&L | Accepted | 2023-07-24 | 2023-08-01 | 2024-08-01 | Solar Panels | Tesla | SR72T3R |  | 0.072 | 30 | 100 | 27 |  | Fixed | Roof
NJADRE1554339608 | Administratively Determined Incentive Program | Somerville | 8876 | 5 | 12.82 | Residential | Behind the Meter | Yes | Net Metered Residential | Tesla Energy Operations Inc | None | JCP&L | Accepted | 2023-07-24 | 2023-08-01 | 2024-08-01 | Solar Panels | Tesla | SR72T3R |  | 0.072 | 76 | 190 | 34 |  | Fixed | Roof
NJADRE1554339608 | Administratively Determined Incentive Program | Somerville | 8876 | 5 | 12.82 | Residential | Behind the Meter | Yes | Net Metered Residential | Tesla Energy Operations Inc | None | JCP&L | Accepted | 2023-07-24 | 2023-08-01 | 2024-08-01 | Electric Storage Battery | Tesla | Powerwall+ [240V] # 1850000-00-D 7.6 kW / 13.5 kWh |  |  | 2 |  |  |  | Lithium Ion |  | OUTSIDE
NJADRE1554339655 | Administratively Determined Incentive Program | West Windsor | 8550 | 12 | 7.29 | Residential | Behind the Meter | No | Net Metered Residential | Tesla Energy Operations Inc | None | PSE&G | Accepted | 2023-07-24 | 2023-08-01 | 2024-08-01 | Inverters | Tesla | 1538000-45-A | 7600 |  | 1 |  |  | 0.98 |  | Outside
NJADRE1554339655 | Administratively Determined Incentive Program | West Windsor | 8550 | 12 | 7.29 | Residential | Behind the Meter | No | Net Metered Residential | Tesla Energy Operations Inc | None | PSE&G | Accepted | 2023-07-24 | 2023-08-01 | 2024-08-01 | Solar Panels | Hanwha | Hanwha # Q.PEAK DUO BLK ML-G10+/TS 405 |  | 0.405 | 18 | 97 | 26 |  | Fixed | Roof
NJADRE1554339700 | Administratively Determined Incentive Program | NEWARK | 7103 | 9 | 157.5 | School Public K-12 | Behind the Meter | Yes | Small Net-Metered Non-Residential located on Rooftop, Carport, Canopy and Floating Solar-PUBLIC | DAN RUSSO ELECTRICAL CONTRACTORS, LLC | None | PSE&G | Accepted | 2023-07-24 | 2023-08-03 | 2024-08-03 | Meters | Acuvim IIR | D-5A-P1V3 |  |  | 1 |  |  |  | Yes | Outdoor
NJADRE1554339700 | Administratively Determined Incentive Program | NEWARK | 7103 | 9 | 157.5 | School Public K-12 | Behind the Meter | Yes | Small Net-Metered Non-Residential located on Rooftop, Carport, Canopy and Floating Solar-PUBLIC | DAN RUSSO ELECTRICAL CONTRACTORS, LLC | None | PSE&G | Accepted | 2023-07-24 | 2023-08-03 | 2024-08-03 | Inverters | SOLAREDGE | SE43.2KUS | 43200 |  | 3 |  |  | 0.97 |  | Other | GROUND
NJADRE1554339700 | Administratively Determined Incentive Program | NEWARK | 7103 | 9 | 157.5 | School Public K-12 | Behind the Meter | Yes | Small Net-Metered Non-Residential located on Rooftop, Carport, Canopy and Floating Solar-PUBLIC | DAN RUSSO ELECTRICAL CONTRACTORS, LLC | None | PSE&G | Accepted | 2023-07-24 | 2023-08-03 | 2024-08-03 | Solar Panels | Jinko Solar | JKM440M-72HLM |  | 0.44 | 18 | 103 | 30 |  | Fixed | Roof | OUTSIDE
NJADRE1554339700 | Administratively Determined Incentive Program | NEWARK | 7103 | 9 | 157.5 | School Public K-12 | Behind the Meter | Yes | Small Net-Metered Non-Residential located on Rooftop, Carport, Canopy and Floating Solar-PUBLIC | DAN RUSSO ELECTRICAL CONTRACTORS, LLC | None | PSE&G | Accepted | 2023-07-24 | 2023-08-03 | 2024-08-03 | Solar Panels | ZnShine | ZXM7-SHLDD144-540/M |  | 0.54 | 34 | 193 | 30 |  | Fixed | Roof | OUTSIDE
NJADRE1554339700 | Administratively Determined Incentive Program | NEWARK | 7103 | 9 | 157.5 | School Public K-12 | Behind the Meter | Yes | Small Net-Metered Non-Residential located on Rooftop, Carport, Canopy and Floating Solar-PUBLIC | DAN RUSSO ELECTRICAL CONTRACTORS, LLC | None | PSE&G | Accepted | 2023-07-24 | 2023-08-03 | 2024-08-03 | Solar Panels | ZnShine | ZXM7-SHLDD144-540/M |  | 0.54 | 243 | 166 | 5 |  | Fixed | Roof | OUTSIDE
NJADRE1554339737 | Administratively Determined Incentive Program | PLEASANTVILLE | 8232 | 19 | 7.11 | Residential | Behind the Meter | Yes | Net Metered Residential | Sunrun Installation Services, Inc. | None | AC Electric | Accepted | 2023-07-24 | 2023-08-01 | 2024-08-01 | Inverters | SolarEdge Technologies | SE6000H-USSN | 6000 |  | 1 |  |  | 0.99 |  | Outdoor | Next To Meter
NJADRE1554339737 | Administratively Determined Incentive Program | PLEASANTVILLE | 8232 | 19 | 7.11 | Residential | Behind the Meter | Yes | Net Metered Residential | Sunrun Installation Services, Inc. | None | AC Electric | Accepted | 2023-07-24 | 2023-08-01 | 2024-08-01 | Solar Panels | Trina Solar | TSM-395DE09C.07 |  | 0.395 | 18 | 224 | 24 |  | Fixed | Roof
NJADRE1554339777 | Administratively Determined Incentive Program | Pemberton Township | 8015 | 13 | 9.2 | Residential | Behind the Meter | Yes | Net Metered Residential | Pro Custom Solar dba Momentum Solar | None | JCP&L | Accepted | 2023-07-24 | 2023-08-01 | 2024-08-01 | Inverters | Enphase | IQ8PLUS-72-2-US | 290 |  | 23 |  |  | 0.97 |  | Outdoor
NJADRE1554339777 | Administratively Determined Incentive Program | Pemberton Township | 8015 | 13 | 9.2 | Residential | Behind the Meter | Yes | Net Metered Residential | Pro Custom Solar dba Momentum Solar | None | JCP&L | Accepted | 2023-07-24 | 2023-08-01 | 2024-08-01 | Solar Panels | Hanwha | q.peak duo blk ML-g10+400 |  | 0.4 | 14 | 155 | 20 |  | Fixed | Roof
NJADRE1554339777 | Administratively Determined Incentive Program | Pemberton Township | 8015 | 13 | 9.2 | Residential | Behind the Meter | Yes | Net Metered Residential | Pro Custom Solar dba Momentum Solar | None | JCP&L | Accepted | 2023-07-24 | 2023-08-01 | 2024-08-01 | Solar Panels | Hanwha | q.peak duo blk ML-g10+400 |  | 0.4 | 3 | 65 | 20 |  | Fixed | Roof
NJADRE1554339777 | Administratively Determined Incentive Program | Pemberton Township | 8015 | 13 | 9.2 | Residential | Behind the Meter | Yes | Net Metered Residential | Pro Custom Solar dba Momentum Solar | None | JCP&L | Accepted | 2023-07-24 | 2023-08-01 | 2024-08-01 | Solar Panels | Hanwha | q.peak duo blk ML-g10+400 |  | 0.4 | 6 | 335 | 21 |  | Fixed | Roof
NJADRE1554339823 | Administratively Determined Incentive Program | Edison | 8820 | 11 | 10 | Residential | Behind the Meter | Yes | Net Metered Residential | Tesla Energy Operations Inc | None | PSE&G | Accepted | 2023-07-24 | 2023-08-01 | 2024-08-01 | Solar Panels | Hanwha | Hanwha # Q.PEAK DUO BLK ML-G10+/TS 400 |  | 0.4 | 25 | 173 | 25 |  | Fixed | Roof
NJADRE1554339823 | Administratively Determined Incentive Program | Edison | 8820 | 11 | 10 | Residential | Behind the Meter | Yes | Net Metered Residential | Tesla Energy Operations Inc | None | PSE&G | Accepted | 2023-07-24 | 2023-08-01 | 2024-08-01 | Inverters | Tesla | 1538000-00-F | 7600 |  | 1 |  |  | 0.98 |  | Indoor
NJADRE1554339851 | Administratively Determined Incentive Program | NEWARK | 7112 | 9 | 177.58 | School Public K-12 | Behind the Meter | Yes | Small Net-Metered Non-Residential located on Rooftop, Carport, Canopy and Floating Solar-PUBLIC | DAN RUSSO ELECTRICAL CONTRACTORS, LLC | None | PSE&G | Accepted | 2023-07-24 | 2023-08-02 | 2024-08-02 | Meters | Acuvim IIR | D-5A-P1V3 |  |  | 1 |  |  |  | Yes | Outdoor
NJADRE1554339851 | Administratively Determined Incentive Program | NEWARK | 7112 | 9 | 177.58 | School Public K-12 | Behind the Meter | Yes | Small Net-Metered Non-Residential located on Rooftop, Carport, Canopy and Floating Solar-PUBLIC | DAN RUSSO ELECTRICAL CONTRACTORS, LLC | None | PSE&G | Accepted | 2023-07-24 | 2023-08-02 | 2024-08-02 | Inverters | SOLAREDGE | SE43.2KUS | 43200 |  | 3 |  |  | 0.97 |  | Outdoor | GROUND
NJADRE1554339851 | Administratively Determined Incentive Program | NEWARK | 7112 | 9 | 177.58 | School Public K-12 | Behind the Meter | Yes | Small Net-Metered Non-Residential located on Rooftop, Carport, Canopy and Floating Solar-PUBLIC | DAN RUSSO ELECTRICAL CONTRACTORS, LLC | None | PSE&G | Accepted | 2023-07-24 | 2023-08-02 | 2024-08-02 | Solar Panels | Jinko Solar | JKM440M-72HLM |  | 0.44 | 74 | 117 | 10 |  | Fixed | Roof | OUTSIDE
NJADRE1554339851 | Administratively Determined Incentive Program | NEWARK | 7112 | 9 | 177.58 | School Public K-12 | Behind the Meter | Yes | Small Net-Metered Non-Residential located on Rooftop, Carport, Canopy and Floating Solar-PUBLIC | DAN RUSSO ELECTRICAL CONTRACTORS, LLC | None | PSE&G | Accepted | 2023-07-24 | 2023-08-02 | 2024-08-02 | Solar Panels | Jinko Solar | JKM440M-72HLM |  | 0.44 | 147 | 208 | 10 |  | Fixed | Roof | OUTSIDE
NJADRE1554339851 | Administratively Determined Incentive Program | NEWARK | 7112 | 9 | 177.58 | School Public K-12 | Behind the Meter | Yes | Small Net-Metered Non-Residential located on Rooftop, Carport, Canopy and Floating Solar-PUBLIC | DAN RUSSO ELECTRICAL CONTRACTORS, LLC | None | PSE&G | Accepted | 2023-07-24 | 2023-08-02 | 2024-08-02 | Solar Panels | Jinko Solar | JKM440M-72HLM |  | 0.44 | 93 | 110 | 10 |  | Fixed | Roof | OUTSIDE
NJADRE1554339851 | Administratively Determined Incentive Program | NEWARK | 7112 | 9 | 177.58 | School Public K-12 | Behind the Meter | Yes | Small Net-Metered Non-Residential located on Rooftop, Carport, Canopy and Floating Solar-PUBLIC | DAN RUSSO ELECTRICAL CONTRACTORS, LLC | None | PSE&G | Accepted | 2023-07-24 | 2023-08-02 | 2024-08-02 | Solar Panels | ZnShine | ZXM7-SHLDD144-540/M |  | 0.54 | 73 | 166 | 5 |  | Fixed | Roof | OUTSIDE
NJADRE1554339856 | Administratively Determined Incentive Program | Plumsted | 8533 | 18 | 8.51 | Residential | Behind the Meter | No | Net Metered Residential | Vision Solar LLC | None | JCP&L | Accepted | 2023-07-24 | 2023-08-01 | 2024-08-01 | Inverters | Solar Edge | SE6000H-USRGM | 6 |  | 1 |  |  | 0.97 |  | Outside
NJADRE1554339856 | Administratively Determined Incentive Program | Plumsted | 8533 | 18 | 8.51 | Residential | Behind the Meter | No | Net Metered Residential | Vision Solar LLC | None | JCP&L | Accepted | 2023-07-24 | 2023-08-01 | 2024-08-01 | Solar Panels | Znshine Solar | ZXM6-NH120-370/M |  | 0.37 | 6 | 183 | 10 |  | Fixed | Roof
NJADRE1554339856 | Administratively Determined Incentive Program | Plumsted | 8533 | 18 | 8.51 | Residential | Behind the Meter | No | Net Metered Residential | Vision Solar LLC | None | JCP&L | Accepted | 2023-07-24 | 2023-08-01 | 2024-08-01 | Solar Panels | Znshine Solar | ZXM6-NH120-370/M |  | 0.37 | 17 | 3 | 37 |  | Fixed | Roof
NJADRE1554339911 | Administratively Determined Incentive Program | Bridgewater | 8807 | 5 | 5.2 | Residential | Behind the Meter | Yes | Net Metered Residential | Tesla Energy Operations Inc | None | JCP&L | Accepted | 2023-07-26 | 2023-08-04 | 2024-08-04 | Inverters | Tesla | Powerwall+ [240V] #1850000-00-C | 7600 |  | 1 |  |  | 0.986 |  | Outdoor
NJADRE1554339911 | Administratively Determined Incentive Program | Bridgewater | 8807 | 5 | 5.2 | Residential | Behind the Meter | Yes | Net Metered Residential | Tesla Energy Operations Inc | None | JCP&L | Accepted | 2023-07-26 | 2023-08-04 | 2024-08-04 | Meters | Tesla | Powerwall+ [240V] #1850000-00-C |  |  | 1 |  |  |  | Yes | Outdoor
NJADRE1554339911 | Administratively Determined Incentive Program | Bridgewater | 8807 | 5 | 5.2 | Residential | Behind the Meter | Yes | Net Metered Residential | Tesla Energy Operations Inc | None | JCP&L | Accepted | 2023-07-26 | 2023-08-04 | 2024-08-04 | Solar Panels | Hanwha | Q.PEAK DUO BLK ML-G10+/TS 400 |  | 0.4 | 2 | 354 | 32 |  | Fixed | Roof
NJADRE1554339911 | Administratively Determined Incentive Program | Bridgewater | 8807 | 5 | 5.2 | Residential | Behind the Meter | Yes | Net Metered Residential | Tesla Energy Operations Inc | None | JCP&L | Accepted | 2023-07-26 | 2023-08-04 | 2024-08-04 | Solar Panels | Hanwha | Q.PEAK DUO BLK ML-G10+/TS 400 |  | 0.4 | 6 | 264 | 44 |  | Fixed | Roof
NJADRE1554339911 | Administratively Determined Incentive Program | Bridgewater | 8807 | 5 | 5.2 | Residential | Behind the Meter | Yes | Net Metered Residential | Tesla Energy Operations Inc | None | JCP&L | Accepted | 2023-07-26 | 2023-08-04 | 2024-08-04 | Solar Panels | Hanwha | Q.PEAK DUO BLK ML-G10+/TS 400 |  | 0.4 | 5 | 84 | 44 |  | Fixed | Roof
NJADRE1554339911 | Administratively Determined Incentive Program | Bridgewater | 8807 | 5 | 5.2 | Residential | Behind the Meter | Yes | Net Metered Residential | Tesla Energy Operations Inc | None | JCP&L | Accepted | 2023-07-26 | 2023-08-04 | 2024-08-04 | Electric Storage Battery | Tesla | Powerwall+ [240V] # 1850000-00-D 7.6 kW / 13.5 kWh |  |  | 1 |  |  |  | Lithium Ion |  | OUTSIDE
NJADRE1554339959 | Administratively Determined Incentive Program | New Brunswick City | 8901 | 11 | 7.98 | Residential | Behind the Meter | No | Net Metered Residential | EMT Renewables | None | PSE&G | Accepted | 2023-07-24 | 2023-08-01 | 2024-08-01 | Inverters | REC ALPHA | IQ7x | 315 |  | 19 |  |  | 0.98 |  | Other | UNDER EACH PANEL
NJADRE1554339959 | Administratively Determined Incentive Program | New Brunswick City | 8901 | 11 | 7.98 | Residential | Behind the Meter | No | Net Metered Residential | EMT Renewables | None | PSE&G | Accepted | 2023-07-24 | 2023-08-01 | 2024-08-01 | Solar Panels | REC ALPHA | REC 420 |  | 0.42 | 10 | 246 | 42 |  | Fixed | Roof
NJADRE1554339959 | Administratively Determined Incentive Program | New Brunswick City | 8901 | 11 | 7.98 | Residential | Behind the Meter | No | Net Metered Residential | EMT Renewables | None | PSE&G | Accepted | 2023-07-24 | 2023-08-01 | 2024-08-01 | Solar Panels | REC ALPHA | REC 420 |  | 0.42 | 9 | 66 | 42 |  | Fixed | Roof
NJADRE1554339969 | Administratively Determined Incentive Program | Toms River | 8753 | 18 | 9.49 | Residential | Behind the Meter | Yes | Net Metered Residential | Pro Custom Solar dba Momentum Solar | None | JCP&L | Accepted | 2023-07-24 | 2023-08-01 | 2024-08-01 | Solar Panels | hanwha | q.peak duo blk-g10+365 |  | 0.365 | 18 | 93 | 19 |  | Fixed | Roof
NJADRE1554339969 | Administratively Determined Incentive Program | Toms River | 8753 | 18 | 9.49 | Residential | Behind the Meter | Yes | Net Metered Residential | Pro Custom Solar dba Momentum Solar | None | JCP&L | Accepted | 2023-07-24 | 2023-08-01 | 2024-08-01 | Solar Panels | hanwha | q.peak duo blk-g10+365 |  | 0.365 | 8 | 273 | 18 |  | Fixed | Roof
NJADRE1554339969 | Administratively Determined Incentive Program | Toms River | 8753 | 18 | 9.49 | Residential | Behind the Meter | Yes | Net Metered Residential | Pro Custom Solar dba Momentum Solar | None | JCP&L | Accepted | 2023-07-24 | 2023-08-01 | 2024-08-01 | Inverters | enphase | IQ8PLUS-72-2-US | 290 |  | 26 |  |  | 0.97 |  | Outdoor
NJADRE1554339972 | Administratively Determined Incentive Program | Leonia Boro | 7605 | 7 | 8.4 | Residential | Behind the Meter | No | Net Metered Residential | Tesla Energy Operations Inc | None | PSE&G | Accepted | 2023-08-07 | 2023-08-17 | 2024-08-17 | Inverters | Tesla | 7.6 kW Tesla Inc 1538000-00-F (240V) | 7600 |  | 1 |  |  | 0.986 |  | Outdoor
NJADRE1554339972 | Administratively Determined Incentive Program | Leonia Boro | 7605 | 7 | 8.4 | Residential | Behind the Meter | No | Net Metered Residential | Tesla Energy Operations Inc | None | PSE&G | Accepted | 2023-08-07 | 2023-08-17 | 2024-08-17 | Meters | Tesla | 7.6 kW Tesla Inc 1538000-00-F (240V) |  |  | 1 |  |  |  | Yes | Outdoor
NJADRE1554339972 | Administratively Determined Incentive Program | Leonia Boro | 7605 | 7 | 8.4 | Residential | Behind the Meter | No | Net Metered Residential | Tesla Energy Operations Inc | None | PSE&G | Accepted | 2023-08-07 | 2023-08-17 | 2024-08-17 | Solar Panels | Hanwha | Q.PEAK DUO BLK ML-G10+/TS 400 |  | 0.4 | 18 | 209 | 26 |  | Fixed | Roof
NJADRE1554339972 | Administratively Determined Incentive Program | Leonia Boro | 7605 | 7 | 8.4 | Residential | Behind the Meter | No | Net Metered Residential | Tesla Energy Operations Inc | None | PSE&G | Accepted | 2023-08-07 | 2023-08-17 | 2024-08-17 | Solar Panels | Hanwha | Q.PEAK DUO BLK ML-G10+/TS 400 |  | 0.4 | 3 | 29 | 26 |  | Fixed | Roof
NJADRE1554339983 | Administratively Determined Incentive Program | Fairview | 7022 | 7 | 7.2 | Residential | Behind the Meter | Yes | Net Metered Residential | Pro Custom Solar dba Momentum Solar | None | PSE&G | Accepted | 2023-07-24 | 2023-08-01 | 2024-08-01 | Inverters | Enphase | IQ8PLUS-72-2-US | 290 |  | 18 |  |  | 0.97 |  | Outdoor
NJADRE1554339983 | Administratively Determined Incentive Program | Fairview | 7022 | 7 | 7.2 | Residential | Behind the Meter | Yes | Net Metered Residential | Pro Custom Solar dba Momentum Solar | None | PSE&G | Accepted | 2023-07-24 | 2023-08-01 | 2024-08-01 | Solar Panels | Hanwha | q.peak duo blk ML-g10+400 |  | 0.4 | 13 | 126 | 9 |  | Fixed | Roof
NJADRE1554339983 | Administratively Determined Incentive Program | Fairview | 7022 | 7 | 7.2 | Residential | Behind the Meter | Yes | Net Metered Residential | Pro Custom Solar dba Momentum Solar | None | PSE&G | Accepted | 2023-07-24 | 2023-08-01 | 2024-08-01 | Solar Panels | Hanwha | q.peak duo blk ML-g10+400 |  | 0.4 | 5 | 306 | 19 |  | Fixed | Roof
NJADRE1554339985 | Administratively Determined Incentive Program | NEWARK | 7105 | 9 | 159.84 | School Public K-12 | Behind the Meter | Yes | Small Net-Metered Non-Residential located on Rooftop, Carport, Canopy and Floating Solar-PUBLIC | DAN RUSSO ELECTRICAL CONTRACTORS, LLC | None | PSE&G | Accepted | 2023-07-24 | 2023-08-02 | 2024-08-02 | Meters | Acuvim IIR | D-5A-P1V3 |  |  | 1 |  |  |  | Yes | Outdoor
NJADRE1554339985 | Administratively Determined Incentive Program | NEWARK | 7105 | 9 | 159.84 | School Public K-12 | Behind the Meter | Yes | Small Net-Metered Non-Residential located on Rooftop, Carport, Canopy and Floating Solar-PUBLIC | DAN RUSSO ELECTRICAL CONTRACTORS, LLC | None | PSE&G | Accepted | 2023-07-24 | 2023-08-02 | 2024-08-02 | Inverters | SOLAREDGE | SE43.2KUS | 43200 |  | 3 |  |  | 0.97 |  | Outdoor | GROUND
NJADRE1554339985 | Administratively Determined Incentive Program | NEWARK | 7105 | 9 | 159.84 | School Public K-12 | Behind the Meter | Yes | Small Net-Metered Non-Residential located on Rooftop, Carport, Canopy and Floating Solar-PUBLIC | DAN RUSSO ELECTRICAL CONTRACTORS, LLC | None | PSE&G | Accepted | 2023-07-24 | 2023-08-02 | 2024-08-02 | Solar Panels | ZnShine | ZXM7-SHLDD144-540/M |  | 0.54 | 60 | 299 | 5 |  | Fixed | Roof | OUTSIDE
NJADRE1554339985 | Administratively Determined Incentive Program | NEWARK | 7105 | 9 | 159.84 | School Public K-12 | Behind the Meter | Yes | Small Net-Metered Non-Residential located on Rooftop, Carport, Canopy and Floating Solar-PUBLIC | DAN RUSSO ELECTRICAL CONTRACTORS, LLC | None | PSE&G | Accepted | 2023-07-24 | 2023-08-02 | 2024-08-02 | Solar Panels | ZnShine | ZXM7-SHLDD144-540/M |  | 0.54 | 60 | 119 | 5 |  | Fixed | Roof | OUTSIDE
NJADRE1554339985 | Administratively Determined Incentive Program | NEWARK | 7105 | 9 | 159.84 | School Public K-12 | Behind the Meter | Yes | Small Net-Metered Non-Residential located on Rooftop, Carport, Canopy and Floating Solar-PUBLIC | DAN RUSSO ELECTRICAL CONTRACTORS, LLC | None | PSE&G | Accepted | 2023-07-24 | 2023-08-02 | 2024-08-02 | Solar Panels | ZnShine | ZXM7-SHLDD144-540/M |  | 0.54 | 176 | 209 | 5 |  | Fixed | Roof | OUTSIDE
NJADRE1554339998 | Administratively Determined Incentive Program | Landing | 7850 | 3 | 8.88 | Residential | Behind the Meter | No | Net Metered Residential | Vision Solar LLC | None | JCP&L | Accepted | 2023-07-24 | 2023-08-01 | 2024-08-01 | Inverters | Solar Edge | SE6000H-USRGM | 6 |  | 1 |  |  | 0.97 |  | Outdoor
NJADRE1554339998 | Administratively Determined Incentive Program | Landing | 7850 | 3 | 8.88 | Residential | Behind the Meter | No | Net Metered Residential | Vision Solar LLC | None | JCP&L | Accepted | 2023-07-24 | 2023-08-01 | 2024-08-01 | Solar Panels | Znshine Solar | ZXM6-NH120-370/M |  | 0.37 | 9 | 88 | 28 |  | Fixed | Roof
NJADRE1554339998 | Administratively Determined Incentive Program | Landing | 7850 | 3 | 8.88 | Residential | Behind the Meter | No | Net Metered Residential | Vision Solar LLC | None | JCP&L | Accepted | 2023-07-24 | 2023-08-01 | 2024-08-01 | Solar Panels | Znshine Solar | ZXM6-NH120-370/M |  | 0.37 | 15 | 268 | 22 |  | Fixed | Roof
NJADRE1554339999 | Administratively Determined Incentive Program | EDISON TWP | 8820 | 11 | 12.96 | Residential | Behind the Meter | No | Net Metered Residential | Tesla Energy Operations Inc | None | PSE&G | Accepted | 2023-07-24 | 2023-08-01 | 2024-08-01 | Inverters | Tesla | 5.0 kW Tesla Inc 1538000-45-A (240V) | 5000 |  | 2 |  |  | 0.975 |  | Outdoor
NJADRE1554339999 | Administratively Determined Incentive Program | EDISON TWP | 8820 | 11 | 12.96 | Residential | Behind the Meter | No | Net Metered Residential | Tesla Energy Operations Inc | None | PSE&G | Accepted | 2023-07-24 | 2023-08-01 | 2024-08-01 | Meters | Tesla | 5.0 kW Tesla Inc 1538000-45-A (240V) |  |  | 2 |  |  |  | Yes | Outdoor
NJADRE1554339999 | Administratively Determined Incentive Program | EDISON TWP | 8820 | 11 | 12.96 | Residential | Behind the Meter | No | Net Metered Residential | Tesla Energy Operations Inc | None | PSE&G | Accepted | 2023-07-24 | 2023-08-01 | 2024-08-01 | Solar Panels | Hanwha | Q.PEAK DUO BLK ML-G10+/TS 405 |  | 0.405 | 5 | 179 | 37 |  | Fixed | Roof
NJADRE1554339999 | Administratively Determined Incentive Program | EDISON TWP | 8820 | 11 | 12.96 | Residential | Behind the Meter | No | Net Metered Residential | Tesla Energy Operations Inc | None | PSE&G | Accepted | 2023-07-24 | 2023-08-01 | 2024-08-01 | Solar Panels | Hanwha | Q.PEAK DUO BLK ML-G10+/TS 405 |  | 0.405 | 3 | 179 | 27 |  | Fixed | Roof
NJADRE1554339999 | Administratively Determined Incentive Program | EDISON TWP | 8820 | 11 | 12.96 | Residential | Behind the Meter | No | Net Metered Residential | Tesla Energy Operations Inc | None | PSE&G | Accepted | 2023-07-24 | 2023-08-01 | 2024-08-01 | Solar Panels | Hanwha | Q.PEAK DUO BLK ML-G10+/TS 405 |  | 0.405 | 20 | 359 | 27 |  | Fixed | Roof
NJADRE1554339999 | Administratively Determined Incentive Program | EDISON TWP | 8820 | 11 | 12.96 | Residential | Behind the Meter | No | Net Metered Residential | Tesla Energy Operations Inc | None | PSE&G | Accepted | 2023-07-24 | 2023-08-01 | 2024-08-01 | Solar Panels | Hanwha | Q.PEAK DUO BLK ML-G10+/TS 405 |  | 0.405 | 4 | 179 | 27 |  | Fixed | Roof
NJADRE1554340016 | Administratively Determined Incentive Program | NEWARK | 7104 | 9 | 693.9 | School Public K-12 | Behind the Meter | Yes | Small Net-Metered Non-Residential located on Rooftop, Carport, Canopy and Floating Solar-PUBLIC | Surge Electrical Contractors, LLC | None | PSE&G | Accepted | 2023-07-24 | 2023-08-02 | 2024-08-02 | Meters | Acuvim IIR | D-5A-P1V3 |  |  | 1 |  |  |  | Yes | Outdoor
NJADRE1554340016 | Administratively Determined Incentive Program | NEWARK | 7104 | 9 | 693.9 | School Public K-12 | Behind the Meter | Yes | Small Net-Metered Non-Residential located on Rooftop, Carport, Canopy and Floating Solar-PUBLIC | Surge Electrical Contractors, LLC | None | PSE&G | Accepted | 2023-07-24 | 2023-08-02 | 2024-08-02 | Inverters | SOLAREDGE | SE100KUS | 100000 |  | 5 |  |  | 0.985 |  | Outdoor | GROUND
NJADRE1554340016 | Administratively Determined Incentive Program | NEWARK | 7104 | 9 | 693.9 | School Public K-12 | Behind the Meter | Yes | Small Net-Metered Non-Residential located on Rooftop, Carport, Canopy and Floating Solar-PUBLIC | Surge Electrical Contractors, LLC | None | PSE&G | Accepted | 2023-07-24 | 2023-08-02 | 2024-08-02 | Inverters | SOLAREDGE | SE66.6KUS | 66600 |  | 1 |  |  | 0.983 |  | Outside | GROUND
NJADRE1554340016 | Administratively Determined Incentive Program | NEWARK | 7104 | 9 | 693.9 | School Public K-12 | Behind the Meter | Yes | Small Net-Metered Non-Residential located on Rooftop, Carport, Canopy and Floating Solar-PUBLIC | Surge Electrical Contractors, LLC | None | PSE&G | Accepted | 2023-07-24 | 2023-08-02 | 2024-08-02 | Solar Panels | ZnShine | ZXM7-SHLDD144-540/M |  | 0.54 | 757 | 190 | 5 |  | Fixed | Ground | OUTSIDE
NJADRE1554340016 | Administratively Determined Incentive Program | NEWARK | 7104 | 9 | 693.9 | School Public K-12 | Behind the Meter | Yes | Small Net-Metered Non-Residential located on Rooftop, Carport, Canopy and Floating Solar-PUBLIC | Surge Electrical Contractors, LLC | None | PSE&G | Accepted | 2023-07-24 | 2023-08-02 | 2024-08-02 | Solar Panels | ZnShine | ZXM7-SHLDD144-540/M |  | 0.54 | 362 | 189 | 5 |  | Fixed | Ground | OUTSIDE
NJADRE1554340016 | Administratively Determined Incentive Program | NEWARK | 7104 | 9 | 693.9 | School Public K-12 | Behind the Meter | Yes | Small Net-Metered Non-Residential located on Rooftop, Carport, Canopy and Floating Solar-PUBLIC | Surge Electrical Contractors, LLC | None | PSE&G | Accepted | 2023-07-24 | 2023-08-02 | 2024-08-02 | Solar Panels | ZnShine | ZXM7-SHLDD144-540/M |  | 0.54 | 132 | 172 | 5 |  | Fixed | Ground | OUTSIDE
NJADRE1554340016 | Administratively Determined Incentive Program | NEWARK | 7104 | 9 | 693.9 | School Public K-12 | Behind the Meter | Yes | Small Net-Metered Non-Residential located on Rooftop, Carport, Canopy and Floating Solar-PUBLIC | Surge Electrical Contractors, LLC | None | PSE&G | Accepted | 2023-07-24 | 2023-08-02 | 2024-08-02 | Solar Panels | ZnShine | ZXM7-SHLDD144-540/M |  | 0.54 | 34 | 173 | 5 |  | Fixed | Ground | OUTSIDE
NJADRE1554340156 | Administratively Determined Incentive Program | Willingboro | 8046 | 13 | 6.4 | Residential | Behind the Meter | Yes | Net Metered Residential | Pro Custom Solar dba Momentum Solar | None | PSE&G | Accepted | 2023-07-24 | 2023-08-01 | 2024-08-01 | Inverters | Enphase | IQ8PLUS-72-2-US | 290 |  | 16 |  |  | 0.97 |  | Outdoor
NJADRE1554340156 | Administratively Determined Incentive Program | Willingboro | 8046 | 13 | 6.4 | Residential | Behind the Meter | Yes | Net Metered Residential | Pro Custom Solar dba Momentum Solar | None | PSE&G | Accepted | 2023-07-24 | 2023-08-01 | 2024-08-01 | Solar Panels | Hanwha | q.peak duo blk ML-g10+400 |  | 0.4 | 6 | 146 | 21 |  | Fixed | Roof
NJADRE1554340156 | Administratively Determined Incentive Program | Willingboro | 8046 | 13 | 6.4 | Residential | Behind the Meter | Yes | Net Metered Residential | Pro Custom Solar dba Momentum Solar | None | PSE&G | Accepted | 2023-07-24 | 2023-08-01 | 2024-08-01 | Solar Panels | Hanwha | q.peak duo blk ML-g10+400 |  | 0.4 | 10 | 236 | 22 |  | Fixed | Roof
NJADRE1554340158 | Administratively Determined Incentive Program | Blairstown | 7825 | 2 | 13.3 | Residential | Behind the Meter | No | Net Metered Residential | Freedom Forever New Jersey LLC | None | JCP&L | Accepted | 2023-07-24 | 2023-08-01 | 2024-08-01 | Inverters | Solar Edge | SE10000H-USRGM | 10000 |  | 1 |  |  | 0.99 |  | Outdoor
NJADRE1554340158 | Administratively Determined Incentive Program | Blairstown | 7825 | 2 | 13.3 | Residential | Behind the Meter | No | Net Metered Residential | Freedom Forever New Jersey LLC | None | JCP&L | Accepted | 2023-07-24 | 2023-08-01 | 2024-08-01 | Solar Panels | Jinko Solar | JKM380M-6RL3-B |  | 0.38 | 25 | 62 | 33 |  | Fixed | Roof
NJADRE1554340158 | Administratively Determined Incentive Program | Blairstown | 7825 | 2 | 13.3 | Residential | Behind the Meter | No | Net Metered Residential | Freedom Forever New Jersey LLC | None | JCP&L | Accepted | 2023-07-24 | 2023-08-01 | 2024-08-01 | Solar Panels | Jinko Solar | JKM380M-6RL3-B |  | 0.38 | 10 | 242 | 33 |  | Fixed | Roof
NJADRE1554340178 | Administratively Determined Incentive Program | Williamstown | 8094 | 15 | 4.35 | Residential | Behind the Meter | Yes | Net Metered Residential | Sunrun Installation Services, Inc. | None | AC Electric | Accepted | 2023-07-24 | 2023-08-01 | 2024-08-01 | Inverters | SolarEdge Technologies | SE3800H-USMN | 3800 |  | 1 |  |  | 0.96 |  | Outdoor | Next To Meter
NJADRE1554340178 | Administratively Determined Incentive Program | Williamstown | 8094 | 15 | 4.35 | Residential | Behind the Meter | Yes | Net Metered Residential | Sunrun Installation Services, Inc. | None | AC Electric | Accepted | 2023-07-24 | 2023-08-01 | 2024-08-01 | Solar Panels | Trina Solar | TSM-395DE09C.07 |  | 0.395 | 11 | 347 | 23 |  | Fixed | Roof
NJADRE1554340190 | Administratively Determined Incentive Program | Livingston Twp | 7039 | 9 | 10.4 | Residential | Behind the Meter | No | Net Metered Residential | Tesla Energy Operations Inc | None | PSE&G | Accepted | 2023-07-24 | 2023-08-01 | 2024-08-01 | Inverters | Tesla | 1538000-35-F | 7680 |  | 1 |  |  | 0.98 |  | Outside
NJADRE1554340190 | Administratively Determined Incentive Program | Livingston Twp | 7039 | 9 | 10.4 | Residential | Behind the Meter | No | Net Metered Residential | Tesla Energy Operations Inc | None | PSE&G | Accepted | 2023-07-24 | 2023-08-01 | 2024-08-01 | Solar Panels | Hanwha | Q.PEAK DUO BLK ML-G10+/TS 400 |  | 0.4 | 4 | 22 | 23 |  | Fixed | Roof
NJADRE1554340190 | Administratively Determined Incentive Program | Livingston Twp | 7039 | 9 | 10.4 | Residential | Behind the Meter | No | Net Metered Residential | Tesla Energy Operations Inc | None | PSE&G | Accepted | 2023-07-24 | 2023-08-01 | 2024-08-01 | Solar Panels | Hanwha | Q.PEAK DUO BLK ML-G10+/TS 400 |  | 0.4 | 2 | 112 | 26 |  | Fixed | Roof
NJADRE1554340190 | Administratively Determined Incentive Program | Livingston Twp | 7039 | 9 | 10.4 | Residential | Behind the Meter | No | Net Metered Residential | Tesla Energy Operations Inc | None | PSE&G | Accepted | 2023-07-24 | 2023-08-01 | 2024-08-01 | Solar Panels | Hanwha | Q.PEAK DUO BLK ML-G10+/TS 400 |  | 0.4 | 20 | 202 | 23 |  | Fixed | Roof
NJADRE1554340190 | Administratively Determined Incentive Program | Livingston Twp | 7039 | 9 | 10.4 | Residential | Behind the Meter | No | Net Metered Residential | Tesla Energy Operations Inc | None | PSE&G | Accepted | 2023-07-24 | 2023-08-01 | 2024-08-01 | Electric Storage Battery | Tesla | AC Powerwall 2.0 |  |  | 1 |  |  |  | Lithium Ion |  | Outside
NJADRE1554340208 | Administratively Determined Incentive Program | Paterson | 7524 | 6 | 999 | Commercial | Behind the Meter | No | Small Net-Metered Non-Residential located on Rooftop, Carport, Canopy and Floating Solar | Green Power Developers LLC | None | PSE&G | Accepted | 2023-08-04 | 2023-08-18 | 2024-08-18 | Inverters | SolarEdge | SE 120K-US | 120 |  | 6 |  |  | 0.985 |  | Indoor
NJADRE1554340208 | Administratively Determined Incentive Program | Paterson | 7524 | 6 | 999 | Commercial | Behind the Meter | No | Small Net-Metered Non-Residential located on Rooftop, Carport, Canopy and Floating Solar | Green Power Developers LLC | None | PSE&G | Accepted | 2023-08-04 | 2023-08-18 | 2024-08-18 | Solar Panels | Longi Solar | LR5-72HBD-540W |  | 0.54 | 1850 | 221 | 10 |  | Fixed | Roof
NJADRE1554340221 | Administratively Determined Incentive Program | Bergenfield | 7621 | 7 | 7.6 | Residential | Behind the Meter | Yes | Net Metered Residential | Pro Custom Solar dba Momentum Solar | None | PSE&G | Accepted | 2023-07-24 | 2023-08-01 | 2024-08-01 | Inverters | Enphase | IQ8PLUS-72-2-US | 290 |  | 19 |  |  | 0.97 |  | Outdoor
NJADRE1554340221 | Administratively Determined Incentive Program | Bergenfield | 7621 | 7 | 7.6 | Residential | Behind the Meter | Yes | Net Metered Residential | Pro Custom Solar dba Momentum Solar | None | PSE&G | Accepted | 2023-07-24 | 2023-08-01 | 2024-08-01 | Solar Panels | Hanwha | q.peak duo blk ML-g10+400 |  | 0.4 | 19 | 177 | 19 |  | Fixed | Roof
NJADRE1554340244 | Administratively Determined Incentive Program | NEWARK | 7112 | 9 | 197.1 | School Public K-12 | Behind the Meter | Yes | Small Net-Metered Non-Residential located on Rooftop, Carport, Canopy and Floating Solar-PUBLIC | DAN RUSSO ELECTRICAL CONTRACTORS, LLC | None | PSE&G | Accepted | 2023-07-24 | 2023-08-02 | 2024-08-02 | Meters | Acuvim IIR | ZnShine |  |  | 1 |  |  |  | Yes | Outdoor
NJADRE1554340244 | Administratively Determined Incentive Program | NEWARK | 7112 | 9 | 197.1 | School Public K-12 | Behind the Meter | Yes | Small Net-Metered Non-Residential located on Rooftop, Carport, Canopy and Floating Solar-PUBLIC | DAN RUSSO ELECTRICAL CONTRACTORS, LLC | None | PSE&G | Accepted | 2023-07-24 | 2023-08-02 | 2024-08-02 | Inverters | SOLAREDGE | SE66.6KUS | 66600 |  | 1 |  |  | 0.983 |  | Outside | GROUND
NJADRE1554340244 | Administratively Determined Incentive Program | NEWARK | 7112 | 9 | 197.1 | School Public K-12 | Behind the Meter | Yes | Small Net-Metered Non-Residential located on Rooftop, Carport, Canopy and Floating Solar-PUBLIC | DAN RUSSO ELECTRICAL CONTRACTORS, LLC | None | PSE&G | Accepted | 2023-07-24 | 2023-08-02 | 2024-08-02 | Inverters | SOLAREDGE | SE100KUS | 100000 |  | 1 |  |  | 0.985 |  | Outdoor | GROUND
NJADRE1554340244 | Administratively Determined Incentive Program | NEWARK | 7112 | 9 | 197.1 | School Public K-12 | Behind the Meter | Yes | Small Net-Metered Non-Residential located on Rooftop, Carport, Canopy and Floating Solar-PUBLIC | DAN RUSSO ELECTRICAL CONTRACTORS, LLC | None | PSE&G | Accepted | 2023-07-24 | 2023-08-02 | 2024-08-02 | Solar Panels | ZnShine | ZXM7-SHLDD144-540/M |  | 0.54 | 35 | 214 | 5 |  | Fixed | Ground | OUTSIDE
NJADRE1554340244 | Administratively Determined Incentive Program | NEWARK | 7112 | 9 | 197.1 | School Public K-12 | Behind the Meter | Yes | Small Net-Metered Non-Residential located on Rooftop, Carport, Canopy and Floating Solar-PUBLIC | DAN RUSSO ELECTRICAL CONTRACTORS, LLC | None | PSE&G | Accepted | 2023-07-24 | 2023-08-02 | 2024-08-02 | Solar Panels | ZnShine | ZXM7-SHLDD144-540/M |  | 0.54 | 330 | 170 | 5 |  | Fixed | Ground | OUTSIDE
NJADRE1554340278 | Administratively Determined Incentive Program | JERSEY CITY | 7302 | 8 | 10.22 | Residential | Behind the Meter | Yes | Net Metered Residential | SunnyMac, LLC | None | PSE&G | Accepted | 2023-08-10 | 2023-08-23 | 2024-08-23 | Inverters | SolarEdge Technologies Inc. | SE11400H-USxxxBNC4 (Inverter) | 11400 |  | 1 |  |  | 0.99 |  | Outside
NJADRE1554340278 | Administratively Determined Incentive Program | JERSEY CITY | 7302 | 8 | 10.22 | Residential | Behind the Meter | Yes | Net Metered Residential | SunnyMac, LLC | None | PSE&G | Accepted | 2023-08-10 | 2023-08-23 | 2024-08-23 | Meters | SolarEdge Technologies Inc. | SolarEdge Built-in Consumption Monitor (BEI4, BNI4, BNC |  |  | 1 |  |  |  | Yes
NJADRE1554340278 | Administratively Determined Incentive Program | JERSEY CITY | 7302 | 8 | 10.22 | Residential | Behind the Meter | Yes | Net Metered Residential | SunnyMac, LLC | None | PSE&G | Accepted | 2023-08-10 | 2023-08-23 | 2024-08-23 | Solar Panels | REC Solar | REC360TP4 Black |  | 0.365 | 20 | 113 | 23 |  | Fixed | Roof
NJADRE1554340278 | Administratively Determined Incentive Program | JERSEY CITY | 7302 | 8 | 10.22 | Residential | Behind the Meter | Yes | Net Metered Residential | SunnyMac, LLC | None | PSE&G | Accepted | 2023-08-10 | 2023-08-23 | 2024-08-23 | Solar Panels | REC Solar | REC360TP4 Black |  | 0.365 | 8 | 293 | 23 |  | Fixed | Roof
NJADRE1554340300 | Administratively Determined Incentive Program | NEWARK | 7103 | 9 | 508.68 | School Public K-12 | Behind the Meter | Yes | Small Net-Metered Non-Residential located on Rooftop, Carport, Canopy and Floating Solar-PUBLIC | Surge Electrical Contractors, LLC | None | PSE&G | Accepted | 2023-07-25 | 2023-08-02 | 2024-08-02 | Meters | Acuvim IIR | D-5A-P1V3 |  |  | 1 |  |  |  | Yes | Outdoor
NJADRE1554340300 | Administratively Determined Incentive Program | NEWARK | 7103 | 9 | 508.68 | School Public K-12 | Behind the Meter | Yes | Small Net-Metered Non-Residential located on Rooftop, Carport, Canopy and Floating Solar-PUBLIC | Surge Electrical Contractors, LLC | None | PSE&G | Accepted | 2023-07-25 | 2023-08-02 | 2024-08-02 | Inverters | SOLAREDGE | SE66.6KUS | 66600 |  | 1 |  |  | 0.983 |  | Outdoor | GROUND
NJADRE1554340300 | Administratively Determined Incentive Program | NEWARK | 7103 | 9 | 508.68 | School Public K-12 | Behind the Meter | Yes | Small Net-Metered Non-Residential located on Rooftop, Carport, Canopy and Floating Solar-PUBLIC | Surge Electrical Contractors, LLC | None | PSE&G | Accepted | 2023-07-25 | 2023-08-02 | 2024-08-02 | Inverters | SOLAREDGE | SE100KUS | 100000 |  | 3 |  |  | 0.985 |  | Outdoor | GROUND
NJADRE1554340300 | Administratively Determined Incentive Program | NEWARK | 7103 | 9 | 508.68 | School Public K-12 | Behind the Meter | Yes | Small Net-Metered Non-Residential located on Rooftop, Carport, Canopy and Floating Solar-PUBLIC | Surge Electrical Contractors, LLC | None | PSE&G | Accepted | 2023-07-25 | 2023-08-02 | 2024-08-02 | Inverters | SMA | STP CORE1 62-US | 62500 |  | 1 |  |  | 0.98 |  | Outdoor | GROUND
NJADRE1554340300 | Administratively Determined Incentive Program | NEWARK | 7103 | 9 | 508.68 | School Public K-12 | Behind the Meter | Yes | Small Net-Metered Non-Residential located on Rooftop, Carport, Canopy and Floating Solar-PUBLIC | Surge Electrical Contractors, LLC | None | PSE&G | Accepted | 2023-07-25 | 2023-08-02 | 2024-08-02 | Solar Panels | ZnShine | ZXM7-SHLDD144-540/M |  | 0.54 | 141 | 199 | 5 |  | Fixed | Ground | OUTSIDE
NJADRE1554340300 | Administratively Determined Incentive Program | NEWARK | 7103 | 9 | 508.68 | School Public K-12 | Behind the Meter | Yes | Small Net-Metered Non-Residential located on Rooftop, Carport, Canopy and Floating Solar-PUBLIC | Surge Electrical Contractors, LLC | None | PSE&G | Accepted | 2023-07-25 | 2023-08-02 | 2024-08-02 | Solar Panels | ZnShine | ZXM7-SHLDD144-540/M |  | 0.54 | 114 | 197 | 5 |  | Fixed | Ground | OUTSIDE
NJADRE1554340300 | Administratively Determined Incentive Program | NEWARK | 7103 | 9 | 508.68 | School Public K-12 | Behind the Meter | Yes | Small Net-Metered Non-Residential located on Rooftop, Carport, Canopy and Floating Solar-PUBLIC | Surge Electrical Contractors, LLC | None | PSE&G | Accepted | 2023-07-25 | 2023-08-02 | 2024-08-02 | Solar Panels | ZnShine | ZXM7-SHLDD144-540/M |  | 0.54 | 531 | 196 | 5 |  | Fixed | Ground | OUTSIDE
NJADRE1554340300 | Administratively Determined Incentive Program | NEWARK | 7103 | 9 | 508.68 | School Public K-12 | Behind the Meter | Yes | Small Net-Metered Non-Residential located on Rooftop, Carport, Canopy and Floating Solar-PUBLIC | Surge Electrical Contractors, LLC | None | PSE&G | Accepted | 2023-07-25 | 2023-08-02 | 2024-08-02 | Solar Panels | ZnShine | ZXM7-SHLDD144-540/M |  | 0.54 | 156 | 198 | 5 |  | Fixed | Ground | OUTSIDE
NJADRE1554340308 | Administratively Determined Incentive Program | Elmwood Park | 7407 | 7 | 15.55 | Residential | Behind the Meter | Yes | Net Metered Residential | Tesla Energy Operations Inc | None | PSE&G | Accepted | 2023-07-24 | 2023-08-01 | 2024-08-01 | Electric Storage Battery | Tesla | AC Powerwall 2.0 |  |  | 4 |  |  |  | Lithium Ion |  | Outside
NJADRE1554340308 | Administratively Determined Incentive Program | Elmwood Park | 7407 | 7 | 15.55 | Residential | Behind the Meter | Yes | Net Metered Residential | Tesla Energy Operations Inc | None | PSE&G | Accepted | 2023-07-24 | 2023-08-01 | 2024-08-01 | Inverters | Tesla | #1850000-00-C | 7600 |  | 2 |  |  | 0.98 |  | Outside
NJADRE1554340308 | Administratively Determined Incentive Program | Elmwood Park | 7407 | 7 | 15.55 | Residential | Behind the Meter | Yes | Net Metered Residential | Tesla Energy Operations Inc | None | PSE&G | Accepted | 2023-07-24 | 2023-08-01 | 2024-08-01 | Solar Panels | Tesla | SR72T3R |  | 0.072 | 36 | 341 | 30 |  | Fixed | Roof
NJADRE1554340308 | Administratively Determined Incentive Program | Elmwood Park | 7407 | 7 | 15.55 | Residential | Behind the Meter | Yes | Net Metered Residential | Tesla Energy Operations Inc | None | PSE&G | Accepted | 2023-07-24 | 2023-08-01 | 2024-08-01 | Solar Panels | Tesla | SR72T3R |  | 0.072 | 64 | 71 | 30 |  | Fixed | Roof
NJADRE1554340308 | Administratively Determined Incentive Program | Elmwood Park | 7407 | 7 | 15.55 | Residential | Behind the Meter | Yes | Net Metered Residential | Tesla Energy Operations Inc | None | PSE&G | Accepted | 2023-07-24 | 2023-08-01 | 2024-08-01 | Solar Panels | Tesla | SR72T3R |  | 0.072 | 26 | 161 | 30 |  | Fixed | Roof
NJADRE1554340308 | Administratively Determined Incentive Program | Elmwood Park | 7407 | 7 | 15.55 | Residential | Behind the Meter | Yes | Net Metered Residential | Tesla Energy Operations Inc | None | PSE&G | Accepted | 2023-07-24 | 2023-08-01 | 2024-08-01 | Solar Panels | Tesla | SR72T3R |  | 0.072 | 90 | 251 | 30 |  | Fixed | Roof
NJADRE1554340333 | Administratively Determined Incentive Program | Union City | 7087 | 8 | 5.53 | Residential | Behind the Meter | Yes | Net Metered Residential | Freedom Forever New Jersey LLC | None | PSE&G | Accepted | 2023-07-24 | 2023-08-01 | 2024-08-01 | Inverters | Solar Edge | SE3800H-USRGM | 3800 |  | 1 |  |  | 0.99 |  | Outdoor
NJADRE1554340333 | Administratively Determined Incentive Program | Union City | 7087 | 8 | 5.53 | Residential | Behind the Meter | Yes | Net Metered Residential | Freedom Forever New Jersey LLC | None | PSE&G | Accepted | 2023-07-24 | 2023-08-01 | 2024-08-01 | Solar Panels | Canadian Solar | CS3N-395MS |  | 0.395 | 14 | 206 | 5 |  | Fixed | Roof
NJADRE1554340339 | Administratively Determined Incentive Program | Monroe Township | 8831 | 11 | 13.94 | Residential | Behind the Meter | Yes | Net Metered Residential | Tesla Energy Operations Inc | None | JCP&L | Accepted | 2023-07-24 | 2023-08-01 | 2024-08-01 | Electric Storage Battery | Tesla | AC Powerwall 2.0 |  |  | 3 |  |  |  | Lithium Ion |  | Inside
NJADRE1554340339 | Administratively Determined Incentive Program | Monroe Township | 8831 | 11 | 13.94 | Residential | Behind the Meter | Yes | Net Metered Residential | Tesla Energy Operations Inc | None | JCP&L | Accepted | 2023-07-24 | 2023-08-01 | 2024-08-01 | Inverters | Tesla | 1850000-00-A | 7680 |  | 2 |  |  | 0.98 |  | Indoor
NJADRE1554340339 | Administratively Determined Incentive Program | Monroe Township | 8831 | 11 | 13.94 | Residential | Behind the Meter | Yes | Net Metered Residential | Tesla Energy Operations Inc | None | JCP&L | Accepted | 2023-07-24 | 2023-08-01 | 2024-08-01 | Solar Panels | Hanwha Q-Cells | Q.Peak DUO BLK-G6+ 340 |  | 0.34 | 16 | 287 | 33 |  | Fixed | Roof
NJADRE1554340339 | Administratively Determined Incentive Program | Monroe Township | 8831 | 11 | 13.94 | Residential | Behind the Meter | Yes | Net Metered Residential | Tesla Energy Operations Inc | None | JCP&L | Accepted | 2023-07-24 | 2023-08-01 | 2024-08-01 | Solar Panels | Hanwha Q-Cells | Q.Peak DUO BLK-G6+ 340 |  | 0.34 | 25 | 107 | 34 |  | Fixed | Roof
NJADRE1554340354 | Administratively Determined Incentive Program | Berlin | 8009 | 14 | 12.05 | Residential | Behind the Meter | Yes | Net Metered Residential | SunnyMac, LLC | None | AC Electric | Accepted | 2023-08-02 | 2023-08-14 | 2024-08-14 | Inverters | SolarEdge Technologies Inc. | SE7600H-US000BNI4 (Inverter) | 7600 |  | 1 |  |  | 0.99 |  | Outside
NJADRE1554340354 | Administratively Determined Incentive Program | Berlin | 8009 | 14 | 12.05 | Residential | Behind the Meter | Yes | Net Metered Residential | SunnyMac, LLC | None | AC Electric | Accepted | 2023-08-02 | 2023-08-14 | 2024-08-14 | Inverters | SolarEdge Technologies Inc. | SE3000H-US000BNI4 (Inverter) | 3000 |  | 1 |  |  | 0.99 |  | Outside
NJADRE1554340354 | Administratively Determined Incentive Program | Berlin | 8009 | 14 | 12.05 | Residential | Behind the Meter | Yes | Net Metered Residential | SunnyMac, LLC | None | AC Electric | Accepted | 2023-08-02 | 2023-08-14 | 2024-08-14 | Meters | SolarEdge Technologies Inc. | SolarEdge Built-in Consumption Monitor (BEI4, BNI4, BNC |  |  | 2 |  |  |  | Yes
NJADRE1554340354 | Administratively Determined Incentive Program | Berlin | 8009 | 14 | 12.05 | Residential | Behind the Meter | Yes | Net Metered Residential | SunnyMac, LLC | None | AC Electric | Accepted | 2023-08-02 | 2023-08-14 | 2024-08-14 | Solar Panels | Hanwha Q Cells | Q.PEAK DUO BLK-G10+365 |  | 0.365 | 16 | 222 | 37 |  | Fixed | Roof
NJADRE1554340354 | Administratively Determined Incentive Program | Berlin | 8009 | 14 | 12.05 | Residential | Behind the Meter | Yes | Net Metered Residential | SunnyMac, LLC | None | AC Electric | Accepted | 2023-08-02 | 2023-08-14 | 2024-08-14 | Solar Panels | Hanwha Q Cells | Q.PEAK DUO BLK-G10+365 |  | 0.365 | 9 | 222 | 27 |  | Fixed | Roof
NJADRE1554340354 | Administratively Determined Incentive Program | Berlin | 8009 | 14 | 12.05 | Residential | Behind the Meter | Yes | Net Metered Residential | SunnyMac, LLC | None | AC Electric | Accepted | 2023-08-02 | 2023-08-14 | 2024-08-14 | Solar Panels | Hanwha Q Cells | Q.PEAK DUO BLK-G10+365 |  | 0.365 | 8 | 222 | 20 |  | Fixed | Roof
NJADRE1554340510 | Administratively Determined Incentive Program | Mullica Hill | 8062 | 15 | 10.27 | Residential | Behind the Meter | Yes | Net Metered Residential | Sunrun Installation Services, Inc. | None | AC Electric | Accepted | 2023-07-24 | 2023-08-01 | 2024-08-01 | Inverters | SolarEdge Technologies | SE7600H-USSN | 7600 |  | 1 |  |  | 0.96 |  | Outdoor | Next To Meter
NJADRE1554340510 | Administratively Determined Incentive Program | Mullica Hill | 8062 | 15 | 10.27 | Residential | Behind the Meter | Yes | Net Metered Residential | Sunrun Installation Services, Inc. | None | AC Electric | Accepted | 2023-07-24 | 2023-08-01 | 2024-08-01 | Solar Panels | Trina Solar | TSM-395DE09C.07 |  | 0.395 | 11 | 100 | 21 |  | Fixed | Roof
NJADRE1554340510 | Administratively Determined Incentive Program | Mullica Hill | 8062 | 15 | 10.27 | Residential | Behind the Meter | Yes | Net Metered Residential | Sunrun Installation Services, Inc. | None | AC Electric | Accepted | 2023-07-24 | 2023-08-01 | 2024-08-01 | Solar Panels | Trina Solar | TSM-395DE09C.07 |  | 0.395 | 15 | 279 | 22 |  | Fixed | Roof
NJADRE1554340571 | Administratively Determined Incentive Program | Paterson City | 7502 | 6 | 3.95 | Residential | Behind the Meter | Yes | Net Metered Residential | Sunrun Installation Services, Inc. | None | PSE&G | Accepted | 2023-07-24 | 2023-08-01 | 2024-08-01 | Inverters | SolarEdge Technologies | SE3800H-USMN | 3800 |  | 1 |  |  | 0.99 |  | Outdoor | Next to the meter
NJADRE1554340571 | Administratively Determined Incentive Program | Paterson City | 7502 | 6 | 3.95 | Residential | Behind the Meter | Yes | Net Metered Residential | Sunrun Installation Services, Inc. | None | PSE&G | Accepted | 2023-07-24 | 2023-08-01 | 2024-08-01 | Solar Panels | Trina Solar | TSM-395DE09C.07 |  | 0.395 | 10 | 139 | 37 |  | Fixed | Roof
NJADRE1554347481 | Administratively Determined Incentive Program | Hamilton Township MER | 8619 | 12 | 7.11 | Residential | Behind the Meter | Yes | Net Metered Residential | Sunrun Installation Services, Inc. | None | PSE&G | Accepted | 2023-07-25 | 2023-08-01 | 2024-08-01 | Inverters | SolarEdge Technologies | SE6000H-USSN | 6000 |  | 1 |  |  | 0.96 |  | Outdoor | Next To Meter
NJADRE1554347481 | Administratively Determined Incentive Program | Hamilton Township MER | 8619 | 12 | 7.11 | Residential | Behind the Meter | Yes | Net Metered Residential | Sunrun Installation Services, Inc. | None | PSE&G | Accepted | 2023-07-25 | 2023-08-01 | 2024-08-01 | Solar Panels | Trina Solar | TSM-395DE09C.07 |  | 0.395 | 4 | 320 | 30 |  | Fixed | Roof
NJADRE1554347481 | Administratively Determined Incentive Program | Hamilton Township MER | 8619 | 12 | 7.11 | Residential | Behind the Meter | Yes | Net Metered Residential | Sunrun Installation Services, Inc. | None | PSE&G | Accepted | 2023-07-25 | 2023-08-01 | 2024-08-01 | Solar Panels | Trina Solar | TSM-395DE09C.07 |  | 0.395 | 6 | 140 | 30 |  | Fixed | Roof
NJADRE1554347481 | Administratively Determined Incentive Program | Hamilton Township MER | 8619 | 12 | 7.11 | Residential | Behind the Meter | Yes | Net Metered Residential | Sunrun Installation Services, Inc. | None | PSE&G | Accepted | 2023-07-25 | 2023-08-01 | 2024-08-01 | Solar Panels | Trina Solar | TSM-395DE09C.07 |  | 0.395 | 8 | 230 | 22 |  | Fixed | Roof
NJADRE1554347483 | Administratively Determined Incentive Program | North Cape May | 8204 | 21 | 6.32 | Residential | Behind the Meter | Yes | Net Metered Residential | Sunrun Installation Services, Inc. | None | AC Electric | Accepted | 2023-07-25 | 2023-08-01 | 2024-08-01 | Inverters | Delta Electronics | E6-TL-US | 5760 |  | 1 |  |  | 0.96 |  | Outdoor | Next To Meter
NJADRE1554347483 | Administratively Determined Incentive Program | North Cape May | 8204 | 21 | 6.32 | Residential | Behind the Meter | Yes | Net Metered Residential | Sunrun Installation Services, Inc. | None | AC Electric | Accepted | 2023-07-25 | 2023-08-01 | 2024-08-01 | Solar Panels | Trina Solar | TSM-395DE09C.07 |  | 0.395 | 16 | 7 | 19 |  | Fixed | Roof
NJADRE1554347503 | Administratively Determined Incentive Program | Manville Boro | 8835 | 5 | 7.9 | Residential | Behind the Meter | Yes | Net Metered Residential | Sunrun Installation Services, Inc. | None | PSE&G | Accepted | 2023-07-25 | 2023-08-01 | 2024-08-01 | Inverters | SolarEdge Technologies | SE6000H-USSN | 6000 |  | 1 |  |  | 0.96 |  | Outdoor | Next To Meter
NJADRE1554347503 | Administratively Determined Incentive Program | Manville Boro | 8835 | 5 | 7.9 | Residential | Behind the Meter | Yes | Net Metered Residential | Sunrun Installation Services, Inc. | None | PSE&G | Accepted | 2023-07-25 | 2023-08-01 | 2024-08-01 | Solar Panels | Trina Solar | TSM-395DE09C.07 |  | 0.395 | 5 | 284 | 23 |  | Fixed | Roof
NJADRE1554347503 | Administratively Determined Incentive Program | Manville Boro | 8835 | 5 | 7.9 | Residential | Behind the Meter | Yes | Net Metered Residential | Sunrun Installation Services, Inc. | None | PSE&G | Accepted | 2023-07-25 | 2023-08-01 | 2024-08-01 | Solar Panels | Trina Solar | TSM-395DE09C.07 |  | 0.395 | 6 | 104 | 21 |  | Fixed | Roof
NJADRE1554347503 | Administratively Determined Incentive Program | Manville Boro | 8835 | 5 | 7.9 | Residential | Behind the Meter | Yes | Net Metered Residential | Sunrun Installation Services, Inc. | None | PSE&G | Accepted | 2023-07-25 | 2023-08-01 | 2024-08-01 | Solar Panels | Trina Solar | TSM-395DE09C.07 |  | 0.395 | 9 | 14 | 22 |  | Fixed | Roof
NJADRE1554347509 | Administratively Determined Incentive Program | NEWARK | 7107 | 9 | 185.22 | School Public K-12 | Behind the Meter | Yes | Small Net-Metered Non-Residential located on Rooftop, Carport, Canopy and Floating Solar-PUBLIC | DAN RUSSO ELECTRICAL CONTRACTORS, LLC | None | PSE&G | Accepted | 2023-07-25 | 2023-08-08 | 2024-08-08 | Meters | Acuvim IIR | D-5A-P1V3 |  |  | 1 |  |  |  | Yes | Outdoor
NJADRE1554347509 | Administratively Determined Incentive Program | NEWARK | 7107 | 9 | 185.22 | School Public K-12 | Behind the Meter | Yes | Small Net-Metered Non-Residential located on Rooftop, Carport, Canopy and Floating Solar-PUBLIC | DAN RUSSO ELECTRICAL CONTRACTORS, LLC | None | PSE&G | Accepted | 2023-07-25 | 2023-08-08 | 2024-08-08 | Inverters | SOLAREDGE | SE17.3KUS | 17300 |  | 1 |  |  | 0.975 |  | Outdoor | GROUND
NJADRE1554347509 | Administratively Determined Incentive Program | NEWARK | 7107 | 9 | 185.22 | School Public K-12 | Behind the Meter | Yes | Small Net-Metered Non-Residential located on Rooftop, Carport, Canopy and Floating Solar-PUBLIC | DAN RUSSO ELECTRICAL CONTRACTORS, LLC | None | PSE&G | Accepted | 2023-07-25 | 2023-08-08 | 2024-08-08 | Inverters | SOLAREDGE | SE43.2KUS | 43200 |  | 3 |  |  | 0.97 |  | Outdoor | GROUND
NJADRE1554347509 | Administratively Determined Incentive Program | NEWARK | 7107 | 9 | 185.22 | School Public K-12 | Behind the Meter | Yes | Small Net-Metered Non-Residential located on Rooftop, Carport, Canopy and Floating Solar-PUBLIC | DAN RUSSO ELECTRICAL CONTRACTORS, LLC | None | PSE&G | Accepted | 2023-07-25 | 2023-08-08 | 2024-08-08 | Solar Panels | ZnShine | ZXM7-SHLDD144-540/M |  | 0.54 | 343 | 201 | 5 |  | Fixed | Roof | OUTSIDE
NJADRE1554347513 | Administratively Determined Incentive Program | Brigantine, New Jersey | 8203 | 19 | 7.2 | Residential | Behind the Meter | Yes | Net Metered Residential | Suntuity Solar LLC | None | AC Electric | Accepted | 2023-07-25 | 2023-08-02 | 2024-08-02 | Inverters | (18) ENPHASE | IQ8PLUS-72-2-US | 290 |  | 18 |  |  | 0.97 |  | Outdoor | Behind the PV modules
NJADRE1554347513 | Administratively Determined Incentive Program | Brigantine, New Jersey | 8203 | 19 | 7.2 | Residential | Behind the Meter | Yes | Net Metered Residential | Suntuity Solar LLC | None | AC Electric | Accepted | 2023-07-25 | 2023-08-02 | 2024-08-02 | Solar Panels | (18) HYPERION | HY-DH108P8 400B |  | 0.4 | 12 | 236 | 19 |  | Fixed | Roof
NJADRE1554347513 | Administratively Determined Incentive Program | Brigantine, New Jersey | 8203 | 19 | 7.2 | Residential | Behind the Meter | Yes | Net Metered Residential | Suntuity Solar LLC | None | AC Electric | Accepted | 2023-07-25 | 2023-08-02 | 2024-08-02 | Solar Panels | (18) HYPERION | HY-DH108P8 400B |  | 0.4 | 6 | 236 | 19 |  | Fixed | Roof
NJADRE1554347514 | Administratively Determined Incentive Program | NEWARK | 7105 | 9 | 295.38 | School Public K-12 | Behind the Meter | Yes | Small Net-Metered Non-Residential located on Rooftop, Carport, Canopy and Floating Solar-PUBLIC | DAN RUSSO ELECTRICAL CONTRACTORS, LLC | None | PSE&G | Accepted | 2023-07-25 | 2023-08-02 | 2024-08-02 | Meters | Acuvim IIR | D-5A-P1V3 |  |  | 1 |  |  |  | Yes
NJADRE1554347514 | Administratively Determined Incentive Program | NEWARK | 7105 | 9 | 295.38 | School Public K-12 | Behind the Meter | Yes | Small Net-Metered Non-Residential located on Rooftop, Carport, Canopy and Floating Solar-PUBLIC | DAN RUSSO ELECTRICAL CONTRACTORS, LLC | None | PSE&G | Accepted | 2023-07-25 | 2023-08-02 | 2024-08-02 | Inverters | SOLAREDGE | SE33.3KUS | 33300 |  | 1 |  |  | 0.985 |  | Outdoor | GROUND
NJADRE1554347514 | Administratively Determined Incentive Program | NEWARK | 7105 | 9 | 295.38 | School Public K-12 | Behind the Meter | Yes | Small Net-Metered Non-Residential located on Rooftop, Carport, Canopy and Floating Solar-PUBLIC | DAN RUSSO ELECTRICAL CONTRACTORS, LLC | None | PSE&G | Accepted | 2023-07-25 | 2023-08-02 | 2024-08-02 | Inverters | SOLAREDGE | SE100KUS | 100000 |  | 2 |  |  | 0.985 |  | Outdoor | GROUND
NJADRE1554347514 | Administratively Determined Incentive Program | NEWARK | 7105 | 9 | 295.38 | School Public K-12 | Behind the Meter | Yes | Small Net-Metered Non-Residential located on Rooftop, Carport, Canopy and Floating Solar-PUBLIC | DAN RUSSO ELECTRICAL CONTRACTORS, LLC | None | PSE&G | Accepted | 2023-07-25 | 2023-08-02 | 2024-08-02 | Solar Panels | ZnShine | ZXM7-SHLDD144-540/M |  | 0.54 | 547 | 205 | 5 |  | Fixed | Roof | OUTSIDE
NJADRE1554347517 | Administratively Determined Incentive Program | NEWARK | 7108 | 9 | 900.18 | School Public K-12 | Behind the Meter | Yes | Small Net-Metered Non-Residential located on Rooftop, Carport, Canopy and Floating Solar-PUBLIC | Electrical Contractors LLC | None | PSE&G | Accepted | 2023-07-25 | 2023-08-08 | 2024-08-08 | Meters | Acuvim IIR | D-5A-P1V3 |  |  | 1 |  |  |  | Yes | Outdoor
NJADRE1554347517 | Administratively Determined Incentive Program | NEWARK | 7108 | 9 | 900.18 | School Public K-12 | Behind the Meter | Yes | Small Net-Metered Non-Residential located on Rooftop, Carport, Canopy and Floating Solar-PUBLIC | Electrical Contractors LLC | None | PSE&G | Accepted | 2023-07-25 | 2023-08-08 | 2024-08-08 | Inverters | SOLAREDGE | SE100KUS | 100000 |  | 8 |  |  | 0.985 |  | Outdoor | GROUOND
NJADRE1554347517 | Administratively Determined Incentive Program | NEWARK | 7108 | 9 | 900.18 | School Public K-12 | Behind the Meter | Yes | Small Net-Metered Non-Residential located on Rooftop, Carport, Canopy and Floating Solar-PUBLIC | Electrical Contractors LLC | None | PSE&G | Accepted | 2023-07-25 | 2023-08-08 | 2024-08-08 | Solar Panels | ZnShine | ZXM7-SHLDD144-540/M |  | 0.54 | 1667 | 196 | 5 |  | Fixed | Roof | OUTSIDE
NJADRE1554347525 | Administratively Determined Incentive Program | NEWARK | 7107 | 9 | 269.3 | School Public K-12 | Behind the Meter | Yes | Small Net-Metered Non-Residential located on Rooftop, Carport, Canopy and Floating Solar-PUBLIC | DAN RUSSO ELECTRICAL CONTRACTORS, LLC | None | PSE&G | Accepted | 2023-07-25 | 2023-08-02 | 2024-08-02 | Meters | Acuvim IIR | D-5A-P1V3 |  |  | 1 |  |  |  | Yes | Outdoor
NJADRE1554347525 | Administratively Determined Incentive Program | NEWARK | 7107 | 9 | 269.3 | School Public K-12 | Behind the Meter | Yes | Small Net-Metered Non-Residential located on Rooftop, Carport, Canopy and Floating Solar-PUBLIC | DAN RUSSO ELECTRICAL CONTRACTORS, LLC | None | PSE&G | Accepted | 2023-07-25 | 2023-08-02 | 2024-08-02 | Inverters | SOLAREDGE | SE43.2KUS | 43200 |  | 5 |  |  | 0.97 |  | Outdoor | GROUND
NJADRE1554347525 | Administratively Determined Incentive Program | NEWARK | 7107 | 9 | 269.3 | School Public K-12 | Behind the Meter | Yes | Small Net-Metered Non-Residential located on Rooftop, Carport, Canopy and Floating Solar-PUBLIC | DAN RUSSO ELECTRICAL CONTRACTORS, LLC | None | PSE&G | Accepted | 2023-07-25 | 2023-08-02 | 2024-08-02 | Solar Panels | ZnShine | ZXM7-SHLDD144-540/M |  | 0.54 | 16 | 297 | 10 |  | Fixed | Roof | OUTSIDE
NJADRE1554347525 | Administratively Determined Incentive Program | NEWARK | 7107 | 9 | 269.3 | School Public K-12 | Behind the Meter | Yes | Small Net-Metered Non-Residential located on Rooftop, Carport, Canopy and Floating Solar-PUBLIC | DAN RUSSO ELECTRICAL CONTRACTORS, LLC | None | PSE&G | Accepted | 2023-07-25 | 2023-08-02 | 2024-08-02 | Solar Panels | ZnShine | ZXM7-SHLDD144-540/M |  | 0.54 | 7 | 207 | 5 |  | Fixed | Roof | OUTSIDE
NJADRE1554347525 | Administratively Determined Incentive Program | NEWARK | 7107 | 9 | 269.3 | School Public K-12 | Behind the Meter | Yes | Small Net-Metered Non-Residential located on Rooftop, Carport, Canopy and Floating Solar-PUBLIC | DAN RUSSO ELECTRICAL CONTRACTORS, LLC | None | PSE&G | Accepted | 2023-07-25 | 2023-08-02 | 2024-08-02 | Solar Panels | ZnShine | ZXM7-SHLDD144-540/M |  | 0.54 | 83 | 148 | 5 |  | Fixed | Roof | OUTSIDE
NJADRE1554347525 | Administratively Determined Incentive Program | NEWARK | 7107 | 9 | 269.3 | School Public K-12 | Behind the Meter | Yes | Small Net-Metered Non-Residential located on Rooftop, Carport, Canopy and Floating Solar-PUBLIC | DAN RUSSO ELECTRICAL CONTRACTORS, LLC | None | PSE&G | Accepted | 2023-07-25 | 2023-08-02 | 2024-08-02 | Solar Panels | ZnShine | ZXM7-SHLDD144-540/M |  | 0.54 | 310 | 206 | 5 |  | Fixed | Roof | OUTSIDE
NJADRE1554347525 | Administratively Determined Incentive Program | NEWARK | 7107 | 9 | 269.3 | School Public K-12 | Behind the Meter | Yes | Small Net-Metered Non-Residential located on Rooftop, Carport, Canopy and Floating Solar-PUBLIC | DAN RUSSO ELECTRICAL CONTRACTORS, LLC | None | PSE&G | Accepted | 2023-07-25 | 2023-08-02 | 2024-08-02 | Solar Panels | Znshine | ZXM7-SHLDD144-540/M |  | 0.54 | 39 | 205 | 10 |  | Fixed | Roof | OUTSIDE
NJADRE1554347525 | Administratively Determined Incentive Program | NEWARK | 7107 | 9 | 269.3 | School Public K-12 | Behind the Meter | Yes | Small Net-Metered Non-Residential located on Rooftop, Carport, Canopy and Floating Solar-PUBLIC | DAN RUSSO ELECTRICAL CONTRACTORS, LLC | None | PSE&G | Accepted | 2023-07-25 | 2023-08-02 | 2024-08-02 | Solar Panels | ZnShine | ZXM7-SHLDD144-540/M |  | 0.54 | 16 | 115 | 10 |  | Fixed | Roof | OUTSIDE
NJADRE1554347525 | Administratively Determined Incentive Program | NEWARK | 7107 | 9 | 269.3 | School Public K-12 | Behind the Meter | Yes | Small Net-Metered Non-Residential located on Rooftop, Carport, Canopy and Floating Solar-PUBLIC | DAN RUSSO ELECTRICAL CONTRACTORS, LLC | None | PSE&G | Accepted | 2023-07-25 | 2023-08-02 | 2024-08-02 | Solar Panels | Jinko Solar | JKM440M-72HLM |  | 0.44 | 13 | 116 | 10 |  | Fixed | Roof | OUTSIDE
NJADRE1554347525 | Administratively Determined Incentive Program | NEWARK | 7107 | 9 | 269.3 | School Public K-12 | Behind the Meter | Yes | Small Net-Metered Non-Residential located on Rooftop, Carport, Canopy and Floating Solar-PUBLIC | DAN RUSSO ELECTRICAL CONTRACTORS, LLC | None | PSE&G | Accepted | 2023-07-25 | 2023-08-02 | 2024-08-02 | Solar Panels | Jinko Solar | JKM440M-72HLM |  | 0.44 | 21 | 207 | 10 |  | Fixed | Roof | OUTSIDE
NJADRE1554347542 | Administratively Determined Incentive Program | Somerdale | 8083 | 14 | 20.8 | Residential | Behind the Meter | Yes | Net Metered Residential | Sunny Mac LLC | None | PSE&G | Accepted | 2023-07-25 | 2023-08-02 | 2024-08-02 | Solar Panels | REC | REC400NP3 BLACK |  | 0.4 | 20 | 175 | 28 |  | Fixed | Roof
NJADRE1554347542 | Administratively Determined Incentive Program | Somerdale | 8083 | 14 | 20.8 | Residential | Behind the Meter | Yes | Net Metered Residential | Sunny Mac LLC | None | PSE&G | Accepted | 2023-07-25 | 2023-08-02 | 2024-08-02 | Solar Panels | REC | REC400NP3 BLACK |  | 0.4 | 10 | 175 | 28 |  | Fixed | Roof
NJADRE1554347542 | Administratively Determined Incentive Program | Somerdale | 8083 | 14 | 20.8 | Residential | Behind the Meter | Yes | Net Metered Residential | Sunny Mac LLC | None | PSE&G | Accepted | 2023-07-25 | 2023-08-02 | 2024-08-02 | Solar Panels | REC | REC400NP3 BLACK |  | 0.4 | 18 | 355 | 28 |  | Fixed | Roof
NJADRE1554347542 | Administratively Determined Incentive Program | Somerdale | 8083 | 14 | 20.8 | Residential | Behind the Meter | Yes | Net Metered Residential | Sunny Mac LLC | None | PSE&G | Accepted | 2023-07-25 | 2023-08-02 | 2024-08-02 | Solar Panels | REC | REC400NP3 BLACK |  | 0.4 | 4 | 355 | 28 |  | Fixed | Roof
NJADRE1554347542 | Administratively Determined Incentive Program | Somerdale | 8083 | 14 | 20.8 | Residential | Behind the Meter | Yes | Net Metered Residential | Sunny Mac LLC | None | PSE&G | Accepted | 2023-07-25 | 2023-08-02 | 2024-08-02 | Inverters | Solaredge | SE10000H-US | 10000 |  | 1 |  |  | 0.99 |  | Outdoor | NEXT TO METER
NJADRE1554347542 | Administratively Determined Incentive Program | Somerdale | 8083 | 14 | 20.8 | Residential | Behind the Meter | Yes | Net Metered Residential | Sunny Mac LLC | None | PSE&G | Accepted | 2023-07-25 | 2023-08-02 | 2024-08-02 | Meters | SE-RGMTR-1D-240C-B | Solaredge |  |  | 1 |  |  |  | Yes | Outdoor
NJADRE1554347550 | Administratively Determined Incentive Program | NEWARK | 7105 | 9 | 176.58 | School Public K-12 | Behind the Meter | Yes | Small Net-Metered Non-Residential located on Rooftop, Carport, Canopy and Floating Solar-PUBLIC | DAN RUSSO ELECTRICAL CONTRACTORS, LLC | None | PSE&G | Accepted | 2023-07-25 | 2023-08-08 | 2024-08-08 | Meters | Acuvim IIR | D-5A-P1V3 |  |  | 1 |  |  |  | Yes | Outdoor
NJADRE1554347550 | Administratively Determined Incentive Program | NEWARK | 7105 | 9 | 176.58 | School Public K-12 | Behind the Meter | Yes | Small Net-Metered Non-Residential located on Rooftop, Carport, Canopy and Floating Solar-PUBLIC | DAN RUSSO ELECTRICAL CONTRACTORS, LLC | None | PSE&G | Accepted | 2023-07-25 | 2023-08-08 | 2024-08-08 | Inverters | SOLAREDGE | SE43.2KUS | 43200 |  | 3 |  |  | 0.97 |  | Outdoor | GROUND
NJADRE1554347550 | Administratively Determined Incentive Program | NEWARK | 7105 | 9 | 176.58 | School Public K-12 | Behind the Meter | Yes | Small Net-Metered Non-Residential located on Rooftop, Carport, Canopy and Floating Solar-PUBLIC | DAN RUSSO ELECTRICAL CONTRACTORS, LLC | None | PSE&G | Accepted | 2023-07-25 | 2023-08-08 | 2024-08-08 | Solar Panels | ZnShine | ZXM7-SHLDD144-540/M |  | 0.54 | 202 | 154 | 5 |  | Fixed | Roof | OUTSIDE
NJADRE1554347550 | Administratively Determined Incentive Program | NEWARK | 7105 | 9 | 176.58 | School Public K-12 | Behind the Meter | Yes | Small Net-Metered Non-Residential located on Rooftop, Carport, Canopy and Floating Solar-PUBLIC | DAN RUSSO ELECTRICAL CONTRACTORS, LLC | None | PSE&G | Accepted | 2023-07-25 | 2023-08-08 | 2024-08-08 | Solar Panels | ZnShine | ZXM7-SHLDD144-540/M |  | 0.54 | 50 | 142 | 5 |  | Fixed | Roof | OUTSIDE
NJADRE1554347550 | Administratively Determined Incentive Program | NEWARK | 7105 | 9 | 176.58 | School Public K-12 | Behind the Meter | Yes | Small Net-Metered Non-Residential located on Rooftop, Carport, Canopy and Floating Solar-PUBLIC | DAN RUSSO ELECTRICAL CONTRACTORS, LLC | None | PSE&G | Accepted | 2023-07-25 | 2023-08-08 | 2024-08-08 | Solar Panels | ZnShine | ZXM7-SHLDD144-540/M |  | 0.54 | 18 | 155 | 5 |  | Fixed | Roof | OUTSIDE
NJADRE1554347550 | Administratively Determined Incentive Program | NEWARK | 7105 | 9 | 176.58 | School Public K-12 | Behind the Meter | Yes | Small Net-Metered Non-Residential located on Rooftop, Carport, Canopy and Floating Solar-PUBLIC | DAN RUSSO ELECTRICAL CONTRACTORS, LLC | None | PSE&G | Accepted | 2023-07-25 | 2023-08-08 | 2024-08-08 | Solar Panels | ZnShine | ZXM7-SHLDD144-540/M |  | 0.54 | 19 | 236 | 8 |  | Fixed | Roof | OUTSIDE
NJADRE1554347550 | Administratively Determined Incentive Program | NEWARK | 7105 | 9 | 176.58 | School Public K-12 | Behind the Meter | Yes | Small Net-Metered Non-Residential located on Rooftop, Carport, Canopy and Floating Solar-PUBLIC | DAN RUSSO ELECTRICAL CONTRACTORS, LLC | None | PSE&G | Accepted | 2023-07-25 | 2023-08-08 | 2024-08-08 | Solar Panels | ZnShine | ZXM7-SHLDD144-540/M |  | 0.54 | 6 | 145 | 8 |  | Fixed | Roof | OUTSIDE
NJADRE1554347550 | Administratively Determined Incentive Program | NEWARK | 7105 | 9 | 176.58 | School Public K-12 | Behind the Meter | Yes | Small Net-Metered Non-Residential located on Rooftop, Carport, Canopy and Floating Solar-PUBLIC | DAN RUSSO ELECTRICAL CONTRACTORS, LLC | None | PSE&G | Accepted | 2023-07-25 | 2023-08-08 | 2024-08-08 | Solar Panels | ZnShine | ZXM7-SHLDD144-540/M |  | 0.54 | 20 | 142 | 20 |  | Fixed | Roof | OUTSIDE
NJADRE1554347550 | Administratively Determined Incentive Program | NEWARK | 7105 | 9 | 176.58 | School Public K-12 | Behind the Meter | Yes | Small Net-Metered Non-Residential located on Rooftop, Carport, Canopy and Floating Solar-PUBLIC | DAN RUSSO ELECTRICAL CONTRACTORS, LLC | None | PSE&G | Accepted | 2023-07-25 | 2023-08-08 | 2024-08-08 | Solar Panels | ZnShine | ZXM7-SHLDD144-540/M |  | 0.54 | 3 | 145 | 20 |  | Fixed | Roof | OUTSIDE
NJADRE1554347550 | Administratively Determined Incentive Program | NEWARK | 7105 | 9 | 176.58 | School Public K-12 | Behind the Meter | Yes | Small Net-Metered Non-Residential located on Rooftop, Carport, Canopy and Floating Solar-PUBLIC | DAN RUSSO ELECTRICAL CONTRACTORS, LLC | None | PSE&G | Accepted | 2023-07-25 | 2023-08-08 | 2024-08-08 | Solar Panels | ZnShine | ZXM7-SHLDD144-540/M |  | 0.54 | 6 | 233 | 20 |  | Fixed | Roof | OUTSIDE
NJADRE1554347550 | Administratively Determined Incentive Program | NEWARK | 7105 | 9 | 176.58 | School Public K-12 | Behind the Meter | Yes | Small Net-Metered Non-Residential located on Rooftop, Carport, Canopy and Floating Solar-PUBLIC | DAN RUSSO ELECTRICAL CONTRACTORS, LLC | None | PSE&G | Accepted | 2023-07-25 | 2023-08-08 | 2024-08-08 | Solar Panels | ZnShine | ZXM7-SHLDD144-540/M |  | 0.54 | 3 | 147 | 8 |  | Fixed | Roof | OUTSIDE
NJADRE1554347587 | Administratively Determined Incentive Program | Garfield | 7026 | 7 | 3.24 | Residential | Behind the Meter | Yes | Net Metered Residential | Trinity Solar Inc. | None | PSE&G | Accepted | 2023-07-25 | 2023-08-02 | 2024-08-02 | Inverters | Solar Edge | SE3000H-US000BEi4 | 3000 |  | 1 |  |  | 0.97 |  | Outdoor
NJADRE1554347587 | Administratively Determined Incentive Program | Garfield | 7026 | 7 | 3.24 | Residential | Behind the Meter | Yes | Net Metered Residential | Trinity Solar Inc. | None | PSE&G | Accepted | 2023-07-25 | 2023-08-02 | 2024-08-02 | Solar Panels | HANWHA | Q.PEAK DUO BLK ML-G10+ 405 |  | 0.405 | 8 | 161 | 27 |  | Fixed | Roof
NJADRE1554347589 | Administratively Determined Incentive Program | Maplewood | 7040 | 9 | 2.96 | Residential | Behind the Meter | No | Net Metered Residential | Vision Solar LLC | None | PSE&G | Accepted | 2023-07-25 | 2023-09-01 | 2024-09-01 | Inverters | Solar Edge | SE3800H-USRGM | 4 |  | 1 |  |  | 0.97 |  | Outdoor
NJADRE1554347589 | Administratively Determined Incentive Program | Maplewood | 7040 | 9 | 2.96 | Residential | Behind the Meter | No | Net Metered Residential | Vision Solar LLC | None | PSE&G | Accepted | 2023-07-25 | 2023-09-01 | 2024-09-01 | Solar Panels | Znshine Solar | ZXM6-NH120-370/M |  | 0.37 | 8 | 228 | 24 |  | Fixed | Roof
NJADRE1554347607 | Administratively Determined Incentive Program | ATCO | 8004 | 14 | 6.72 | Residential | Behind the Meter | Yes | Net Metered Residential | Voltaic Solaire LLC | None | AC Electric | Accepted | 2023-07-25 | 2023-08-02 | 2024-08-02 | Inverters | SOLAR EDGE | SE6000H-US | 6000 |  | 1 |  |  | 0.99 |  | Outside | Next to Utility Meter
NJADRE1554347607 | Administratively Determined Incentive Program | ATCO | 8004 | 14 | 6.72 | Residential | Behind the Meter | Yes | Net Metered Residential | Voltaic Solaire LLC | None | AC Electric | Accepted | 2023-07-25 | 2023-08-02 | 2024-08-02 | Solar Panels | JASOL | SAM54S31-395 |  | 0.395 | 4 | 233 | 25 |  | Fixed | Roof
NJADRE1554347607 | Administratively Determined Incentive Program | ATCO | 8004 | 14 | 6.72 | Residential | Behind the Meter | Yes | Net Metered Residential | Voltaic Solaire LLC | None | AC Electric | Accepted | 2023-07-25 | 2023-08-02 | 2024-08-02 | Solar Panels | JASOL | JAM54S31-395 |  | 0.395 | 6 | 53 | 25 |  | Fixed | Roof
NJADRE1554347607 | Administratively Determined Incentive Program | ATCO | 8004 | 14 | 6.72 | Residential | Behind the Meter | Yes | Net Metered Residential | Voltaic Solaire LLC | None | AC Electric | Accepted | 2023-07-25 | 2023-08-02 | 2024-08-02 | Solar Panels | JASOL | JAM54S31-395 |  | 0.395 | 7 | 143 | 20 |  | Fixed | Roof
NJADRE1554347647 | Administratively Determined Incentive Program | Westampton Twp | 8060 | 13 | 9.6 | Residential | Behind the Meter | Yes | Net Metered Residential | Sunny Mac LLC | None | PSE&G | Accepted | 2023-07-25 | 2023-08-02 | 2024-08-02 | Solar Panels | HANWHA | Q.PEAK DUO BLK ML-G10+400 |  | 0.4 | 17 | 104 | 23 |  | Fixed | Roof
NJADRE1554347647 | Administratively Determined Incentive Program | Westampton Twp | 8060 | 13 | 9.6 | Residential | Behind the Meter | Yes | Net Metered Residential | Sunny Mac LLC | None | PSE&G | Accepted | 2023-07-25 | 2023-08-02 | 2024-08-02 | Solar Panels | HANWHA | Q.PEAK DUO BLK ML-G10+400 |  | 0.4 | 3 | 104 | 23 |  | Fixed | Roof
NJADRE1554347647 | Administratively Determined Incentive Program | Westampton Twp | 8060 | 13 | 9.6 | Residential | Behind the Meter | Yes | Net Metered Residential | Sunny Mac LLC | None | PSE&G | Accepted | 2023-07-25 | 2023-08-02 | 2024-08-02 | Solar Panels | HANWHA | Q.PEAK DUO BLK ML-G10+400 |  | 0.4 | 4 | 284 | 23 |  | Fixed | Roof
NJADRE1554347647 | Administratively Determined Incentive Program | Westampton Twp | 8060 | 13 | 9.6 | Residential | Behind the Meter | Yes | Net Metered Residential | Sunny Mac LLC | None | PSE&G | Accepted | 2023-07-25 | 2023-08-02 | 2024-08-02 | Inverters | Solaredge | SE7600H-US | 7600 |  | 1 |  |  | 0.99 |  | Outdoor | NEXT TO METER
NJADRE1554347650 | Administratively Determined Incentive Program | BLACKWOOD | 8012 | 14 | 8.76 | Residential | Behind the Meter | Yes | Net Metered Residential | Sunny Mac, LLC | None | AC Electric | Accepted | 2023-08-10 | 2023-09-01 | 2024-09-01 | Inverters | SolarEdge Technologies Inc. | SE7600H-US000BNI4 (Inverter) | 7600 |  | 1 |  |  | 0.99 |  | Outside
NJADRE1554347650 | Administratively Determined Incentive Program | BLACKWOOD | 8012 | 14 | 8.76 | Residential | Behind the Meter | Yes | Net Metered Residential | Sunny Mac, LLC | None | AC Electric | Accepted | 2023-08-10 | 2023-09-01 | 2024-09-01 | Meters | SolarEdge Technologies Inc. | SolarEdge Built-in Consumption Monitor (BEI4, BNI4, BNC |  |  | 1 |  |  |  | Yes
NJADRE1554347650 | Administratively Determined Incentive Program | BLACKWOOD | 8012 | 14 | 8.76 | Residential | Behind the Meter | Yes | Net Metered Residential | Sunny Mac, LLC | None | AC Electric | Accepted | 2023-08-10 | 2023-09-01 | 2024-09-01 | Solar Panels | REC Solar | REC365NP2 Black |  | 0.365 | 17 | 145 | 19 |  | Fixed | Roof
NJADRE1554347650 | Administratively Determined Incentive Program | BLACKWOOD | 8012 | 14 | 8.76 | Residential | Behind the Meter | Yes | Net Metered Residential | Sunny Mac, LLC | None | AC Electric | Accepted | 2023-08-10 | 2023-09-01 | 2024-09-01 | Solar Panels | REC Solar | REC365NP2 Black |  | 0.365 | 7 | 325 | 19 |  | Fixed | Roof
NJADRE1554347652 | Administratively Determined Incentive Program | Dunellen | 8812 | 11 | 4.38 | Residential | Behind the Meter | No | Net Metered Residential | Power Home Remodeling | None | PSE&G | Accepted | 2023-07-25 | 2023-08-02 | 2024-08-02 | Inverters | SolarEdge | SE3800H-US | 3800 |  | 1 |  |  | 0.99 |  | Outdoor
NJADRE1554347652 | Administratively Determined Incentive Program | Dunellen | 8812 | 11 | 4.38 | Residential | Behind the Meter | No | Net Metered Residential | Power Home Remodeling | None | PSE&G | Accepted | 2023-07-25 | 2023-08-02 | 2024-08-02 | Meters | SolarEdge | Revenue Grade Data Ansi C12.20 |  |  | 1 |  |  |  | Yes | Outdoor
NJADRE1554347652 | Administratively Determined Incentive Program | Dunellen | 8812 | 11 | 4.38 | Residential | Behind the Meter | No | Net Metered Residential | Power Home Remodeling | None | PSE&G | Accepted | 2023-07-25 | 2023-08-02 | 2024-08-02 | Solar Panels | Hyundai | HiS-S365XG (BK) |  | 0.365 | 8 | 229 | 26 |  | Fixed | Roof
NJADRE1554347652 | Administratively Determined Incentive Program | Dunellen | 8812 | 11 | 4.38 | Residential | Behind the Meter | No | Net Metered Residential | Power Home Remodeling | None | PSE&G | Accepted | 2023-07-25 | 2023-08-02 | 2024-08-02 | Solar Panels | Hyundai | HiS-S365XG (BK) |  | 0.365 | 4 | 229 | 26 |  | Fixed | Roof
NJADRE1554347674 | Administratively Determined Incentive Program | Garfield | 7026 | 7 | 4.07 | Residential | Behind the Meter | No | Net Metered Residential | Vision Solar LLC | None | PSE&G | Accepted | 2023-07-25 | 2023-08-02 | 2024-08-02 | Inverters | Solar Edge | SE3800H-USRGM | 4 |  | 1 |  |  | 0.97 |  | Outdoor
NJADRE1554347674 | Administratively Determined Incentive Program | Garfield | 7026 | 7 | 4.07 | Residential | Behind the Meter | No | Net Metered Residential | Vision Solar LLC | None | PSE&G | Accepted | 2023-07-25 | 2023-08-02 | 2024-08-02 | Solar Panels | Znshine Solar | ZXM6-NH120-370/M |  | 0.37 | 11 | 162 | 43 |  | Fixed | Roof
NJADRE1554347694 | Administratively Determined Incentive Program | SICKLERVILLE | 8081 | 14 | 7.67 | Residential | Behind the Meter | Yes | Net Metered Residential | SunnyMac, LLC | None | AC Electric | Accepted | 2023-08-10 | 2023-08-23 | 2024-08-23 | Inverters | Retrieving data. Wait a few seconds and try to cut or c | SE7600H-US000BNI4 (Inverter) | 7600 |  | 1 |  |  | 0.99 |  | Outside
NJADRE1554347694 | Administratively Determined Incentive Program | SICKLERVILLE | 8081 | 14 | 7.67 | Residential | Behind the Meter | Yes | Net Metered Residential | SunnyMac, LLC | None | AC Electric | Accepted | 2023-08-10 | 2023-08-23 | 2024-08-23 | Meters | SolarEdge Technologies Inc. | SolarEdge Built-in Consumption Monitor (BEI4, BNI4, BNC |  |  | 1 |  |  |  | Yes
NJADRE1554347694 | Administratively Determined Incentive Program | SICKLERVILLE | 8081 | 14 | 7.67 | Residential | Behind the Meter | Yes | Net Metered Residential | SunnyMac, LLC | None | AC Electric | Accepted | 2023-08-10 | 2023-08-23 | 2024-08-23 | Solar Panels | Hanwha Q Cells | Q.PEAK DUO BLK-G10+365 |  | 0.365 | 18 | 183 | 28 |  | Fixed | Roof
NJADRE1554347694 | Administratively Determined Incentive Program | SICKLERVILLE | 8081 | 14 | 7.67 | Residential | Behind the Meter | Yes | Net Metered Residential | SunnyMac, LLC | None | AC Electric | Accepted | 2023-08-10 | 2023-08-23 | 2024-08-23 | Solar Panels | Hanwha Q Cells | Q.PEAK DUO BLK-G10+365 |  | 0.365 | 3 | 183 | 20 |  | Fixed | Roof
NJADRE1554347726 | Administratively Determined Incentive Program | BARGAINTOWN | 8234 | 19 | 7.51 | Residential | Behind the Meter | Yes | Net Metered Residential | Sunrun Installation Services, Inc. | None | AC Electric | Accepted | 2023-07-25 | 2023-08-02 | 2024-08-02 | Inverters | SolarEdge Technologies | SE6000H-USSN | 6000 |  | 1 |  |  | 0.99 |  | Outdoor | Next To Meter
NJADRE1554347726 | Administratively Determined Incentive Program | BARGAINTOWN | 8234 | 19 | 7.51 | Residential | Behind the Meter | Yes | Net Metered Residential | Sunrun Installation Services, Inc. | None | AC Electric | Accepted | 2023-07-25 | 2023-08-02 | 2024-08-02 | Solar Panels | Trina Solar | TSM-395DE09C.07 |  | 0.395 | 5 | 15 | 30 |  | Fixed | Roof
NJADRE1554347726 | Administratively Determined Incentive Program | BARGAINTOWN | 8234 | 19 | 7.51 | Residential | Behind the Meter | Yes | Net Metered Residential | Sunrun Installation Services, Inc. | None | AC Electric | Accepted | 2023-07-25 | 2023-08-02 | 2024-08-02 | Solar Panels | Trina Solar | TSM-395DE09C.07 |  | 0.395 | 14 | 195 | 31 |  | Fixed | Roof
NJADRE1554347779 | Administratively Determined Incentive Program | Franklin Twp Som | 8540 | 12 | 13.6 | Residential | Behind the Meter | Yes | Net Metered Residential | Tesla Energy Operations Inc | None | PSE&G | Accepted | 2023-07-25 | 2023-08-02 | 2024-08-02 | Inverters | Tesla | 1534000-00-F | 3800 |  | 1 |  |  | 0.98 |  | Outside
NJADRE1554347779 | Administratively Determined Incentive Program | Franklin Twp Som | 8540 | 12 | 13.6 | Residential | Behind the Meter | Yes | Net Metered Residential | Tesla Energy Operations Inc | None | PSE&G | Accepted | 2023-07-25 | 2023-08-02 | 2024-08-02 | Inverters | Tesla | 1538000-00-F | 7600 |  | 1 |  |  | 0.98 |  | Outside
NJADRE1554347779 | Administratively Determined Incentive Program | Franklin Twp Som | 8540 | 12 | 13.6 | Residential | Behind the Meter | Yes | Net Metered Residential | Tesla Energy Operations Inc | None | PSE&G | Accepted | 2023-07-25 | 2023-08-02 | 2024-08-02 | Solar Panels | Hanwha | Hanwha Q-CELLS # Q.Peak DUO BLK-G6+ 340 |  | 0.34 | 7 | 184 | 34 |  | Fixed | Roof
NJADRE1554347779 | Administratively Determined Incentive Program | Franklin Twp Som | 8540 | 12 | 13.6 | Residential | Behind the Meter | Yes | Net Metered Residential | Tesla Energy Operations Inc | None | PSE&G | Accepted | 2023-07-25 | 2023-08-02 | 2024-08-02 | Solar Panels | Hanwha | Hanwha Q-CELLS # Q.Peak DUO BLK-G6+ 340 |  | 0.34 | 9 | 94 | 45 |  | Fixed | Roof
NJADRE1554347779 | Administratively Determined Incentive Program | Franklin Twp Som | 8540 | 12 | 13.6 | Residential | Behind the Meter | Yes | Net Metered Residential | Tesla Energy Operations Inc | None | PSE&G | Accepted | 2023-07-25 | 2023-08-02 | 2024-08-02 | Solar Panels | Hanwha | Hanwha Q-CELLS # Q.Peak DUO BLK-G6+ 340 |  | 0.34 | 6 | 274 | 45 |  | Fixed | Roof
NJADRE1554347779 | Administratively Determined Incentive Program | Franklin Twp Som | 8540 | 12 | 13.6 | Residential | Behind the Meter | Yes | Net Metered Residential | Tesla Energy Operations Inc | None | PSE&G | Accepted | 2023-07-25 | 2023-08-02 | 2024-08-02 | Solar Panels | Hanwha | Hanwha Q-CELLS # Q.Peak DUO BLK-G6+ 340 |  | 0.34 | 10 | 335 | 34 |  | Fixed | Roof
NJADRE1554347779 | Administratively Determined Incentive Program | Franklin Twp Som | 8540 | 12 | 13.6 | Residential | Behind the Meter | Yes | Net Metered Residential | Tesla Energy Operations Inc | None | PSE&G | Accepted | 2023-07-25 | 2023-08-02 | 2024-08-02 | Solar Panels | Hanwha | Hanwha Q-CELLS # Q.Peak DUO BLK-G6+ 340 |  | 0.34 | 8 | 4 | 34 |  | Fixed | Roof
NJADRE1554347779 | Administratively Determined Incentive Program | Franklin Twp Som | 8540 | 12 | 13.6 | Residential | Behind the Meter | Yes | Net Metered Residential | Tesla Energy Operations Inc | None | PSE&G | Accepted | 2023-07-25 | 2023-08-02 | 2024-08-02 | Meters | Neurio | W2hem |  |  | 1 |  |  |  | Yes | Indoor
NJADRE1554347779 | Administratively Determined Incentive Program | Franklin Twp Som | 8540 | 12 | 13.6 | Residential | Behind the Meter | Yes | Net Metered Residential | Tesla Energy Operations Inc | None | PSE&G | Accepted | 2023-07-25 | 2023-08-02 | 2024-08-02 | Meters | Neurio | W2hem |  |  | 1 |  |  |  | Yes | Indoor
NJADRE1554347861 | Administratively Determined Incentive Program | Jersey City | 7304 | 8 | 6.4 | Residential | Behind the Meter | Yes | Net Metered Residential | Pro Custom Solar dba Momentum Solar | None | PSE&G | Accepted | 2023-07-25 | 2023-08-02 | 2024-08-02 | Solar Panels | hanwha | Â Q. PEAK DUO BLK-G10+400 |  | 0.4 | 16 | 147 | 7 |  | Fixed | Roof
NJADRE1554347861 | Administratively Determined Incentive Program | Jersey City | 7304 | 8 | 6.4 | Residential | Behind the Meter | Yes | Net Metered Residential | Pro Custom Solar dba Momentum Solar | None | PSE&G | Accepted | 2023-07-25 | 2023-08-02 | 2024-08-02 | Inverters | enphase | IQ8PLUS-72-2-US | 290 |  | 16 |  |  | 0.97 |  | Outdoor
NJADRE1554347903 | Administratively Determined Incentive Program | BERLIN BORO | 8009 | 14 | 5.11 | Residential | Behind the Meter | Yes | Net Metered Residential | SunnyMac, LLC | None | AC Electric | Accepted | 2023-08-09 | 2023-09-01 | 2024-09-01 | Inverters | Retrieving data. Wait a few seconds and try to cut or c | SE3800H-US000BNI4 (Inverter) | 3800 |  | 1 |  |  | 0.99 |  | Outside
NJADRE1554347903 | Administratively Determined Incentive Program | BERLIN BORO | 8009 | 14 | 5.11 | Residential | Behind the Meter | Yes | Net Metered Residential | SunnyMac, LLC | None | AC Electric | Accepted | 2023-08-09 | 2023-09-01 | 2024-09-01 | Meters | SolarEdge Technologies Inc. | SolarEdge Built-in Consumption Monitor (BEI4, BNI4, BNC |  |  | 1 |  |  |  | Yes
NJADRE1554347903 | Administratively Determined Incentive Program | BERLIN BORO | 8009 | 14 | 5.11 | Residential | Behind the Meter | Yes | Net Metered Residential | SunnyMac, LLC | None | AC Electric | Accepted | 2023-08-09 | 2023-09-01 | 2024-09-01 | Solar Panels | REC Solar | REC365NP2 Black |  | 0.365 | 8 | 221 | 23 |  | Fixed | Roof
NJADRE1554347903 | Administratively Determined Incentive Program | BERLIN BORO | 8009 | 14 | 5.11 | Residential | Behind the Meter | Yes | Net Metered Residential | SunnyMac, LLC | None | AC Electric | Accepted | 2023-08-09 | 2023-09-01 | 2024-09-01 | Solar Panels | REC Solar | REC365NP2 Black |  | 0.365 | 4 | 131 | 21 |  | Fixed | Roof
NJADRE1554347903 | Administratively Determined Incentive Program | BERLIN BORO | 8009 | 14 | 5.11 | Residential | Behind the Meter | Yes | Net Metered Residential | SunnyMac, LLC | None | AC Electric | Accepted | 2023-08-09 | 2023-09-01 | 2024-09-01 | Solar Panels | REC Solar | REC365NP2 Black |  | 0.365 | 2 | 311 | 21 |  | Fixed | Roof
NJADRE1554348192 | Administratively Determined Incentive Program | Princeton Junction | 8550 | 12 | 11.34 | Residential | Behind the Meter | No | Net Metered Residential | Infinity Solar Systems | None | PSE&G | Accepted | 2023-07-25 | 2023-08-02 | 2024-08-02 | Inverters | Enphase | IQ7X-96-2-US | 315 |  | 27 |  |  | 0.97 |  | Outdoor
NJADRE1554348192 | Administratively Determined Incentive Program | Princeton Junction | 8550 | 12 | 11.34 | Residential | Behind the Meter | No | Net Metered Residential | Infinity Solar Systems | None | PSE&G | Accepted | 2023-07-25 | 2023-08-02 | 2024-08-02 | Solar Panels | REC Solar | REC420AA Pure-R |  | 0.42 | 7 | 156 | 19 |  | Fixed | Roof
NJADRE1554348192 | Administratively Determined Incentive Program | Princeton Junction | 8550 | 12 | 11.34 | Residential | Behind the Meter | No | Net Metered Residential | Infinity Solar Systems | None | PSE&G | Accepted | 2023-07-25 | 2023-08-02 | 2024-08-02 | Solar Panels | REC Solar | REC420AA Pure-R |  | 0.42 | 13 | 156 | 15 |  | Fixed | Roof
NJADRE1554348192 | Administratively Determined Incentive Program | Princeton Junction | 8550 | 12 | 11.34 | Residential | Behind the Meter | No | Net Metered Residential | Infinity Solar Systems | None | PSE&G | Accepted | 2023-07-25 | 2023-08-02 | 2024-08-02 | Solar Panels | REC Solar | REC420AA Pure-R |  | 0.42 | 7 | 156 | 22 |  | Fixed | Roof
NJADRE1554348861 | Administratively Determined Incentive Program | Camden | 8105 | 14 | 5.93 | Residential | Behind the Meter | Yes | Net Metered Residential | Sunrun Installation Services, Inc. | None | PSE&G | Accepted | 2023-07-25 | 2023-08-02 | 2024-08-02 | Inverters | Delta Electronics | E6-TL-US | 6000 |  | 1 |  |  | 0.975 |  | Outdoor | Next To Meter
NJADRE1554348861 | Administratively Determined Incentive Program | Camden | 8105 | 14 | 5.93 | Residential | Behind the Meter | Yes | Net Metered Residential | Sunrun Installation Services, Inc. | None | PSE&G | Accepted | 2023-07-25 | 2023-08-02 | 2024-08-02 | Solar Panels | Trina Solar | TSM-395DE09C.07 |  | 0.395 | 15 | 31 | 3 |  | Fixed | Roof
NJADRE1554349024 | Administratively Determined Incentive Program | Northfield | 8225 | 19 | 4.8 | Residential | Behind the Meter | Yes | Net Metered Residential | SunnyMac LLC | None | AC Electric | Accepted | 2023-07-25 | 2023-08-02 | 2024-08-02 | Solar Panels | HANWHA | Q.PEAK DUO BLK ML-G10+400 |  | 0.4 | 9 | 199 | 30 |  | Fixed | Roof
NJADRE1554349024 | Administratively Determined Incentive Program | Northfield | 8225 | 19 | 4.8 | Residential | Behind the Meter | Yes | Net Metered Residential | SunnyMac LLC | None | AC Electric | Accepted | 2023-07-25 | 2023-08-02 | 2024-08-02 | Solar Panels | HANWHA | Q.PEAK DUO BLK ML-G10+400 |  | 0.4 | 3 | 289 | 36 |  | Fixed | Roof
NJADRE1554349024 | Administratively Determined Incentive Program | Northfield | 8225 | 19 | 4.8 | Residential | Behind the Meter | Yes | Net Metered Residential | SunnyMac LLC | None | AC Electric | Accepted | 2023-07-25 | 2023-08-02 | 2024-08-02 | Inverters | Solaredge | SE5000H-US | 5000 |  | 1 |  |  | 0.99 |  | Outdoor | NEXT TO METER
NJADRE1554349024 | Administratively Determined Incentive Program | Northfield | 8225 | 19 | 4.8 | Residential | Behind the Meter | Yes | Net Metered Residential | SunnyMac LLC | None | AC Electric | Accepted | 2023-07-25 | 2023-08-02 | 2024-08-02 | Meters | SE-RGMTR-1D-240C-B | Solaredge |  |  | 1 |  |  |  | Yes | Outdoor
NJADRE1554349142 | Administratively Determined Incentive Program | Brick | 8724 | 18 | 6.3 | Residential | Behind the Meter | Yes | Net Metered Residential | EMT Renewables | None | JCP&L | Accepted | 2023-07-25 | 2023-08-02 | 2024-08-02 | Inverters | ENPHASE | IQ7x | 315 |  | 15 |  |  | 0.98 |  | Other | UNDER EACH PANEL
NJADRE1554349142 | Administratively Determined Incentive Program | Brick | 8724 | 18 | 6.3 | Residential | Behind the Meter | Yes | Net Metered Residential | EMT Renewables | None | JCP&L | Accepted | 2023-07-25 | 2023-08-02 | 2024-08-02 | Solar Panels | REC ALPHA | REC 420 |  | 0.42 | 9 | 141 | 29 |  | Fixed | Roof
NJADRE1554349142 | Administratively Determined Incentive Program | Brick | 8724 | 18 | 6.3 | Residential | Behind the Meter | Yes | Net Metered Residential | EMT Renewables | None | JCP&L | Accepted | 2023-07-25 | 2023-08-02 | 2024-08-02 | Solar Panels | REC ALPHA | REC 420 |  | 0.42 | 6 | 321 | 3 |  | Fixed | Roof
NJADRE1554349167 | Administratively Determined Incentive Program | Landing | 7850 | 3 | 9.72 | Residential | Behind the Meter | Yes | Net Metered Residential | Powur, PBC | None | JCP&L | Accepted | 2023-08-10 | 2023-08-23 | 2024-08-23 | Solar Panels | Rec Solar | Rec 405AA Pure |  | 0.405 | 15 | 241 | 24 |  | Fixed | Roof
NJADRE1554349167 | Administratively Determined Incentive Program | Landing | 7850 | 3 | 9.72 | Residential | Behind the Meter | Yes | Net Metered Residential | Powur, PBC | None | JCP&L | Accepted | 2023-08-10 | 2023-08-23 | 2024-08-23 | Solar Panels | Rec Solar | Rec 405AA Pure |  | 0.405 | 9 | 61 | 24 |  | Fixed | Roof
NJADRE1554349167 | Administratively Determined Incentive Program | Landing | 7850 | 3 | 9.72 | Residential | Behind the Meter | Yes | Net Metered Residential | Powur, PBC | None | JCP&L | Accepted | 2023-08-10 | 2023-08-23 | 2024-08-23 | Inverters | Enphase | IQ8M-72-2-US | 325 |  | 24 |  |  | 0.99 |  | Outside
NJADRE1554349190 | Administratively Determined Incentive Program | Brick | 8724 | 18 | 6.3 | Residential | Behind the Meter | Yes | Net Metered Residential | EMT Renewables | None | JCP&L | Accepted | 2023-07-25 | 2023-08-02 | 2024-08-02 | Inverters | ENPHASE | IQ7x | 315 |  | 15 |  |  | 0.98 |  | Other | UNDER EACH PANEL
NJADRE1554349190 | Administratively Determined Incentive Program | Brick | 8724 | 18 | 6.3 | Residential | Behind the Meter | Yes | Net Metered Residential | EMT Renewables | None | JCP&L | Accepted | 2023-07-25 | 2023-08-02 | 2024-08-02 | Solar Panels | REC ALPHA | REC 420 |  | 0.42 | 15 | 142 | 20 |  | Fixed | Roof
NJADRE1554349232 | Administratively Determined Incentive Program | Willingboro | 8046 | 13 | 3.7 | Residential | Behind the Meter | Yes | Net Metered Residential | Vision Solar LLC | None | PSE&G | Accepted | 2023-07-25 | 2023-08-02 | 2024-08-02 | Inverters | Solar Edge | SE3800H-USRGM | 4 |  | 1 |  |  | 0.97 |  | Outside
NJADRE1554349232 | Administratively Determined Incentive Program | Willingboro | 8046 | 13 | 3.7 | Residential | Behind the Meter | Yes | Net Metered Residential | Vision Solar LLC | None | PSE&G | Accepted | 2023-07-25 | 2023-08-02 | 2024-08-02 | Solar Panels | Znshine Solar | ZXM6-NH120-370/M |  | 0.37 | 10 | 214 | 20 |  | Fixed | Roof
NJADRE1554349241 | Administratively Determined Incentive Program | WILLINGBORO | 8046 | 13 | 9.13 | Residential | Behind the Meter | Yes | Net Metered Residential | SunPower Corporation, Systems | None | PSE&G | Accepted | 2023-07-25 | 2023-08-02 | 2024-08-02 | Solar Panels | HANWHA Q CELLS | Q.PEAK DUO BLK-G10+ 365 |  | 0.365 | 5 | 215 | 23 |  | Fixed | Roof
NJADRE1554349241 | Administratively Determined Incentive Program | WILLINGBORO | 8046 | 13 | 9.13 | Residential | Behind the Meter | Yes | Net Metered Residential | SunPower Corporation, Systems | None | PSE&G | Accepted | 2023-07-25 | 2023-08-02 | 2024-08-02 | Solar Panels | HANWHA Q CELLS | Q.PEAK DUO BLK-G10+ 365 |  | 0.365 | 20 | 215 | 42 |  | Fixed | Roof
NJADRE1554349241 | Administratively Determined Incentive Program | WILLINGBORO | 8046 | 13 | 9.13 | Residential | Behind the Meter | Yes | Net Metered Residential | SunPower Corporation, Systems | None | PSE&G | Accepted | 2023-07-25 | 2023-08-02 | 2024-08-02 | Inverters | Enphase | IQ7HS-66-M-US | 384 |  | 25 |  |  | 0.97 |  | Other | Under Each Panel
NJADRE1554349285 | Administratively Determined Incentive Program | GLEN ROCK | 7452 | 7 | 13.87 | Residential | Behind the Meter | Yes | Net Metered Residential | SunPower Corporation, Systems | None | PSE&G | Accepted | 2023-07-25 | 2023-08-02 | 2024-08-02 | Solar Panels | HANWHA Q CELLS | Q.PEAK DUO BLK-G10+ 365 |  | 0.365 | 6 | 251 | 22 |  | Fixed | Roof
NJADRE1554349285 | Administratively Determined Incentive Program | GLEN ROCK | 7452 | 7 | 13.87 | Residential | Behind the Meter | Yes | Net Metered Residential | SunPower Corporation, Systems | None | PSE&G | Accepted | 2023-07-25 | 2023-08-02 | 2024-08-02 | Solar Panels | HANWHA Q CELLS | Q.PEAK DUO BLK-G10+ 365 |  | 0.365 | 6 | 71 | 22 |  | Fixed | Roof
NJADRE1554349285 | Administratively Determined Incentive Program | GLEN ROCK | 7452 | 7 | 13.87 | Residential | Behind the Meter | Yes | Net Metered Residential | SunPower Corporation, Systems | None | PSE&G | Accepted | 2023-07-25 | 2023-08-02 | 2024-08-02 | Solar Panels | HANWHA Q CELLS | Q.PEAK DUO BLK-G10+ 365 |  | 0.365 | 2 | 251 | 22 |  | Fixed | Roof
NJADRE1554349285 | Administratively Determined Incentive Program | GLEN ROCK | 7452 | 7 | 13.87 | Residential | Behind the Meter | Yes | Net Metered Residential | SunPower Corporation, Systems | None | PSE&G | Accepted | 2023-07-25 | 2023-08-02 | 2024-08-02 | Solar Panels | HANWHA Q CELLS | Q.PEAK DUO BLK-G10+ 365 |  | 0.365 | 2 | 70 | 22 |  | Fixed | Roof
NJADRE1554349285 | Administratively Determined Incentive Program | GLEN ROCK | 7452 | 7 | 13.87 | Residential | Behind the Meter | Yes | Net Metered Residential | SunPower Corporation, Systems | None | PSE&G | Accepted | 2023-07-25 | 2023-08-02 | 2024-08-02 | Solar Panels | HANWHA Q CELLS | Q.PEAK DUO BLK-G10+ 365 |  | 0.365 | 10 | 251 | 13 |  | Fixed | Roof
NJADRE1554349285 | Administratively Determined Incentive Program | GLEN ROCK | 7452 | 7 | 13.87 | Residential | Behind the Meter | Yes | Net Metered Residential | SunPower Corporation, Systems | None | PSE&G | Accepted | 2023-07-25 | 2023-08-02 | 2024-08-02 | Solar Panels | HANWHA Q CELLS | Q.PEAK DUO BLK-G10+ 365 |  | 0.365 | 9 | 71 | 13 |  | Fixed | Roof
NJADRE1554349285 | Administratively Determined Incentive Program | GLEN ROCK | 7452 | 7 | 13.87 | Residential | Behind the Meter | Yes | Net Metered Residential | SunPower Corporation, Systems | None | PSE&G | Accepted | 2023-07-25 | 2023-08-02 | 2024-08-02 | Solar Panels | HANWHA Q CELLS | Q.PEAK DUO BLK-G10+ 365 |  | 0.365 | 3 | 71 | 10 |  | Fixed | Roof
NJADRE1554349285 | Administratively Determined Incentive Program | GLEN ROCK | 7452 | 7 | 13.87 | Residential | Behind the Meter | Yes | Net Metered Residential | SunPower Corporation, Systems | None | PSE&G | Accepted | 2023-07-25 | 2023-08-02 | 2024-08-02 | Inverters | Enphase | IQ7HS-66-M-US | 384 |  | 38 |  |  | 0.97 |  | Other | Under Each Panel
NJADRE1554349334 | Administratively Determined Incentive Program | Clifton | 7011 | 6 | 6.32 | Residential | Behind the Meter | Yes | Net Metered Residential | Sunrun Installation Services, Inc. | None | PSE&G | Accepted | 2023-07-25 | 2023-08-02 | 2024-08-02 | Inverters | Delta Electronics | E6-TL-US | 5760 |  | 1 |  |  | 0.96 |  | Outdoor | Next To Meter
NJADRE1554349334 | Administratively Determined Incentive Program | Clifton | 7011 | 6 | 6.32 | Residential | Behind the Meter | Yes | Net Metered Residential | Sunrun Installation Services, Inc. | None | PSE&G | Accepted | 2023-07-25 | 2023-08-02 | 2024-08-02 | Solar Panels | Trina Solar | TSM-395DE09C.07 |  | 0.395 | 16 | 152 | 22 |  | Fixed | Roof
NJADRE1554349349 | Administratively Determined Incentive Program | Whiting | 8759 | 18 | 3.51 | Residential | Behind the Meter | Yes | Net Metered Residential | Sunrun Installation Services, Inc. | None | JCP&L | Accepted | 2023-07-25 | 2023-08-02 | 2024-08-02 | Inverters | SolarEdge Technologies | SE3800H-USMN | 3800 |  | 1 |  |  | 0.96 |  | Outdoor | Next To Meter
NJADRE1554349349 | Administratively Determined Incentive Program | Whiting | 8759 | 18 | 3.51 | Residential | Behind the Meter | Yes | Net Metered Residential | Sunrun Installation Services, Inc. | None | JCP&L | Accepted | 2023-07-25 | 2023-08-02 | 2024-08-02 | Solar Panels | Trina Solar | TSM-390DE09C.07 |  | 0.39 | 3 | 300 | 21 |  | Fixed | Roof
NJADRE1554349349 | Administratively Determined Incentive Program | Whiting | 8759 | 18 | 3.51 | Residential | Behind the Meter | Yes | Net Metered Residential | Sunrun Installation Services, Inc. | None | JCP&L | Accepted | 2023-07-25 | 2023-08-02 | 2024-08-02 | Solar Panels | Trina Solar | TSM-390DE09C.07 |  | 0.39 | 6 | 120 | 21 |  | Fixed | Roof
NJADRE1554349361 | Administratively Determined Incentive Program | South Amboy | 8879 | 11 | 8.28 | Residential | Behind the Meter | No | Net Metered Residential | Tesla Energy Operations Inc | None | JCP&L | Accepted | 2023-07-25 | 2023-08-03 | 2024-08-03 | Electric Storage Battery | Tesla | AC Powerwall 2.0 |  |  | 1 |  |  |  | Lithium Ion |  | Outside
NJADRE1554349361 | Administratively Determined Incentive Program | South Amboy | 8879 | 11 | 8.28 | Residential | Behind the Meter | No | Net Metered Residential | Tesla Energy Operations Inc | None | JCP&L | Accepted | 2023-07-25 | 2023-08-03 | 2024-08-03 | Inverters | Tesla | 1538000-35-F | 7680 |  | 1 |  |  | 0.98 |  | Outside
NJADRE1554349361 | Administratively Determined Incentive Program | South Amboy | 8879 | 11 | 8.28 | Residential | Behind the Meter | No | Net Metered Residential | Tesla Energy Operations Inc | None | JCP&L | Accepted | 2023-07-25 | 2023-08-03 | 2024-08-03 | Solar Panels | Tesla | SR72T3R |  | 0.072 | 115 | 238 | 18 |  | Fixed | Roof
NJADRE1554349881 | Administratively Determined Incentive Program | Jersey City | 7304 | 8 | 4.4 | Residential | Behind the Meter | Yes | Net Metered Residential | Pro Custom Solar dba Momentum Solar | None | PSE&G | Accepted | 2023-07-25 | 2023-08-03 | 2024-08-03 | Solar Panels | hanwha | Â Q. PEAK DUO BLK-G10+400 |  | 0.4 | 11 | 35 | 8 |  | Fixed | Roof
NJADRE1554349881 | Administratively Determined Incentive Program | Jersey City | 7304 | 8 | 4.4 | Residential | Behind the Meter | Yes | Net Metered Residential | Pro Custom Solar dba Momentum Solar | None | PSE&G | Accepted | 2023-07-25 | 2023-08-03 | 2024-08-03 | Inverters | enphase | IQ8PLUS-72-2-US | 290 |  | 11 |  |  | 0.97 |  | Indoor
NJADRE1554349897 | Administratively Determined Incentive Program | MANSFIELD TWP BUR | 8022 | 13 | 5.93 | Residential | Behind the Meter | Yes | Net Metered Residential | Sunrun Installation Services, Inc. | None | PSE&G | Accepted | 2023-07-25 | 2023-08-03 | 2024-08-03 | Inverters | Delta Electronics | E6-TL-US | 6000 |  | 1 |  |  | 0.975 |  | Outdoor | Next To Meter
NJADRE1554349897 | Administratively Determined Incentive Program | MANSFIELD TWP BUR | 8022 | 13 | 5.93 | Residential | Behind the Meter | Yes | Net Metered Residential | Sunrun Installation Services, Inc. | None | PSE&G | Accepted | 2023-07-25 | 2023-08-03 | 2024-08-03 | Solar Panels | Trina Solar | TSM-395DE09C.07 |  | 0.395 | 6 | 139 | 26 |  | Fixed | Roof
NJADRE1554349897 | Administratively Determined Incentive Program | MANSFIELD TWP BUR | 8022 | 13 | 5.93 | Residential | Behind the Meter | Yes | Net Metered Residential | Sunrun Installation Services, Inc. | None | PSE&G | Accepted | 2023-07-25 | 2023-08-03 | 2024-08-03 | Solar Panels | Trina Solar | TSM-395DE09C.07 |  | 0.395 | 9 | 230 | 27 |  | Fixed | Roof
NJADRE1554349897 | Administratively Determined Incentive Program | MANSFIELD TWP BUR | 8022 | 13 | 5.93 | Residential | Behind the Meter | Yes | Net Metered Residential | Sunrun Installation Services, Inc. | None | PSE&G | Accepted | 2023-07-25 | 2023-08-03 | 2024-08-03 | Meters | Delta Electronics | E6-TL-US |  |  | 1 |  |  |  | Yes | Outdoor
NJADRE1554349901 | Administratively Determined Incentive Program | East Orange | 7106 | 9 | 3.7 | Residential | Behind the Meter | No | Net Metered Residential | Vision Solar LLC | None | PSE&G | Accepted | 2023-07-25 | 2023-08-03 | 2024-08-03 | Inverters | Solar Edge | SE3800H-USRGM | 4 |  | 1 |  |  | 0.97 |  | Outside
NJADRE1554349901 | Administratively Determined Incentive Program | East Orange | 7106 | 9 | 3.7 | Residential | Behind the Meter | No | Net Metered Residential | Vision Solar LLC | None | PSE&G | Accepted | 2023-07-25 | 2023-08-03 | 2024-08-03 | Solar Panels | Znshine Solar | ZXM6-NH120-370/M |  | 0.37 | 4 | 197 | 34 |  | Fixed | Roof
NJADRE1554349901 | Administratively Determined Incentive Program | East Orange | 7106 | 9 | 3.7 | Residential | Behind the Meter | No | Net Metered Residential | Vision Solar LLC | None | PSE&G | Accepted | 2023-07-25 | 2023-08-03 | 2024-08-03 | Solar Panels | Znshine Solar | ZXM6-NH120-370/M |  | 0.37 | 6 | 17 | 34 |  | Fixed | Roof
NJADRE1554349912 | Administratively Determined Incentive Program | Piscataway | 8854 | 11 | 5.14 | Residential | Behind the Meter | Yes | Net Metered Residential | Sunrun Installation Services, Inc. | None | PSE&G | Accepted | 2023-07-25 | 2023-08-03 | 2024-08-03 | Inverters | SolarEdge Technologies | SE3800H-USMN | 3800 |  | 1 |  |  | 0.96 |  | Outdoor | Next To Meter
NJADRE1554349912 | Administratively Determined Incentive Program | Piscataway | 8854 | 11 | 5.14 | Residential | Behind the Meter | Yes | Net Metered Residential | Sunrun Installation Services, Inc. | None | PSE&G | Accepted | 2023-07-25 | 2023-08-03 | 2024-08-03 | Solar Panels | Trina Solar | TSM-395DE09C.07 |  | 0.395 | 13 | 156 | 18 |  | Fixed | Roof
NJADRE1554349915 | Administratively Determined Incentive Program | Vineland | 8360 | 20 | 11.46 | Residential | Behind the Meter | Yes | Net Metered Residential | Big Solar Energy, LLC | None | Vineland Muni Electric | Accepted | 2023-07-25 | 2023-08-03 | 2024-08-03 | Inverters | SOLAREDGE | SE7600H-US ENERGY HUB (240V) | 32 |  | 1 |  |  | 0.992 |  | Outdoor
NJADRE1554349915 | Administratively Determined Incentive Program | Vineland | 8360 | 20 | 11.46 | Residential | Behind the Meter | Yes | Net Metered Residential | Big Solar Energy, LLC | None | Vineland Muni Electric | Accepted | 2023-07-25 | 2023-08-03 | 2024-08-03 | Solar Panels | JA SOLAR | JAM72S09-395 |  | 0.395 | 5 | 127 | 23 |  | Fixed | Roof
NJADRE1554349915 | Administratively Determined Incentive Program | Vineland | 8360 | 20 | 11.46 | Residential | Behind the Meter | Yes | Net Metered Residential | Big Solar Energy, LLC | None | Vineland Muni Electric | Accepted | 2023-07-25 | 2023-08-03 | 2024-08-03 | Solar Panels | JA Solar | JAM72S09-395 |  | 0.395 | 24 | 307 | 23 |  | Fixed | Roof
NJADRE1554349932 | Administratively Determined Incentive Program | Perth Amboy | 8861 | 11 | 7.67 | Residential | Behind the Meter | No | Net Metered Residential | Zenergy Solar | None | PSE&G | Accepted | 2023-09-05 | 2023-09-25 | 2024-09-25 | Inverters | Enphase | IQ7PLUS | 290 |  | 21 |  |  | 0.99 |  | Outdoor
NJADRE1554349932 | Administratively Determined Incentive Program | Perth Amboy | 8861 | 11 | 7.67 | Residential | Behind the Meter | No | Net Metered Residential | Zenergy Solar | None | PSE&G | Accepted | 2023-09-05 | 2023-09-25 | 2024-09-25 | Solar Panels | Hanwha | Q.PEAK DUO BLK-G10+365 |  | 0.365 | 21 | 20 | 12 |  | Fixed | Roof
NJADRE1554349979 | Administratively Determined Incentive Program | Teaneck | 7666 | 7 | 7.51 | Residential | Behind the Meter | Yes | Net Metered Residential | Sunrun Installation Services, Inc. | None | PSE&G | Accepted | 2023-07-25 | 2023-08-03 | 2024-08-03 | Inverters | SolarEdge Technologies | SE6000H-USSN | 6000 |  | 1 |  |  | 0.99 |  | Outdoor
NJADRE1554349979 | Administratively Determined Incentive Program | Teaneck | 7666 | 7 | 7.51 | Residential | Behind the Meter | Yes | Net Metered Residential | Sunrun Installation Services, Inc. | None | PSE&G | Accepted | 2023-07-25 | 2023-08-03 | 2024-08-03 | Solar Panels | Trina Solar | TSM-395DE09C.07 |  | 0.395 | 11 | 203 | 45 |  | Fixed | Roof
NJADRE1554349979 | Administratively Determined Incentive Program | Teaneck | 7666 | 7 | 7.51 | Residential | Behind the Meter | Yes | Net Metered Residential | Sunrun Installation Services, Inc. | None | PSE&G | Accepted | 2023-07-25 | 2023-08-03 | 2024-08-03 | Solar Panels | Trina Solar | TSM-395DE09C.07 |  | 0.395 | 5 | 113 | 35 |  | Fixed | Roof
NJADRE1554349979 | Administratively Determined Incentive Program | Teaneck | 7666 | 7 | 7.51 | Residential | Behind the Meter | Yes | Net Metered Residential | Sunrun Installation Services, Inc. | None | PSE&G | Accepted | 2023-07-25 | 2023-08-03 | 2024-08-03 | Solar Panels | Trina Solar | TSM-395DE09C.07 |  | 0.395 | 3 | 293 | 12 |  | Fixed | Roof
NJADRE1554350080 | Administratively Determined Incentive Program | North Bergen Township | 7047 | 8 | 11.78 | Residential | Behind the Meter | Yes | Net Metered Residential | Freedom Forever New Jersey LLC | None | PSE&G | Accepted | 2023-07-25 | 2023-08-03 | 2024-08-03 | Inverters | Solar Edge | SE10000H-USRGM | 10000 |  | 1 |  |  | 0.99 |  | Outdoor
NJADRE1554350080 | Administratively Determined Incentive Program | North Bergen Township | 7047 | 8 | 11.78 | Residential | Behind the Meter | Yes | Net Metered Residential | Freedom Forever New Jersey LLC | None | PSE&G | Accepted | 2023-07-25 | 2023-08-03 | 2024-08-03 | Solar Panels | JInko Solar | JKM380M-6RL3-B |  | 0.38 | 5 | 303 | 25 |  | Fixed | Roof
NJADRE1554350080 | Administratively Determined Incentive Program | North Bergen Township | 7047 | 8 | 11.78 | Residential | Behind the Meter | Yes | Net Metered Residential | Freedom Forever New Jersey LLC | None | PSE&G | Accepted | 2023-07-25 | 2023-08-03 | 2024-08-03 | Solar Panels | JInko Solar | JKM380M-6RL3-B |  | 0.38 | 17 | 33 | 25 |  | Fixed | Roof
NJADRE1554350080 | Administratively Determined Incentive Program | North Bergen Township | 7047 | 8 | 11.78 | Residential | Behind the Meter | Yes | Net Metered Residential | Freedom Forever New Jersey LLC | None | PSE&G | Accepted | 2023-07-25 | 2023-08-03 | 2024-08-03 | Solar Panels | JInko Solar | JKM380M-6RL3-B |  | 0.38 | 5 | 123 | 25 |  | Fixed | Roof
NJADRE1554350080 | Administratively Determined Incentive Program | North Bergen Township | 7047 | 8 | 11.78 | Residential | Behind the Meter | Yes | Net Metered Residential | Freedom Forever New Jersey LLC | None | PSE&G | Accepted | 2023-07-25 | 2023-08-03 | 2024-08-03 | Solar Panels | JInko Solar | JKM380M-6RL3-B |  | 0.38 | 4 | 213 | 25 |  | Fixed | Roof
NJADRE1554350106 | Administratively Determined Incentive Program | Hillside Township | 7205 | 10 | 9.88 | Residential | Behind the Meter | Yes | Net Metered Residential | Freedom Forever New Jersey LLC | None | PSE&G | Accepted | 2023-07-25 | 2023-08-03 | 2024-08-03 | Inverters | Solar Edge | SE7600H-USRGM | 7600 |  | 1 |  |  | 0.99 |  | Outdoor
NJADRE1554350106 | Administratively Determined Incentive Program | Hillside Township | 7205 | 10 | 9.88 | Residential | Behind the Meter | Yes | Net Metered Residential | Freedom Forever New Jersey LLC | None | PSE&G | Accepted | 2023-07-25 | 2023-08-03 | 2024-08-03 | Solar Panels | JInko Solar | JKM380M-6RL3-B |  | 0.38 | 13 | 223 | 45 |  | Fixed | Roof
NJADRE1554350106 | Administratively Determined Incentive Program | Hillside Township | 7205 | 10 | 9.88 | Residential | Behind the Meter | Yes | Net Metered Residential | Freedom Forever New Jersey LLC | None | PSE&G | Accepted | 2023-07-25 | 2023-08-03 | 2024-08-03 | Solar Panels | JInko Solar | JKM380M-6RL3-B |  | 0.38 | 13 | 43 | 27 |  | Fixed | Roof
NJADRE1554350113 | Administratively Determined Incentive Program | IRVINGTON TOWN | 7111 | 9 | 4.68 | Residential | Behind the Meter | Yes | Net Metered Residential | Sunrun Installation Services, Inc. | None | PSE&G | Accepted | 2023-07-25 | 2023-08-03 | 2024-08-03 | Inverters | SolarEdge Technologies | SE3800H-USMN | 3800 |  | 1 |  |  | 0.99 |  | Outdoor | Next To Meter
NJADRE1554350113 | Administratively Determined Incentive Program | IRVINGTON TOWN | 7111 | 9 | 4.68 | Residential | Behind the Meter | Yes | Net Metered Residential | Sunrun Installation Services, Inc. | None | PSE&G | Accepted | 2023-07-25 | 2023-08-03 | 2024-08-03 | Solar Panels | Trina Solar | TSM-390DE09C.07 |  | 0.39 | 12 | 227 | 20 |  | Fixed | Roof
NJADRE1554350438 | Administratively Determined Incentive Program | Plainfield City, | 7060 | 10 | 9.09 | Residential | Behind the Meter | Yes | Net Metered Residential | Sunrun Installation Services, Inc. | None | PSE&G | Accepted | 2023-07-25 | 2023-08-03 | 2024-08-03 | Inverters | SolarEdge Technologies | SE7600H-USSN | 7600 |  | 1 |  |  | 0.96 |  | Outdoor | Next To Meter
NJADRE1554350438 | Administratively Determined Incentive Program | Plainfield City, | 7060 | 10 | 9.09 | Residential | Behind the Meter | Yes | Net Metered Residential | Sunrun Installation Services, Inc. | None | PSE&G | Accepted | 2023-07-25 | 2023-08-03 | 2024-08-03 | Solar Panels | Trina Solar | TSM-395DE09C.07 |  | 0.395 | 4 | 42 | 29 |  | Fixed | Roof
NJADRE1554350438 | Administratively Determined Incentive Program | Plainfield City, | 7060 | 10 | 9.09 | Residential | Behind the Meter | Yes | Net Metered Residential | Sunrun Installation Services, Inc. | None | PSE&G | Accepted | 2023-07-25 | 2023-08-03 | 2024-08-03 | Solar Panels | Trina Solar | TSM-395DE09C.07 |  | 0.395 | 2 | 222 | 29 |  | Fixed | Roof
NJADRE1554350438 | Administratively Determined Incentive Program | Plainfield City, | 7060 | 10 | 9.09 | Residential | Behind the Meter | Yes | Net Metered Residential | Sunrun Installation Services, Inc. | None | PSE&G | Accepted | 2023-07-25 | 2023-08-03 | 2024-08-03 | Solar Panels | Trina Solar | TSM-395DE09C.07 |  | 0.395 | 6 | 312 | 32 |  | Fixed | Roof
NJADRE1554350438 | Administratively Determined Incentive Program | Plainfield City, | 7060 | 10 | 9.09 | Residential | Behind the Meter | Yes | Net Metered Residential | Sunrun Installation Services, Inc. | None | PSE&G | Accepted | 2023-07-25 | 2023-08-03 | 2024-08-03 | Solar Panels | Trina Solar | TSM-395DE09C.07 |  | 0.395 | 3 | 132 | 32 |  | Fixed | Roof
NJADRE1554350438 | Administratively Determined Incentive Program | Plainfield City, | 7060 | 10 | 9.09 | Residential | Behind the Meter | Yes | Net Metered Residential | Sunrun Installation Services, Inc. | None | PSE&G | Accepted | 2023-07-25 | 2023-08-03 | 2024-08-03 | Solar Panels | Trina Solar | TSM-395DE09C.07 |  | 0.395 | 8 | 131 | 8 |  | Fixed | Roof
NJADRE1554350457 | Administratively Determined Incentive Program | PISCATAWAY TWP | 8854 | 11 | 8.3 | Residential | Behind the Meter | Yes | Net Metered Residential | Sunrun Installation Services, Inc. | None | PSE&G | Accepted | 2023-07-25 | 2023-08-03 | 2024-08-03 | Inverters | SolarEdge Technologies | SE6000H-USSN | 6000 |  | 1 |  |  | 0.99 |  | Outdoor | Next To Meter
NJADRE1554350457 | Administratively Determined Incentive Program | PISCATAWAY TWP | 8854 | 11 | 8.3 | Residential | Behind the Meter | Yes | Net Metered Residential | Sunrun Installation Services, Inc. | None | PSE&G | Accepted | 2023-07-25 | 2023-08-03 | 2024-08-03 | Solar Panels | Trina Solar | TSM-395DE09C.07 |  | 0.395 | 21 | 165 | 23 |  | Fixed | Roof
NJADRE1554350468 | Administratively Determined Incentive Program | WEST ORANGE TWP | 7052 | 9 | 9.09 | Residential | Behind the Meter | Yes | Net Metered Residential | Sunrun Installation Services, Inc. | None | PSE&G | Accepted | 2023-07-25 | 2023-08-03 | 2024-08-03 | Inverters | SolarEdge Technologies | SE3800H-USMN | 3800 |  | 2 |  |  | 0.99 |  | Outdoor | Next To Meter
NJADRE1554350468 | Administratively Determined Incentive Program | WEST ORANGE TWP | 7052 | 9 | 9.09 | Residential | Behind the Meter | Yes | Net Metered Residential | Sunrun Installation Services, Inc. | None | PSE&G | Accepted | 2023-07-25 | 2023-08-03 | 2024-08-03 | Solar Panels | Trina Solar | TSM-395DE09C.07 |  | 0.395 | 6 | 294 | 28 |  | Fixed | Roof
NJADRE1554350468 | Administratively Determined Incentive Program | WEST ORANGE TWP | 7052 | 9 | 9.09 | Residential | Behind the Meter | Yes | Net Metered Residential | Sunrun Installation Services, Inc. | None | PSE&G | Accepted | 2023-07-25 | 2023-08-03 | 2024-08-03 | Solar Panels | Trina Solar | TSM-395DE09C.07 |  | 0.395 | 3 | 114 | 28 |  | Fixed | Roof
NJADRE1554350468 | Administratively Determined Incentive Program | WEST ORANGE TWP | 7052 | 9 | 9.09 | Residential | Behind the Meter | Yes | Net Metered Residential | Sunrun Installation Services, Inc. | None | PSE&G | Accepted | 2023-07-25 | 2023-08-03 | 2024-08-03 | Solar Panels | Trina Solar | TSM-395DE09C.07 |  | 0.395 | 2 | 114 | 28 |  | Fixed | Roof
NJADRE1554350468 | Administratively Determined Incentive Program | WEST ORANGE TWP | 7052 | 9 | 9.09 | Residential | Behind the Meter | Yes | Net Metered Residential | Sunrun Installation Services, Inc. | None | PSE&G | Accepted | 2023-07-25 | 2023-08-03 | 2024-08-03 | Solar Panels | Trina Solar | TSM-395DE09C.07 |  | 0.395 | 12 | 203 | 40 |  | Fixed | Roof
NJADRE1554353694 | Administratively Determined Incentive Program | Sicklerville NJ | 8081 | 14 | 11.2 | Residential | Behind the Meter | Yes | Net Metered Residential | Suntuity Solar LLC | None | AC Electric | Accepted | 2023-07-26 | 2023-08-03 | 2024-08-03 | Inverters | (28) ENPHASE | IQ8PLUS-72-2-US | 290 |  | 28 |  |  | 0.97 |  | Outdoor | Behind the PV modules
NJADRE1554353694 | Administratively Determined Incentive Program | Sicklerville NJ | 8081 | 14 | 11.2 | Residential | Behind the Meter | Yes | Net Metered Residential | Suntuity Solar LLC | None | AC Electric | Accepted | 2023-07-26 | 2023-08-03 | 2024-08-03 | Solar Panels | (28) SILFAB | PRIME SIL-400 HC+ |  | 0.4 | 9 | 268 | 23 |  | Fixed | Roof
NJADRE1554353694 | Administratively Determined Incentive Program | Sicklerville NJ | 8081 | 14 | 11.2 | Residential | Behind the Meter | Yes | Net Metered Residential | Suntuity Solar LLC | None | AC Electric | Accepted | 2023-07-26 | 2023-08-03 | 2024-08-03 | Solar Panels | (28) SILFAB | PRIME SIL-400 HC+ |  | 0.4 | 6 | 89 | 23 |  | Fixed | Roof
NJADRE1554353694 | Administratively Determined Incentive Program | Sicklerville NJ | 8081 | 14 | 11.2 | Residential | Behind the Meter | Yes | Net Metered Residential | Suntuity Solar LLC | None | AC Electric | Accepted | 2023-07-26 | 2023-08-03 | 2024-08-03 | Solar Panels | (28) SILFAB | PRIME SIL-400 HC+ |  | 0.4 | 10 | 88 | 23 |  | Fixed | Roof
NJADRE1554353694 | Administratively Determined Incentive Program | Sicklerville NJ | 8081 | 14 | 11.2 | Residential | Behind the Meter | Yes | Net Metered Residential | Suntuity Solar LLC | None | AC Electric | Accepted | 2023-07-26 | 2023-08-03 | 2024-08-03 | Solar Panels | (28) SILFAB | PRIME SIL-400 HC+ |  | 0.4 | 3 | 269 | 23 |  | Fixed | Roof
NJADRE1554353742 | Administratively Determined Incentive Program | Blairstown | 7825 | 2 | 6.15 | Residential | Behind the Meter | No | Net Metered Residential | EMT Renewables | None | JCP&L | Accepted | 2023-07-26 | 2023-08-03 | 2024-08-03 | Inverters | ENPHASE | IQ8+ | 290 |  | 15 |  |  | 0.98 |  | Other | UNDER EACH PANEL
NJADRE1554353742 | Administratively Determined Incentive Program | Blairstown | 7825 | 2 | 6.15 | Residential | Behind the Meter | No | Net Metered Residential | EMT Renewables | None | JCP&L | Accepted | 2023-07-26 | 2023-08-03 | 2024-08-03 | Solar Panels | SEG SOLAR | SIV 410 |  | 0.41 | 13 | 83 | 18 |  | Fixed | Roof
NJADRE1554353742 | Administratively Determined Incentive Program | Blairstown | 7825 | 2 | 6.15 | Residential | Behind the Meter | No | Net Metered Residential | EMT Renewables | None | JCP&L | Accepted | 2023-07-26 | 2023-08-03 | 2024-08-03 | Solar Panels | SEG SOLAR | SIV 410 |  | 0.41 | 2 | 83 | 24 |  | Fixed | Roof
NJADRE1554353750 | Administratively Determined Incentive Program | Bridgwater | 8807 | 5 | 4.8 | Commercial | Behind the Meter | No | Small Net-Metered Non-Residential located on Rooftop, Carport, Canopy and Floating Solar | Maier Solar Engineering dba Solar Me | None | PSE&G | Accepted | 2023-07-26 | 2023-08-03 | 2024-08-03 | Inverters | Enphase | IQ8+ | 290 |  | 12 |  |  | 0.96 |  | Outdoor | Next to meter
NJADRE1554353750 | Administratively Determined Incentive Program | Bridgwater | 8807 | 5 | 4.8 | Commercial | Behind the Meter | No | Small Net-Metered Non-Residential located on Rooftop, Carport, Canopy and Floating Solar | Maier Solar Engineering dba Solar Me | None | PSE&G | Accepted | 2023-07-26 | 2023-08-03 | 2024-08-03 | Solar Panels | Hanwha | Q.PEAK ML-G10+400W |  | 0.4 | 12 | 188 | 10 |  | Fixed | Roof
NJADRE1554353774 | Administratively Determined Incentive Program | Delran Twp | 8075 | 13 | 11.2 | Residential | Behind the Meter | Yes | Net Metered Residential | SunnyMac LLC | None | PSE&G | Accepted | 2023-07-26 | 2023-08-03 | 2024-08-03 | Solar Panels | HANWHA | Q.PEAK DUO BLK ML-G10+400 |  | 0.4 | 3 | 159 | 20 |  | Fixed | Roof
NJADRE1554353774 | Administratively Determined Incentive Program | Delran Twp | 8075 | 13 | 11.2 | Residential | Behind the Meter | Yes | Net Metered Residential | SunnyMac LLC | None | PSE&G | Accepted | 2023-07-26 | 2023-08-03 | 2024-08-03 | Solar Panels | HANWHA | Q.PEAK DUO BLK ML-G10+400 |  | 0.4 | 6 | 159 | 19 |  | Fixed | Roof
NJADRE1554353774 | Administratively Determined Incentive Program | Delran Twp | 8075 | 13 | 11.2 | Residential | Behind the Meter | Yes | Net Metered Residential | SunnyMac LLC | None | PSE&G | Accepted | 2023-07-26 | 2023-08-03 | 2024-08-03 | Solar Panels | HANWHA | Q.PEAK DUO BLK ML-G10+400 |  | 0.4 | 8 | 249 | 19 |  | Fixed | Roof
NJADRE1554353774 | Administratively Determined Incentive Program | Delran Twp | 8075 | 13 | 11.2 | Residential | Behind the Meter | Yes | Net Metered Residential | SunnyMac LLC | None | PSE&G | Accepted | 2023-07-26 | 2023-08-03 | 2024-08-03 | Solar Panels | HANWHA | Q.PEAK DUO BLK ML-G10+400 |  | 0.4 | 3 | 249 | 20 |  | Fixed | Roof
NJADRE1554353774 | Administratively Determined Incentive Program | Delran Twp | 8075 | 13 | 11.2 | Residential | Behind the Meter | Yes | Net Metered Residential | SunnyMac LLC | None | PSE&G | Accepted | 2023-07-26 | 2023-08-03 | 2024-08-03 | Solar Panels | HANWHA | Q.PEAK DUO BLK ML-G10+400 |  | 0.4 | 5 | 69 | 20 |  | Fixed | Roof
NJADRE1554353774 | Administratively Determined Incentive Program | Delran Twp | 8075 | 13 | 11.2 | Residential | Behind the Meter | Yes | Net Metered Residential | SunnyMac LLC | None | PSE&G | Accepted | 2023-07-26 | 2023-08-03 | 2024-08-03 | Solar Panels | HANWHA | Q.PEAK DUO BLK ML-G10+400 |  | 0.4 | 3 | 339 | 20 |  | Fixed | Roof
NJADRE1554353774 | Administratively Determined Incentive Program | Delran Twp | 8075 | 13 | 11.2 | Residential | Behind the Meter | Yes | Net Metered Residential | SunnyMac LLC | None | PSE&G | Accepted | 2023-07-26 | 2023-08-03 | 2024-08-03 | Inverters | Solaredge | SE 10000H-US | 10000 |  | 1 |  |  | 0.99 |  | Outdoor | NEXT TO METER
NJADRE1554353830 | Administratively Determined Incentive Program | Brigantine | 8203 | 19 | 6.29 | Residential | Behind the Meter | No | Net Metered Residential | Vision Solar LLC | None | AC Electric | Accepted | 2023-07-26 | 2023-08-03 | 2024-08-03 | Inverters | Solaredge | SE6000H-USRGM | 6 |  | 1 |  |  | 0.97 |  | Outdoor | side of house
NJADRE1554353830 | Administratively Determined Incentive Program | Brigantine | 8203 | 19 | 6.29 | Residential | Behind the Meter | No | Net Metered Residential | Vision Solar LLC | None | AC Electric | Accepted | 2023-07-26 | 2023-08-03 | 2024-08-03 | Solar Panels | ZNSHINE | ZXM6-NH120-370/M |  | 0.37 | 17 | 234 | 18 |  | Fixed | Roof
NJADRE1554353864 | Administratively Determined Incentive Program | Bayonne City, | 7002 | 8 | 4.4 | Residential | Behind the Meter | Yes | Net Metered Residential | Suntuity Solar LLC | None | PSE&G | Accepted | 2023-07-26 | 2023-08-03 | 2024-08-03 | Inverters | ENPHASE | IQ8PLUS-72-2-US | 290 |  | 11 |  |  | 0.97 |  | Outdoor | Behind the PV modules
NJADRE1554353864 | Administratively Determined Incentive Program | Bayonne City, | 7002 | 8 | 4.4 | Residential | Behind the Meter | Yes | Net Metered Residential | Suntuity Solar LLC | None | PSE&G | Accepted | 2023-07-26 | 2023-08-03 | 2024-08-03 | Solar Panels | SILFAB PRIME | SIL-400 HC+ |  | 0.4 | 11 | 213 | 45 |  | Fixed | Roof
NJADRE1554353871 | Administratively Determined Incentive Program | SICKLERVILLE | 8081 | 14 | 7.11 | Residential | Behind the Meter | Yes | Net Metered Residential | Sunrun Installation Services, Inc. | None | AC Electric | Accepted | 2023-07-26 | 2023-08-03 | 2024-08-03 | Inverters | SolarEdge Technologies | SE6000H-USSN | 6000 |  | 1 |  |  | 0.99 |  | Outdoor | Next To Meter
NJADRE1554353871 | Administratively Determined Incentive Program | SICKLERVILLE | 8081 | 14 | 7.11 | Residential | Behind the Meter | Yes | Net Metered Residential | Sunrun Installation Services, Inc. | None | AC Electric | Accepted | 2023-07-26 | 2023-08-03 | 2024-08-03 | Solar Panels | Trina Solar | TSM-395DE09C.07 |  | 0.395 | 18 | 255 | 22 |  | Fixed | Roof
NJADRE1554353935 | Administratively Determined Incentive Program | Plainsboro | 8536 | 11 | 4.05 | Residential | Behind the Meter | Yes | Net Metered Residential | Trinity Solar | None | PSE&G | Accepted | 2023-07-26 | 2023-08-03 | 2024-08-03 | Solar Panels | HANWHA 405 (Q.PEAK DUO BLK ML-G10+ 405) | HANWHA 405 (Q.PEAK DUO BLK ML-G10+ 405) |  | 0.405 | 10 | 168 | 34 |  | Fixed | Roof
NJADRE1554353935 | Administratively Determined Incentive Program | Plainsboro | 8536 | 11 | 4.05 | Residential | Behind the Meter | Yes | Net Metered Residential | Trinity Solar | None | PSE&G | Accepted | 2023-07-26 | 2023-08-03 | 2024-08-03 | Inverters | Solar Edge | SE3000H-US | 3000 |  | 1 |  |  | 0.97 |  | Outside
NJADRE1554353958 | Administratively Determined Incentive Program | Marlboro | 7746 | 17 | 10.94 | Residential | Behind the Meter | No | Net Metered Residential | Tesla Energy Operations Inc | None | JCP&L | Accepted | 2023-07-26 | 2023-08-04 | 2024-08-04 | Inverters | Tesla | 1538000-45-A | 7600 |  | 1 |  |  | 0.98 |  | Indoor
NJADRE1554353958 | Administratively Determined Incentive Program | Marlboro | 7746 | 17 | 10.94 | Residential | Behind the Meter | No | Net Metered Residential | Tesla Energy Operations Inc | None | JCP&L | Accepted | 2023-07-26 | 2023-08-04 | 2024-08-04 | Inverters | Tesla | 1538000-45-A | 3800 |  | 1 |  |  | 0.98 |  | Indoor
NJADRE1554353958 | Administratively Determined Incentive Program | Marlboro | 7746 | 17 | 10.94 | Residential | Behind the Meter | No | Net Metered Residential | Tesla Energy Operations Inc | None | JCP&L | Accepted | 2023-07-26 | 2023-08-04 | 2024-08-04 | Solar Panels | Hanwha | Hanwha # Q.PEAK DUO BLK ML-G10+/TS 405 |  | 0.405 | 7 | 129 | 23 |  | Fixed | Roof
NJADRE1554353958 | Administratively Determined Incentive Program | Marlboro | 7746 | 17 | 10.94 | Residential | Behind the Meter | No | Net Metered Residential | Tesla Energy Operations Inc | None | JCP&L | Accepted | 2023-07-26 | 2023-08-04 | 2024-08-04 | Solar Panels | Hanwha | Hanwha # Q.PEAK DUO BLK ML-G10+/TS 405 |  | 0.405 | 6 | 39 | 23 |  | Fixed | Roof
NJADRE1554353958 | Administratively Determined Incentive Program | Marlboro | 7746 | 17 | 10.94 | Residential | Behind the Meter | No | Net Metered Residential | Tesla Energy Operations Inc | None | JCP&L | Accepted | 2023-07-26 | 2023-08-04 | 2024-08-04 | Solar Panels | Hanwha | Hanwha # Q.PEAK DUO BLK ML-G10+/TS 405 |  | 0.405 | 3 | 309 | 23 |  | Fixed | Roof
NJADRE1554353958 | Administratively Determined Incentive Program | Marlboro | 7746 | 17 | 10.94 | Residential | Behind the Meter | No | Net Metered Residential | Tesla Energy Operations Inc | None | JCP&L | Accepted | 2023-07-26 | 2023-08-04 | 2024-08-04 | Solar Panels | Hanwha | Hanwha # Q.PEAK DUO BLK ML-G10+/TS 405 |  | 0.405 | 11 | 129 | 23 |  | Fixed | Roof
NJADRE1554353991 | Administratively Determined Incentive Program | Sussex | 7461 | 1 | 3.7 | Residential | Behind the Meter | No | Net Metered Residential | Vision Solar LLC | None | Sussex Rural | Accepted | 2023-07-28 | 2023-08-07 | 2024-08-07 | Inverters | Solaredge | SE3800H-USRGM | 4 |  | 1 |  |  | 0.97 |  | Outdoor | side of house
NJADRE1554353991 | Administratively Determined Incentive Program | Sussex | 7461 | 1 | 3.7 | Residential | Behind the Meter | No | Net Metered Residential | Vision Solar LLC | None | Sussex Rural | Accepted | 2023-07-28 | 2023-08-07 | 2024-08-07 | Solar Panels | ZNSHINE | ZXM6-NH120-370/M |  | 0.37 | 10 | 130 | 27 |  | Fixed | Roof
NJADRE1554354017 | Administratively Determined Incentive Program | Berlin | 8009 | 14 | 16.81 | Residential | Behind the Meter | Yes | Net Metered Residential | EMT Renewables | None | AC Electric | Accepted | 2023-07-26 | 2023-08-07 | 2024-08-07 | Inverters | ENPHASE | IQ8+ | 290 |  | 41 |  |  | 0.98 |  | Other | UNDER EACH PANEL
NJADRE1554354017 | Administratively Determined Incentive Program | Berlin | 8009 | 14 | 16.81 | Residential | Behind the Meter | Yes | Net Metered Residential | EMT Renewables | None | AC Electric | Accepted | 2023-07-26 | 2023-08-07 | 2024-08-07 | Solar Panels | SEG SOLAR | SIV 410 |  | 0.41 | 6 | 132 | 11 |  | Fixed | Roof
NJADRE1554354017 | Administratively Determined Incentive Program | Berlin | 8009 | 14 | 16.81 | Residential | Behind the Meter | Yes | Net Metered Residential | EMT Renewables | None | AC Electric | Accepted | 2023-07-26 | 2023-08-07 | 2024-08-07 | Solar Panels | SEG SOLAR | SIV 410 |  | 0.41 | 10 | 42 | 11 |  | Fixed | Roof
NJADRE1554354017 | Administratively Determined Incentive Program | Berlin | 8009 | 14 | 16.81 | Residential | Behind the Meter | Yes | Net Metered Residential | EMT Renewables | None | AC Electric | Accepted | 2023-07-26 | 2023-08-07 | 2024-08-07 | Solar Panels | SEG SOLAR | SIV 410 |  | 0.41 | 12 | 42 | 22 |  | Fixed | Roof
NJADRE1554354017 | Administratively Determined Incentive Program | Berlin | 8009 | 14 | 16.81 | Residential | Behind the Meter | Yes | Net Metered Residential | EMT Renewables | None | AC Electric | Accepted | 2023-07-26 | 2023-08-07 | 2024-08-07 | Solar Panels | SEG SOLAR | SIV 410 |  | 0.41 | 13 | 222 | 22 |  | Fixed | Roof
NJADRE1554354027 | Administratively Determined Incentive Program | CHERRY HILL TWP | 8002 | 14 | 8.74 | Residential | Behind the Meter | Yes | Net Metered Residential | Freedom Forever New Jersey LLC | None | PSE&G | Accepted | 2023-07-26 | 2023-08-04 | 2024-08-04 | Inverters | Solar Edge | SE7600H-USRGM | 7600 |  | 1 |  |  | 0.99 |  | Outdoor
NJADRE1554354027 | Administratively Determined Incentive Program | CHERRY HILL TWP | 8002 | 14 | 8.74 | Residential | Behind the Meter | Yes | Net Metered Residential | Freedom Forever New Jersey LLC | None | PSE&G | Accepted | 2023-07-26 | 2023-08-04 | 2024-08-04 | Solar Panels | Jinko Solar | JKM380M-6RL3-B |  | 0.38 | 9 | 170 | 18 |  | Fixed | Roof
NJADRE1554354027 | Administratively Determined Incentive Program | CHERRY HILL TWP | 8002 | 14 | 8.74 | Residential | Behind the Meter | Yes | Net Metered Residential | Freedom Forever New Jersey LLC | None | PSE&G | Accepted | 2023-07-26 | 2023-08-04 | 2024-08-04 | Solar Panels | Jinko Solar | JKM380M-6RL3-B |  | 0.38 | 9 | 260 | 18 |  | Fixed | Roof
NJADRE1554354027 | Administratively Determined Incentive Program | CHERRY HILL TWP | 8002 | 14 | 8.74 | Residential | Behind the Meter | Yes | Net Metered Residential | Freedom Forever New Jersey LLC | None | PSE&G | Accepted | 2023-07-26 | 2023-08-04 | 2024-08-04 | Solar Panels | JInko Solar | JKM380M-6RL3-B |  | 0.38 | 5 | 80 | 19 |  | Fixed | Roof
NJADRE1554354050 | Administratively Determined Incentive Program | WILLINGBORO | 8046 | 13 | 8.4 | Residential | Behind the Meter | Yes | Net Metered Residential | Sunny Mac LLC | None | PSE&G | Accepted | 2023-08-09 | 2023-09-01 | 2024-09-01 | Inverters | SolarEdge Technologies Inc. | SE7600H-US000BNI4 (Inverter) | 7600 |  | 1 |  |  | 0.99 |  | Outside
NJADRE1554354050 | Administratively Determined Incentive Program | WILLINGBORO | 8046 | 13 | 8.4 | Residential | Behind the Meter | Yes | Net Metered Residential | Sunny Mac LLC | None | PSE&G | Accepted | 2023-08-09 | 2023-09-01 | 2024-09-01 | Meters | SolarEdge Technologies Inc. | SolarEdge Built-in Consumption Monitor (BEI4, BNI4, BNC |  |  | 1 |  |  |  | Yes
NJADRE1554354050 | Administratively Determined Incentive Program | WILLINGBORO | 8046 | 13 | 8.4 | Residential | Behind the Meter | Yes | Net Metered Residential | Sunny Mac LLC | None | PSE&G | Accepted | 2023-08-09 | 2023-09-01 | 2024-09-01 | Solar Panels | REC Solar | REC365NP2 Black |  | 0.365 | 18 | 242 | 46 |  | Fixed | Roof
NJADRE1554354050 | Administratively Determined Incentive Program | WILLINGBORO | 8046 | 13 | 8.4 | Residential | Behind the Meter | Yes | Net Metered Residential | Sunny Mac LLC | None | PSE&G | Accepted | 2023-08-09 | 2023-09-01 | 2024-09-01 | Solar Panels | REC Solar | REC365NP2 Black |  | 0.365 | 5 | 152 | 27 |  | Fixed | Roof
NJADRE1554354076 | Administratively Determined Incentive Program | Jersey City | 7305 | 8 | 4.4 | Residential | Behind the Meter | Yes | Net Metered Residential | Pro Custom Solar dba Momentum Solar | None | PSE&G | Accepted | 2023-07-26 | 2023-08-04 | 2024-08-04 | Solar Panels | hanwha | Â Q. PEAK DUO BLK-G10+400 |  | 0.4 | 11 | 307 | 8 |  | Fixed | Roof
NJADRE1554354076 | Administratively Determined Incentive Program | Jersey City | 7305 | 8 | 4.4 | Residential | Behind the Meter | Yes | Net Metered Residential | Pro Custom Solar dba Momentum Solar | None | PSE&G | Accepted | 2023-07-26 | 2023-08-04 | 2024-08-04 | Inverters | enphase | IQ8PLUS-72-2-US | 290 |  | 11 |  |  | 0.97 |  | Outdoor
NJADRE1554354103 | Administratively Determined Incentive Program | FRANKLIN LAKES | 7417 | 7 | 17.83 | Residential | Behind the Meter | Yes | Net Metered Residential | SunnyMac, LLC | None | Orange Rockland Electric | Accepted | 2023-08-03 | 2023-08-15 | 2024-08-15 | Inverters | SolarEdge Technologies Inc. | SE10000H-US000BEI4 (Inverter w/CAT5e) | 10000 |  | 1 |  |  | 0.99 |  | Outside
NJADRE1554354103 | Administratively Determined Incentive Program | FRANKLIN LAKES | 7417 | 7 | 17.83 | Residential | Behind the Meter | Yes | Net Metered Residential | SunnyMac, LLC | None | Orange Rockland Electric | Accepted | 2023-08-03 | 2023-08-15 | 2024-08-15 | Inverters | SolarEdge Technologies Inc. | SE3800H-US000BNI4 (Inverter) | 3800 |  | 1 |  |  | 0.99 |  | Outside
NJADRE1554354103 | Administratively Determined Incentive Program | FRANKLIN LAKES | 7417 | 7 | 17.83 | Residential | Behind the Meter | Yes | Net Metered Residential | SunnyMac, LLC | None | Orange Rockland Electric | Accepted | 2023-08-03 | 2023-08-15 | 2024-08-15 | Meters | SolarEdge Technologies Inc. | SolarEdge Built-in Consumption Monitor (BEI4, BNI4, BNC |  |  | 2 |  |  |  | Yes
NJADRE1554354103 | Administratively Determined Incentive Program | FRANKLIN LAKES | 7417 | 7 | 17.83 | Residential | Behind the Meter | Yes | Net Metered Residential | SunnyMac, LLC | None | Orange Rockland Electric | Accepted | 2023-08-03 | 2023-08-15 | 2024-08-15 | Solar Panels | REC Solar | REC365NP2 Black |  | 0.365 | 21 | 183 | 35 |  | Fixed | Roof
NJADRE1554354103 | Administratively Determined Incentive Program | FRANKLIN LAKES | 7417 | 7 | 17.83 | Residential | Behind the Meter | Yes | Net Metered Residential | SunnyMac, LLC | None | Orange Rockland Electric | Accepted | 2023-08-03 | 2023-08-15 | 2024-08-15 | Solar Panels | REC Solar | REC360TP4 Black |  | 0.36 | 12 | 183 | 34 |  | Fixed | Roof
NJADRE1554354103 | Administratively Determined Incentive Program | FRANKLIN LAKES | 7417 | 7 | 17.83 | Residential | Behind the Meter | Yes | Net Metered Residential | SunnyMac, LLC | None | Orange Rockland Electric | Accepted | 2023-08-03 | 2023-08-15 | 2024-08-15 | Solar Panels | REC Solar | REC365NP2 Black |  | 0.365 | 10 | 273 | 25 |  | Fixed | Roof
NJADRE1554354103 | Administratively Determined Incentive Program | FRANKLIN LAKES | 7417 | 7 | 17.83 | Residential | Behind the Meter | Yes | Net Metered Residential | SunnyMac, LLC | None | Orange Rockland Electric | Accepted | 2023-08-03 | 2023-08-15 | 2024-08-15 | Solar Panels | REC Solar | REC365NP2 Black |  | 0.365 | 6 | 3 | 35 |  | Fixed | Roof
NJADRE1554354569 | Administratively Determined Incentive Program | Piscataway | 8854 | 11 | 4.74 | Residential | Behind the Meter | Yes | Net Metered Residential | Sunrun Installation Services, Inc. | None | PSE&G | Accepted | 2023-07-26 | 2023-08-04 | 2024-08-04 | Electric Storage Battery | Tesla | Powerwall 2 AC |  |  | 1 |  |  |  | Lithium Ion |  | inside
NJADRE1554354569 | Administratively Determined Incentive Program | Piscataway | 8854 | 11 | 4.74 | Residential | Behind the Meter | Yes | Net Metered Residential | Sunrun Installation Services, Inc. | None | PSE&G | Accepted | 2023-07-26 | 2023-08-04 | 2024-08-04 | Inverters | Delta Electronics | E4-TL-US | 3840 |  | 1 |  |  | 0.96 |  | Outdoor | Next To Meter
NJADRE1554354569 | Administratively Determined Incentive Program | Piscataway | 8854 | 11 | 4.74 | Residential | Behind the Meter | Yes | Net Metered Residential | Sunrun Installation Services, Inc. | None | PSE&G | Accepted | 2023-07-26 | 2023-08-04 | 2024-08-04 | Solar Panels | Trina Solar | TSM-395DE09C.07 |  | 0.395 | 12 | 311 | 22 |  | Fixed | Roof
NJADRE1554354756 | Administratively Determined Incentive Program | Princeton | 8540 | 12 | 12.4 | Residential | Behind the Meter | Yes | Net Metered Residential | Tesla Energy Operations Inc | None | PSE&G | Accepted | 2023-07-26 | 2023-08-04 | 2024-08-04 | Inverters | Tesla | 1538000-45-A | 7600 |  | 2 |  |  | 0.98 |  | Outside
NJADRE1554354756 | Administratively Determined Incentive Program | Princeton | 8540 | 12 | 12.4 | Residential | Behind the Meter | Yes | Net Metered Residential | Tesla Energy Operations Inc | None | PSE&G | Accepted | 2023-07-26 | 2023-08-04 | 2024-08-04 | Solar Panels | Hanwha | Hanwha # Q.PEAK DUO BLK ML-G10+/TS 400 |  | 0.4 | 31 | 220 | 30 |  | Fixed | Roof
NJADRE1554354886 | Administratively Determined Incentive Program | Hackettstown | 7840 | 2 | 29.52 | Residential | Behind the Meter | No | Net Metered Residential | Infinity Solar Systems | None | JCP&L | Accepted | 2023-07-26 | 2023-08-04 | 2024-08-04 | Inverters | Enphase | IQ8Plus-72-2-US | 290 |  | 72 |  |  | 0.97 |  | Outdoor
NJADRE1554354886 | Administratively Determined Incentive Program | Hackettstown | 7840 | 2 | 29.52 | Residential | Behind the Meter | No | Net Metered Residential | Infinity Solar Systems | None | JCP&L | Accepted | 2023-07-26 | 2023-08-04 | 2024-08-04 | Solar Panels | SEG Solar | SEG-410-BMD-HV |  | 0.41 | 24 | 94 | 24 |  | Fixed | Roof
NJADRE1554354886 | Administratively Determined Incentive Program | Hackettstown | 7840 | 2 | 29.52 | Residential | Behind the Meter | No | Net Metered Residential | Infinity Solar Systems | None | JCP&L | Accepted | 2023-07-26 | 2023-08-04 | 2024-08-04 | Solar Panels | SEG Solar | SEG-410-BMD-HV |  | 0.41 | 36 | 274 | 24 |  | Fixed | Roof
NJADRE1554354886 | Administratively Determined Incentive Program | Hackettstown | 7840 | 2 | 29.52 | Residential | Behind the Meter | No | Net Metered Residential | Infinity Solar Systems | None | JCP&L | Accepted | 2023-07-26 | 2023-08-04 | 2024-08-04 | Solar Panels | SEG Solar | SEG-410-BMD-HV |  | 0.41 | 12 | 94 | 24 |  | Fixed | Roof
NJADRE1554354956 | Administratively Determined Incentive Program | East Orange | 7018 | 9 | 7.2 | Residential | Behind the Meter | Yes | Small Net-Metered Non-Residential located on Rooftop, Carport, Canopy and Floating Solar | Pro Custom Solar dba Momentum Solar | None | PSE&G | Accepted | 2023-07-26 | 2023-08-04 | 2024-08-04 | Solar Panels | hanwha | Â Q. PEAK DUO BLK-G10+400 |  | 0.4 | 18 | 114 | 6 |  | Fixed | Roof
NJADRE1554354956 | Administratively Determined Incentive Program | East Orange | 7018 | 9 | 7.2 | Residential | Behind the Meter | Yes | Small Net-Metered Non-Residential located on Rooftop, Carport, Canopy and Floating Solar | Pro Custom Solar dba Momentum Solar | None | PSE&G | Accepted | 2023-07-26 | 2023-08-04 | 2024-08-04 | Inverters | enphase | IQ8PLUS-72-2-US | 290 |  | 18 |  |  | 0.97 |  | Outdoor
NJADRE1554355342 | Administratively Determined Incentive Program | Jamesburg | 8831 | 11 | 18 | Residential | Behind the Meter | Yes | Net Metered Residential | SunnyMac LLC | None | JCP&L | Accepted | 2023-07-26 | 2023-08-04 | 2024-08-04 | Solar Panels | HANWHA | Q.PEAK DUO BHANLK ML-G10+400 |  | 0.4 | 14 | 287 | 34 |  | Fixed | Roof
NJADRE1554355342 | Administratively Determined Incentive Program | Jamesburg | 8831 | 11 | 18 | Residential | Behind the Meter | Yes | Net Metered Residential | SunnyMac LLC | None | JCP&L | Accepted | 2023-07-26 | 2023-08-04 | 2024-08-04 | Solar Panels | HANWHA | Q.PEAK DUO BHANLK ML-G10+401 |  | 0.4 | 20 | 107 | 34 |  | Fixed | Roof
NJADRE1554355342 | Administratively Determined Incentive Program | Jamesburg | 8831 | 11 | 18 | Residential | Behind the Meter | Yes | Net Metered Residential | SunnyMac LLC | None | JCP&L | Accepted | 2023-07-26 | 2023-08-04 | 2024-08-04 | Solar Panels | HANWHA | Q.PEAK DUO BHANLK ML-G10+402 |  | 0.4 | 5 | 287 | 35 |  | Fixed | Roof
NJADRE1554355342 | Administratively Determined Incentive Program | Jamesburg | 8831 | 11 | 18 | Residential | Behind the Meter | Yes | Net Metered Residential | SunnyMac LLC | None | JCP&L | Accepted | 2023-07-26 | 2023-08-04 | 2024-08-04 | Solar Panels | HANWHA | Q.PEAK DUO BHANLK ML-G10+403 |  | 0.4 | 6 | 287 | 35 |  | Fixed | Roof
NJADRE1554355342 | Administratively Determined Incentive Program | Jamesburg | 8831 | 11 | 18 | Residential | Behind the Meter | Yes | Net Metered Residential | SunnyMac LLC | None | JCP&L | Accepted | 2023-07-26 | 2023-08-04 | 2024-08-04 | Inverters | SolarEdge | SE7600H-US | 7600 |  | 1 |  |  | 0.99 |  | Outdoor | NEXT TO METER
NJADRE1554355342 | Administratively Determined Incentive Program | Jamesburg | 8831 | 11 | 18 | Residential | Behind the Meter | Yes | Net Metered Residential | SunnyMac LLC | None | JCP&L | Accepted | 2023-07-26 | 2023-08-04 | 2024-08-04 | Inverters | SolarEdge | SE7600H-US | 7600 |  | 1 |  |  | 0.99 |  | Outdoor | NEXT TO METER
NJADRE1554355342 | Administratively Determined Incentive Program | Jamesburg | 8831 | 11 | 18 | Residential | Behind the Meter | Yes | Net Metered Residential | SunnyMac LLC | None | JCP&L | Accepted | 2023-07-26 | 2023-08-04 | 2024-08-04 | Meters | SE-RGMTR-1D-240C-B | Solaredge |  |  | 1 |  |  |  | Yes | Outdoor
NJADRE1554355859 | Administratively Determined Incentive Program | Bridgewater Twp | 8807 | 5 | 3.6 | Commercial | Behind the Meter | No | Small Net-Metered Non-Residential located on Rooftop, Carport, Canopy and Floating Solar | Maier Solar Engineering dba Solar Me | None | PSE&G | Accepted | 2023-07-26 | 2023-08-04 | 2024-08-04 | Inverters | Enphase | IQ8+ | 290 |  | 9 |  |  | 0.96 |  | Outdoor | Next to meter
NJADRE1554355859 | Administratively Determined Incentive Program | Bridgewater Twp | 8807 | 5 | 3.6 | Commercial | Behind the Meter | No | Small Net-Metered Non-Residential located on Rooftop, Carport, Canopy and Floating Solar | Maier Solar Engineering dba Solar Me | None | PSE&G | Accepted | 2023-07-26 | 2023-08-04 | 2024-08-04 | Solar Panels | Hanwha | Q.PEAK ML-G10+400W |  | 0.4 | 9 | 98 | 20 |  | Fixed | Roof
NJADRE1554355881 | Administratively Determined Incentive Program | Bridgewater Twp | 8807 | 5 | 7.2 | Commercial | Behind the Meter | No | Small Net-Metered Non-Residential located on Rooftop, Carport, Canopy and Floating Solar | Maier Solar Engineering dba Solar Me | None | PSE&G | Accepted | 2023-07-26 | 2023-08-04 | 2024-08-04 | Inverters | Enphase | IQ8+ | 290 |  | 18 |  |  | 0.96 |  | Outdoor | Next to meter
NJADRE1554355881 | Administratively Determined Incentive Program | Bridgewater Twp | 8807 | 5 | 7.2 | Commercial | Behind the Meter | No | Small Net-Metered Non-Residential located on Rooftop, Carport, Canopy and Floating Solar | Maier Solar Engineering dba Solar Me | None | PSE&G | Accepted | 2023-07-26 | 2023-08-04 | 2024-08-04 | Solar Panels | Hanwha | Q.PEAK ML-G10+400W |  | 0.4 | 18 | 188 | 10 |  | Fixed | Roof
NJADRE1554355885 | Administratively Determined Incentive Program | IRVINGTON TOWN | 7111 | 9 | 8.69 | Residential | Behind the Meter | Yes | Net Metered Residential | Sunrun Installation Services, Inc. | None | PSE&G | Accepted | 2023-07-26 | 2023-08-04 | 2024-08-04 | Inverters | SolarEdge Technologies | SE6000H-USSN | 6000 |  | 1 |  |  | 0.99 |  | Outdoor | Next To Meter
NJADRE1554355885 | Administratively Determined Incentive Program | IRVINGTON TOWN | 7111 | 9 | 8.69 | Residential | Behind the Meter | Yes | Net Metered Residential | Sunrun Installation Services, Inc. | None | PSE&G | Accepted | 2023-07-26 | 2023-08-04 | 2024-08-04 | Solar Panels | Trina Solar | TSM-395DE09C.07 |  | 0.395 | 10 | 138 | 14 |  | Fixed | Roof
NJADRE1554355885 | Administratively Determined Incentive Program | IRVINGTON TOWN | 7111 | 9 | 8.69 | Residential | Behind the Meter | Yes | Net Metered Residential | Sunrun Installation Services, Inc. | None | PSE&G | Accepted | 2023-07-26 | 2023-08-04 | 2024-08-04 | Solar Panels | Trina Solar | TSM-395DE09C.07 |  | 0.395 | 12 | 318 | 14 |  | Fixed | Roof
NJADRE1554355937 | Administratively Determined Incentive Program | SICKLERVILLE | 8081 | 14 | 14.76 | Residential | Behind the Meter | Yes | Net Metered Residential | Sunny Mac, LLC | None | AC Electric | Accepted | 2023-08-03 | 2023-09-01 | 2024-09-01 | Inverters | Retrieving data. Wait a few seconds and try to cut or c | SE11400H-US000BNI4 (Inverter) | 11400 |  | 1 |  |  | 0.99 |  | Outside
NJADRE1554355937 | Administratively Determined Incentive Program | SICKLERVILLE | 8081 | 14 | 14.76 | Residential | Behind the Meter | Yes | Net Metered Residential | Sunny Mac, LLC | None | AC Electric | Accepted | 2023-08-03 | 2023-09-01 | 2024-09-01 | Meters | SolarEdge Technologies Inc. | SolarEdge Built-in Consumption Monitor (BNI4, BNC4, BBL |  |  | 1 |  |  |  | Yes
NJADRE1554355937 | Administratively Determined Incentive Program | SICKLERVILLE | 8081 | 14 | 14.76 | Residential | Behind the Meter | Yes | Net Metered Residential | Sunny Mac, LLC | None | AC Electric | Accepted | 2023-08-03 | 2023-09-01 | 2024-09-01 | Solar Panels | REC Solar | REC360TP4 Black |  | 0.36 | 23 | 334 | 31 |  | Fixed | Roof
NJADRE1554355937 | Administratively Determined Incentive Program | SICKLERVILLE | 8081 | 14 | 14.76 | Residential | Behind the Meter | Yes | Net Metered Residential | Sunny Mac, LLC | None | AC Electric | Accepted | 2023-08-03 | 2023-09-01 | 2024-09-01 | Solar Panels | REC Solar | REC360TP4 Black |  | 0.36 | 11 | 164 | 31 |  | Fixed | Roof
NJADRE1554355937 | Administratively Determined Incentive Program | SICKLERVILLE | 8081 | 14 | 14.76 | Residential | Behind the Meter | Yes | Net Metered Residential | Sunny Mac, LLC | None | AC Electric | Accepted | 2023-08-03 | 2023-09-01 | 2024-09-01 | Solar Panels | REC Solar | REC360TP4 Black |  | 0.36 | 7 | 164 | 31 |  | Fixed | Roof
NJADRE1554355942 | Administratively Determined Incentive Program | Bridgewater Twp | 8807 | 5 | 4.8 | Commercial | Behind the Meter | No | Small Net-Metered Non-Residential located on Rooftop, Carport, Canopy and Floating Solar | Maier Solar Engineering dba Solar Me | None | PSE&G | Accepted | 2023-07-26 | 2023-08-04 | 2024-08-04 | Inverters | Enphase | IQ8+ | 290 |  | 12 |  |  | 0.96 |  | Outdoor | Next to meter
NJADRE1554355942 | Administratively Determined Incentive Program | Bridgewater Twp | 8807 | 5 | 4.8 | Commercial | Behind the Meter | No | Small Net-Metered Non-Residential located on Rooftop, Carport, Canopy and Floating Solar | Maier Solar Engineering dba Solar Me | None | PSE&G | Accepted | 2023-07-26 | 2023-08-04 | 2024-08-04 | Solar Panels | Hanwha | Q.PEAK ML-G10+400W |  | 0.4 | 2 | 188 | 30 |  | Fixed | Roof
NJADRE1554355942 | Administratively Determined Incentive Program | Bridgewater Twp | 8807 | 5 | 4.8 | Commercial | Behind the Meter | No | Small Net-Metered Non-Residential located on Rooftop, Carport, Canopy and Floating Solar | Maier Solar Engineering dba Solar Me | None | PSE&G | Accepted | 2023-07-26 | 2023-08-04 | 2024-08-04 | Solar Panels | Hanwha | Q.PEAK ML-G10+400W |  | 0.4 | 10 | 278 | 30 |  | Fixed | Roof
NJADRE1554356184 | Administratively Determined Incentive Program | Morristown | 7960 | 3 | 6.89 | Residential | Behind the Meter | Yes | Net Metered Residential | Trinity Solar | None | JCP&L | Accepted | 2023-07-26 | 2023-08-04 | 2024-08-04 | Inverters | Solar Edge | SE6000H-US | 6000 |  | 1 |  |  | 0.97 |  | Outside
NJADRE1554356184 | Administratively Determined Incentive Program | Morristown | 7960 | 3 | 6.89 | Residential | Behind the Meter | Yes | Net Metered Residential | Trinity Solar | None | JCP&L | Accepted | 2023-07-26 | 2023-08-04 | 2024-08-04 | Solar Panels | HANWHA 405 (Q.PEAK DUO BLK ML-G10+ 405) | HANWHA 405 (Q.PEAK DUO BLK ML-G10+ 405) |  | 0.405 | 17 | 127 | 27 |  | Fixed | Roof
NJADRE1554356208 | Administratively Determined Incentive Program | HOWELL | 7727 | 17 | 13.6 | Residential | Behind the Meter | Yes | Net Metered Residential | SunnyMac LLC | None | JCP&L | Accepted | 2023-07-26 | 2023-08-04 | 2024-08-04 | Solar Panels | HANWHA | Q.PEAK DUO BLK ML-G10+400 |  | 0.4 | 34 | 85 | 27 |  | Fixed | Roof
NJADRE1554356208 | Administratively Determined Incentive Program | HOWELL | 7727 | 17 | 13.6 | Residential | Behind the Meter | Yes | Net Metered Residential | SunnyMac LLC | None | JCP&L | Accepted | 2023-07-26 | 2023-08-04 | 2024-08-04 | Inverters | Solaredge | SE10000H-US | 10000 |  | 1 |  |  | 0.99 |  | Outdoor | NEXT TO METER
NJADRE1554356215 | Administratively Determined Incentive Program | West Windsor Twp | 8550 | 12 | 12.56 | Residential | Behind the Meter | Yes | Net Metered Residential | Tesla Energy Operations Inc | None | PSE&G | Accepted | 2023-07-26 | 2023-08-04 | 2024-08-04 | Inverters | Tesla | 1538000-45-A (240V) | 5040 |  | 2 |  |  | 0.98 |  | Outside
NJADRE1554356215 | Administratively Determined Incentive Program | West Windsor Twp | 8550 | 12 | 12.56 | Residential | Behind the Meter | Yes | Net Metered Residential | Tesla Energy Operations Inc | None | PSE&G | Accepted | 2023-07-26 | 2023-08-04 | 2024-08-04 | Solar Panels | Hanwha | Q.PEAK DUO BLK ML-G10+/TS 405 |  | 0.405 | 4 | 48 | 35 |  | Fixed | Roof
NJADRE1554356215 | Administratively Determined Incentive Program | West Windsor Twp | 8550 | 12 | 12.56 | Residential | Behind the Meter | Yes | Net Metered Residential | Tesla Energy Operations Inc | None | PSE&G | Accepted | 2023-07-26 | 2023-08-04 | 2024-08-04 | Solar Panels | Hanwha | Q.PEAK DUO BLK ML-G10+/TS 405 |  | 0.405 | 6 | 48 | 35 |  | Fixed | Roof
NJADRE1554356215 | Administratively Determined Incentive Program | West Windsor Twp | 8550 | 12 | 12.56 | Residential | Behind the Meter | Yes | Net Metered Residential | Tesla Energy Operations Inc | None | PSE&G | Accepted | 2023-07-26 | 2023-08-04 | 2024-08-04 | Solar Panels | Hanwha | Q.PEAK DUO BLK ML-G10+/TS 405 |  | 0.405 | 21 | 228 | 35 |  | Fixed | Roof
NJADRE1554356242 | Administratively Determined Incentive Program | CAMDEN | 8105 | 14 | 5.48 | Residential | Behind the Meter | Yes | Net Metered Residential | SunnyMac, LLC | None | PSE&G | Accepted | 2023-08-11 | 2023-08-25 | 2024-08-25 | Inverters | SolarEdge Technologies Inc. | SE5000H-US000BNI4 (Inverter) | 5000 |  | 1 |  |  | 0.99 |  | Outside
NJADRE1554356242 | Administratively Determined Incentive Program | CAMDEN | 8105 | 14 | 5.48 | Residential | Behind the Meter | Yes | Net Metered Residential | SunnyMac, LLC | None | PSE&G | Accepted | 2023-08-11 | 2023-08-25 | 2024-08-25 | Meters | SolarEdge Technologies Inc. | SolarEdge Built-in Consumption Monitor (BNI4, BNC4, BBL |  |  | 1 |  |  |  | Yes | Outdoor
NJADRE1554356242 | Administratively Determined Incentive Program | CAMDEN | 8105 | 14 | 5.48 | Residential | Behind the Meter | Yes | Net Metered Residential | SunnyMac, LLC | None | PSE&G | Accepted | 2023-08-11 | 2023-08-25 | 2024-08-25 | Solar Panels | Hanwha Q Cells | Q.PEAK DUO BLK-G10+365 |  | 0.365 | 15 | 172 | 7 |  | Fixed | Roof
NJADRE1554356269 | Administratively Determined Incentive Program | Hightstown | 8520 | 12 | 6 | Residential | Behind the Meter | Yes | Net Metered Residential | Pro Custom Solar dba Momentum Solar | None | JCP&L | Accepted | 2023-07-26 | 2023-08-04 | 2024-08-04 | Solar Panels | hanwha | Â Q. PEAK DUO BLK-G10+400 |  | 0.4 | 5 | 119 | 23 |  | Fixed | Roof
NJADRE1554356269 | Administratively Determined Incentive Program | Hightstown | 8520 | 12 | 6 | Residential | Behind the Meter | Yes | Net Metered Residential | Pro Custom Solar dba Momentum Solar | None | JCP&L | Accepted | 2023-07-26 | 2023-08-04 | 2024-08-04 | Solar Panels | hanwha | Â Q. PEAK DUO BLK-G10+400 |  | 0.4 | 10 | 209 | 23 |  | Fixed | Roof
NJADRE1554356269 | Administratively Determined Incentive Program | Hightstown | 8520 | 12 | 6 | Residential | Behind the Meter | Yes | Net Metered Residential | Pro Custom Solar dba Momentum Solar | None | JCP&L | Accepted | 2023-07-26 | 2023-08-04 | 2024-08-04 | Inverters | enphase | IQ8PLUS-72-2-US | 290 |  | 15 |  |  | 0.97 |  | Outdoor
NJADRE1554356275 | Administratively Determined Incentive Program | Edison | 8820 | 11 | 5.14 | Residential | Behind the Meter | Yes | Net Metered Residential | Sunrun Installation Services, Inc. | None | PSE&G | Accepted | 2023-07-26 | 2023-08-04 | 2024-08-04 | Inverters | SolarEdge Technologies | SE3800H-USMN | 3800 |  | 1 |  |  | 0.96 |  | Outdoor | Next To Meter
NJADRE1554356275 | Administratively Determined Incentive Program | Edison | 8820 | 11 | 5.14 | Residential | Behind the Meter | Yes | Net Metered Residential | Sunrun Installation Services, Inc. | None | PSE&G | Accepted | 2023-07-26 | 2023-08-04 | 2024-08-04 | Solar Panels | Trina Solar | TSM-395DE09C.07 |  | 0.395 | 13 | 350 | 23 |  | Fixed | Roof
NJADRE1554356297 | Administratively Determined Incentive Program | Phillipsburg | 8865 | 2 | 8.51 | Residential | Behind the Meter | No | Net Metered Residential | Vision Solar LLC | None | JCP&L | Accepted | 2023-07-26 | 2023-08-04 | 2024-08-04 | Inverters | SolarEdge | SE6000H-USRGM | 6 |  | 1 |  |  | 0.97 |  | Outdoor | under the panel
NJADRE1554356297 | Administratively Determined Incentive Program | Phillipsburg | 8865 | 2 | 8.51 | Residential | Behind the Meter | No | Net Metered Residential | Vision Solar LLC | None | JCP&L | Accepted | 2023-07-26 | 2023-08-04 | 2024-08-04 | Solar Panels | ZNShine | ZXM6-NH120-370/M |  | 0.37 | 23 | 149 | 23 |  | Fixed | Roof
NJADRE1554357222 | Administratively Determined Incentive Program | Parlin | 8859 | 11 | 9.48 | Residential | Behind the Meter | Yes | Net Metered Residential | Sunrun Installation Services, Inc. | None | JCP&L | Accepted | 2023-07-26 | 2023-08-04 | 2024-08-04 | Inverters | SolarEdge Technologies | SE7600H-USSN | 7600 |  | 1 |  |  | 0.96 |  | Outdoor | Next To Meter
NJADRE1554357222 | Administratively Determined Incentive Program | Parlin | 8859 | 11 | 9.48 | Residential | Behind the Meter | Yes | Net Metered Residential | Sunrun Installation Services, Inc. | None | JCP&L | Accepted | 2023-07-26 | 2023-08-04 | 2024-08-04 | Solar Panels | Trina Solar | TSM-395DE09C.07 |  | 0.395 | 24 | 104 | 26 |  | Fixed | Roof
NJADRE1554357225 | Administratively Determined Incentive Program | West Paterson Boro | 7424 | 6 | 5.53 | Residential | Behind the Meter | Yes | Net Metered Residential | Sunrun Installation Services, Inc. | None | PSE&G | Accepted | 2023-07-26 | 2023-08-04 | 2024-08-04 | Inverters | SolarEdge Technologies | SE3800H-USMN | 3800 |  | 1 |  |  | 0.99 |  | Outdoor | Next to the meter
NJADRE1554357225 | Administratively Determined Incentive Program | West Paterson Boro | 7424 | 6 | 5.53 | Residential | Behind the Meter | Yes | Net Metered Residential | Sunrun Installation Services, Inc. | None | PSE&G | Accepted | 2023-07-26 | 2023-08-04 | 2024-08-04 | Solar Panels | Trina Solar | TSM-395DE09C.07 |  | 0.395 | 4 | 201 | 15 |  | Fixed | Roof
NJADRE1554357225 | Administratively Determined Incentive Program | West Paterson Boro | 7424 | 6 | 5.53 | Residential | Behind the Meter | Yes | Net Metered Residential | Sunrun Installation Services, Inc. | None | PSE&G | Accepted | 2023-07-26 | 2023-08-04 | 2024-08-04 | Solar Panels | Trina Solar | TSM-395DE09C.07 |  | 0.395 | 10 | 200 | 39 |  | Fixed | Roof
NJADRE1554357265 | Administratively Determined Incentive Program | Monroe Township | 8831 | 11 | 18.23 | Residential | Behind the Meter | Yes | Net Metered Residential | Tesla Energy Operations Inc | None | JCP&L | Accepted | 2023-07-26 | 2023-08-04 | 2024-08-04 | Inverters | Tesla | 1538000-45-A (240V) | 7680 |  | 2 |  |  | 0.98 |  | Outdoor
NJADRE1554357265 | Administratively Determined Incentive Program | Monroe Township | 8831 | 11 | 18.23 | Residential | Behind the Meter | Yes | Net Metered Residential | Tesla Energy Operations Inc | None | JCP&L | Accepted | 2023-07-26 | 2023-08-04 | 2024-08-04 | Solar Panels | Hanwha | Q.PEAK DUO BLK ML-G10+/TS 405 |  | 0.405 | 13 | 88 | 34 |  | Fixed | Roof
NJADRE1554357265 | Administratively Determined Incentive Program | Monroe Township | 8831 | 11 | 18.23 | Residential | Behind the Meter | Yes | Net Metered Residential | Tesla Energy Operations Inc | None | JCP&L | Accepted | 2023-07-26 | 2023-08-04 | 2024-08-04 | Solar Panels | Hanwha | Q.PEAK DUO BLK ML-G10+/TS 405 |  | 0.405 | 12 | 268 | 34 |  | Fixed | Roof
NJADRE1554357265 | Administratively Determined Incentive Program | Monroe Township | 8831 | 11 | 18.23 | Residential | Behind the Meter | Yes | Net Metered Residential | Tesla Energy Operations Inc | None | JCP&L | Accepted | 2023-07-26 | 2023-08-04 | 2024-08-04 | Solar Panels | Hanwha | Q.PEAK DUO BLK ML-G10+/TS 405 |  | 0.405 | 8 | 88 | 34 |  | Fixed | Roof
NJADRE1554357265 | Administratively Determined Incentive Program | Monroe Township | 8831 | 11 | 18.23 | Residential | Behind the Meter | Yes | Net Metered Residential | Tesla Energy Operations Inc | None | JCP&L | Accepted | 2023-07-26 | 2023-08-04 | 2024-08-04 | Solar Panels | Hanwha | Q.PEAK DUO BLK ML-G10+/TS 405 |  | 0.405 | 12 | 268 | 34 |  | Fixed | Roof
NJADRE1554357275 | Administratively Determined Incentive Program | Demarest | 7627 | 7 | 19.44 | Residential | Behind the Meter | No | Net Metered Residential | Tesla Energy Operations Inc | None | Orange Rockland Electric | Accepted | 2023-07-26 | 2023-08-04 | 2024-08-04 | Inverters | Tesla | #1850000-00-C | 7600 |  | 2 |  |  | 0.98 |  | Indoor
NJADRE1554357275 | Administratively Determined Incentive Program | Demarest | 7627 | 7 | 19.44 | Residential | Behind the Meter | No | Net Metered Residential | Tesla Energy Operations Inc | None | Orange Rockland Electric | Accepted | 2023-07-26 | 2023-08-04 | 2024-08-04 | Electric Storage Battery | Tesla | AC Powerwall 2.0 |  |  | 3 |  |  |  | Lithium Ion |  | Inside
NJADRE1554357275 | Administratively Determined Incentive Program | Demarest | 7627 | 7 | 19.44 | Residential | Behind the Meter | No | Net Metered Residential | Tesla Energy Operations Inc | None | Orange Rockland Electric | Accepted | 2023-07-26 | 2023-08-04 | 2024-08-04 | Solar Panels | Tesla | SR72T2 |  | 0.072 | 84 | 191 | 23 |  | Fixed | Roof
NJADRE1554357275 | Administratively Determined Incentive Program | Demarest | 7627 | 7 | 19.44 | Residential | Behind the Meter | No | Net Metered Residential | Tesla Energy Operations Inc | None | Orange Rockland Electric | Accepted | 2023-07-26 | 2023-08-04 | 2024-08-04 | Solar Panels | Tesla | SR72T2 |  | 0.072 | 76 | 11 | 34 |  | Fixed | Roof
NJADRE1554357275 | Administratively Determined Incentive Program | Demarest | 7627 | 7 | 19.44 | Residential | Behind the Meter | No | Net Metered Residential | Tesla Energy Operations Inc | None | Orange Rockland Electric | Accepted | 2023-07-26 | 2023-08-04 | 2024-08-04 | Solar Panels | Tesla | SR72T2 |  | 0.072 | 77 | 281 | 23 |  | Fixed | Roof
NJADRE1554357275 | Administratively Determined Incentive Program | Demarest | 7627 | 7 | 19.44 | Residential | Behind the Meter | No | Net Metered Residential | Tesla Energy Operations Inc | None | Orange Rockland Electric | Accepted | 2023-07-26 | 2023-08-04 | 2024-08-04 | Solar Panels | Tesla | SR72T2 |  | 0.072 | 33 | 191 | 23 |  | Fixed | Roof
NJADRE1554357308 | Administratively Determined Incentive Program | Pennsauken | 8109 | 14 | 3.16 | Residential | Behind the Meter | Yes | Net Metered Residential | Sunrun Installation Services, Inc. | None | PSE&G | Accepted | 2023-07-26 | 2023-08-04 | 2024-08-04 | Electric Storage Battery | Tesla | Powerwall 2 AC |  |  | 1 |  |  |  | Lithium Ion |  | inside
NJADRE1554357308 | Administratively Determined Incentive Program | Pennsauken | 8109 | 14 | 3.16 | Residential | Behind the Meter | Yes | Net Metered Residential | Sunrun Installation Services, Inc. | None | PSE&G | Accepted | 2023-07-26 | 2023-08-04 | 2024-08-04 | Inverters | SolarEdge Technologies | SE3800H-USMN | 3800 |  | 1 |  |  | 0.96 |  | Outdoor | Next To Meter
NJADRE1554357308 | Administratively Determined Incentive Program | Pennsauken | 8109 | 14 | 3.16 | Residential | Behind the Meter | Yes | Net Metered Residential | Sunrun Installation Services, Inc. | None | PSE&G | Accepted | 2023-07-26 | 2023-08-04 | 2024-08-04 | Solar Panels | Trina Solar | TSM-395DE09C.07 |  | 0.395 | 4 | 353 | 18 |  | Fixed | Roof
NJADRE1554357308 | Administratively Determined Incentive Program | Pennsauken | 8109 | 14 | 3.16 | Residential | Behind the Meter | Yes | Net Metered Residential | Sunrun Installation Services, Inc. | None | PSE&G | Accepted | 2023-07-26 | 2023-08-04 | 2024-08-04 | Solar Panels | Trina Solar | TSM-395DE09C.07 |  | 0.395 | 4 | 173 | 18 |  | Fixed | Roof
NJADRE1554357367 | Administratively Determined Incentive Program | Millburn | 7041 | 9 | 7.9 | Residential | Behind the Meter | Yes | Net Metered Residential | Sunrun Installation Services, Inc. | None | JCP&L | Accepted | 2023-07-26 | 2023-08-04 | 2024-08-04 | Inverters | SolarEdge Technologies | SE6000H-USSN | 6000 |  | 1 |  |  | 0.96 |  | Outdoor | Next To Meter
NJADRE1554357367 | Administratively Determined Incentive Program | Millburn | 7041 | 9 | 7.9 | Residential | Behind the Meter | Yes | Net Metered Residential | Sunrun Installation Services, Inc. | None | JCP&L | Accepted | 2023-07-26 | 2023-08-04 | 2024-08-04 | Solar Panels | Trina Solar | TSM-395DE09C.07 |  | 0.395 | 10 | 50 | 23 |  | Fixed | Roof
NJADRE1554357367 | Administratively Determined Incentive Program | Millburn | 7041 | 9 | 7.9 | Residential | Behind the Meter | Yes | Net Metered Residential | Sunrun Installation Services, Inc. | None | JCP&L | Accepted | 2023-07-26 | 2023-08-04 | 2024-08-04 | Solar Panels | Trina Solar | TSM-395DE09C.07 |  | 0.395 | 10 | 230 | 23 |  | Fixed | Roof
NJADRE1554357372 | Administratively Determined Incentive Program | FRANKLIN TOWNSHIP SOM | 8873 | 5 | 11.46 | Residential | Behind the Meter | Yes | Net Metered Residential | Sunrun Installation Services, Inc. | None | PSE&G | Accepted | 2023-07-26 | 2023-08-04 | 2024-08-04 | Inverters | SolarEdge Technologies | SE3800H-USSN | 3800 |  | 1 |  |  | 0.99 |  | Outdoor | Next To Meter
NJADRE1554357372 | Administratively Determined Incentive Program | FRANKLIN TOWNSHIP SOM | 8873 | 5 | 11.46 | Residential | Behind the Meter | Yes | Net Metered Residential | Sunrun Installation Services, Inc. | None | PSE&G | Accepted | 2023-07-26 | 2023-08-04 | 2024-08-04 | Inverters | SolarEdge Technologies | SE6000H-USSN | 6000 |  | 1 |  |  | 0.99 |  | Outdoor | Next To Meter
NJADRE1554357372 | Administratively Determined Incentive Program | FRANKLIN TOWNSHIP SOM | 8873 | 5 | 11.46 | Residential | Behind the Meter | Yes | Net Metered Residential | Sunrun Installation Services, Inc. | None | PSE&G | Accepted | 2023-07-26 | 2023-08-04 | 2024-08-04 | Solar Panels | Trina Solar | TSM-395DE09C.07 |  | 0.395 | 15 | 120 | 19 |  | Fixed | Roof
NJADRE1554357372 | Administratively Determined Incentive Program | FRANKLIN TOWNSHIP SOM | 8873 | 5 | 11.46 | Residential | Behind the Meter | Yes | Net Metered Residential | Sunrun Installation Services, Inc. | None | PSE&G | Accepted | 2023-07-26 | 2023-08-04 | 2024-08-04 | Solar Panels | Trina Solar | TSM-395DE09C.07 |  | 0.395 | 3 | 120 | 19 |  | Fixed | Roof
NJADRE1554357372 | Administratively Determined Incentive Program | FRANKLIN TOWNSHIP SOM | 8873 | 5 | 11.46 | Residential | Behind the Meter | Yes | Net Metered Residential | Sunrun Installation Services, Inc. | None | PSE&G | Accepted | 2023-07-26 | 2023-08-04 | 2024-08-04 | Solar Panels | Trina Solar | TSM-395DE09C.07 |  | 0.395 | 11 | 300 | 19 |  | Fixed | Roof
NJADRE1554357471 | Administratively Determined Incentive Program | Ridgefield Boro | 7657 | 7 | 5.07 | Residential | Behind the Meter | Yes | Net Metered Residential | Sunrun Installation Services, Inc. | None | PSE&G | Accepted | 2023-07-26 | 2023-08-04 | 2024-08-04 | Inverters | SolarEdge Technologies | SE3800H-USMN | 3800 |  | 1 |  |  | 0.99 |  | Outdoor | Next to the meter
NJADRE1554357471 | Administratively Determined Incentive Program | Ridgefield Boro | 7657 | 7 | 5.07 | Residential | Behind the Meter | Yes | Net Metered Residential | Sunrun Installation Services, Inc. | None | PSE&G | Accepted | 2023-07-26 | 2023-08-04 | 2024-08-04 | Solar Panels | Trina Solar | TSM-390DE09C.07 |  | 0.39 | 8 | 126 | 37 |  | Fixed | Roof
NJADRE1554357471 | Administratively Determined Incentive Program | Ridgefield Boro | 7657 | 7 | 5.07 | Residential | Behind the Meter | Yes | Net Metered Residential | Sunrun Installation Services, Inc. | None | PSE&G | Accepted | 2023-07-26 | 2023-08-04 | 2024-08-04 | Solar Panels | Trina Solar | TSM-390DE09C.07 |  | 0.39 | 5 | 126 | 33 |  | Fixed | Roof
NJADRE1554357594 | Administratively Determined Incentive Program | MANVILLE BORO | 8835 | 5 | 4.74 | Residential | Behind the Meter | Yes | Net Metered Residential | Sunrun Installation Services, Inc. | None | PSE&G | Accepted | 2023-07-26 | 2023-08-04 | 2024-08-04 | Inverters | Delta Electronics | E4-TL-US | 3840 |  | 1 |  |  | 0.97 |  | Outdoor | Next To Meter
NJADRE1554357594 | Administratively Determined Incentive Program | MANVILLE BORO | 8835 | 5 | 4.74 | Residential | Behind the Meter | Yes | Net Metered Residential | Sunrun Installation Services, Inc. | None | PSE&G | Accepted | 2023-07-26 | 2023-08-04 | 2024-08-04 | Solar Panels | Trina Solar | TSM-395DE09C.07 |  | 0.395 | 12 | 275 | 21 |  | Fixed | Roof
NJADRE1554357594 | Administratively Determined Incentive Program | MANVILLE BORO | 8835 | 5 | 4.74 | Residential | Behind the Meter | Yes | Net Metered Residential | Sunrun Installation Services, Inc. | None | PSE&G | Accepted | 2023-07-26 | 2023-08-04 | 2024-08-04 | Electric Storage Battery | Tesla | Powerwall 2 AC |  |  | 1 |  |  |  | Lithium Ion |  | outside
NJADRE1554360109 | Administratively Determined Incentive Program | Laurel Springs | 8021 | 14 | 3.95 | Residential | Behind the Meter | Yes | Net Metered Residential | Sunrun Installation Services, Inc. | None | AC Electric | Accepted | 2023-07-27 | 2023-08-04 | 2024-08-04 | Electric Storage Battery | LG Chem | RESU 10H Prime |  |  | 1 |  |  |  | Lithium Ion |  | outside
NJADRE1554360109 | Administratively Determined Incentive Program | Laurel Springs | 8021 | 14 | 3.95 | Residential | Behind the Meter | Yes | Net Metered Residential | Sunrun Installation Services, Inc. | None | AC Electric | Accepted | 2023-07-27 | 2023-08-04 | 2024-08-04 | Inverters | SolarEdge Technologies | SE3800H-USMN | 3800 |  | 1 |  |  | 0.96 |  | Outdoor | Next To Meter
NJADRE1554360109 | Administratively Determined Incentive Program | Laurel Springs | 8021 | 14 | 3.95 | Residential | Behind the Meter | Yes | Net Metered Residential | Sunrun Installation Services, Inc. | None | AC Electric | Accepted | 2023-07-27 | 2023-08-04 | 2024-08-04 | Solar Panels | Trina Solar | TSM-395DE09C.07 |  | 0.395 | 3 | 117 | 24 |  | Fixed | Roof
NJADRE1554360109 | Administratively Determined Incentive Program | Laurel Springs | 8021 | 14 | 3.95 | Residential | Behind the Meter | Yes | Net Metered Residential | Sunrun Installation Services, Inc. | None | AC Electric | Accepted | 2023-07-27 | 2023-08-04 | 2024-08-04 | Solar Panels | Trina Solar | TSM-395DE09C.07 |  | 0.395 | 2 | 27 | 29 |  | Fixed | Roof
NJADRE1554360109 | Administratively Determined Incentive Program | Laurel Springs | 8021 | 14 | 3.95 | Residential | Behind the Meter | Yes | Net Metered Residential | Sunrun Installation Services, Inc. | None | AC Electric | Accepted | 2023-07-27 | 2023-08-04 | 2024-08-04 | Solar Panels | Trina Solar | TSM-395DE09C.07 |  | 0.395 | 2 | 297 | 28 |  | Fixed | Roof
NJADRE1554360109 | Administratively Determined Incentive Program | Laurel Springs | 8021 | 14 | 3.95 | Residential | Behind the Meter | Yes | Net Metered Residential | Sunrun Installation Services, Inc. | None | AC Electric | Accepted | 2023-07-27 | 2023-08-04 | 2024-08-04 | Solar Panels | Trina Solar | TSM-395DE09C.07 |  | 0.395 | 3 | 27 | 18 |  | Fixed | Roof
NJADRE1554360202 | Administratively Determined Incentive Program | Washington | 7882 | 2 | 14.8 | Residential | Behind the Meter | Yes | Net Metered Residential | Pro Custom Solar dba Momentum Solar | None | JCP&L | Accepted | 2023-07-27 | 2023-08-04 | 2024-08-04 | Solar Panels | hanwha | Â Q. PEAK DUO BLK-G10+400 |  | 0.4 | 21 | 78 | 37 |  | Fixed | Roof
NJADRE1554360202 | Administratively Determined Incentive Program | Washington | 7882 | 2 | 14.8 | Residential | Behind the Meter | Yes | Net Metered Residential | Pro Custom Solar dba Momentum Solar | None | JCP&L | Accepted | 2023-07-27 | 2023-08-04 | 2024-08-04 | Solar Panels | hanwha | Â Q. PEAK DUO BLK-G10+400 |  | 0.4 | 9 | 258 | 37 |  | Fixed | Roof
NJADRE1554360202 | Administratively Determined Incentive Program | Washington | 7882 | 2 | 14.8 | Residential | Behind the Meter | Yes | Net Metered Residential | Pro Custom Solar dba Momentum Solar | None | JCP&L | Accepted | 2023-07-27 | 2023-08-04 | 2024-08-04 | Solar Panels | hanwha | Â Q. PEAK DUO BLK-G10+400 |  | 0.4 | 4 | 258 | 37 |  | Fixed | Roof
NJADRE1554360202 | Administratively Determined Incentive Program | Washington | 7882 | 2 | 14.8 | Residential | Behind the Meter | Yes | Net Metered Residential | Pro Custom Solar dba Momentum Solar | None | JCP&L | Accepted | 2023-07-27 | 2023-08-04 | 2024-08-04 | Solar Panels | hanwha | Â Q. PEAK DUO BLK-G10+400 |  | 0.4 | 3 | 168 | 37 |  | Fixed | Roof
NJADRE1554360202 | Administratively Determined Incentive Program | Washington | 7882 | 2 | 14.8 | Residential | Behind the Meter | Yes | Net Metered Residential | Pro Custom Solar dba Momentum Solar | None | JCP&L | Accepted | 2023-07-27 | 2023-08-04 | 2024-08-04 | Inverters | enphase | IQ8PLUS-72-2-US | 290 |  | 37 |  |  | 0.97 |  | Outdoor
NJADRE1554360218 | Administratively Determined Incentive Program | Jersey City | 7305 | 8 | 6.4 | Residential | Behind the Meter | Yes | Net Metered Residential | Pro Custom Solar dba Momentum Solar | None | PSE&G | Accepted | 2023-07-27 | 2023-08-04 | 2024-08-04 | Inverters | Enphase | IQ8PLUS-72-2-US | 290 |  | 16 |  |  | 0.97 |  | Outdoor
NJADRE1554360218 | Administratively Determined Incentive Program | Jersey City | 7305 | 8 | 6.4 | Residential | Behind the Meter | Yes | Net Metered Residential | Pro Custom Solar dba Momentum Solar | None | PSE&G | Accepted | 2023-07-27 | 2023-08-04 | 2024-08-04 | Solar Panels | Hanwha | q.peak duo blk ML-g10+400 |  | 0.4 | 16 | 40 | 7 |  | Fixed | Roof
NJADRE1554360224 | Administratively Determined Incentive Program | Paulsboro | 8066 | 15 | 7.7 | Residential | Behind the Meter | Yes | Net Metered Residential | Trinity Solar | None | AC Electric | Accepted | 2023-07-27 | 2023-08-07 | 2024-08-07 | Inverters | Solar Edge | SE6000H-US000BEi4 | 6 |  | 1 |  |  | 0.97 |  | Outdoor
NJADRE1554360224 | Administratively Determined Incentive Program | Paulsboro | 8066 | 15 | 7.7 | Residential | Behind the Meter | Yes | Net Metered Residential | Trinity Solar | None | AC Electric | Accepted | 2023-07-27 | 2023-08-07 | 2024-08-07 | Solar Panels | Hanwha | Q.PEAK DUO BLK ML-G10+ 405 |  | 0.405 | 19 | 186 | 34 |  | Fixed | Roof
NJADRE1554360258 | Administratively Determined Incentive Program | CLAYTON | 8028 | 15 | 8.3 | Residential | Behind the Meter | Yes | Net Metered Residential | Sunrun Installation Services, Inc. | None | AC Electric | Accepted | 2023-07-27 | 2023-08-07 | 2024-08-07 | Inverters | SolarEdge Technologies | SE6000H-USSN | 6000 |  | 1 |  |  | 0.99 |  | Outdoor | Next To Meter
NJADRE1554360258 | Administratively Determined Incentive Program | CLAYTON | 8028 | 15 | 8.3 | Residential | Behind the Meter | Yes | Net Metered Residential | Sunrun Installation Services, Inc. | None | AC Electric | Accepted | 2023-07-27 | 2023-08-07 | 2024-08-07 | Solar Panels | Trina Solar | TSM-395DE09C.07 |  | 0.395 | 10 | 258 | 18 |  | Fixed | Roof
NJADRE1554360258 | Administratively Determined Incentive Program | CLAYTON | 8028 | 15 | 8.3 | Residential | Behind the Meter | Yes | Net Metered Residential | Sunrun Installation Services, Inc. | None | AC Electric | Accepted | 2023-07-27 | 2023-08-07 | 2024-08-07 | Solar Panels | Trina Solar | TSM-395DE09C.07 |  | 0.395 | 11 | 80 | 19 |  | Fixed | Roof
NJADRE1554360262 | Administratively Determined Incentive Program | Jersey City | 7304 | 8 | 6.24 | Residential | Behind the Meter | Yes | Net Metered Residential | Sunrun Installation Services, Inc. | None | PSE&G | Accepted | 2023-07-27 | 2023-08-21 | 2024-08-21 | Inverters | SolarEdge Technologies | SE6000H-USSN | 6000 |  | 1 |  |  | 0.99 |  | Outdoor | Next to the meter
NJADRE1554360262 | Administratively Determined Incentive Program | Jersey City | 7304 | 8 | 6.24 | Residential | Behind the Meter | Yes | Net Metered Residential | Sunrun Installation Services, Inc. | None | PSE&G | Accepted | 2023-07-27 | 2023-08-21 | 2024-08-21 | Solar Panels | Trina Solar | TSM-390DE09C.07 |  | 0.39 | 16 | 35 | 24 |  | Fixed | Roof
NJADRE1554360332 | Administratively Determined Incentive Program | Basking Ridge | 7920 | 5 | 24.4 | Residential | Behind the Meter | No | Net Metered Residential | Tesla Energy Operations Inc | None | JCP&L | Accepted | 2023-07-27 | 2023-07-27 | 2024-07-27 | Inverters | Tesla | 7.6 kW Tesla Inc 1538000-45-A (240V) | 7600 |  | 3 |  |  | 0.986 |  | Outdoor
NJADRE1554360332 | Administratively Determined Incentive Program | Basking Ridge | 7920 | 5 | 24.4 | Residential | Behind the Meter | No | Net Metered Residential | Tesla Energy Operations Inc | None | JCP&L | Accepted | 2023-07-27 | 2023-07-27 | 2024-07-27 | Meters | Tesla | 7.6 kW Tesla Inc 1538000-45-A (240V) |  |  | 3 |  |  |  | Yes | Outdoor
NJADRE1554360332 | Administratively Determined Incentive Program | Basking Ridge | 7920 | 5 | 24.4 | Residential | Behind the Meter | No | Net Metered Residential | Tesla Energy Operations Inc | None | JCP&L | Accepted | 2023-07-27 | 2023-07-27 | 2024-07-27 | Solar Panels | Hanwha | Q.PEAK DUO BLK ML-G10+/TS 400 |  | 0.4 | 24 | 149 | 18 |  | Fixed | Roof
NJADRE1554360332 | Administratively Determined Incentive Program | Basking Ridge | 7920 | 5 | 24.4 | Residential | Behind the Meter | No | Net Metered Residential | Tesla Energy Operations Inc | None | JCP&L | Accepted | 2023-07-27 | 2023-07-27 | 2024-07-27 | Solar Panels | Hanwha | Q.PEAK DUO BLK ML-G10+/TS 400 |  | 0.4 | 8 | 58 | 18 |  | Fixed | Roof
NJADRE1554360332 | Administratively Determined Incentive Program | Basking Ridge | 7920 | 5 | 24.4 | Residential | Behind the Meter | No | Net Metered Residential | Tesla Energy Operations Inc | None | JCP&L | Accepted | 2023-07-27 | 2023-07-27 | 2024-07-27 | Solar Panels | Hanwha | Q.PEAK DUO BLK ML-G10+/TS 400 |  | 0.4 | 9 | 238 | 18 |  | Fixed | Roof
NJADRE1554360332 | Administratively Determined Incentive Program | Basking Ridge | 7920 | 5 | 24.4 | Residential | Behind the Meter | No | Net Metered Residential | Tesla Energy Operations Inc | None | JCP&L | Accepted | 2023-07-27 | 2023-07-27 | 2024-07-27 | Solar Panels | Hanwha | Q.PEAK DUO BLK ML-G10+/TS 400 |  | 0.4 | 11 | 58 | 18 |  | Fixed | Roof
NJADRE1554360332 | Administratively Determined Incentive Program | Basking Ridge | 7920 | 5 | 24.4 | Residential | Behind the Meter | No | Net Metered Residential | Tesla Energy Operations Inc | None | JCP&L | Accepted | 2023-07-27 | 2023-07-27 | 2024-07-27 | Solar Panels | Hanwha | Q.PEAK DUO BLK ML-G10+/TS 400 |  | 0.4 | 9 | 239 | 18 |  | Fixed | Roof
NJADRE1554360332 | Administratively Determined Incentive Program | Basking Ridge | 7920 | 5 | 24.4 | Residential | Behind the Meter | No | Net Metered Residential | Tesla Energy Operations Inc | None | JCP&L | Accepted | 2023-07-27 | 2023-07-27 | 2024-07-27 | Electric Storage Battery | Tesla | AC Powerwall 2.2 |  |  | 3 |  |  |  | Lithium Ion |  | OUTSIDE
NJADRE1554360363 | Administratively Determined Incentive Program | Lindenwold | 8021 | 14 | 14.18 | Residential | Behind the Meter | Yes | Net Metered Residential | Skyline Solar LLC | None | AC Electric | Accepted | 2023-07-27 | 2023-08-07 | 2024-08-07 | Solar Panels | Q CELLS | Q.PEAK DUO ML-G10.A+ |  | 0.405 | 23 | 146 | 31 |  | Fixed | Roof
NJADRE1554360363 | Administratively Determined Incentive Program | Lindenwold | 8021 | 14 | 14.18 | Residential | Behind the Meter | Yes | Net Metered Residential | Skyline Solar LLC | None | AC Electric | Accepted | 2023-07-27 | 2023-08-07 | 2024-08-07 | Solar Panels | Q CELLS | Q.PEAK DUO ML-G10.A+ |  | 0.405 | 12 | 146 | 31 |  | Fixed | Roof
NJADRE1554360363 | Administratively Determined Incentive Program | Lindenwold | 8021 | 14 | 14.18 | Residential | Behind the Meter | Yes | Net Metered Residential | Skyline Solar LLC | None | AC Electric | Accepted | 2023-07-27 | 2023-08-07 | 2024-08-07 | Inverters | SOLAREDGE | SE10000H-US | 10000 |  | 1 |  |  | 0.992 |  | Outdoor
NJADRE1554360376 | Administratively Determined Incentive Program | Northfield | 8225 | 19 | 12.4 | Residential | Behind the Meter | Yes | Net Metered Residential | Pro Custom Solar dba Momentum Solar | None | AC Electric | Accepted | 2023-07-27 | 2023-08-07 | 2024-08-07 | Inverters | Enphase | IQ8PLUS-72-2-US | 290 |  | 31 |  |  | 0.97 |  | Outdoor
NJADRE1554360376 | Administratively Determined Incentive Program | Northfield | 8225 | 19 | 12.4 | Residential | Behind the Meter | Yes | Net Metered Residential | Pro Custom Solar dba Momentum Solar | None | AC Electric | Accepted | 2023-07-27 | 2023-08-07 | 2024-08-07 | Solar Panels | Hanwha | q.peak duo blk ML-g10+400 |  | 0.4 | 3 | 29 | 19 |  | Fixed | Roof
NJADRE1554360376 | Administratively Determined Incentive Program | Northfield | 8225 | 19 | 12.4 | Residential | Behind the Meter | Yes | Net Metered Residential | Pro Custom Solar dba Momentum Solar | None | AC Electric | Accepted | 2023-07-27 | 2023-08-07 | 2024-08-07 | Solar Panels | Hanwha | q.peak duo blk ML-g10+400 |  | 0.4 | 12 | 209 | 20 |  | Fixed | Roof
NJADRE1554360376 | Administratively Determined Incentive Program | Northfield | 8225 | 19 | 12.4 | Residential | Behind the Meter | Yes | Net Metered Residential | Pro Custom Solar dba Momentum Solar | None | AC Electric | Accepted | 2023-07-27 | 2023-08-07 | 2024-08-07 | Solar Panels | Hanwha | q.peak duo blk ML-g10+400 |  | 0.4 | 11 | 29 | 20 |  | Fixed | Roof
NJADRE1554360376 | Administratively Determined Incentive Program | Northfield | 8225 | 19 | 12.4 | Residential | Behind the Meter | Yes | Net Metered Residential | Pro Custom Solar dba Momentum Solar | None | AC Electric | Accepted | 2023-07-27 | 2023-08-07 | 2024-08-07 | Solar Panels | Hanwha | q.peak duo blk ML-g10+400 |  | 0.4 | 5 | 209 | 20 |  | Fixed | Roof
NJADRE1554360381 | Administratively Determined Incentive Program | Byram Township | 7821 | 1 | 13.69 | Residential | Behind the Meter | No | Net Metered Residential | Vision Solar LLC | None | JCP&L | Accepted | 2023-07-27 | 2023-07-27 | 2024-07-27 | Inverters | Solar Edge | SE11400H-USRGM | 11 |  | 1 |  |  | 0.97 |  | Outside
NJADRE1554360381 | Administratively Determined Incentive Program | Byram Township | 7821 | 1 | 13.69 | Residential | Behind the Meter | No | Net Metered Residential | Vision Solar LLC | None | JCP&L | Accepted | 2023-07-27 | 2023-07-27 | 2024-07-27 | Solar Panels | Znshine Solar | ZXM6-NH120-370/M |  | 0.37 | 15 | 217 | 25 |  | Fixed | Roof
NJADRE1554360381 | Administratively Determined Incentive Program | Byram Township | 7821 | 1 | 13.69 | Residential | Behind the Meter | No | Net Metered Residential | Vision Solar LLC | None | JCP&L | Accepted | 2023-07-27 | 2023-07-27 | 2024-07-27 | Solar Panels | Znshine Solar | ZXM6-NH120-370/M |  | 0.37 | 12 | 37 | 25 |  | Fixed | Roof
NJADRE1554360381 | Administratively Determined Incentive Program | Byram Township | 7821 | 1 | 13.69 | Residential | Behind the Meter | No | Net Metered Residential | Vision Solar LLC | None | JCP&L | Accepted | 2023-07-27 | 2023-07-27 | 2024-07-27 | Solar Panels | Znshine Solar | ZXM6-NH120-370/M |  | 0.37 | 10 | 37 | 25 |  | Fixed | Roof
NJADRE1554360382 | Administratively Determined Incentive Program | woodbury city | 8096 | 15 | 5.6 | Residential | Behind the Meter | No | Net Metered Residential | VELOCITY ENERGY & HOME SOLUTIONS, INC | None | PSE&G | Accepted | 2023-07-27 | 2023-08-07 | 2024-08-07 | Solar Panels | phono | 400 |  | 0.4 | 12 | 295 | 34 |  | Fixed | Roof
NJADRE1554360382 | Administratively Determined Incentive Program | woodbury city | 8096 | 15 | 5.6 | Residential | Behind the Meter | No | Net Metered Residential | VELOCITY ENERGY & HOME SOLUTIONS, INC | None | PSE&G | Accepted | 2023-07-27 | 2023-08-07 | 2024-08-07 | Inverters | enphase | iq7plus-72-2-us | 290 |  | 14 |  |  | 0.29 |  | Other | behind panels
NJADRE1554360382 | Administratively Determined Incentive Program | woodbury city | 8096 | 15 | 5.6 | Residential | Behind the Meter | No | Net Metered Residential | VELOCITY ENERGY & HOME SOLUTIONS, INC | None | PSE&G | Accepted | 2023-07-27 | 2023-08-07 | 2024-08-07 | Solar Panels | phono | 400 |  | 0.4 | 2 | 115 | 34 |  | Fixed | Roof
NJADRE1554360392 | Administratively Determined Incentive Program | South Orange | 7079 | 9 | 13.77 | Residential | Behind the Meter | Yes | Net Metered Residential | Trinity Solar Inc. | None | PSE&G | Accepted | 2023-07-27 | 2023-08-07 | 2024-08-07 | Solar Panels | HANWHA 405 (Q.PEAK DUO BLK ML-G10+ 405) | HANWHA 405 (Q.PEAK DUO BLK ML-G10+ 405) |  | 0.405 | 25 | 288 | 27 |  | Fixed | Roof
NJADRE1554360392 | Administratively Determined Incentive Program | South Orange | 7079 | 9 | 13.77 | Residential | Behind the Meter | Yes | Net Metered Residential | Trinity Solar Inc. | None | PSE&G | Accepted | 2023-07-27 | 2023-08-07 | 2024-08-07 | Solar Panels | HANWHA 405 (Q.PEAK DUO BLK ML-G10+ 405) | HANWHA 405 (Q.PEAK DUO BLK ML-G10+ 405) |  | 0.405 | 7 | 288 | 27 |  | Fixed | Roof
NJADRE1554360392 | Administratively Determined Incentive Program | South Orange | 7079 | 9 | 13.77 | Residential | Behind the Meter | Yes | Net Metered Residential | Trinity Solar Inc. | None | PSE&G | Accepted | 2023-07-27 | 2023-08-07 | 2024-08-07 | Solar Panels | HANWHA 405 (Q.PEAK DUO BLK ML-G10+ 405) | HANWHA 405 (Q.PEAK DUO BLK ML-G10+ 405) |  | 0.405 | 2 | 288 | 14 |  | Fixed | Roof
NJADRE1554360392 | Administratively Determined Incentive Program | South Orange | 7079 | 9 | 13.77 | Residential | Behind the Meter | Yes | Net Metered Residential | Trinity Solar Inc. | None | PSE&G | Accepted | 2023-07-27 | 2023-08-07 | 2024-08-07 | Inverters | Solar Edge | SE11400H-US | 11400 |  | 1 |  |  | 0.97 |  | Outside
NJADRE1554360749 | Administratively Determined Incentive Program | Newark | 7108 | 9 | 4.81 | Residential | Behind the Meter | No | Net Metered Residential | Vision Solar LLC | None | PSE&G | Accepted | 2023-07-27 | 2023-08-07 | 2024-08-07 | Inverters | SolarEdge | SE3800H-USRGM | 4 |  | 1 |  |  | 0.97 |  | Outdoor
NJADRE1554360749 | Administratively Determined Incentive Program | Newark | 7108 | 9 | 4.81 | Residential | Behind the Meter | No | Net Metered Residential | Vision Solar LLC | None | PSE&G | Accepted | 2023-07-27 | 2023-08-07 | 2024-08-07 | Solar Panels | ZNSHINE SOLAR | ZXM6-NH120-370/M |  | 0.37 | 6 | 17 | 41 |  | Fixed | Roof
NJADRE1554360749 | Administratively Determined Incentive Program | Newark | 7108 | 9 | 4.81 | Residential | Behind the Meter | No | Net Metered Residential | Vision Solar LLC | None | PSE&G | Accepted | 2023-07-27 | 2023-08-07 | 2024-08-07 | Solar Panels | ZNSHINE SOLAR | ZXM6-NH120-370/M |  | 0.37 | 7 | 197 | 41 |  | Fixed | Roof
NJADRE1554360769 | Administratively Determined Incentive Program | Willingboro | 8046 | 13 | 8.3 | Residential | Behind the Meter | Yes | Net Metered Residential | Sunrun Installation Services, Inc. | None | PSE&G | Accepted | 2023-07-27 | 2023-08-07 | 2024-08-07 | Inverters | SolarEdge Technologies | SE6000H-USSN | 6000 |  | 1 |  |  | 0.99 |  | Outdoor | Next To Meter
NJADRE1554360769 | Administratively Determined Incentive Program | Willingboro | 8046 | 13 | 8.3 | Residential | Behind the Meter | Yes | Net Metered Residential | Sunrun Installation Services, Inc. | None | PSE&G | Accepted | 2023-07-27 | 2023-08-07 | 2024-08-07 | Solar Panels | Trina Solar | TSM-395DE09C.07 |  | 0.395 | 3 | 125 | 18 |  | Fixed | Roof
NJADRE1554360769 | Administratively Determined Incentive Program | Willingboro | 8046 | 13 | 8.3 | Residential | Behind the Meter | Yes | Net Metered Residential | Sunrun Installation Services, Inc. | None | PSE&G | Accepted | 2023-07-27 | 2023-08-07 | 2024-08-07 | Solar Panels | Trina Solar | TSM-395DE09C.07 |  | 0.395 | 6 | 33 | 4 |  | Fixed | Roof
NJADRE1554360769 | Administratively Determined Incentive Program | Willingboro | 8046 | 13 | 8.3 | Residential | Behind the Meter | Yes | Net Metered Residential | Sunrun Installation Services, Inc. | None | PSE&G | Accepted | 2023-07-27 | 2023-08-07 | 2024-08-07 | Solar Panels | Trina Solar | TSM-395DE09C.07 |  | 0.395 | 12 | 215 | 19 |  | Fixed | Roof
NJADRE1554360801 | Administratively Determined Incentive Program | MILLVILLE | 8332 | 20 | 11.68 | Residential | Behind the Meter | Yes | Net Metered Residential | Pro Custom Solar dba Momentum Solar | None | AC Electric | Accepted | 2023-07-27 | 2023-08-07 | 2024-08-07 | Solar Panels | hanwha | Q. PEAK DUO BLK-G10+365 |  | 0.365 | 20 | 295 | 10 |  | Fixed | Roof
NJADRE1554360801 | Administratively Determined Incentive Program | MILLVILLE | 8332 | 20 | 11.68 | Residential | Behind the Meter | Yes | Net Metered Residential | Pro Custom Solar dba Momentum Solar | None | AC Electric | Accepted | 2023-07-27 | 2023-08-07 | 2024-08-07 | Solar Panels | hanwha | Q. PEAK DUO BLK-G10+365 |  | 0.365 | 12 | 275 | 17 |  | Fixed | Roof
NJADRE1554360801 | Administratively Determined Incentive Program | MILLVILLE | 8332 | 20 | 11.68 | Residential | Behind the Meter | Yes | Net Metered Residential | Pro Custom Solar dba Momentum Solar | None | AC Electric | Accepted | 2023-07-27 | 2023-08-07 | 2024-08-07 | Inverters | enphase | IQ8PLUS-72-2-US | 290 |  | 32 |  |  | 0.97 |  | Outdoor
NJADRE1554360851 | Administratively Determined Incentive Program | Galloway | 8205 | 19 | 6.48 | Residential | Behind the Meter | Yes | Net Metered Residential | Trinity Solar | None | AC Electric | Accepted | 2023-07-27 | 2023-08-07 | 2024-08-07 | Inverters | Solar Edge | SE5000H-US000BEi4 | 5 |  | 1 |  |  | 0.97 |  | Outdoor
NJADRE1554360851 | Administratively Determined Incentive Program | Galloway | 8205 | 19 | 6.48 | Residential | Behind the Meter | Yes | Net Metered Residential | Trinity Solar | None | AC Electric | Accepted | 2023-07-27 | 2023-08-07 | 2024-08-07 | Solar Panels | Hanwha | Q.PEAK DUO BLK ML-G10+ 405 |  | 0.405 | 12 | 272 | 27 |  | Fixed | Roof
NJADRE1554360851 | Administratively Determined Incentive Program | Galloway | 8205 | 19 | 6.48 | Residential | Behind the Meter | Yes | Net Metered Residential | Trinity Solar | None | AC Electric | Accepted | 2023-07-27 | 2023-08-07 | 2024-08-07 | Solar Panels | Hanwha | Q.PEAK DUO BLK ML-G10+ 405 |  | 0.405 | 4 | 92 | 27 |  | Fixed | Roof
NJADRE1554360854 | Administratively Determined Incentive Program | Union Twp | 7083 | 10 | 6.66 | Residential | Behind the Meter | Yes | Net Metered Residential | Vision Solar LLC | None | PSE&G | Accepted | 2023-07-27 | 2023-08-07 | 2024-08-07 | Inverters | Solar Edge | SE6000H-USRGM | 6 |  | 1 |  |  | 0.97 |  | Outside
NJADRE1554360854 | Administratively Determined Incentive Program | Union Twp | 7083 | 10 | 6.66 | Residential | Behind the Meter | Yes | Net Metered Residential | Vision Solar LLC | None | PSE&G | Accepted | 2023-07-27 | 2023-08-07 | 2024-08-07 | Solar Panels | Znshine Solar | ZXM6-NH120-370/M |  | 0.37 | 10 | 215 | 24 |  | Fixed | Roof
NJADRE1554360854 | Administratively Determined Incentive Program | Union Twp | 7083 | 10 | 6.66 | Residential | Behind the Meter | Yes | Net Metered Residential | Vision Solar LLC | None | PSE&G | Accepted | 2023-07-27 | 2023-08-07 | 2024-08-07 | Solar Panels | Znshine Solar | ZXM6-NH120-370/M |  | 0.37 | 8 | 35 | 24 |  | Fixed | Roof
NJADRE1554360905 | Administratively Determined Incentive Program | Bayville | 8721 | 18 | 6.8 | Residential | Behind the Meter | Yes | Net Metered Residential | Pro Custom Solar dba Momentum Solar | None | JCP&L | Accepted | 2023-07-27 | 2023-08-07 | 2024-08-07 | Solar Panels | hanwha | Â Q. PEAK DUO BLK-G10+400 |  | 0.4 | 7 | 268 | 22 |  | Fixed | Roof
NJADRE1554360905 | Administratively Determined Incentive Program | Bayville | 8721 | 18 | 6.8 | Residential | Behind the Meter | Yes | Net Metered Residential | Pro Custom Solar dba Momentum Solar | None | JCP&L | Accepted | 2023-07-27 | 2023-08-07 | 2024-08-07 | Solar Panels | hanwha | Â Q. PEAK DUO BLK-G10+400 |  | 0.4 | 10 | 88 | 43 |  | Fixed | Roof
NJADRE1554360905 | Administratively Determined Incentive Program | Bayville | 8721 | 18 | 6.8 | Residential | Behind the Meter | Yes | Net Metered Residential | Pro Custom Solar dba Momentum Solar | None | JCP&L | Accepted | 2023-07-27 | 2023-08-07 | 2024-08-07 | Inverters | enphase | IQ8PLUS-72-2-US | 290 |  | 17 |  |  | 0.97 |  | Outdoor
NJADRE1554360931 | Administratively Determined Incentive Program | Newton | 7860 | 1 | 8.14 | Residential | Behind the Meter | No | Net Metered Residential | Vision Solar LLC | None | JCP&L | Accepted | 2023-07-27 | 2023-08-07 | 2024-08-07 | Inverters | SolarEdge | SE6000H-USRGM | 6 |  | 1 |  |  | 0.97 |  | Outdoor
NJADRE1554360931 | Administratively Determined Incentive Program | Newton | 7860 | 1 | 8.14 | Residential | Behind the Meter | No | Net Metered Residential | Vision Solar LLC | None | JCP&L | Accepted | 2023-07-27 | 2023-08-07 | 2024-08-07 | Solar Panels | ZNSHINE SOLAR | ZXM6-NH120-370/M |  | 0.37 | 19 | 126 | 20 |  | Fixed | Roof
NJADRE1554360931 | Administratively Determined Incentive Program | Newton | 7860 | 1 | 8.14 | Residential | Behind the Meter | No | Net Metered Residential | Vision Solar LLC | None | JCP&L | Accepted | 2023-07-27 | 2023-08-07 | 2024-08-07 | Solar Panels | ZNSHINE SOLAR | ZXM6-NH120-370/M |  | 0.37 | 3 | 36 | 20 |  | Fixed | Roof
NJADRE1554361955 | Administratively Determined Incentive Program | Egg Harbor Township | 8234 | 19 | 3.95 | Residential | Behind the Meter | Yes | Net Metered Residential | Sunrun Installation Services, Inc. | None | AC Electric | Accepted | 2023-07-27 | 2023-08-07 | 2024-08-07 | Inverters | SolarEdge Technologies | SE3800H-USMN | 3800 |  | 1 |  |  | 0.99 |  | Outdoor | Next to the meter
NJADRE1554361955 | Administratively Determined Incentive Program | Egg Harbor Township | 8234 | 19 | 3.95 | Residential | Behind the Meter | Yes | Net Metered Residential | Sunrun Installation Services, Inc. | None | AC Electric | Accepted | 2023-07-27 | 2023-08-07 | 2024-08-07 | Solar Panels | Trina Solar | TSM-395DE09C.07 |  | 0.395 | 10 | 198 | 26 |  | Fixed | Roof
NJADRE1554362016 | Administratively Determined Incentive Program | Woodbridge Township | 7067 | 10 | 4.74 | Residential | Behind the Meter | Yes | Net Metered Residential | Freedom Forever New Jersey LLC | None | PSE&G | Accepted | 2023-07-27 | 2023-08-07 | 2024-08-07 | Inverters | Solar Edge | SE3800H-USRGM | 3800 |  | 1 |  |  | 0.99 |  | Outdoor
NJADRE1554362016 | Administratively Determined Incentive Program | Woodbridge Township | 7067 | 10 | 4.74 | Residential | Behind the Meter | Yes | Net Metered Residential | Freedom Forever New Jersey LLC | None | PSE&G | Accepted | 2023-07-27 | 2023-08-07 | 2024-08-07 | Solar Panels | Canadian Solar | CS3N-395MS |  | 0.395 | 6 | 89 | 23 |  | Fixed | Roof
NJADRE1554362016 | Administratively Determined Incentive Program | Woodbridge Township | 7067 | 10 | 4.74 | Residential | Behind the Meter | Yes | Net Metered Residential | Freedom Forever New Jersey LLC | None | PSE&G | Accepted | 2023-07-27 | 2023-08-07 | 2024-08-07 | Solar Panels | Canadian Solar | CS3N-395MS |  | 0.395 | 6 | 269 | 23 |  | Fixed | Roof
NJADRE1554362129 | Administratively Determined Incentive Program | Clifton City | 7011 | 6 | 7.51 | Residential | Behind the Meter | Yes | Net Metered Residential | Sunrun Installation Services, Inc. | None | PSE&G | Accepted | 2023-07-27 | 2023-08-07 | 2024-08-07 | Inverters | SolarEdge Technologies | SE6000H-USSN | 6000 |  | 1 |  |  | 0.99 |  | Outdoor | Next to the meter
NJADRE1554362129 | Administratively Determined Incentive Program | Clifton City | 7011 | 6 | 7.51 | Residential | Behind the Meter | Yes | Net Metered Residential | Sunrun Installation Services, Inc. | None | PSE&G | Accepted | 2023-07-27 | 2023-08-07 | 2024-08-07 | Solar Panels | Trina Solar | TSM-395DE09C.07 |  | 0.395 | 13 | 348 | 36 |  | Fixed | Roof
NJADRE1554362129 | Administratively Determined Incentive Program | Clifton City | 7011 | 6 | 7.51 | Residential | Behind the Meter | Yes | Net Metered Residential | Sunrun Installation Services, Inc. | None | PSE&G | Accepted | 2023-07-27 | 2023-08-07 | 2024-08-07 | Solar Panels | Trina Solar | TSM-395DE09C.07 |  | 0.395 | 2 | 259 | 22 |  | Fixed | Roof
NJADRE1554362129 | Administratively Determined Incentive Program | Clifton City | 7011 | 6 | 7.51 | Residential | Behind the Meter | Yes | Net Metered Residential | Sunrun Installation Services, Inc. | None | PSE&G | Accepted | 2023-07-27 | 2023-08-07 | 2024-08-07 | Solar Panels | Trina Solar | TSM-395DE09C.07 |  | 0.395 | 4 | 168 | 36 |  | Fixed | Roof
NJADRE1554362132 | Administratively Determined Incentive Program | UNION TWP UNI | 7083 | 10 | 6.84 | Residential | Behind the Meter | Yes | Net Metered Residential | Tesla Energy Operations Inc | None | PSE&G | Accepted | 2023-07-27 | 2023-08-07 | 2024-08-07 | Electric Storage Battery | Tesla | AC Powerwall 2.0 |  |  | 3 |  |  |  | Lithium Ion |  | Inside
NJADRE1554362132 | Administratively Determined Incentive Program | UNION TWP UNI | 7083 | 10 | 6.84 | Residential | Behind the Meter | Yes | Net Metered Residential | Tesla Energy Operations Inc | None | PSE&G | Accepted | 2023-07-27 | 2023-08-07 | 2024-08-07 | Inverters | Tesla | 1538000-25-F | 7680 |  | 1 |  |  | 0.98 |  | Indoor
NJADRE1554362132 | Administratively Determined Incentive Program | UNION TWP UNI | 7083 | 10 | 6.84 | Residential | Behind the Meter | Yes | Net Metered Residential | Tesla Energy Operations Inc | None | PSE&G | Accepted | 2023-07-27 | 2023-08-07 | 2024-08-07 | Solar Panels | Tesla | SR72T3R |  | 0.072 | 85 | 54 | 18 |  | Fixed | Roof
NJADRE1554362132 | Administratively Determined Incentive Program | UNION TWP UNI | 7083 | 10 | 6.84 | Residential | Behind the Meter | Yes | Net Metered Residential | Tesla Energy Operations Inc | None | PSE&G | Accepted | 2023-07-27 | 2023-08-07 | 2024-08-07 | Solar Panels | Tesla | SR72T3R |  | 0.072 | 10 | 234 | 21 |  | Fixed | Roof
NJADRE1554362159 | Administratively Determined Incentive Program | Plainfield | 7062 | 10 | 5.14 | Residential | Behind the Meter | Yes | Net Metered Residential | Sunrun Installation Services, Inc. | None | PSE&G | Accepted | 2023-07-27 | 2023-08-07 | 2024-08-07 | Inverters | SolarEdge Technologies | SE6000H-USSN | 6000 |  | 1 |  |  | 0.99 |  | Outdoor | Next To Meter
NJADRE1554362159 | Administratively Determined Incentive Program | Plainfield | 7062 | 10 | 5.14 | Residential | Behind the Meter | Yes | Net Metered Residential | Sunrun Installation Services, Inc. | None | PSE&G | Accepted | 2023-07-27 | 2023-08-07 | 2024-08-07 | Solar Panels | Trina Solar | TSM-395DE09C.07 |  | 0.395 | 13 | 232 | 39 |  | Fixed | Roof
NJADRE1554362273 | Administratively Determined Incentive Program | Englishtown | 7726 | 17 | 8.69 | Residential | Behind the Meter | Yes | Net Metered Residential | Sunrun Installation Services, Inc. | None | JCP&L | Accepted | 2023-07-27 | 2023-08-07 | 2024-08-07 | Electric Storage Battery | LG Chem | RESU 10H Prime |  |  | 1 |  |  |  | Lithium Ion |  | inside
NJADRE1554362273 | Administratively Determined Incentive Program | Englishtown | 7726 | 17 | 8.69 | Residential | Behind the Meter | Yes | Net Metered Residential | Sunrun Installation Services, Inc. | None | JCP&L | Accepted | 2023-07-27 | 2023-08-07 | 2024-08-07 | Inverters | SolarEdge Technologies | SE6000H-USSN | 6000 |  | 1 |  |  | 0.96 |  | Outdoor | Next To Meter
NJADRE1554362273 | Administratively Determined Incentive Program | Englishtown | 7726 | 17 | 8.69 | Residential | Behind the Meter | Yes | Net Metered Residential | Sunrun Installation Services, Inc. | None | JCP&L | Accepted | 2023-07-27 | 2023-08-07 | 2024-08-07 | Solar Panels | Trina Solar | TSM-395DE09C.07 |  | 0.395 | 22 | 116 | 20 |  | Fixed | Roof
NJADRE1554364881 | Administratively Determined Incentive Program | Irvington | 7111 | 9 | 4.74 | Residential | Behind the Meter | Yes | Net Metered Residential | Sunrun Installation Services, Inc. | None | PSE&G | Accepted | 2023-07-28 | 2023-08-07 | 2024-08-07 | Electric Storage Battery | Tesla | Powerwall 2 AC |  |  | 1 |  |  |  | Lithium Ion |  | outside
NJADRE1554364881 | Administratively Determined Incentive Program | Irvington | 7111 | 9 | 4.74 | Residential | Behind the Meter | Yes | Net Metered Residential | Sunrun Installation Services, Inc. | None | PSE&G | Accepted | 2023-07-28 | 2023-08-07 | 2024-08-07 | Inverters | SolarEdge Technologies | SE3800H-USMN | 3800 |  | 1 |  |  | 0.96 |  | Outdoor | Next To Meter
NJADRE1554364881 | Administratively Determined Incentive Program | Irvington | 7111 | 9 | 4.74 | Residential | Behind the Meter | Yes | Net Metered Residential | Sunrun Installation Services, Inc. | None | PSE&G | Accepted | 2023-07-28 | 2023-08-07 | 2024-08-07 | Solar Panels | Trina Solar | TSM-395DE09C.07 |  | 0.395 | 12 | 296 | 10 |  | Fixed | Roof
NJADRE1554364885 | Administratively Determined Incentive Program | Hamilton | 8330 | 19 | 6.72 | Residential | Behind the Meter | Yes | Net Metered Residential | Sunrun Installation Services, Inc. | None | AC Electric | Accepted | 2023-07-28 | 2023-08-07 | 2024-08-07 | Inverters | SolarEdge Technologies | SE6000H-USSN | 6000 |  | 1 |  |  | 0.96 |  | Outdoor | Next To Meter
NJADRE1554364885 | Administratively Determined Incentive Program | Hamilton | 8330 | 19 | 6.72 | Residential | Behind the Meter | Yes | Net Metered Residential | Sunrun Installation Services, Inc. | None | AC Electric | Accepted | 2023-07-28 | 2023-08-07 | 2024-08-07 | Solar Panels | Trina Solar | TSM-395DE09C.07 |  | 0.395 | 1 | 291 | 38 |  | Fixed | Roof
NJADRE1554364885 | Administratively Determined Incentive Program | Hamilton | 8330 | 19 | 6.72 | Residential | Behind the Meter | Yes | Net Metered Residential | Sunrun Installation Services, Inc. | None | AC Electric | Accepted | 2023-07-28 | 2023-08-07 | 2024-08-07 | Solar Panels | Trina Solar | TSM-395DE09C.07 |  | 0.395 | 2 | 111 | 39 |  | Fixed | Roof
NJADRE1554364885 | Administratively Determined Incentive Program | Hamilton | 8330 | 19 | 6.72 | Residential | Behind the Meter | Yes | Net Metered Residential | Sunrun Installation Services, Inc. | None | AC Electric | Accepted | 2023-07-28 | 2023-08-07 | 2024-08-07 | Solar Panels | Trina Solar | TSM-395DE09C.07 |  | 0.395 | 7 | 23 | 25 |  | Fixed | Roof
NJADRE1554364885 | Administratively Determined Incentive Program | Hamilton | 8330 | 19 | 6.72 | Residential | Behind the Meter | Yes | Net Metered Residential | Sunrun Installation Services, Inc. | None | AC Electric | Accepted | 2023-07-28 | 2023-08-07 | 2024-08-07 | Solar Panels | Trina Solar | TSM-395DE09C.07 |  | 0.395 | 7 | 202 | 27 |  | Fixed | Roof
NJADRE1554364900 | Administratively Determined Incentive Program | Elmer | 8318 | 16 | 8 | Residential | Behind the Meter | No | Net Metered Residential | Skyline Solar Solar | None | AC Electric | Accepted | 2023-07-28 | 2023-08-07 | 2024-08-07 | Solar Panels | MSOLAR | TXI10-400108BB |  | 0.4 | 18 | 135 | 31 |  | Fixed | Roof
NJADRE1554364900 | Administratively Determined Incentive Program | Elmer | 8318 | 16 | 8 | Residential | Behind the Meter | No | Net Metered Residential | Skyline Solar Solar | None | AC Electric | Accepted | 2023-07-28 | 2023-08-07 | 2024-08-07 | Solar Panels | MSOLAR | TXI10-400108BB |  | 0.4 | 2 | 315 | 29 |  | Fixed | Roof
NJADRE1554364900 | Administratively Determined Incentive Program | Elmer | 8318 | 16 | 8 | Residential | Behind the Meter | No | Net Metered Residential | Skyline Solar Solar | None | AC Electric | Accepted | 2023-07-28 | 2023-08-07 | 2024-08-07 | Inverters | Solaredge | SE6000H-US | 6000 |  | 1 |  |  | 0.99 |  | Outdoor
NJADRE1554364907 | Administratively Determined Incentive Program | Elizabeth | 7206 | 10 | 7.11 | Residential | Behind the Meter | Yes | Net Metered Residential | Sunrun Installation Services, Inc. | None | PSE&G | Accepted | 2023-07-28 | 2023-08-07 | 2024-08-07 | Inverters | Delta Electronics | E6-TL-US | 5760 |  | 1 |  |  | 0.96 |  | Outdoor | Next To Meter
NJADRE1554364907 | Administratively Determined Incentive Program | Elizabeth | 7206 | 10 | 7.11 | Residential | Behind the Meter | Yes | Net Metered Residential | Sunrun Installation Services, Inc. | None | PSE&G | Accepted | 2023-07-28 | 2023-08-07 | 2024-08-07 | Solar Panels | Trina Solar | TSM-395DE09C.07 |  | 0.395 | 18 | 145 | 26 |  | Fixed | Roof
NJADRE1554365010 | Administratively Determined Incentive Program | Carteret | 7008 | 11 | 6.4 | Residential | Behind the Meter | Yes | Net Metered Residential | Pro Custom Solar dba Momentum Solar | None | PSE&G | Accepted | 2023-07-28 | 2023-08-07 | 2024-08-07 | Solar Panels | hanwha | Â Q. PEAK DUO BLK-G10+400 |  | 0.4 | 3 | 206 | 21 |  | Fixed | Roof
NJADRE1554365010 | Administratively Determined Incentive Program | Carteret | 7008 | 11 | 6.4 | Residential | Behind the Meter | Yes | Net Metered Residential | Pro Custom Solar dba Momentum Solar | None | PSE&G | Accepted | 2023-07-28 | 2023-08-07 | 2024-08-07 | Solar Panels | hanwha | Â Q. PEAK DUO BLK-G10+400 |  | 0.4 | 13 | 296 | 21 |  | Fixed | Roof
NJADRE1554365010 | Administratively Determined Incentive Program | Carteret | 7008 | 11 | 6.4 | Residential | Behind the Meter | Yes | Net Metered Residential | Pro Custom Solar dba Momentum Solar | None | PSE&G | Accepted | 2023-07-28 | 2023-08-07 | 2024-08-07 | Inverters | enphase | IQ8PLUS-72-2-US | 290 |  | 16 |  |  | 0.97 |  | Outdoor
NJADRE1554365022 | Administratively Determined Incentive Program | Carteret | 7008 | 11 | 4.4 | Residential | Behind the Meter | Yes | Net Metered Residential | Pro Custom Solar dba Momentum Solar | None | PSE&G | Accepted | 2023-07-28 | 2023-08-07 | 2024-08-07 | Solar Panels | hanwha | Â Q. PEAK DUO BLK-G10+400 |  | 0.4 | 11 | 116 | 21 |  | Fixed | Roof
NJADRE1554365022 | Administratively Determined Incentive Program | Carteret | 7008 | 11 | 4.4 | Residential | Behind the Meter | Yes | Net Metered Residential | Pro Custom Solar dba Momentum Solar | None | PSE&G | Accepted | 2023-07-28 | 2023-08-07 | 2024-08-07 | Inverters | enphase | IQ8PLUS-72-2-US | 290 |  | 11 |  |  | 0.97 |  | Outdoor
NJADRE1554365059 | Administratively Determined Incentive Program | Bayonne | 7002 | 8 | 6.4 | Residential | Behind the Meter | No | Net Metered Residential | Power Energy Solutions | None | PSE&G | Accepted | 2023-07-28 | 2023-08-08 | 2024-08-08 | Inverters | ENPHASE | IQ8+-72-2-US | 4640 |  | 16 |  |  | 0.99 |  | Outside | ROOFTOP
NJADRE1554365059 | Administratively Determined Incentive Program | Bayonne | 7002 | 8 | 6.4 | Residential | Behind the Meter | No | Net Metered Residential | Power Energy Solutions | None | PSE&G | Accepted | 2023-07-28 | 2023-08-08 | 2024-08-08 | Solar Panels | PHONO SOLAR | PS400M6-18/VHB |  | 0.4 | 16 | 122 | 40 |  | Fixed | Roof | ROOFTOP
NJADRE1554365064 | Administratively Determined Incentive Program | Hamilton Township | 8619 | 12 | 5.1 | Residential | Behind the Meter | No | Net Metered Residential | Sunwise Energy LLC | None | PSE&G | Accepted | 2023-07-28 | 2023-08-10 | 2024-08-10 | Solar Panels | HANWHA Q CELLS | Q.PEAK DUO L-G8.2 |  | 0.425 | 12 | 178 | 15 |  | Fixed | Roof
NJADRE1554365064 | Administratively Determined Incentive Program | Hamilton Township | 8619 | 12 | 5.1 | Residential | Behind the Meter | No | Net Metered Residential | Sunwise Energy LLC | None | PSE&G | Accepted | 2023-07-28 | 2023-08-10 | 2024-08-10 | Inverters | ENPHASE ENERGY | IQ8A-72-2-US | 4188 |  | 12 |  |  | 0.977 |  | Outside
NJADRE1554365075 | Administratively Determined Incentive Program | Bound Brook | 8805 | 5 | 11.2 | Residential | Behind the Meter | Yes | Net Metered Residential | Pro Custom | None | PSE&G | Accepted | 2023-07-28 | 2023-08-08 | 2024-08-08 | Inverters | Enphase | IQ8PLUS-72-2-US | 290 |  | 28 |  |  | 0.97 |  | Outdoor
NJADRE1554365075 | Administratively Determined Incentive Program | Bound Brook | 8805 | 5 | 11.2 | Residential | Behind the Meter | Yes | Net Metered Residential | Pro Custom | None | PSE&G | Accepted | 2023-07-28 | 2023-08-08 | 2024-08-08 | Solar Panels | Hanwha | q.peak duo blk ML-g10+400 |  | 0.4 | 12 | 6 | 10 |  | Fixed | Roof
NJADRE1554365075 | Administratively Determined Incentive Program | Bound Brook | 8805 | 5 | 11.2 | Residential | Behind the Meter | Yes | Net Metered Residential | Pro Custom | None | PSE&G | Accepted | 2023-07-28 | 2023-08-08 | 2024-08-08 | Solar Panels | Hanwha | q.peak duo blk ML-g10+400 |  | 0.4 | 4 | 6 | 48 |  | Fixed | Roof
NJADRE1554365075 | Administratively Determined Incentive Program | Bound Brook | 8805 | 5 | 11.2 | Residential | Behind the Meter | Yes | Net Metered Residential | Pro Custom | None | PSE&G | Accepted | 2023-07-28 | 2023-08-08 | 2024-08-08 | Solar Panels | Hanwha | q.peak duo blk ML-g10+400 |  | 0.4 | 6 | 276 | 48 |  | Fixed | Roof
NJADRE1554365075 | Administratively Determined Incentive Program | Bound Brook | 8805 | 5 | 11.2 | Residential | Behind the Meter | Yes | Net Metered Residential | Pro Custom | None | PSE&G | Accepted | 2023-07-28 | 2023-08-08 | 2024-08-08 | Solar Panels | Hanwha | q.peak duo blk ML-g10+400 |  | 0.4 | 6 | 96 | 48 |  | Fixed | Roof
NJADRE1554365681 | Administratively Determined Incentive Program | Englewood City | 7631 | 7 | 12.25 | Residential | Behind the Meter | No | Net Metered Residential | Bright Planet Solar | None | PSE&G | Accepted | 2023-07-28 | 2023-08-07 | 2024-08-07 | Inverters | SolarEdge | SE10000H-USRGM | 10000 |  | 1 |  |  | 0.98 |  | Outdoor
NJADRE1554365681 | Administratively Determined Incentive Program | Englewood City | 7631 | 7 | 12.25 | Residential | Behind the Meter | No | Net Metered Residential | Bright Planet Solar | None | PSE&G | Accepted | 2023-07-28 | 2023-08-07 | 2024-08-07 | Solar Panels | Hanwha Q-Cells | Q.PEAK DUO BLK ML-G10.a+395 |  | 0.395 | 2 | 277 | 18 |  | Fixed | Roof
NJADRE1554365681 | Administratively Determined Incentive Program | Englewood City | 7631 | 7 | 12.25 | Residential | Behind the Meter | No | Net Metered Residential | Bright Planet Solar | None | PSE&G | Accepted | 2023-07-28 | 2023-08-07 | 2024-08-07 | Solar Panels | Hanwha Q-Cells | Q.PEAK DUO BLK ML-G10.a+395 |  | 0.395 | 7 | 187 | 45 |  | Fixed | Roof
NJADRE1554365681 | Administratively Determined Incentive Program | Englewood City | 7631 | 7 | 12.25 | Residential | Behind the Meter | No | Net Metered Residential | Bright Planet Solar | None | PSE&G | Accepted | 2023-07-28 | 2023-08-07 | 2024-08-07 | Solar Panels | Hanwha Q-Cells | Q.PEAK DUO BLK ML-G10.a+395 |  | 0.395 | 6 | 7 | 45 |  | Fixed | Roof
NJADRE1554365681 | Administratively Determined Incentive Program | Englewood City | 7631 | 7 | 12.25 | Residential | Behind the Meter | No | Net Metered Residential | Bright Planet Solar | None | PSE&G | Accepted | 2023-07-28 | 2023-08-07 | 2024-08-07 | Solar Panels | Hanwha Q-Cells | Q.PEAK DUO BLK ML-G10.a+395 |  | 0.395 | 2 | 97 | 18 |  | Fixed | Roof
NJADRE1554365681 | Administratively Determined Incentive Program | Englewood City | 7631 | 7 | 12.25 | Residential | Behind the Meter | No | Net Metered Residential | Bright Planet Solar | None | PSE&G | Accepted | 2023-07-28 | 2023-08-07 | 2024-08-07 | Solar Panels | Hanwha Q-Cells | Q.PEAK DUO BLK ML-G10.a+395 |  | 0.395 | 11 | 187 | 34 |  | Fixed | Roof
NJADRE1554365681 | Administratively Determined Incentive Program | Englewood City | 7631 | 7 | 12.25 | Residential | Behind the Meter | No | Net Metered Residential | Bright Planet Solar | None | PSE&G | Accepted | 2023-07-28 | 2023-08-07 | 2024-08-07 | Solar Panels | Hanwha Q-Cells | Q.PEAK DUO BLK ML-G10.a+395 |  | 0.395 | 3 | 7 | 34 |  | Fixed | Roof
NJADRE1554365948 | Administratively Determined Incentive Program | East Orange | 7018 | 9 | 6.48 | Residential | Behind the Meter | Yes | Net Metered Residential | Skyline Solar LLC | None | PSE&G | Accepted | 2023-07-28 | 2023-08-07 | 2024-08-07 | Solar Panels | Q CELLS | Q.PEAK DUO ML-G10.A+ |  | 0.405 | 14 | 204 | 43 |  | Fixed | Roof
NJADRE1554365948 | Administratively Determined Incentive Program | East Orange | 7018 | 9 | 6.48 | Residential | Behind the Meter | Yes | Net Metered Residential | Skyline Solar LLC | None | PSE&G | Accepted | 2023-07-28 | 2023-08-07 | 2024-08-07 | Solar Panels | Q CELLS | Q.PEAK DUO ML-G10.A+ |  | 0.405 | 2 | 294 | 5 |  | Fixed | Roof
NJADRE1554365948 | Administratively Determined Incentive Program | East Orange | 7018 | 9 | 6.48 | Residential | Behind the Meter | Yes | Net Metered Residential | Skyline Solar LLC | None | PSE&G | Accepted | 2023-07-28 | 2023-08-07 | 2024-08-07 | Inverters | SOLAREDGE | SE5000H-US | 5000 |  | 1 |  |  | 0.992 |  | Outdoor
NJADRE1554365955 | Administratively Determined Incentive Program | Fairfield | 8332 | 20 | 6.4 | Residential | Behind the Meter | Yes | Net Metered Residential | SunnyMac LLC | None | AC Electric | Accepted | 2023-07-28 | 2023-08-08 | 2024-08-08 | Solar Panels | HANWHA | Q.PEAK DUO BLK ML-G10+400 |  | 0.4 | 16 | 170 | 12 |  | Fixed | Roof
NJADRE1554365955 | Administratively Determined Incentive Program | Fairfield | 8332 | 20 | 6.4 | Residential | Behind the Meter | Yes | Net Metered Residential | SunnyMac LLC | None | AC Electric | Accepted | 2023-07-28 | 2023-08-08 | 2024-08-08 | Inverters | Solaredge | SE5000H-US | 5000 |  | 1 |  |  | 0.99 |  | Outdoor | NEXT TO METER
NJADRE1554365955 | Administratively Determined Incentive Program | Fairfield | 8332 | 20 | 6.4 | Residential | Behind the Meter | Yes | Net Metered Residential | SunnyMac LLC | None | AC Electric | Accepted | 2023-07-28 | 2023-08-08 | 2024-08-08 | Meters | SE-RGMTR-1D-240C-B | Solaredge |  |  | 1 |  |  |  | Yes | Outdoor
NJADRE1554366022 | Administratively Determined Incentive Program | Penns Grove | 8069 | 16 | 3.16 | Residential | Behind the Meter | Yes | Net Metered Residential | Sunrun Installation Services, Inc. | None | AC Electric | Accepted | 2023-07-28 | 2023-08-08 | 2024-08-08 | Inverters | SolarEdge Technologies | SE3800H-USMN | 3800 |  | 1 |  |  | 0.99 |  | Outdoor | Next to the meter
NJADRE1554366022 | Administratively Determined Incentive Program | Penns Grove | 8069 | 16 | 3.16 | Residential | Behind the Meter | Yes | Net Metered Residential | Sunrun Installation Services, Inc. | None | AC Electric | Accepted | 2023-07-28 | 2023-08-08 | 2024-08-08 | Solar Panels | Trina Solar | TSM-395DE09C.07 |  | 0.395 | 4 | 117 | 23 |  | Fixed | Roof
NJADRE1554366022 | Administratively Determined Incentive Program | Penns Grove | 8069 | 16 | 3.16 | Residential | Behind the Meter | Yes | Net Metered Residential | Sunrun Installation Services, Inc. | None | AC Electric | Accepted | 2023-07-28 | 2023-08-08 | 2024-08-08 | Solar Panels | Trina Solar | TSM-395DE09C.07 |  | 0.395 | 4 | 208 | 23 |  | Fixed | Roof
NJADRE1554366038 | Administratively Determined Incentive Program | Dumont | 7628 | 7 | 9.25 | Residential | Behind the Meter | No | Net Metered Residential | Vision Solar LLC | None | PSE&G | Accepted | 2023-07-28 | 2023-08-08 | 2024-08-08 | Inverters | Solar Edge | SE6000H-USRGM | 6 |  | 1 |  |  | 0.97 |  | Outside
NJADRE1554366038 | Administratively Determined Incentive Program | Dumont | 7628 | 7 | 9.25 | Residential | Behind the Meter | No | Net Metered Residential | Vision Solar LLC | None | PSE&G | Accepted | 2023-07-28 | 2023-08-08 | 2024-08-08 | Solar Panels | ZNSHINE SOLAR | ZXM6-NH120-370/M |  | 0.37 | 10 | 95 | 23 |  | Fixed | Roof
NJADRE1554366038 | Administratively Determined Incentive Program | Dumont | 7628 | 7 | 9.25 | Residential | Behind the Meter | No | Net Metered Residential | Vision Solar LLC | None | PSE&G | Accepted | 2023-07-28 | 2023-08-08 | 2024-08-08 | Solar Panels | ZNSHINE SOLAR | ZXM6-NH120-370/M |  | 0.37 | 7 | 275 | 23 |  | Fixed | Roof
NJADRE1554366038 | Administratively Determined Incentive Program | Dumont | 7628 | 7 | 9.25 | Residential | Behind the Meter | No | Net Metered Residential | Vision Solar LLC | None | PSE&G | Accepted | 2023-07-28 | 2023-08-08 | 2024-08-08 | Solar Panels | ZNSHINE SOLAR | ZXM6-NH120-370/M |  | 0.37 | 8 | 275 | 23 |  | Fixed | Roof
NJADRE1554366870 | Administratively Determined Incentive Program | New Milford Boro | 7646 | 7 | 4.81 | Residential | Behind the Meter | No | Net Metered Residential | Vision Solar LLC | None | PSE&G | Accepted | 2023-07-28 | 2023-08-08 | 2024-08-08 | Inverters | Solar Edge | SE3800H-USRGM | 4 |  | 1 |  |  | 0.97 |  | Outside
NJADRE1554366870 | Administratively Determined Incentive Program | New Milford Boro | 7646 | 7 | 4.81 | Residential | Behind the Meter | No | Net Metered Residential | Vision Solar LLC | None | PSE&G | Accepted | 2023-07-28 | 2023-08-08 | 2024-08-08 | Solar Panels | Znshine Solar | ZXM6-NH120-370/M |  | 0.37 | 4 | 180 | 22 |  | Fixed | Roof
NJADRE1554366870 | Administratively Determined Incentive Program | New Milford Boro | 7646 | 7 | 4.81 | Residential | Behind the Meter | No | Net Metered Residential | Vision Solar LLC | None | PSE&G | Accepted | 2023-07-28 | 2023-08-08 | 2024-08-08 | Solar Panels | Znshine Solar | ZXM6-NH120-370/M |  | 0.37 | 9 | 0 | 22 |  | Fixed | Roof
NJADRE1554366888 | Administratively Determined Incentive Program | Millville | 8332 | 20 | 9.49 | Residential | Behind the Meter | Yes | Net Metered Residential | Ad Energy | None | AC Electric | Accepted | 2023-07-28 | 2023-08-21 | 2024-08-21 | Inverters | SunPower | IQ7HS | 384 |  | 26 |  |  | 0.97 |  | Outdoor | At each panel
NJADRE1554366888 | Administratively Determined Incentive Program | Millville | 8332 | 20 | 9.49 | Residential | Behind the Meter | Yes | Net Metered Residential | Ad Energy | None | AC Electric | Accepted | 2023-07-28 | 2023-08-21 | 2024-08-21 | Solar Panels | SunPower | SPR-U-365-BLK-QC-DC |  | 0.365 | 14 | 120 | 19 |  | Fixed | Roof
NJADRE1554366888 | Administratively Determined Incentive Program | Millville | 8332 | 20 | 9.49 | Residential | Behind the Meter | Yes | Net Metered Residential | Ad Energy | None | AC Electric | Accepted | 2023-07-28 | 2023-08-21 | 2024-08-21 | Solar Panels | Sunpower | SPR-U-365-BLK-QC-DC |  | 0.365 | 12 | 300 | 19 |  | Fixed | Roof
NJADRE1554366894 | Administratively Determined Incentive Program | Jamesburg | 8831 | 11 | 4.74 | Residential | Behind the Meter | Yes | Net Metered Residential | Sunrun Installation Services, Inc. | None | PSE&G | Accepted | 2023-07-28 | 2023-08-08 | 2024-08-08 | Inverters | Delta Electronics | E4-TL-US | 4000 |  | 1 |  |  | 0.98 |  | Outdoor | Next to the meter
NJADRE1554366894 | Administratively Determined Incentive Program | Jamesburg | 8831 | 11 | 4.74 | Residential | Behind the Meter | Yes | Net Metered Residential | Sunrun Installation Services, Inc. | None | PSE&G | Accepted | 2023-07-28 | 2023-08-08 | 2024-08-08 | Solar Panels | Trina Solar | TSM-395DE09C.07 |  | 0.395 | 12 | 181 | 37 |  | Fixed | Roof
NJADRE1554366928 | Administratively Determined Incentive Program | Rahway | 7065 | 10 | 4.07 | Residential | Behind the Meter | No | Net Metered Residential | Vision Solar LLC | None | PSE&G | Accepted | 2023-07-28 | 2023-08-08 | 2024-08-08 | Inverters | Solar Edge | SE3800H-USRGM | 4 |  | 1 |  |  | 0.97 |  | Outside
NJADRE1554366928 | Administratively Determined Incentive Program | Rahway | 7065 | 10 | 4.07 | Residential | Behind the Meter | No | Net Metered Residential | Vision Solar LLC | None | PSE&G | Accepted | 2023-07-28 | 2023-08-08 | 2024-08-08 | Solar Panels | Znshine Solar | ZXM6-NH120-370/M |  | 0.37 | 5 | 137 | 21 |  | Fixed | Roof
NJADRE1554366928 | Administratively Determined Incentive Program | Rahway | 7065 | 10 | 4.07 | Residential | Behind the Meter | No | Net Metered Residential | Vision Solar LLC | None | PSE&G | Accepted | 2023-07-28 | 2023-08-08 | 2024-08-08 | Solar Panels | Znshine Solar | ZXM6-NH120-370/M |  | 0.37 | 3 | 137 | 24 |  | Fixed | Roof
NJADRE1554366928 | Administratively Determined Incentive Program | Rahway | 7065 | 10 | 4.07 | Residential | Behind the Meter | No | Net Metered Residential | Vision Solar LLC | None | PSE&G | Accepted | 2023-07-28 | 2023-08-08 | 2024-08-08 | Solar Panels | Znshine Solar | ZXM6-NH120-370/M |  | 0.37 | 3 | 227 | 24 |  | Fixed | Roof
NJADRE1554366958 | Administratively Determined Incentive Program | Garfield | 7026 | 7 | 4.07 | Residential | Behind the Meter | Yes | Net Metered Residential | Sunrun Installation Services, Inc. | None | PSE&G | Accepted | 2023-07-28 | 2023-08-08 | 2024-08-08 | Inverters | SolarEdge Technologies | SE3800H-USS3 | 3800 |  | 1 |  |  | 0.96 |  | Outdoor | Next To Meter
NJADRE1554366958 | Administratively Determined Incentive Program | Garfield | 7026 | 7 | 4.07 | Residential | Behind the Meter | Yes | Net Metered Residential | Sunrun Installation Services, Inc. | None | PSE&G | Accepted | 2023-07-28 | 2023-08-08 | 2024-08-08 | Solar Panels | LG Electronics | LG370N1K-A6 |  | 0.37 | 5 | 36 | 14 |  | Fixed | Roof
NJADRE1554366958 | Administratively Determined Incentive Program | Garfield | 7026 | 7 | 4.07 | Residential | Behind the Meter | Yes | Net Metered Residential | Sunrun Installation Services, Inc. | None | PSE&G | Accepted | 2023-07-28 | 2023-08-08 | 2024-08-08 | Solar Panels | LG Electronics | LG370N1K-A6 |  | 0.37 | 6 | 216 | 14 |  | Fixed | Roof
NJADRE1554367027 | Administratively Determined Incentive Program | Sewell | 8080 | 15 | 15.77 | Residential | Behind the Meter | No | Net Metered Residential | Tesla Energy Operations Inc | None | AC Electric | Accepted | 2023-07-28 | 2023-08-10 | 2024-08-10 | Inverters | Tesla Inc | 1538000-35-F | 7680 |  | 1 |  |  | 0.98 |  | Outdoor
NJADRE1554367027 | Administratively Determined Incentive Program | Sewell | 8080 | 15 | 15.77 | Residential | Behind the Meter | No | Net Metered Residential | Tesla Energy Operations Inc | None | AC Electric | Accepted | 2023-07-28 | 2023-08-10 | 2024-08-10 | Inverters | Tesla Inc | 1850000-00-B | 7680 |  | 1 |  |  | 0.98 |  | Outdoor
NJADRE1554367027 | Administratively Determined Incentive Program | Sewell | 8080 | 15 | 15.77 | Residential | Behind the Meter | No | Net Metered Residential | Tesla Energy Operations Inc | None | AC Electric | Accepted | 2023-07-28 | 2023-08-10 | 2024-08-10 | Solar Panels | TESLA | SR72T2 |  | 0.07167 | 30 | 229 | 30 |  | Fixed | Roof
NJADRE1554367027 | Administratively Determined Incentive Program | Sewell | 8080 | 15 | 15.77 | Residential | Behind the Meter | No | Net Metered Residential | Tesla Energy Operations Inc | None | AC Electric | Accepted | 2023-07-28 | 2023-08-10 | 2024-08-10 | Solar Panels | Tesla | SR72T2 |  | 0.07167 | 96 | 49 | 30 |  | Fixed | Roof
NJADRE1554367027 | Administratively Determined Incentive Program | Sewell | 8080 | 15 | 15.77 | Residential | Behind the Meter | No | Net Metered Residential | Tesla Energy Operations Inc | None | AC Electric | Accepted | 2023-07-28 | 2023-08-10 | 2024-08-10 | Solar Panels | Tesla | SR72T2 |  | 0.07167 | 22 | 229 | 30 |  | Fixed | Roof
NJADRE1554367027 | Administratively Determined Incentive Program | Sewell | 8080 | 15 | 15.77 | Residential | Behind the Meter | No | Net Metered Residential | Tesla Energy Operations Inc | None | AC Electric | Accepted | 2023-07-28 | 2023-08-10 | 2024-08-10 | Solar Panels | Tesla | SR72T2 |  | 0.07167 | 38 | 229 | 30 |  | Fixed | Roof
NJADRE1554367027 | Administratively Determined Incentive Program | Sewell | 8080 | 15 | 15.77 | Residential | Behind the Meter | No | Net Metered Residential | Tesla Energy Operations Inc | None | AC Electric | Accepted | 2023-07-28 | 2023-08-10 | 2024-08-10 | Solar Panels | Tesla | SR72T2 |  | 0.07167 | 16 | 139 | 35 |  | Fixed | Roof
NJADRE1554367027 | Administratively Determined Incentive Program | Sewell | 8080 | 15 | 15.77 | Residential | Behind the Meter | No | Net Metered Residential | Tesla Energy Operations Inc | None | AC Electric | Accepted | 2023-07-28 | 2023-08-10 | 2024-08-10 | Solar Panels | Tesla | SR72T2 |  | 0.07167 | 18 | 319 | 35 |  | Fixed | Roof
NJADRE1554367027 | Administratively Determined Incentive Program | Sewell | 8080 | 15 | 15.77 | Residential | Behind the Meter | No | Net Metered Residential | Tesla Energy Operations Inc | None | AC Electric | Accepted | 2023-07-28 | 2023-08-10 | 2024-08-10 | Electric Storage Battery | Tesla | AC Powerwall 2.0 |  |  | 1 |  |  |  | Lithium Ion |  | Outside
NJADRE1554367027 | Administratively Determined Incentive Program | Sewell | 8080 | 15 | 15.77 | Residential | Behind the Meter | No | Net Metered Residential | Tesla Energy Operations Inc | None | AC Electric | Accepted | 2023-07-28 | 2023-08-10 | 2024-08-10 | Electric Storage Battery | Tesla | AC Powerwall 2.0 |  |  | 1 |  |  |  | Lithium Ion |  | Outside
NJADRE1554367045 | Administratively Determined Incentive Program | Franklin | 8540 | 12 | 5.53 | Residential | Behind the Meter | No | Net Metered Residential | Sunrun Installation Services, Inc. | None | PSE&G | Accepted | 2023-07-28 | 2023-08-08 | 2024-08-08 | Inverters | SolarEdge Technologies | SE3800H-USMN | 3800 |  | 1 |  |  | 0.96 |  | Outdoor | Next To Meter
NJADRE1554367045 | Administratively Determined Incentive Program | Franklin | 8540 | 12 | 5.53 | Residential | Behind the Meter | No | Net Metered Residential | Sunrun Installation Services, Inc. | None | PSE&G | Accepted | 2023-07-28 | 2023-08-08 | 2024-08-08 | Solar Panels | Trina Solar | TSM-395DE09C.07 |  | 0.395 | 14 | 182 | 33 |  | Fixed | Roof
NJADRE1554367047 | Administratively Determined Incentive Program | MANALAPAN | 7726 | 17 | 9.86 | Residential | Behind the Meter | Yes | Net Metered Residential | Sunrun Installation Services, Inc. | None | JCP&L | Accepted | 2023-07-28 | 2023-08-08 | 2024-08-08 | Inverters | SolarEdge Technologies | SE7600H-USSN | 7600 |  | 1 |  |  | 0.99 |  | Outdoor | Next To Meter
NJADRE1554367047 | Administratively Determined Incentive Program | MANALAPAN | 7726 | 17 | 9.86 | Residential | Behind the Meter | Yes | Net Metered Residential | Sunrun Installation Services, Inc. | None | JCP&L | Accepted | 2023-07-28 | 2023-08-08 | 2024-08-08 | Solar Panels | LONGi Green Energy Technology Co Ltd | LR4-60HPH-365M |  | 0.365 | 22 | 242 | 28 |  | Fixed | Roof
NJADRE1554367047 | Administratively Determined Incentive Program | MANALAPAN | 7726 | 17 | 9.86 | Residential | Behind the Meter | Yes | Net Metered Residential | Sunrun Installation Services, Inc. | None | JCP&L | Accepted | 2023-07-28 | 2023-08-08 | 2024-08-08 | Solar Panels | LONGi Green Energy Technology Co Ltd | LR4-60HPH-365M |  | 0.365 | 5 | 153 | 44 |  | Fixed | Roof
NJADRE1554367047 | Administratively Determined Incentive Program | MANALAPAN | 7726 | 17 | 9.86 | Residential | Behind the Meter | Yes | Net Metered Residential | Sunrun Installation Services, Inc. | None | JCP&L | Accepted | 2023-07-28 | 2023-08-08 | 2024-08-08 | Electric Storage Battery | Tesla | Powerwall 2 AC |  |  | 2 |  |  |  | Lithium Ion |  | outside
NJADRE1554372055 | Administratively Determined Incentive Program | Clementon | 8021 | 14 | 6.8 | Residential | Behind the Meter | Yes | Net Metered Residential | SunnyMac LLC | None | AC Electric | Accepted | 2023-07-31 | 2023-08-08 | 2024-08-08 | Solar Panels | HANWHA | Q.PEAK DUO BLK ML-G10+400 |  | 0.4 | 17 | 250 | 24 |  | Fixed | Roof
NJADRE1554372055 | Administratively Determined Incentive Program | Clementon | 8021 | 14 | 6.8 | Residential | Behind the Meter | Yes | Net Metered Residential | SunnyMac LLC | None | AC Electric | Accepted | 2023-07-31 | 2023-08-08 | 2024-08-08 | Inverters | Solaredge | SE 6000H-US | 6000 |  | 1 |  |  | 0.99 |  | Outdoor | NEXT TO METER
NJADRE1554372077 | Administratively Determined Incentive Program | Clayton | 8312 | 15 | 7.2 | Residential | Behind the Meter | Yes | Net Metered Residential | SunnyMac LLC | None | AC Electric | Accepted | 2023-07-31 | 2023-08-08 | 2024-08-08 | Solar Panels | HANWHA | Q.PEAK DUO BLK ML-G10+400 |  | 0.4 | 9 | 95 | 24 |  | Fixed | Roof
NJADRE1554372077 | Administratively Determined Incentive Program | Clayton | 8312 | 15 | 7.2 | Residential | Behind the Meter | Yes | Net Metered Residential | SunnyMac LLC | None | AC Electric | Accepted | 2023-07-31 | 2023-08-08 | 2024-08-08 | Solar Panels | HANWHA | Q.PEAK DUO BLK ML-G10+400 |  | 0.4 | 9 | 275 | 27 |  | Fixed | Roof
NJADRE1554372077 | Administratively Determined Incentive Program | Clayton | 8312 | 15 | 7.2 | Residential | Behind the Meter | Yes | Net Metered Residential | SunnyMac LLC | None | AC Electric | Accepted | 2023-07-31 | 2023-08-08 | 2024-08-08 | Inverters | Solaredge | SE 5000H-US | 5000 |  | 1 |  |  | 0.99 |  | Outdoor | NEXT TO METER
NJADRE1554372077 | Administratively Determined Incentive Program | Clayton | 8312 | 15 | 7.2 | Residential | Behind the Meter | Yes | Net Metered Residential | SunnyMac LLC | None | AC Electric | Accepted | 2023-07-31 | 2023-08-08 | 2024-08-08 | Meters | SE-RGMTR-1D-240C-B | Solaredge |  |  | 1 |  |  |  | Yes | Outdoor
NJADRE1554372078 | Administratively Determined Incentive Program | CLIFFSIDE PARK | 7010 | 7 | 8.76 | Residential | Behind the Meter | Yes | Net Metered Residential | Pro Custom Solar dba Momentum Solar | None | PSE&G | Accepted | 2023-07-31 | 2023-08-08 | 2024-08-08 | Solar Panels | hanwha | Â Q. PEAK DUO BLK-G10+365 |  | 0.365 | 8 | 218 | 33 |  | Fixed | Roof
NJADRE1554372078 | Administratively Determined Incentive Program | CLIFFSIDE PARK | 7010 | 7 | 8.76 | Residential | Behind the Meter | Yes | Net Metered Residential | Pro Custom Solar dba Momentum Solar | None | PSE&G | Accepted | 2023-07-31 | 2023-08-08 | 2024-08-08 | Solar Panels | hanwha | Â Q. PEAK DUO BLK-G10+365 |  | 0.365 | 7 | 127 | 32 |  | Fixed | Roof
NJADRE1554372078 | Administratively Determined Incentive Program | CLIFFSIDE PARK | 7010 | 7 | 8.76 | Residential | Behind the Meter | Yes | Net Metered Residential | Pro Custom Solar dba Momentum Solar | None | PSE&G | Accepted | 2023-07-31 | 2023-08-08 | 2024-08-08 | Solar Panels | hanwha | Â Q. PEAK DUO BLK-G10+365 |  | 0.365 | 9 | 307 | 32 |  | Fixed | Roof
NJADRE1554372078 | Administratively Determined Incentive Program | CLIFFSIDE PARK | 7010 | 7 | 8.76 | Residential | Behind the Meter | Yes | Net Metered Residential | Pro Custom Solar dba Momentum Solar | None | PSE&G | Accepted | 2023-07-31 | 2023-08-08 | 2024-08-08 | Inverters | enphase | IQ8PLUS-72-2-US | 290 |  | 24 |  |  | 0.97 |  | Outdoor
NJADRE1554372082 | Administratively Determined Incentive Program | Wrightstown | 8562 | 13 | 61.56 | Farm | Behind the Meter | No | Small Net-Metered Non-Residential located on Rooftop, Carport, Canopy and Floating Solar | Exact Solar | JCPL | JCP&L | Accepted | 2023-08-28 | 2023-09-14 | 2024-09-14 | Solar Panels | ZnShine | ZXM7-SPLDD144 |  | 0.54 | 114 | 180 | 25 |  | Fixed | Ground
NJADRE1554372082 | Administratively Determined Incentive Program | Wrightstown | 8562 | 13 | 61.56 | Farm | Behind the Meter | No | Small Net-Metered Non-Residential located on Rooftop, Carport, Canopy and Floating Solar | Exact Solar | JCPL | JCP&L | Accepted | 2023-08-28 | 2023-09-14 | 2024-09-14 | Inverters | Fronius | Fronius PRIMO 15.0-1 | 15000 |  | 3 |  |  | 0.97 |  | Outdoor
NJADRE1554372082 | Administratively Determined Incentive Program | Wrightstown | 8562 | 13 | 61.56 | Farm | Behind the Meter | No | Small Net-Metered Non-Residential located on Rooftop, Carport, Canopy and Floating Solar | Exact Solar | JCPL | JCP&L | Accepted | 2023-08-28 | 2023-09-14 | 2024-09-14 | Inverters | Fronius | Fronius PRIMO 7.6-1 | 7600 |  | 1 |  |  | 0.97 |  | Outdoor
NJADRE1554372096 | Administratively Determined Incentive Program | Marlboro | 7746 | 17 | 12 | Residential | Behind the Meter | Yes | Net Metered Residential | Pro Custom Solar dba Momentum Solar | None | JCP&L | Accepted | 2023-07-31 | 2023-08-08 | 2024-08-08 | Solar Panels | hanwha | Â Q. PEAK DUO BLK-G10+400 |  | 0.4 | 18 | 157 | 25 |  | Fixed | Roof
NJADRE1554372096 | Administratively Determined Incentive Program | Marlboro | 7746 | 17 | 12 | Residential | Behind the Meter | Yes | Net Metered Residential | Pro Custom Solar dba Momentum Solar | None | JCP&L | Accepted | 2023-07-31 | 2023-08-08 | 2024-08-08 | Solar Panels | hanwha | Â Q. PEAK DUO BLK-G10+400 |  | 0.4 | 8 | 157 | 23 |  | Fixed | Roof
NJADRE1554372096 | Administratively Determined Incentive Program | Marlboro | 7746 | 17 | 12 | Residential | Behind the Meter | Yes | Net Metered Residential | Pro Custom Solar dba Momentum Solar | None | JCP&L | Accepted | 2023-07-31 | 2023-08-08 | 2024-08-08 | Solar Panels | hanwha | Â Q. PEAK DUO BLK-G10+400 |  | 0.4 | 4 | 337 | 25 |  | Fixed | Roof
NJADRE1554372096 | Administratively Determined Incentive Program | Marlboro | 7746 | 17 | 12 | Residential | Behind the Meter | Yes | Net Metered Residential | Pro Custom Solar dba Momentum Solar | None | JCP&L | Accepted | 2023-07-31 | 2023-08-08 | 2024-08-08 | Inverters | enphase | IQ8PLUS-72-2-US | 290 |  | 30 |  |  | 0.97 |  | Outdoor
NJADRE1554372148 | Administratively Determined Incentive Program | Linwood | 8221 | 19 | 15.01 | Residential | Behind the Meter | No | Net Metered Residential | Sun Up Zero Down LLC | None | AC Electric | Accepted | 2023-07-31 | 2023-08-08 | 2024-08-08 | Inverters | Enphase | IQ8PLUS-72-2-US | 290 |  | 38 |  |  | 0.976 |  | Outdoor
NJADRE1554372148 | Administratively Determined Incentive Program | Linwood | 8221 | 19 | 15.01 | Residential | Behind the Meter | No | Net Metered Residential | Sun Up Zero Down LLC | None | AC Electric | Accepted | 2023-07-31 | 2023-08-08 | 2024-08-08 | Meters | Enphase | TBD |  |  | 1 |  |  |  | Yes
NJADRE1554372148 | Administratively Determined Incentive Program | Linwood | 8221 | 19 | 15.01 | Residential | Behind the Meter | No | Net Metered Residential | Sun Up Zero Down LLC | None | AC Electric | Accepted | 2023-07-31 | 2023-08-08 | 2024-08-08 | Solar Panels | Trina | TSM-395-DE09C.07 |  | 0.395 | 38 | 197 | 34 |  | Fixed | Roof
NJADRE1554372283 | Administratively Determined Incentive Program | Pemberton Township | 8015 | 13 | 5.53 | Residential | Behind the Meter | Yes | Net Metered Residential | Big Solar Energy, LLC | None | JCP&L | Accepted | 2023-07-31 | 2023-08-08 | 2024-08-08 | Inverters | SOLAREDGE | SE3800H-US (240V) | 16 |  | 1 |  |  | 0.992 |  | Outdoor
NJADRE1554372283 | Administratively Determined Incentive Program | Pemberton Township | 8015 | 13 | 5.53 | Residential | Behind the Meter | Yes | Net Metered Residential | Big Solar Energy, LLC | None | JCP&L | Accepted | 2023-07-31 | 2023-08-08 | 2024-08-08 | Solar Panels | JA SOLAR | JAM72S09-395 |  | 0.395 | 14 | 147 | 18 |  | Fixed | Roof
NJADRE1554372302 | Administratively Determined Incentive Program | MOUNT LAUREL | 8054 | 13 | 12.78 | Residential | Behind the Meter | Yes | Net Metered Residential | SunPower Corporation | None | PSE&G | Accepted | 2023-07-31 | 2023-08-08 | 2024-08-08 | Solar Panels | HANWHA Q CELLS | Q.PEAK DUO BLK-G10+ 365 |  | 0.365 | 7 | 208 | 26 |  | Fixed | Roof
NJADRE1554372302 | Administratively Determined Incentive Program | MOUNT LAUREL | 8054 | 13 | 12.78 | Residential | Behind the Meter | Yes | Net Metered Residential | SunPower Corporation | None | PSE&G | Accepted | 2023-07-31 | 2023-08-08 | 2024-08-08 | Solar Panels | HANWHA Q CELLS | Q.PEAK DUO BLK-G10+ 365 |  | 0.365 | 11 | 208 | 26 |  | Fixed | Roof
NJADRE1554372302 | Administratively Determined Incentive Program | MOUNT LAUREL | 8054 | 13 | 12.78 | Residential | Behind the Meter | Yes | Net Metered Residential | SunPower Corporation | None | PSE&G | Accepted | 2023-07-31 | 2023-08-08 | 2024-08-08 | Solar Panels | HANWHA Q CELLS | Q.PEAK DUO BLK-G10+ 365 |  | 0.365 | 17 | 208 | 15 |  | Fixed | Roof
NJADRE1554372302 | Administratively Determined Incentive Program | MOUNT LAUREL | 8054 | 13 | 12.78 | Residential | Behind the Meter | Yes | Net Metered Residential | SunPower Corporation | None | PSE&G | Accepted | 2023-07-31 | 2023-08-08 | 2024-08-08 | Inverters | Enphase | IQ7HS-66-M-US | 384 |  | 35 |  |  | 0.97 |  | Other | Under Each Panel
NJADRE1554372333 | Administratively Determined Incentive Program | Jersey City | 7305 | 8 | 5.84 | Residential | Behind the Meter | No | Net Metered Residential | Power Home Remodeling | None | PSE&G | Accepted | 2023-08-08 | 2023-08-17 | 2024-08-17 | Inverters | SolarEdge | SE3800H-US | 3800 |  | 1 |  |  | 0.99 |  | Outdoor
NJADRE1554372333 | Administratively Determined Incentive Program | Jersey City | 7305 | 8 | 5.84 | Residential | Behind the Meter | No | Net Metered Residential | Power Home Remodeling | None | PSE&G | Accepted | 2023-08-08 | 2023-08-17 | 2024-08-17 | Meters | SolarEdge | Revenue Grade Data Ansi C12.20 |  |  | 1 |  |  |  | Yes | Outdoor
NJADRE1554372333 | Administratively Determined Incentive Program | Jersey City | 7305 | 8 | 5.84 | Residential | Behind the Meter | No | Net Metered Residential | Power Home Remodeling | None | PSE&G | Accepted | 2023-08-08 | 2023-08-17 | 2024-08-17 | Solar Panels | Hyundai | HiS-S365XG(BK) |  | 0.365 | 4 | 33 | 22 |  | Fixed | Roof
NJADRE1554372333 | Administratively Determined Incentive Program | Jersey City | 7305 | 8 | 5.84 | Residential | Behind the Meter | No | Net Metered Residential | Power Home Remodeling | None | PSE&G | Accepted | 2023-08-08 | 2023-08-17 | 2024-08-17 | Solar Panels | Hyundai | HiS-S365XG(BK) |  | 0.365 | 3 | 303 | 22 |  | Fixed | Roof
NJADRE1554372333 | Administratively Determined Incentive Program | Jersey City | 7305 | 8 | 5.84 | Residential | Behind the Meter | No | Net Metered Residential | Power Home Remodeling | None | PSE&G | Accepted | 2023-08-08 | 2023-08-17 | 2024-08-17 | Solar Panels | Hyundai | HiS-S365XG(BK) |  | 0.365 | 9 | 213 | 22 |  | Fixed | Roof
NJADRE1554372446 | Administratively Determined Incentive Program | Wrightstown | 8562 | 13 | 19.44 | Farm | Behind the Meter | No | Small Net Metered Non-Residential Ground Mount | Exact Solar | JCPL | JCP&L | Accepted | 2023-08-28 | 2023-09-14 | 2024-09-14 | Solar Panels | ZnShine | ZXM7-SPLDD144 |  | 0.54 | 36 | 180 | 25 |  | Fixed | Ground
NJADRE1554372446 | Administratively Determined Incentive Program | Wrightstown | 8562 | 13 | 19.44 | Farm | Behind the Meter | No | Small Net Metered Non-Residential Ground Mount | Exact Solar | JCPL | JCP&L | Accepted | 2023-08-28 | 2023-09-14 | 2024-09-14 | Inverters | Fronius | Fronius PRIMO 7.6-1 | 7600 |  | 2 |  |  | 0.97 |  | Outdoor
NJADRE1554372451 | Administratively Determined Incentive Program | West Milford | 7480 | 6 | 6.63 | Residential | Behind the Meter | No | Net Metered Residential | Bright Planet Solar | None | JCP&L | Accepted | 2023-07-31 | 2023-08-10 | 2024-08-10 | Inverters | SolarEdge | SE5000H-USRGM | 5000 |  | 1 |  |  | 0.98 |  | Outdoor
NJADRE1554372451 | Administratively Determined Incentive Program | West Milford | 7480 | 6 | 6.63 | Residential | Behind the Meter | No | Net Metered Residential | Bright Planet Solar | None | JCP&L | Accepted | 2023-07-31 | 2023-08-10 | 2024-08-10 | Solar Panels | Canadian Solar | CS3N-390MS |  | 0.39 | 8 | 83 | 23 |  | Fixed | Roof
NJADRE1554372451 | Administratively Determined Incentive Program | West Milford | 7480 | 6 | 6.63 | Residential | Behind the Meter | No | Net Metered Residential | Bright Planet Solar | None | JCP&L | Accepted | 2023-07-31 | 2023-08-10 | 2024-08-10 | Solar Panels | Canadian Solar | CS3N-390MS |  | 0.39 | 9 | 264 | 23 |  | Fixed | Roof
NJADRE1554372468 | Administratively Determined Incentive Program | North Bergen | 7047 | 8 | 101.46 | Commercial | Behind the Meter | No | Small Net-Metered Non-Residential located on Rooftop, Carport, Canopy and Floating Solar | Green Power Developers LLC | None | PSE&G | Accepted | 2023-08-15 | 2023-08-30 | 2024-08-30 | Inverters | SolarEdge | SE50KUS | 50000 |  | 1 |  |  | 0.97 |  | Indoor
NJADRE1554372468 | Administratively Determined Incentive Program | North Bergen | 7047 | 8 | 101.46 | Commercial | Behind the Meter | No | Small Net-Metered Non-Residential located on Rooftop, Carport, Canopy and Floating Solar | Green Power Developers LLC | None | PSE&G | Accepted | 2023-08-15 | 2023-08-30 | 2024-08-30 | Inverters | SolarEdge | SE17.3KUS | 17300 |  | 2 |  |  | 0.975 |  | Indoor
NJADRE1554372468 | Administratively Determined Incentive Program | North Bergen | 7047 | 8 | 101.46 | Commercial | Behind the Meter | No | Small Net-Metered Non-Residential located on Rooftop, Carport, Canopy and Floating Solar | Green Power Developers LLC | None | PSE&G | Accepted | 2023-08-15 | 2023-08-30 | 2024-08-30 | Solar Panels | Longi Solar | LR4-72HBD-445M |  | 0.445 | 228 | 213 | 5 |  | Fixed | Roof
NJADRE1554372472 | Administratively Determined Incentive Program | CLEMENTON | 8021 | 14 | 6.72 | Residential | Behind the Meter | Yes | Net Metered Residential | Sunrun Installation Services, Inc. | None | AC Electric | Accepted | 2023-07-31 | 2023-08-08 | 2024-08-08 | Inverters | Delta Electronics | E6-TL-US | 5760 |  | 1 |  |  | 0.97 |  | Outdoor | Next To Meter
NJADRE1554372472 | Administratively Determined Incentive Program | CLEMENTON | 8021 | 14 | 6.72 | Residential | Behind the Meter | Yes | Net Metered Residential | Sunrun Installation Services, Inc. | None | AC Electric | Accepted | 2023-07-31 | 2023-08-08 | 2024-08-08 | Solar Panels | Trina Solar | TSM-395DE09C.07 |  | 0.395 | 5 | 338 | 24 |  | Fixed | Roof
NJADRE1554372472 | Administratively Determined Incentive Program | CLEMENTON | 8021 | 14 | 6.72 | Residential | Behind the Meter | Yes | Net Metered Residential | Sunrun Installation Services, Inc. | None | AC Electric | Accepted | 2023-07-31 | 2023-08-08 | 2024-08-08 | Solar Panels | Trina Solar | TSM-395DE09C.07 |  | 0.395 | 12 | 158 | 24 |  | Fixed | Roof
NJADRE1554372506 | Administratively Determined Incentive Program | Whippany | 7981 | 3 | 12.48 | Commercial | Behind the Meter | No | Small Net-Metered Non-Residential located on Rooftop, Carport, Canopy and Floating Solar | ALD Solar | None | JCP&L | Accepted | 2023-07-31 | 2023-08-11 | 2024-08-11 | Solar Panels | Hanwha Q Cells | Q.PEAK DUO XL-G10.2 |  | 0.48 | 26 | 217 | 10 |  | Fixed | Roof
NJADRE1554372506 | Administratively Determined Incentive Program | Whippany | 7981 | 3 | 12.48 | Commercial | Behind the Meter | No | Small Net-Metered Non-Residential located on Rooftop, Carport, Canopy and Floating Solar | ALD Solar | None | JCP&L | Accepted | 2023-07-31 | 2023-08-11 | 2024-08-11 | Meters | SolarEdge | SE-RGMTR |  |  | 1 |  |  |  | Yes
NJADRE1554372506 | Administratively Determined Incentive Program | Whippany | 7981 | 3 | 12.48 | Commercial | Behind the Meter | No | Small Net-Metered Non-Residential located on Rooftop, Carport, Canopy and Floating Solar | ALD Solar | None | JCP&L | Accepted | 2023-07-31 | 2023-08-11 | 2024-08-11 | Inverters | SolarEdge | SE10K-US | 10000 |  | 1 |  |  | 0.975 |  | Outdoor
NJADRE1554372512 | Administratively Determined Incentive Program | INDIAN MILLS | 8088 | 13 | 15.8 | Residential | Behind the Meter | Yes | Net Metered Residential | Big Solar Energy, LLC | None | AC Electric | Accepted | 2023-07-31 | 2023-08-10 | 2024-08-10 | Inverters | SOLAREDGE | RGM SE11400H-USRGM | 48 |  | 1 |  |  | 0.992 |  | Outdoor
NJADRE1554372512 | Administratively Determined Incentive Program | INDIAN MILLS | 8088 | 13 | 15.8 | Residential | Behind the Meter | Yes | Net Metered Residential | Big Solar Energy, LLC | None | AC Electric | Accepted | 2023-07-31 | 2023-08-10 | 2024-08-10 | Solar Panels | JA SOLAR | JAM72S09-395 PV MODULES |  | 0.395 | 9 | 246 | 10 |  | Fixed | Roof
NJADRE1554372512 | Administratively Determined Incentive Program | INDIAN MILLS | 8088 | 13 | 15.8 | Residential | Behind the Meter | Yes | Net Metered Residential | Big Solar Energy, LLC | None | AC Electric | Accepted | 2023-07-31 | 2023-08-10 | 2024-08-10 | Solar Panels | JA Solar | JAM72S09-395 PV MODULES |  | 0.395 | 8 | 246 | 20 |  | Fixed | Roof
NJADRE1554372512 | Administratively Determined Incentive Program | INDIAN MILLS | 8088 | 13 | 15.8 | Residential | Behind the Meter | Yes | Net Metered Residential | Big Solar Energy, LLC | None | AC Electric | Accepted | 2023-07-31 | 2023-08-10 | 2024-08-10 | Solar Panels | JA Solar | JAM72S09-395 PV MODULES |  | 0.395 | 6 | 246 | 20 |  | Fixed | Roof
NJADRE1554372512 | Administratively Determined Incentive Program | INDIAN MILLS | 8088 | 13 | 15.8 | Residential | Behind the Meter | Yes | Net Metered Residential | Big Solar Energy, LLC | None | AC Electric | Accepted | 2023-07-31 | 2023-08-10 | 2024-08-10 | Solar Panels | JA Solar | JAM72S09-395 PV MODULES |  | 0.395 | 9 | 66 | 20 |  | Fixed | Roof
NJADRE1554372512 | Administratively Determined Incentive Program | INDIAN MILLS | 8088 | 13 | 15.8 | Residential | Behind the Meter | Yes | Net Metered Residential | Big Solar Energy, LLC | None | AC Electric | Accepted | 2023-07-31 | 2023-08-10 | 2024-08-10 | Solar Panels | JA Solar | JAM72S09-395 PV MODULES |  | 0.395 | 8 | 66 | 20 |  | Fixed | Roof
NJADRE1554372560 | Administratively Determined Incentive Program | Manalapan | 7726 | 17 | 8.91 | Residential | Behind the Meter | Yes | Net Metered Residential | Trinity Solar Inc. | None | JCP&L | Accepted | 2023-07-31 | 2023-08-08 | 2024-08-08 | Inverters | Solar Edge | SE7600H-US | 7600 |  | 1 |  |  | 0.97 |  | Outdoor
NJADRE1554372560 | Administratively Determined Incentive Program | Manalapan | 7726 | 17 | 8.91 | Residential | Behind the Meter | Yes | Net Metered Residential | Trinity Solar Inc. | None | JCP&L | Accepted | 2023-07-31 | 2023-08-08 | 2024-08-08 | Solar Panels | HANWHA 405 (Q.PEAK DUO BLK ML-G10+ 405) | HANWHA 405 (Q.PEAK DUO BLK ML-G10+ 405) |  | 0.405 | 17 | 182 | 30 |  | Fixed | Roof
NJADRE1554372560 | Administratively Determined Incentive Program | Manalapan | 7726 | 17 | 8.91 | Residential | Behind the Meter | Yes | Net Metered Residential | Trinity Solar Inc. | None | JCP&L | Accepted | 2023-07-31 | 2023-08-08 | 2024-08-08 | Solar Panels | HANWHA 405 (Q.PEAK DUO BLK ML-G10+ 405) | HANWHA 405 (Q.PEAK DUO BLK ML-G10+ 405) |  | 0.405 | 5 | 182 | 30 |  | Fixed | Roof
NJADRE1554372560 | Administratively Determined Incentive Program | Manalapan | 7726 | 17 | 8.91 | Residential | Behind the Meter | Yes | Net Metered Residential | Trinity Solar Inc. | None | JCP&L | Accepted | 2023-07-31 | 2023-08-08 | 2024-08-08 | Electric Storage Battery | Tesla | Powerwall 2 |  |  | 2 |  |  |  | Lithium Ion |  | inside
NJADRE1554372566 | Administratively Determined Incentive Program | LONG BRANCH | 7740 | 17 | 4.56 | Residential | Behind the Meter | Yes | Net Metered Residential | Freedom Forever New Jersey LLC | None | JCP&L | Accepted | 2023-07-31 | 2023-08-09 | 2024-08-09 | Inverters | Solar Edge | SE3800H-USRGM | 3800 |  | 1 |  |  | 0.99 |  | Other
NJADRE1554372566 | Administratively Determined Incentive Program | LONG BRANCH | 7740 | 17 | 4.56 | Residential | Behind the Meter | Yes | Net Metered Residential | Freedom Forever New Jersey LLC | None | JCP&L | Accepted | 2023-07-31 | 2023-08-09 | 2024-08-09 | Solar Panels | Jinko Solar | JKM380M-6RL3-B |  | 0.38 | 5 | 135 | 34 |  | Fixed | Roof
NJADRE1554372566 | Administratively Determined Incentive Program | LONG BRANCH | 7740 | 17 | 4.56 | Residential | Behind the Meter | Yes | Net Metered Residential | Freedom Forever New Jersey LLC | None | JCP&L | Accepted | 2023-07-31 | 2023-08-09 | 2024-08-09 | Solar Panels | Jinko Solar | JKM380M-6RL3-B |  | 0.38 | 3 | 225 | 34 |  | Fixed | Roof
NJADRE1554372566 | Administratively Determined Incentive Program | LONG BRANCH | 7740 | 17 | 4.56 | Residential | Behind the Meter | Yes | Net Metered Residential | Freedom Forever New Jersey LLC | None | JCP&L | Accepted | 2023-07-31 | 2023-08-09 | 2024-08-09 | Solar Panels | Jinko Solar | JKM380M-6RL3-B |  | 0.38 | 4 | 135 | 34 |  | Fixed | Roof
NJADRE1554372590 | Administratively Determined Incentive Program | Egg Harbor Township | 8234 | 19 | 6.4 | Residential | Behind the Meter | Yes | Net Metered Residential | Sunny Mac LLC | None | AC Electric | Accepted | 2023-07-31 | 2023-08-17 | 2024-08-17 | Solar Panels | HANWHA | Q.PEAK DUO BLK ML-G10+400 |  | 0.4 | 9 | 112 | 31 |  | Fixed | Roof
NJADRE1554372590 | Administratively Determined Incentive Program | Egg Harbor Township | 8234 | 19 | 6.4 | Residential | Behind the Meter | Yes | Net Metered Residential | Sunny Mac LLC | None | AC Electric | Accepted | 2023-07-31 | 2023-08-17 | 2024-08-17 | Solar Panels | HANWHA | Q.PEAK DUO BLK ML-G10+400 |  | 0.4 | 4 | 112 | 31 |  | Fixed | Roof
NJADRE1554372590 | Administratively Determined Incentive Program | Egg Harbor Township | 8234 | 19 | 6.4 | Residential | Behind the Meter | Yes | Net Metered Residential | Sunny Mac LLC | None | AC Electric | Accepted | 2023-07-31 | 2023-08-17 | 2024-08-17 | Solar Panels | HANWHA | Q.PEAK DUO BLK ML-G10+400 |  | 0.4 | 3 | 292 | 31 |  | Fixed | Roof
NJADRE1554372590 | Administratively Determined Incentive Program | Egg Harbor Township | 8234 | 19 | 6.4 | Residential | Behind the Meter | Yes | Net Metered Residential | Sunny Mac LLC | None | AC Electric | Accepted | 2023-07-31 | 2023-08-17 | 2024-08-17 | Inverters | Solaredge | SE5000H-US | 5000 |  | 1 |  |  | 0.99 |  | Outdoor | NEXT TO METER
NJADRE1554372590 | Administratively Determined Incentive Program | Egg Harbor Township | 8234 | 19 | 6.4 | Residential | Behind the Meter | Yes | Net Metered Residential | Sunny Mac LLC | None | AC Electric | Accepted | 2023-07-31 | 2023-08-17 | 2024-08-17 | Meters | SE-RGMTR-1D-240C-B | Solaredge |  |  | 1 |  |  |  | Yes | Outdoor
NJADRE1554372653 | Administratively Determined Incentive Program | MONTVALE | 7645 | 7 | 18.17 | Residential | Behind the Meter | Yes | Net Metered Residential | Sunrun Installation Services, Inc. | None | Orange Rockland Electric | Accepted | 2023-07-31 | 2023-08-09 | 2024-08-09 | Inverters | SolarEdge Technologies | SE7600H-USSN | 7600 |  | 1 |  |  | 0.99 |  | Outdoor | Next To Meter
NJADRE1554372653 | Administratively Determined Incentive Program | MONTVALE | 7645 | 7 | 18.17 | Residential | Behind the Meter | Yes | Net Metered Residential | Sunrun Installation Services, Inc. | None | Orange Rockland Electric | Accepted | 2023-07-31 | 2023-08-09 | 2024-08-09 | Solar Panels | Trina Solar | TSM-395DE09C.07 |  | 0.395 | 18 | 175 | 22 |  | Fixed | Roof
NJADRE1554372653 | Administratively Determined Incentive Program | MONTVALE | 7645 | 7 | 18.17 | Residential | Behind the Meter | Yes | Net Metered Residential | Sunrun Installation Services, Inc. | None | Orange Rockland Electric | Accepted | 2023-07-31 | 2023-08-09 | 2024-08-09 | Solar Panels | Trina Solar | TSM-395DE09C.07 |  | 0.395 | 13 | 175 | 22 |  | Fixed | Roof
NJADRE1554372653 | Administratively Determined Incentive Program | MONTVALE | 7645 | 7 | 18.17 | Residential | Behind the Meter | Yes | Net Metered Residential | Sunrun Installation Services, Inc. | None | Orange Rockland Electric | Accepted | 2023-07-31 | 2023-08-09 | 2024-08-09 | Inverters | SolarEdge Technologies | SE6000H-USSN | 6000 |  | 1 |  |  | 0.99 |  | Outdoor | Next To Meter
NJADRE1554372653 | Administratively Determined Incentive Program | MONTVALE | 7645 | 7 | 18.17 | Residential | Behind the Meter | Yes | Net Metered Residential | Sunrun Installation Services, Inc. | None | Orange Rockland Electric | Accepted | 2023-07-31 | 2023-08-09 | 2024-08-09 | Solar Panels | Trina Solar | TSM-395DE09C.07 |  | 0.395 | 15 | 175 | 9 |  | Fixed | Roof
NJADRE1554373074 | Administratively Determined Incentive Program | Hamburg | 7419 | 1 | 13.32 | Residential | Behind the Meter | No | Net Metered Residential | Vision Solar LLC | None | Sussex Rural | Accepted | 2023-07-31 | 2023-08-09 | 2024-08-09 | Inverters | Solar Edge | SE11400H-USRGM | 11 |  | 1 |  |  | 0.97 |  | Outside
NJADRE1554373074 | Administratively Determined Incentive Program | Hamburg | 7419 | 1 | 13.32 | Residential | Behind the Meter | No | Net Metered Residential | Vision Solar LLC | None | Sussex Rural | Accepted | 2023-07-31 | 2023-08-09 | 2024-08-09 | Solar Panels | Znshine Solar | ZXM6-NH120-370/M |  | 0.37 | 17 | 137 | 30 |  | Fixed | Roof
NJADRE1554373074 | Administratively Determined Incentive Program | Hamburg | 7419 | 1 | 13.32 | Residential | Behind the Meter | No | Net Metered Residential | Vision Solar LLC | None | Sussex Rural | Accepted | 2023-07-31 | 2023-08-09 | 2024-08-09 | Solar Panels | Znshine Solar | ZXM6-NH120-370/M |  | 0.37 | 19 | 317 | 30 |  | Fixed | Roof
NJADRE1554373086 | Administratively Determined Incentive Program | Orange | 7050 | 9 | 10.8 | Residential | Behind the Meter | Yes | Net Metered Residential | Pro Custom Solar dba Momentum Solar | None | PSE&G | Accepted | 2023-07-31 | 2023-08-10 | 2024-08-10 | Solar Panels | hanwha | Â Q. PEAK DUO BLK-G10+400 |  | 0.4 | 22 | 222 | 22 |  | Fixed | Roof
NJADRE1554373086 | Administratively Determined Incentive Program | Orange | 7050 | 9 | 10.8 | Residential | Behind the Meter | Yes | Net Metered Residential | Pro Custom Solar dba Momentum Solar | None | PSE&G | Accepted | 2023-07-31 | 2023-08-10 | 2024-08-10 | Inverters | enphase | IQ8PLUS-72-2-US | 290 |  | 27 |  |  | 0.97 |  | Outdoor
NJADRE1554373086 | Administratively Determined Incentive Program | Orange | 7050 | 9 | 10.8 | Residential | Behind the Meter | Yes | Net Metered Residential | Pro Custom Solar dba Momentum Solar | None | PSE&G | Accepted | 2023-07-31 | 2023-08-10 | 2024-08-10 | Solar Panels | hanwha | Â Q. PEAK DUO BLK-G10+400 |  | 0.4 | 5 | 42 | 20 |  | Fixed | Roof
NJADRE1554373090 | Administratively Determined Incentive Program | Newark City | 7107 | 9 | 5.6 | Residential | Behind the Meter | Yes | Net Metered Residential | Freedom Forever New Jersey LLC | None | PSE&G | Accepted | 2023-07-31 | 2023-08-09 | 2024-08-09 | Inverters | Solar Edge | SE3800H-USRGM | 3800 |  | 1 |  |  | 0.99 |  | Outdoor
NJADRE1554373090 | Administratively Determined Incentive Program | Newark City | 7107 | 9 | 5.6 | Residential | Behind the Meter | Yes | Net Metered Residential | Freedom Forever New Jersey LLC | None | PSE&G | Accepted | 2023-07-31 | 2023-08-09 | 2024-08-09 | Solar Panels | Hanwha | DUO BLK ML-G10+ 400 |  | 0.4 | 9 | 202 | 25 |  | Fixed | Roof
NJADRE1554373090 | Administratively Determined Incentive Program | Newark City | 7107 | 9 | 5.6 | Residential | Behind the Meter | Yes | Net Metered Residential | Freedom Forever New Jersey LLC | None | PSE&G | Accepted | 2023-07-31 | 2023-08-09 | 2024-08-09 | Solar Panels | Hanwha | DUO BLK ML-G10+ 400 |  | 0.4 | 5 | 22 | 25 |  | Fixed | Roof
NJADRE1554373207 | Administratively Determined Incentive Program | North Plainfield | 7060 | 10 | 3.16 | Residential | Behind the Meter | Yes | Net Metered Residential | Sunrun Installation Services, Inc. | None | PSE&G | Accepted | 2023-07-31 | 2023-08-09 | 2024-08-09 | Inverters | SolarEdge Technologies | SE3800H-USMN | 3800 |  | 1 |  |  | 0.96 |  | Outdoor | Next To Meter
NJADRE1554373207 | Administratively Determined Incentive Program | North Plainfield | 7060 | 10 | 3.16 | Residential | Behind the Meter | Yes | Net Metered Residential | Sunrun Installation Services, Inc. | None | PSE&G | Accepted | 2023-07-31 | 2023-08-09 | 2024-08-09 | Solar Panels | Trina Solar | TSM-395DE09C.07 |  | 0.395 | 3 | 145 | 26 |  | Fixed | Roof
NJADRE1554373207 | Administratively Determined Incentive Program | North Plainfield | 7060 | 10 | 3.16 | Residential | Behind the Meter | Yes | Net Metered Residential | Sunrun Installation Services, Inc. | None | PSE&G | Accepted | 2023-07-31 | 2023-08-09 | 2024-08-09 | Solar Panels | Trina Solar | TSM-395DE09C.07 |  | 0.395 | 5 | 325 | 26 |  | Fixed | Roof
NJADRE1554373218 | Administratively Determined Incentive Program | Pine Hill | 8021 | 14 | 3.56 | Residential | Behind the Meter | Yes | Net Metered Residential | Sunrun Installation Services, Inc. | None | AC Electric | Accepted | 2023-07-31 | 2023-08-09 | 2024-08-09 | Inverters | SolarEdge Technologies | SE3800H-USS3 | 3800 |  | 1 |  |  | 0.96 |  | Outdoor | Next To Meter
NJADRE1554373218 | Administratively Determined Incentive Program | Pine Hill | 8021 | 14 | 3.56 | Residential | Behind the Meter | Yes | Net Metered Residential | Sunrun Installation Services, Inc. | None | AC Electric | Accepted | 2023-07-31 | 2023-08-09 | 2024-08-09 | Solar Panels | Trina Solar | TSM-395DE09C.07 |  | 0.395 | 9 | 13 | 18 |  | Fixed | Roof
NJADRE1554375710 | Administratively Determined Incentive Program | Williamstown | 8094 | 15 | 9.09 | Residential | Behind the Meter | Yes | Net Metered Residential | Sunrun Installation Services, Inc. | None | AC Electric | Accepted | 2023-08-01 | 2023-08-09 | 2024-08-09 | Electric Storage Battery | LG Chem | RESU 10H Prime |  |  | 1 |  |  |  | Lithium Ion |  | outside
NJADRE1554375710 | Administratively Determined Incentive Program | Williamstown | 8094 | 15 | 9.09 | Residential | Behind the Meter | Yes | Net Metered Residential | Sunrun Installation Services, Inc. | None | AC Electric | Accepted | 2023-08-01 | 2023-08-09 | 2024-08-09 | Inverters | Delta Electronics | E8-TL-US | 7680 |  | 1 |  |  | 0.96 |  | Outdoor | Next To Meter
NJADRE1554375710 | Administratively Determined Incentive Program | Williamstown | 8094 | 15 | 9.09 | Residential | Behind the Meter | Yes | Net Metered Residential | Sunrun Installation Services, Inc. | None | AC Electric | Accepted | 2023-08-01 | 2023-08-09 | 2024-08-09 | Solar Panels | Trina Solar | TSM-395DE09C.07 |  | 0.395 | 13 | 61 | 27 |  | Fixed | Roof
NJADRE1554375710 | Administratively Determined Incentive Program | Williamstown | 8094 | 15 | 9.09 | Residential | Behind the Meter | Yes | Net Metered Residential | Sunrun Installation Services, Inc. | None | AC Electric | Accepted | 2023-08-01 | 2023-08-09 | 2024-08-09 | Solar Panels | Trina Solar | TSM-395DE09C.07 |  | 0.395 | 10 | 241 | 27 |  | Fixed | Roof
NJADRE1554375713 | Administratively Determined Incentive Program | Williamstown, | 8094 | 15 | 6.4 | Residential | Behind the Meter | Yes | Net Metered Residential | Suntuity Solar LLC | None | AC Electric | Accepted | 2023-08-01 | 2023-08-09 | 2024-08-09 | Inverters | ENPHASE | IQ8PLUS-72-2-US | 290 |  | 16 |  |  | 0.97 |  | Outdoor | Behind the PV modules
NJADRE1554375713 | Administratively Determined Incentive Program | Williamstown, | 8094 | 15 | 6.4 | Residential | Behind the Meter | Yes | Net Metered Residential | Suntuity Solar LLC | None | AC Electric | Accepted | 2023-08-01 | 2023-08-09 | 2024-08-09 | Solar Panels | SILFAB PRIME | SIL-400 HC+ |  | 0.4 | 9 | 272 | 18 |  | Fixed | Roof
NJADRE1554375713 | Administratively Determined Incentive Program | Williamstown, | 8094 | 15 | 6.4 | Residential | Behind the Meter | Yes | Net Metered Residential | Suntuity Solar LLC | None | AC Electric | Accepted | 2023-08-01 | 2023-08-09 | 2024-08-09 | Solar Panels | SILFAB PRIME | SIL-400 HC+ |  | 0.4 | 5 | 92 | 18 |  | Fixed | Roof
NJADRE1554375713 | Administratively Determined Incentive Program | Williamstown, | 8094 | 15 | 6.4 | Residential | Behind the Meter | Yes | Net Metered Residential | Suntuity Solar LLC | None | AC Electric | Accepted | 2023-08-01 | 2023-08-09 | 2024-08-09 | Solar Panels | SILFAB PRIME | SIL-400 HC+ |  | 0.4 | 2 | 272 | 18 |  | Fixed | Roof
NJADRE1554375715 | Administratively Determined Incentive Program | Williamstown | 8094 | 15 | 7.9 | Residential | Behind the Meter | Yes | Net Metered Residential | Sunrun Installation Services, Inc. | None | AC Electric | Accepted | 2023-08-01 | 2023-08-09 | 2024-08-09 | Inverters | SolarEdge Technologies | SE6000H-USSN | 6000 |  | 1 |  |  | 0.96 |  | Outdoor | Next To Meter
NJADRE1554375715 | Administratively Determined Incentive Program | Williamstown | 8094 | 15 | 7.9 | Residential | Behind the Meter | Yes | Net Metered Residential | Sunrun Installation Services, Inc. | None | AC Electric | Accepted | 2023-08-01 | 2023-08-09 | 2024-08-09 | Solar Panels | Trina Solar | TSM-395DE09C.07 |  | 0.395 | 6 | 29 | 25 |  | Fixed | Roof
NJADRE1554375715 | Administratively Determined Incentive Program | Williamstown | 8094 | 15 | 7.9 | Residential | Behind the Meter | Yes | Net Metered Residential | Sunrun Installation Services, Inc. | None | AC Electric | Accepted | 2023-08-01 | 2023-08-09 | 2024-08-09 | Solar Panels | Trina Solar | TSM-395DE09C.07 |  | 0.395 | 14 | 209 | 25 |  | Fixed | Roof
NJADRE1554375717 | Administratively Determined Incentive Program | Galloway, | 8205 | 19 | 10.8 | Residential | Behind the Meter | No | Net Metered Residential | Suntuity Solar LLC | None | AC Electric | Accepted | 2023-08-01 | 2023-08-10 | 2024-08-10 | Inverters | ENPHASE | IQ8PLUS-72-2-US | 290 |  | 27 |  |  | 0.97 |  | Outdoor | Behind the PV modules
NJADRE1554375717 | Administratively Determined Incentive Program | Galloway, | 8205 | 19 | 10.8 | Residential | Behind the Meter | No | Net Metered Residential | Suntuity Solar LLC | None | AC Electric | Accepted | 2023-08-01 | 2023-08-10 | 2024-08-10 | Solar Panels | HYPERION | HY-DH108P8 400B |  | 0.4 | 19 | 135 | 19 |  | Fixed | Roof
NJADRE1554375717 | Administratively Determined Incentive Program | Galloway, | 8205 | 19 | 10.8 | Residential | Behind the Meter | No | Net Metered Residential | Suntuity Solar LLC | None | AC Electric | Accepted | 2023-08-01 | 2023-08-10 | 2024-08-10 | Solar Panels | HYPERION | HY-DH108P8 400B |  | 0.4 | 8 | 315 | 19 |  | Fixed | Roof
NJADRE1554375774 | Administratively Determined Incentive Program | SOUTH PLAINFIELD BORO | 7080 | 11 | 10.08 | Residential | Behind the Meter | Yes | Net Metered Residential | Vision Solar LLC | None | PSE&G | Accepted | 2023-08-01 | 2023-08-09 | 2024-08-09 | Inverters | Solaredge | SE7600H-USRGM | 8 |  | 1 |  |  | 0.97 |  | Outdoor | side of house
NJADRE1554375774 | Administratively Determined Incentive Program | SOUTH PLAINFIELD BORO | 7080 | 11 | 10.08 | Residential | Behind the Meter | Yes | Net Metered Residential | Vision Solar LLC | None | PSE&G | Accepted | 2023-08-01 | 2023-08-09 | 2024-08-09 | Solar Panels | ZNSHINE | ZXM6-NH120-360/M |  | 0.36 | 16 | 234 | 37 |  | Fixed | Roof
NJADRE1554375774 | Administratively Determined Incentive Program | SOUTH PLAINFIELD BORO | 7080 | 11 | 10.08 | Residential | Behind the Meter | Yes | Net Metered Residential | Vision Solar LLC | None | PSE&G | Accepted | 2023-08-01 | 2023-08-09 | 2024-08-09 | Solar Panels | ZNSHINE | ZXM6-NH120-360/M |  | 0.36 | 12 | 233 | 29 |  | Fixed | Roof
NJADRE1554375781 | Administratively Determined Incentive Program | Bayonne | 7002 | 8 | 8.1 | Residential | Behind the Meter | Yes | Net Metered Residential | Trinity Solar Inc. | None | PSE&G | Accepted | 2023-08-01 | 2023-08-09 | 2024-08-09 | Inverters | Solar Edge | SE6000H-US | 6 |  | 1 |  |  | 0.97 |  | Outdoor
NJADRE1554375781 | Administratively Determined Incentive Program | Bayonne | 7002 | 8 | 8.1 | Residential | Behind the Meter | Yes | Net Metered Residential | Trinity Solar Inc. | None | PSE&G | Accepted | 2023-08-01 | 2023-08-09 | 2024-08-09 | Solar Panels | HANWHA 405 (Q.PEAK DUO BLK ML-G10+ 405) | HANWHA 405 (Q.PEAK DUO BLK ML-G10+ 405) |  | 0.405 | 20 | 124 | 45 |  | Fixed | Roof
NJADRE1554375807 | Administratively Determined Incentive Program | Lakewood | 8701 | 18 | 15.6 | Residential | Behind the Meter | Yes | Net Metered Residential | Tesla Energy Operations Inc | None | JCP&L | Accepted | 2023-08-01 | 2023-08-09 | 2024-08-09 | Solar Panels | Tesla | T400H |  | 0.4 | 17 | 278 | 27 |  | Fixed | Roof
NJADRE1554375807 | Administratively Determined Incentive Program | Lakewood | 8701 | 18 | 15.6 | Residential | Behind the Meter | Yes | Net Metered Residential | Tesla Energy Operations Inc | None | JCP&L | Accepted | 2023-08-01 | 2023-08-09 | 2024-08-09 | Solar Panels | Tesla | T400H |  | 0.4 | 22 | 98 | 27 |  | Fixed | Roof
NJADRE1554375807 | Administratively Determined Incentive Program | Lakewood | 8701 | 18 | 15.6 | Residential | Behind the Meter | Yes | Net Metered Residential | Tesla Energy Operations Inc | None | JCP&L | Accepted | 2023-08-01 | 2023-08-09 | 2024-08-09 | Inverters | Tesla | 1850000-00-C | 7600 |  | 1 |  |  | 0.98 |  | Outdoor
NJADRE1554375807 | Administratively Determined Incentive Program | Lakewood | 8701 | 18 | 15.6 | Residential | Behind the Meter | Yes | Net Metered Residential | Tesla Energy Operations Inc | None | JCP&L | Accepted | 2023-08-01 | 2023-08-09 | 2024-08-09 | Inverters | Tesla | 1538000-45-A | 3800 |  | 1 |  |  | 0.975 |  | Outdoor
NJADRE1554375807 | Administratively Determined Incentive Program | Lakewood | 8701 | 18 | 15.6 | Residential | Behind the Meter | Yes | Net Metered Residential | Tesla Energy Operations Inc | None | JCP&L | Accepted | 2023-08-01 | 2023-08-09 | 2024-08-09 | Electric Storage Battery | Tesla | AC Powerwall 2.0 |  |  | 1 |  |  |  | Lithium Ion |  | OUTSIDE
NJADRE1554375863 | Administratively Determined Incentive Program | Bayonne | 7002 | 8 | 5.67 | Residential | Behind the Meter | Yes | Net Metered Residential | Trinity Solar Inc. | None | PSE&G | Accepted | 2023-08-01 | 2023-08-10 | 2024-08-10 | Inverters | Solar Edge | SE5000H-US | 5 |  | 1 |  |  | 0.97 |  | Outdoor
NJADRE1554375863 | Administratively Determined Incentive Program | Bayonne | 7002 | 8 | 5.67 | Residential | Behind the Meter | Yes | Net Metered Residential | Trinity Solar Inc. | None | PSE&G | Accepted | 2023-08-01 | 2023-08-10 | 2024-08-10 | Solar Panels | HANWHA 405 (Q.PEAK DUO BLK ML-G10+ 405) | HANWHA 405 (Q.PEAK DUO BLK ML-G10+ 405) |  | 0.405 | 6 | 304 | 45 |  | Fixed | Roof
NJADRE1554375863 | Administratively Determined Incentive Program | Bayonne | 7002 | 8 | 5.67 | Residential | Behind the Meter | Yes | Net Metered Residential | Trinity Solar Inc. | None | PSE&G | Accepted | 2023-08-01 | 2023-08-10 | 2024-08-10 | Solar Panels | HANWHA 405 (Q.PEAK DUO BLK ML-G10+ 405) | HANWHA 405 (Q.PEAK DUO BLK ML-G10+ 405) |  | 0.405 | 8 | 124 | 45 |  | Fixed | Roof
NJADRE1554375869 | Administratively Determined Incentive Program | Montvale | 7645 | 7 | 11.22 | Residential | Behind the Meter | No | Net Metered Residential | Tesla Energy Operations Inc | None | Orange Rockland Electric | Accepted | 2023-08-01 | 2023-08-09 | 2024-08-09 | Solar Panels | Hanwha Q-CELLS | Q.Peak DUO BLK-G6+ 340 |  | 0.34 | 21 | 218 | 23 |  | Fixed | Roof
NJADRE1554375869 | Administratively Determined Incentive Program | Montvale | 7645 | 7 | 11.22 | Residential | Behind the Meter | No | Net Metered Residential | Tesla Energy Operations Inc | None | Orange Rockland Electric | Accepted | 2023-08-01 | 2023-08-09 | 2024-08-09 | Solar Panels | Hanwha Q-CELLS | Q.Peak DUO BLK-G6+ 340 |  | 0.34 | 12 | 308 | 34 |  | Fixed | Roof
NJADRE1554375869 | Administratively Determined Incentive Program | Montvale | 7645 | 7 | 11.22 | Residential | Behind the Meter | No | Net Metered Residential | Tesla Energy Operations Inc | None | Orange Rockland Electric | Accepted | 2023-08-01 | 2023-08-09 | 2024-08-09 | Inverters | Tesla | 1538000-00-F | 7600 |  | 1 |  |  | 0.98 |  | Outdoor
NJADRE1554375869 | Administratively Determined Incentive Program | Montvale | 7645 | 7 | 11.22 | Residential | Behind the Meter | No | Net Metered Residential | Tesla Energy Operations Inc | None | Orange Rockland Electric | Accepted | 2023-08-01 | 2023-08-09 | 2024-08-09 | Electric Storage Battery | Tesla | AC Powerwall 2 |  |  | 3 |  |  |  | Lithium Ion |  | OUTSIDE
NJADRE1554375873 | Administratively Determined Incentive Program | Willingboro Twp | 8046 | 13 | 13.02 | Residential | Behind the Meter | Yes | Net Metered Residential | EMT Renewables | None | PSE&G | Accepted | 2023-08-01 | 2023-08-09 | 2024-08-09 | Inverters | ENPHASE | IQ7x | 315 |  | 31 |  |  | 0.98 |  | Other | UNDER EACH PANEL
NJADRE1554375873 | Administratively Determined Incentive Program | Willingboro Twp | 8046 | 13 | 13.02 | Residential | Behind the Meter | Yes | Net Metered Residential | EMT Renewables | None | PSE&G | Accepted | 2023-08-01 | 2023-08-09 | 2024-08-09 | Solar Panels | REC ALPHA | REC 420 |  | 0.42 | 14 | 271 | 27 |  | Fixed | Roof
NJADRE1554375873 | Administratively Determined Incentive Program | Willingboro Twp | 8046 | 13 | 13.02 | Residential | Behind the Meter | Yes | Net Metered Residential | EMT Renewables | None | PSE&G | Accepted | 2023-08-01 | 2023-08-09 | 2024-08-09 | Solar Panels | REC ALPHA | REC 420 |  | 0.42 | 3 | 91 | 20 |  | Fixed | Roof
NJADRE1554375873 | Administratively Determined Incentive Program | Willingboro Twp | 8046 | 13 | 13.02 | Residential | Behind the Meter | Yes | Net Metered Residential | EMT Renewables | None | PSE&G | Accepted | 2023-08-01 | 2023-08-09 | 2024-08-09 | Solar Panels | REC ALPHA | REC 420 |  | 0.42 | 14 | 91 | 27 |  | Fixed | Roof
NJADRE1554375942 | Administratively Determined Incentive Program | Jersey City | 7307 | 8 | 6.4 | Residential | Behind the Meter | Yes | Net Metered Residential | Pro Custom Solar dba Momentum Solar | None | PSE&G | Accepted | 2023-08-01 | 2023-08-09 | 2024-08-09 | Solar Panels | hanwha | Â Q. PEAK DUO BLK-G10+400 |  | 0.4 | 8 | 298 | 22 |  | Fixed | Roof
NJADRE1554375942 | Administratively Determined Incentive Program | Jersey City | 7307 | 8 | 6.4 | Residential | Behind the Meter | Yes | Net Metered Residential | Pro Custom Solar dba Momentum Solar | None | PSE&G | Accepted | 2023-08-01 | 2023-08-09 | 2024-08-09 | Solar Panels | hanwha | Â Q. PEAK DUO BLK-G10+400 |  | 0.4 | 8 | 118 | 22 |  | Fixed | Roof
NJADRE1554375942 | Administratively Determined Incentive Program | Jersey City | 7307 | 8 | 6.4 | Residential | Behind the Meter | Yes | Net Metered Residential | Pro Custom Solar dba Momentum Solar | None | PSE&G | Accepted | 2023-08-01 | 2023-08-09 | 2024-08-09 | Inverters | enphase | IQ8PLUS-72-2-US | 290 |  | 16 |  |  | 0.97 |  | Outdoor
NJADRE1554375959 | Administratively Determined Incentive Program | Teaneck Twp | 7666 | 7 | 13.02 | Residential | Behind the Meter | No | Net Metered Residential | EMT Renewables | None | PSE&G | Accepted | 2023-08-01 | 2023-08-09 | 2024-08-09 | Inverters | ENPHASE | IQ7x | 315 |  | 31 |  |  | 0.98 |  | Other | UNDER EACH PANEL
NJADRE1554375959 | Administratively Determined Incentive Program | Teaneck Twp | 7666 | 7 | 13.02 | Residential | Behind the Meter | No | Net Metered Residential | EMT Renewables | None | PSE&G | Accepted | 2023-08-01 | 2023-08-09 | 2024-08-09 | Solar Panels | REC ALPHA | REC 420 |  | 0.42 | 9 | 24 | 33 |  | Fixed | Roof
NJADRE1554375959 | Administratively Determined Incentive Program | Teaneck Twp | 7666 | 7 | 13.02 | Residential | Behind the Meter | No | Net Metered Residential | EMT Renewables | None | PSE&G | Accepted | 2023-08-01 | 2023-08-09 | 2024-08-09 | Solar Panels | REC ALPHA | REC 420 |  | 0.42 | 4 | 204 | 33 |  | Fixed | Roof
NJADRE1554375959 | Administratively Determined Incentive Program | Teaneck Twp | 7666 | 7 | 13.02 | Residential | Behind the Meter | No | Net Metered Residential | EMT Renewables | None | PSE&G | Accepted | 2023-08-01 | 2023-08-09 | 2024-08-09 | Solar Panels | REC ALPHA | REC 420 |  | 0.42 | 15 | 204 | 5 |  | Fixed | Roof
NJADRE1554375959 | Administratively Determined Incentive Program | Teaneck Twp | 7666 | 7 | 13.02 | Residential | Behind the Meter | No | Net Metered Residential | EMT Renewables | None | PSE&G | Accepted | 2023-08-01 | 2023-08-09 | 2024-08-09 | Solar Panels | REC ALPHA | REC 420 |  | 0.42 | 3 | 24 | 17 |  | Fixed | Roof
NJADRE1554376004 | Administratively Determined Incentive Program | Kendall Park | 8824 | 11 | 8 | Residential | Behind the Meter | Yes | Net Metered Residential | Pro Custom Solar dba Momentum Solar | None | PSE&G | Accepted | 2023-08-01 | 2023-08-10 | 2024-08-10 | Solar Panels | hanwha | Â Q. PEAK DUO BLK-G10+400 |  | 0.4 | 20 | 170 | 22 |  | Fixed | Roof
NJADRE1554376004 | Administratively Determined Incentive Program | Kendall Park | 8824 | 11 | 8 | Residential | Behind the Meter | Yes | Net Metered Residential | Pro Custom Solar dba Momentum Solar | None | PSE&G | Accepted | 2023-08-01 | 2023-08-10 | 2024-08-10 | Inverters | enphase | IQ8PLUS-72-2-US | 290 |  | 20 |  |  | 0.97 |  | Outdoor
NJADRE1554377072 | Administratively Determined Incentive Program | MOUNT ROYAL | 8061 | 15 | 5.93 | Residential | Behind the Meter | Yes | Net Metered Residential | Sunrun Installation Services, Inc. | None | AC Electric | Accepted | 2023-08-01 | 2023-08-10 | 2024-08-10 | Inverters | Delta Electronics | E6-TL-US | 5760 |  | 1 |  |  | 0.97 |  | Outdoor | Next To Meter
NJADRE1554377072 | Administratively Determined Incentive Program | MOUNT ROYAL | 8061 | 15 | 5.93 | Residential | Behind the Meter | Yes | Net Metered Residential | Sunrun Installation Services, Inc. | None | AC Electric | Accepted | 2023-08-01 | 2023-08-10 | 2024-08-10 | Solar Panels | Trina Solar | TSM-395DE09C.07 |  | 0.395 | 15 | 207 | 33 |  | Fixed | Roof
NJADRE1554377090 | Administratively Determined Incentive Program | West Windsor Township | 8550 | 12 | 5.18 | Residential | Behind the Meter | No | Net Metered Residential | Vision Solar LLC | None | PSE&G | Accepted | 2023-08-01 | 2023-08-10 | 2024-08-10 | Solar Panels | ZNSHINE | ZXM6-NH120-370/M |  | 0.37 | 14 | 167 | 32 |  | Fixed | Roof
NJADRE1554377090 | Administratively Determined Incentive Program | West Windsor Township | 8550 | 12 | 5.18 | Residential | Behind the Meter | No | Net Metered Residential | Vision Solar LLC | None | PSE&G | Accepted | 2023-08-01 | 2023-08-10 | 2024-08-10 | Inverters | Solaredge | SE3800H-USRGM | 4 |  | 1 |  |  | 0.97 |  | Other | side of house
NJADRE1554377123 | Administratively Determined Incentive Program | BERGENFIELD BORO | 7621 | 7 | 4.35 | Residential | Behind the Meter | Yes | Net Metered Residential | Sunrun Installation Services, Inc. | None | PSE&G | Accepted | 2023-08-01 | 2023-08-10 | 2024-08-10 | Inverters | SolarEdge Technologies | SE3800H-USMN | 3800 |  | 1 |  |  | 0.99 |  | Outdoor | Next To Meter
NJADRE1554377123 | Administratively Determined Incentive Program | BERGENFIELD BORO | 7621 | 7 | 4.35 | Residential | Behind the Meter | Yes | Net Metered Residential | Sunrun Installation Services, Inc. | None | PSE&G | Accepted | 2023-08-01 | 2023-08-10 | 2024-08-10 | Solar Panels | Trina Solar | TSM-395DE09C.07 |  | 0.395 | 11 | 270 | 26 |  | Fixed | Roof
NJADRE1554377137 | Administratively Determined Incentive Program | PATERSON | 7524 | 6 | 5.2 | Residential | Behind the Meter | Yes | Net Metered Residential | Vision Solar LLC | None | PSE&G | Accepted | 2023-08-01 | 2023-08-10 | 2024-08-10 | Inverters | Solaredge | SE3800H-USRGM | 4 |  | 1 |  |  | 0.97 |  | Outdoor | side of house
NJADRE1554377137 | Administratively Determined Incentive Program | PATERSON | 7524 | 6 | 5.2 | Residential | Behind the Meter | Yes | Net Metered Residential | Vision Solar LLC | None | PSE&G | Accepted | 2023-08-01 | 2023-08-10 | 2024-08-10 | Solar Panels | REC SOLAR | REC-400-AA PURE BLACK |  | 0.4 | 13 | 283 | 38 |  | Fixed | Roof
NJADRE1554377172 | Administratively Determined Incentive Program | WAYNE TWP | 7470 | 6 | 16.2 | Residential | Behind the Meter | Yes | Net Metered Residential | Sunrun Installation Services, Inc. | None | PSE&G | Accepted | 2023-08-01 | 2023-08-10 | 2024-08-10 | Inverters | SolarEdge Technologies | SE3800H-USMN | 3800 |  | 1 |  |  | 0.99 |  | Outdoor | Next To Meter
NJADRE1554377172 | Administratively Determined Incentive Program | WAYNE TWP | 7470 | 6 | 16.2 | Residential | Behind the Meter | Yes | Net Metered Residential | Sunrun Installation Services, Inc. | None | PSE&G | Accepted | 2023-08-01 | 2023-08-10 | 2024-08-10 | Inverters | SolarEdge Technologies | SE7600H-USSN | 7600 |  | 1 |  |  | 0.99 |  | Outdoor | Next To Meter
NJADRE1554377172 | Administratively Determined Incentive Program | WAYNE TWP | 7470 | 6 | 16.2 | Residential | Behind the Meter | Yes | Net Metered Residential | Sunrun Installation Services, Inc. | None | PSE&G | Accepted | 2023-08-01 | 2023-08-10 | 2024-08-10 | Solar Panels | Trina Solar | TSM-395DE09C.07 |  | 0.395 | 6 | 190 | 33 |  | Fixed | Roof
NJADRE1554377172 | Administratively Determined Incentive Program | WAYNE TWP | 7470 | 6 | 16.2 | Residential | Behind the Meter | Yes | Net Metered Residential | Sunrun Installation Services, Inc. | None | PSE&G | Accepted | 2023-08-01 | 2023-08-10 | 2024-08-10 | Solar Panels | Trina Solar | TSM-395DE09C.07 |  | 0.395 | 7 | 280 | 20 |  | Fixed | Roof
NJADRE1554377172 | Administratively Determined Incentive Program | WAYNE TWP | 7470 | 6 | 16.2 | Residential | Behind the Meter | Yes | Net Metered Residential | Sunrun Installation Services, Inc. | None | PSE&G | Accepted | 2023-08-01 | 2023-08-10 | 2024-08-10 | Solar Panels | Trina Solar | TSM-395DE09C.07 |  | 0.395 | 28 | 280 | 20 |  | Fixed | Roof
NJADRE1554377185 | Administratively Determined Incentive Program | Atlantic City | 8401 | 19 | 3.16 | Residential | Behind the Meter | Yes | Net Metered Residential | Sunrun Installation Services, Inc. | None | AC Electric | Accepted | 2023-08-01 | 2023-08-10 | 2024-08-10 | Inverters | SolarEdge Technologies | SE3800H-USMN | 3800 |  | 1 |  |  | 0.96 |  | Outdoor | Next To Meter
NJADRE1554377185 | Administratively Determined Incentive Program | Atlantic City | 8401 | 19 | 3.16 | Residential | Behind the Meter | Yes | Net Metered Residential | Sunrun Installation Services, Inc. | None | AC Electric | Accepted | 2023-08-01 | 2023-08-10 | 2024-08-10 | Solar Panels | Trina Solar | TSM-395DE09C.07 |  | 0.395 | 4 | 62 | 45 |  | Fixed | Roof
NJADRE1554377185 | Administratively Determined Incentive Program | Atlantic City | 8401 | 19 | 3.16 | Residential | Behind the Meter | Yes | Net Metered Residential | Sunrun Installation Services, Inc. | None | AC Electric | Accepted | 2023-08-01 | 2023-08-10 | 2024-08-10 | Solar Panels | Trina Solar | TSM-395DE09C.07 |  | 0.395 | 4 | 242 | 45 |  | Fixed | Roof
NJADRE1554377222 | Administratively Determined Incentive Program | Jersey City | 7305 | 8 | 10 | Residential | Behind the Meter | Yes | Net Metered Residential | Pro Custom Solar dba Momentum Solar | None | PSE&G | Accepted | 2023-08-01 | 2023-08-10 | 2024-08-10 | Solar Panels | hanwha | Â Q. PEAK DUO BLK-G10+400 |  | 0.4 | 5 | 222 | 27 |  | Fixed | Roof
NJADRE1554377222 | Administratively Determined Incentive Program | Jersey City | 7305 | 8 | 10 | Residential | Behind the Meter | Yes | Net Metered Residential | Pro Custom Solar dba Momentum Solar | None | PSE&G | Accepted | 2023-08-01 | 2023-08-10 | 2024-08-10 | Solar Panels | hanwha | Â Q. PEAK DUO BLK-G10+400 |  | 0.4 | 4 | 42 | 27 |  | Fixed | Roof
NJADRE1554377222 | Administratively Determined Incentive Program | Jersey City | 7305 | 8 | 10 | Residential | Behind the Meter | Yes | Net Metered Residential | Pro Custom Solar dba Momentum Solar | None | PSE&G | Accepted | 2023-08-01 | 2023-08-10 | 2024-08-10 | Solar Panels | hanwha | Â Q. PEAK DUO BLK-G10+400 |  | 0.4 | 4 | 131 | 5 |  | Fixed | Roof
NJADRE1554377222 | Administratively Determined Incentive Program | Jersey City | 7305 | 8 | 10 | Residential | Behind the Meter | Yes | Net Metered Residential | Pro Custom Solar dba Momentum Solar | None | PSE&G | Accepted | 2023-08-01 | 2023-08-10 | 2024-08-10 | Solar Panels | hanwha | Â Q. PEAK DUO BLK-G10+400 |  | 0.4 | 12 | 223 | 6 |  | Fixed | Roof
NJADRE1554377222 | Administratively Determined Incentive Program | Jersey City | 7305 | 8 | 10 | Residential | Behind the Meter | Yes | Net Metered Residential | Pro Custom Solar dba Momentum Solar | None | PSE&G | Accepted | 2023-08-01 | 2023-08-10 | 2024-08-10 | Inverters | enphase | IQ8PLUS-72-2-US | 290 |  | 25 |  |  | 0.97 |  | Outdoor
NJADRE1554377251 | Administratively Determined Incentive Program | South Plainfield | 7080 | 11 | 3.16 | Residential | Behind the Meter | No | Net Metered Residential | Bright Planet Solar | None | PSE&G | Accepted | 2023-08-01 | 2023-08-28 | 2024-08-28 | Inverters | SolarEdge | SE3000H-USRGM | 3000 |  | 1 |  |  | 0.98 |  | Outdoor | OUTSIDE
NJADRE1554377251 | Administratively Determined Incentive Program | South Plainfield | 7080 | 11 | 3.16 | Residential | Behind the Meter | No | Net Metered Residential | Bright Planet Solar | None | PSE&G | Accepted | 2023-08-01 | 2023-08-28 | 2024-08-28 | Solar Panels | Hanwha Q-Cells | Q. PEAK DUO BLK ML-G10.a+ 395 |  | 0.395 | 8 | 338 | 40 |  | Fixed | Roof
NJADRE1554377257 | Administratively Determined Incentive Program | Jersey City | 7304 | 8 | 8 | Residential | Behind the Meter | Yes | Net Metered Residential | Pro Custom Solar dba Momentum Solar | None | PSE&G | Accepted | 2023-08-01 | 2023-08-10 | 2024-08-10 | Solar Panels | hanwha | Â Q. PEAK DUO BLK-G10+400 |  | 0.4 | 15 | 34 | 8 |  | Fixed | Roof
NJADRE1554377257 | Administratively Determined Incentive Program | Jersey City | 7304 | 8 | 8 | Residential | Behind the Meter | Yes | Net Metered Residential | Pro Custom Solar dba Momentum Solar | None | PSE&G | Accepted | 2023-08-01 | 2023-08-10 | 2024-08-10 | Solar Panels | hanwha | Â Q. PEAK DUO BLK-G10+400 |  | 0.4 | 5 | 34 | 7 |  | Fixed | Roof
NJADRE1554377257 | Administratively Determined Incentive Program | Jersey City | 7304 | 8 | 8 | Residential | Behind the Meter | Yes | Net Metered Residential | Pro Custom Solar dba Momentum Solar | None | PSE&G | Accepted | 2023-08-01 | 2023-08-10 | 2024-08-10 | Inverters | enphase | IQ8PLUS-72-2-US | 290 |  | 20 |  |  | 0.97 |  | Outdoor
NJADRE1554377546 | Administratively Determined Incentive Program | Washington | 8012 | 14 | 12.25 | Residential | Behind the Meter | Yes | Net Metered Residential | Sunrun Installation Services, Inc. | None | PSE&G | Accepted | 2023-08-01 | 2023-08-10 | 2024-08-10 | Inverters | SolarEdge Technologies | SE10000H-USSN | 10000 |  | 1 |  |  | 0.96 |  | Outdoor | Next To Meter
NJADRE1554377546 | Administratively Determined Incentive Program | Washington | 8012 | 14 | 12.25 | Residential | Behind the Meter | Yes | Net Metered Residential | Sunrun Installation Services, Inc. | None | PSE&G | Accepted | 2023-08-01 | 2023-08-10 | 2024-08-10 | Solar Panels | Trina Solar | TSM-395DE09C.07 |  | 0.395 | 9 | 199 | 20 |  | Fixed | Roof
NJADRE1554377546 | Administratively Determined Incentive Program | Washington | 8012 | 14 | 12.25 | Residential | Behind the Meter | Yes | Net Metered Residential | Sunrun Installation Services, Inc. | None | PSE&G | Accepted | 2023-08-01 | 2023-08-10 | 2024-08-10 | Solar Panels | Trina Solar | TSM-395DE09C.07 |  | 0.395 | 8 | 289 | 20 |  | Fixed | Roof
NJADRE1554377546 | Administratively Determined Incentive Program | Washington | 8012 | 14 | 12.25 | Residential | Behind the Meter | Yes | Net Metered Residential | Sunrun Installation Services, Inc. | None | PSE&G | Accepted | 2023-08-01 | 2023-08-10 | 2024-08-10 | Solar Panels | Trina Solar | TSM-395DE09C.07 |  | 0.395 | 14 | 109 | 20 |  | Fixed | Roof
NJADRE1554378770 | Administratively Determined Incentive Program | Princeton Twp | 8540 | 12 | 22.91 | Residential | Behind the Meter | No | Net Metered Residential | EMT Renewables | None | PSE&G | Accepted | 2023-08-01 | 2023-08-10 | 2024-08-10 | Inverters | ENPHASE | IQ8+ | 395 |  | 58 |  |  | 0.98 |  | Other | UNDER EACH PANEL
NJADRE1554378770 | Administratively Determined Incentive Program | Princeton Twp | 8540 | 12 | 22.91 | Residential | Behind the Meter | No | Net Metered Residential | EMT Renewables | None | PSE&G | Accepted | 2023-08-01 | 2023-08-10 | 2024-08-10 | Solar Panels | JA SOLAR | JAM54S31 |  | 0.395 | 17 | 165 | 30 |  | Fixed | Roof
NJADRE1554378770 | Administratively Determined Incentive Program | Princeton Twp | 8540 | 12 | 22.91 | Residential | Behind the Meter | No | Net Metered Residential | EMT Renewables | None | PSE&G | Accepted | 2023-08-01 | 2023-08-10 | 2024-08-10 | Solar Panels | JA SOLAR | JAM54S31 |  | 0.395 | 24 | 345 | 30 |  | Fixed | Roof
NJADRE1554378770 | Administratively Determined Incentive Program | Princeton Twp | 8540 | 12 | 22.91 | Residential | Behind the Meter | No | Net Metered Residential | EMT Renewables | None | PSE&G | Accepted | 2023-08-01 | 2023-08-10 | 2024-08-10 | Solar Panels | JA SOLAR | JAM54S31 |  | 0.395 | 3 | 255 | 47 |  | Fixed | Roof
NJADRE1554378770 | Administratively Determined Incentive Program | Princeton Twp | 8540 | 12 | 22.91 | Residential | Behind the Meter | No | Net Metered Residential | EMT Renewables | None | PSE&G | Accepted | 2023-08-01 | 2023-08-10 | 2024-08-10 | Solar Panels | JA SOLAR | JAM54S31 |  | 0.395 | 4 | 165 | 31 |  | Fixed | Roof
NJADRE1554378770 | Administratively Determined Incentive Program | Princeton Twp | 8540 | 12 | 22.91 | Residential | Behind the Meter | No | Net Metered Residential | EMT Renewables | None | PSE&G | Accepted | 2023-08-01 | 2023-08-10 | 2024-08-10 | Solar Panels | JA SOLAR | JAM54S31 |  | 0.395 | 2 | 165 | 16 |  | Fixed | Roof
NJADRE1554378770 | Administratively Determined Incentive Program | Princeton Twp | 8540 | 12 | 22.91 | Residential | Behind the Meter | No | Net Metered Residential | EMT Renewables | None | PSE&G | Accepted | 2023-08-01 | 2023-08-10 | 2024-08-10 | Solar Panels | JA SOLAR | JAM54S31 |  | 0.395 | 8 | 345 | 31 |  | Fixed | Roof
NJADRE1554381995 | Administratively Determined Incentive Program | West Milford | 7480 | 6 | 14.43 | Residential | Behind the Meter | No | Net Metered Residential | Vision Solar LLC | None | Orange Rockland Electric | Accepted | 2023-08-01 | 2023-08-10 | 2024-08-10 | Inverters | SOLAR EDGE | SE11400H-USRGM | 11 |  | 1 |  |  | 0.97 |  | Outside
NJADRE1554381995 | Administratively Determined Incentive Program | West Milford | 7480 | 6 | 14.43 | Residential | Behind the Meter | No | Net Metered Residential | Vision Solar LLC | None | Orange Rockland Electric | Accepted | 2023-08-01 | 2023-08-10 | 2024-08-10 | Solar Panels | ZNSHINE SOLAR | ZXM6-NH120-370/M |  | 0.37 | 22 | 187 | 21 |  | Fixed | Roof
NJADRE1554381995 | Administratively Determined Incentive Program | West Milford | 7480 | 6 | 14.43 | Residential | Behind the Meter | No | Net Metered Residential | Vision Solar LLC | None | Orange Rockland Electric | Accepted | 2023-08-01 | 2023-08-10 | 2024-08-10 | Solar Panels | ZNSHINE SOLAR | ZXM6-NH120-370/M |  | 0.37 | 9 | 187 | 22 |  | Fixed | Roof
NJADRE1554381995 | Administratively Determined Incentive Program | West Milford | 7480 | 6 | 14.43 | Residential | Behind the Meter | No | Net Metered Residential | Vision Solar LLC | None | Orange Rockland Electric | Accepted | 2023-08-01 | 2023-08-10 | 2024-08-10 | Solar Panels | ZNSHINE SOLAR | ZXM6-NH120-370/M |  | 0.37 | 4 | 277 | 20 |  | Fixed | Roof
NJADRE1554381995 | Administratively Determined Incentive Program | West Milford | 7480 | 6 | 14.43 | Residential | Behind the Meter | No | Net Metered Residential | Vision Solar LLC | None | Orange Rockland Electric | Accepted | 2023-08-01 | 2023-08-10 | 2024-08-10 | Solar Panels | ZNSHINE SOLAR | ZXM6-NH120-370/M |  | 0.37 | 4 | 97 | 20 |  | Fixed | Roof
NJADRE1554382912 | Administratively Determined Incentive Program | Paterson | 7514 | 6 | 9.86 | Residential | Behind the Meter | Yes | Net Metered Residential | Pro Custom Solar dba Momentum Solar | None | PSE&G | Accepted | 2023-08-01 | 2023-08-10 | 2024-08-10 | Solar Panels | hanwha | Â Q. PEAK DUO BLK-G10+365 |  | 0.365 | 13 | 103 | 29 |  | Fixed | Roof
NJADRE1554382912 | Administratively Determined Incentive Program | Paterson | 7514 | 6 | 9.86 | Residential | Behind the Meter | Yes | Net Metered Residential | Pro Custom Solar dba Momentum Solar | None | PSE&G | Accepted | 2023-08-01 | 2023-08-10 | 2024-08-10 | Solar Panels | hanwha | Â Q. PEAK DUO BLK-G10+365 |  | 0.365 | 11 | 283 | 28 |  | Fixed | Roof
NJADRE1554382912 | Administratively Determined Incentive Program | Paterson | 7514 | 6 | 9.86 | Residential | Behind the Meter | Yes | Net Metered Residential | Pro Custom Solar dba Momentum Solar | None | PSE&G | Accepted | 2023-08-01 | 2023-08-10 | 2024-08-10 | Solar Panels | hanwha | Â Q. PEAK DUO BLK-G10+365 |  | 0.365 | 3 | 283 | 18 |  | Fixed | Roof
NJADRE1554382912 | Administratively Determined Incentive Program | Paterson | 7514 | 6 | 9.86 | Residential | Behind the Meter | Yes | Net Metered Residential | Pro Custom Solar dba Momentum Solar | None | PSE&G | Accepted | 2023-08-01 | 2023-08-10 | 2024-08-10 | Inverters | enphase | IQ8PLUS-72-2-US | 290 |  | 27 |  |  | 0.97 |  | Outdoor
NJADRE1554382939 | Administratively Determined Incentive Program | Cliffside Park | 7010 | 7 | 11.68 | Residential | Behind the Meter | Yes | Net Metered Residential | Pro Custom Solar dba Momentum Solar | None | PSE&G | Accepted | 2023-08-01 | 2023-08-10 | 2024-08-10 | Inverters | Enphase | IQ8PLUS-72-2-US | 290 |  | 32 |  |  | 0.97 |  | Outdoor
NJADRE1554382939 | Administratively Determined Incentive Program | Cliffside Park | 7010 | 7 | 11.68 | Residential | Behind the Meter | Yes | Net Metered Residential | Pro Custom Solar dba Momentum Solar | None | PSE&G | Accepted | 2023-08-01 | 2023-08-10 | 2024-08-10 | Solar Panels | Hanwha | q.peak duo blk-g10+365 |  | 0.365 | 6 | 215 | 6 |  | Fixed | Roof
NJADRE1554382939 | Administratively Determined Incentive Program | Cliffside Park | 7010 | 7 | 11.68 | Residential | Behind the Meter | Yes | Net Metered Residential | Pro Custom Solar dba Momentum Solar | None | PSE&G | Accepted | 2023-08-01 | 2023-08-10 | 2024-08-10 | Solar Panels | Hanwha | q.peak duo blk-g10+365 |  | 0.365 | 10 | 125 | 43 |  | Fixed | Roof
NJADRE1554382939 | Administratively Determined Incentive Program | Cliffside Park | 7010 | 7 | 11.68 | Residential | Behind the Meter | Yes | Net Metered Residential | Pro Custom Solar dba Momentum Solar | None | PSE&G | Accepted | 2023-08-01 | 2023-08-10 | 2024-08-10 | Solar Panels | Hanwha | q.peak duo blk-g10+365 |  | 0.365 | 12 | 125 | 34 |  | Fixed | Roof
NJADRE1554382939 | Administratively Determined Incentive Program | Cliffside Park | 7010 | 7 | 11.68 | Residential | Behind the Meter | Yes | Net Metered Residential | Pro Custom Solar dba Momentum Solar | None | PSE&G | Accepted | 2023-08-01 | 2023-08-10 | 2024-08-10 | Solar Panels | Hanwha | q.peak duo blk-g10+365 |  | 0.365 | 4 | 305 | 31 |  | Fixed | Roof
NJADRE1554382962 | Administratively Determined Incentive Program | Absecon | 8205 | 19 | 7.9 | Residential | Behind the Meter | Yes | Net Metered Residential | Sunrun Installation Services, Inc. | None | AC Electric | Accepted | 2023-08-01 | 2023-08-10 | 2024-08-10 | Inverters | SolarEdge Technologies | SE6000H-USSN | 6000 |  | 1 |  |  | 0.99 |  | Outdoor | Next To Meter
NJADRE1554382962 | Administratively Determined Incentive Program | Absecon | 8205 | 19 | 7.9 | Residential | Behind the Meter | Yes | Net Metered Residential | Sunrun Installation Services, Inc. | None | AC Electric | Accepted | 2023-08-01 | 2023-08-10 | 2024-08-10 | Solar Panels | Trina Solar | TSM-395DE09C.07 |  | 0.395 | 11 | 191 | 37 |  | Fixed | Roof
NJADRE1554382962 | Administratively Determined Incentive Program | Absecon | 8205 | 19 | 7.9 | Residential | Behind the Meter | Yes | Net Metered Residential | Sunrun Installation Services, Inc. | None | AC Electric | Accepted | 2023-08-01 | 2023-08-10 | 2024-08-10 | Solar Panels | Trina Solar | TSM-395DE09C.07 |  | 0.395 | 7 | 11 | 37 |  | Fixed | Roof
NJADRE1554382962 | Administratively Determined Incentive Program | Absecon | 8205 | 19 | 7.9 | Residential | Behind the Meter | Yes | Net Metered Residential | Sunrun Installation Services, Inc. | None | AC Electric | Accepted | 2023-08-01 | 2023-08-10 | 2024-08-10 | Solar Panels | Trina Solar | TSM-395DE09C.07 |  | 0.395 | 2 | 102 | 33 |  | Fixed | Roof
NJADRE1554383002 | Administratively Determined Incentive Program | Irvington Town | 7111 | 9 | 9.24 | Residential | Behind the Meter | No | Net Metered Residential | EMT Renewables | None | PSE&G | Accepted | 2023-08-01 | 2023-08-10 | 2024-08-10 | Inverters | ENPHASE | IQ7x | 315 |  | 22 |  |  | 0.98 |  | Other | UNDER EACH PANEL
NJADRE1554383002 | Administratively Determined Incentive Program | Irvington Town | 7111 | 9 | 9.24 | Residential | Behind the Meter | No | Net Metered Residential | EMT Renewables | None | PSE&G | Accepted | 2023-08-01 | 2023-08-10 | 2024-08-10 | Solar Panels | REC ALPHA | REC 420 |  | 0.42 | 7 | 315 | 26 |  | Fixed | Roof
NJADRE1554383002 | Administratively Determined Incentive Program | Irvington Town | 7111 | 9 | 9.24 | Residential | Behind the Meter | No | Net Metered Residential | EMT Renewables | None | PSE&G | Accepted | 2023-08-01 | 2023-08-10 | 2024-08-10 | Solar Panels | REC ALPHA | REC 420 |  | 0.42 | 3 | 315 | 23 |  | Fixed | Roof
NJADRE1554383002 | Administratively Determined Incentive Program | Irvington Town | 7111 | 9 | 9.24 | Residential | Behind the Meter | No | Net Metered Residential | EMT Renewables | None | PSE&G | Accepted | 2023-08-01 | 2023-08-10 | 2024-08-10 | Solar Panels | REC ALPHA | REC 420 |  | 0.42 | 5 | 135 | 26 |  | Fixed | Roof
NJADRE1554383002 | Administratively Determined Incentive Program | Irvington Town | 7111 | 9 | 9.24 | Residential | Behind the Meter | No | Net Metered Residential | EMT Renewables | None | PSE&G | Accepted | 2023-08-01 | 2023-08-10 | 2024-08-10 | Solar Panels | REC ALPHA | REC 420 |  | 0.42 | 7 | 136 | 11 |  | Fixed | Roof
NJADRE1554383011 | Administratively Determined Incentive Program | POMPTON PLAINS | 7444 | 3 | 8.8 | Residential | Behind the Meter | Yes | Net Metered Residential | Pro Custom Solar dba Momentum Solar | None | JCP&L | Accepted | 2023-08-01 | 2023-08-10 | 2024-08-10 | Solar Panels | hanwha | Â Q. PEAK DUO BLK-G10+400 |  | 0.4 | 12 | 178 | 40 |  | Fixed | Roof
NJADRE1554383011 | Administratively Determined Incentive Program | POMPTON PLAINS | 7444 | 3 | 8.8 | Residential | Behind the Meter | Yes | Net Metered Residential | Pro Custom Solar dba Momentum Solar | None | JCP&L | Accepted | 2023-08-01 | 2023-08-10 | 2024-08-10 | Solar Panels | hanwha | Â Q. PEAK DUO BLK-G10+400 |  | 0.4 | 10 | 358 | 41 |  | Fixed | Roof
NJADRE1554383011 | Administratively Determined Incentive Program | POMPTON PLAINS | 7444 | 3 | 8.8 | Residential | Behind the Meter | Yes | Net Metered Residential | Pro Custom Solar dba Momentum Solar | None | JCP&L | Accepted | 2023-08-01 | 2023-08-10 | 2024-08-10 | Inverters | enphase | IQ8PLUS-72-2-US | 290 |  | 22 |  |  | 0.97 |  | Outdoor
NJADRE1554383056 | Administratively Determined Incentive Program | Williamstown | 8094 | 15 | 4.35 | Residential | Behind the Meter | Yes | Net Metered Residential | Sunrun Installation Services, Inc. | None | AC Electric | Accepted | 2023-08-01 | 2023-08-10 | 2024-08-10 | Inverters | SolarEdge Technologies | SE3800H-USMN | 3800 |  | 1 |  |  | 0.96 |  | Outdoor | Next To Meter
NJADRE1554383056 | Administratively Determined Incentive Program | Williamstown | 8094 | 15 | 4.35 | Residential | Behind the Meter | Yes | Net Metered Residential | Sunrun Installation Services, Inc. | None | AC Electric | Accepted | 2023-08-01 | 2023-08-10 | 2024-08-10 | Solar Panels | Trina Solar | TSM-395DE09C.07 |  | 0.395 | 3 | 285 | 26 |  | Fixed | Roof
NJADRE1554383056 | Administratively Determined Incentive Program | Williamstown | 8094 | 15 | 4.35 | Residential | Behind the Meter | Yes | Net Metered Residential | Sunrun Installation Services, Inc. | None | AC Electric | Accepted | 2023-08-01 | 2023-08-10 | 2024-08-10 | Solar Panels | Trina Solar | TSM-395DE09C.07 |  | 0.395 | 8 | 105 | 18 |  | Fixed | Roof
NJADRE1554383067 | Administratively Determined Incentive Program | BELLMAWR | 8031 | 14 | 12.41 | Residential | Behind the Meter | Yes | Net Metered Residential | SunnyMac, LLC | None | PSE&G | Accepted | 2023-08-14 | 2023-08-29 | 2024-08-29 | Inverters | SolarEdge Technologies Inc. | SE10000H-US000BNI4 (Inverter) | 10000 |  | 1 |  |  | 0.99 |  | Outdoor
NJADRE1554383067 | Administratively Determined Incentive Program | BELLMAWR | 8031 | 14 | 12.41 | Residential | Behind the Meter | Yes | Net Metered Residential | SunnyMac, LLC | None | PSE&G | Accepted | 2023-08-14 | 2023-08-29 | 2024-08-29 | Meters | SolarEdge Technologies Inc. | SolarEdge Built-in Consumption Monitor (BEI4, BNI4, BNC |  |  | 1 |  |  |  | Yes
NJADRE1554383067 | Administratively Determined Incentive Program | BELLMAWR | 8031 | 14 | 12.41 | Residential | Behind the Meter | Yes | Net Metered Residential | SunnyMac, LLC | None | PSE&G | Accepted | 2023-08-14 | 2023-08-29 | 2024-08-29 | Solar Panels | Hanwha Q Cells | Q.PEAK DUO BLK-G10+365 |  | 0.365 | 23 | 26 | 17 |  | Fixed | Roof
NJADRE1554383067 | Administratively Determined Incentive Program | BELLMAWR | 8031 | 14 | 12.41 | Residential | Behind the Meter | Yes | Net Metered Residential | SunnyMac, LLC | None | PSE&G | Accepted | 2023-08-14 | 2023-08-29 | 2024-08-29 | Solar Panels | Hanwha Q Cells | Q.PEAK DUO BLK-G10+365 |  | 0.365 | 11 | 206 | 17 |  | Fixed | Roof
NJADRE1554383472 | Administratively Determined Incentive Program | Glassboro | 8028 | 15 | 6.32 | Residential | Behind the Meter | Yes | Net Metered Residential | Sunrun Installation Services, Inc. | None | AC Electric | Accepted | 2023-08-01 | 2023-08-10 | 2024-08-10 | Inverters | SolarEdge Technologies | SE6000H-USSN | 6000 |  | 1 |  |  | 0.99 |  | Outdoor | Next To Meter
NJADRE1554383472 | Administratively Determined Incentive Program | Glassboro | 8028 | 15 | 6.32 | Residential | Behind the Meter | Yes | Net Metered Residential | Sunrun Installation Services, Inc. | None | AC Electric | Accepted | 2023-08-01 | 2023-08-10 | 2024-08-10 | Solar Panels | Trina Solar | TSM-395DE09C.07 |  | 0.395 | 6 | 141 | 19 |  | Fixed | Roof
NJADRE1554383472 | Administratively Determined Incentive Program | Glassboro | 8028 | 15 | 6.32 | Residential | Behind the Meter | Yes | Net Metered Residential | Sunrun Installation Services, Inc. | None | AC Electric | Accepted | 2023-08-01 | 2023-08-10 | 2024-08-10 | Solar Panels | Trina Solar | TSM-395DE09C.07 |  | 0.395 | 10 | 231 | 19 |  | Fixed | Roof
NJADRE1554383869 | Administratively Determined Incentive Program | EAST BRUNSWICK TWP | 8816 | 11 | 10.14 | Residential | Behind the Meter | Yes | Net Metered Residential | Sunrun Installation Services, Inc. | None | PSE&G | Accepted | 2023-08-01 | 2023-08-11 | 2024-08-11 | Inverters | SolarEdge Technologies | SE7600H-USSN | 7600 |  | 1 |  |  | 0.99 |  | Outdoor | Next To Meter
NJADRE1554383869 | Administratively Determined Incentive Program | EAST BRUNSWICK TWP | 8816 | 11 | 10.14 | Residential | Behind the Meter | Yes | Net Metered Residential | Sunrun Installation Services, Inc. | None | PSE&G | Accepted | 2023-08-01 | 2023-08-11 | 2024-08-11 | Solar Panels | Trina Solar | TSM-390DE09C.07 |  | 0.39 | 4 | 85 | 20 |  | Fixed | Roof
NJADRE1554383869 | Administratively Determined Incentive Program | EAST BRUNSWICK TWP | 8816 | 11 | 10.14 | Residential | Behind the Meter | Yes | Net Metered Residential | Sunrun Installation Services, Inc. | None | PSE&G | Accepted | 2023-08-01 | 2023-08-11 | 2024-08-11 | Solar Panels | Trina Solar | TSM-390DE09C.07 |  | 0.39 | 4 | 266 | 17 |  | Fixed | Roof
NJADRE1554383869 | Administratively Determined Incentive Program | EAST BRUNSWICK TWP | 8816 | 11 | 10.14 | Residential | Behind the Meter | Yes | Net Metered Residential | Sunrun Installation Services, Inc. | None | PSE&G | Accepted | 2023-08-01 | 2023-08-11 | 2024-08-11 | Solar Panels | Trina Solar | TSM-390DE09C.07 |  | 0.39 | 9 | 356 | 19 |  | Fixed | Roof
NJADRE1554383869 | Administratively Determined Incentive Program | EAST BRUNSWICK TWP | 8816 | 11 | 10.14 | Residential | Behind the Meter | Yes | Net Metered Residential | Sunrun Installation Services, Inc. | None | PSE&G | Accepted | 2023-08-01 | 2023-08-11 | 2024-08-11 | Solar Panels | Trina Solar | TSM-390DE09C.07 |  | 0.39 | 9 | 175 | 18 |  | Fixed | Roof
NJADRE1554383883 | Administratively Determined Incentive Program | Brigantine | 8203 | 19 | 5.07 | Residential | Behind the Meter | Yes | Net Metered Residential | Bright Planet Solar | None | AC Electric | Accepted | 2023-08-01 | 2023-08-10 | 2024-08-10 | Inverters | SolarEdge | SE3800H-USRGM | 3800 |  | 1 |  |  | 0.98 |  | Outdoor | Outside
NJADRE1554383883 | Administratively Determined Incentive Program | Brigantine | 8203 | 19 | 5.07 | Residential | Behind the Meter | Yes | Net Metered Residential | Bright Planet Solar | None | AC Electric | Accepted | 2023-08-01 | 2023-08-10 | 2024-08-10 | Solar Panels | Canadian Solar | CS3N-390MS |  | 0.39 | 13 | 191 | 30 |  | Fixed | Roof
NJADRE1554383905 | Administratively Determined Incentive Program | Northfield | 8225 | 19 | 3.56 | Residential | Behind the Meter | Yes | Net Metered Residential | Sunrun Installation Services, Inc. | None | AC Electric | Accepted | 2023-08-01 | 2023-08-10 | 2024-08-10 | Inverters | SolarEdge Technologies | SE3800H-USMN | 3800 |  | 1 |  |  | 0.96 |  | Outdoor | Next To Meter
NJADRE1554383905 | Administratively Determined Incentive Program | Northfield | 8225 | 19 | 3.56 | Residential | Behind the Meter | Yes | Net Metered Residential | Sunrun Installation Services, Inc. | None | AC Electric | Accepted | 2023-08-01 | 2023-08-10 | 2024-08-10 | Solar Panels | Trina Solar | TSM-395DE09C.07 |  | 0.395 | 9 | 237 | 22 |  | Fixed | Roof
NJADRE1554383940 | Administratively Determined Incentive Program | Hamilton | 8330 | 19 | 3.16 | Residential | Behind the Meter | Yes | Net Metered Residential | Sunrun Installation Services, Inc. | None | AC Electric | Accepted | 2023-08-01 | 2023-08-10 | 2024-08-10 | Inverters | SolarEdge Technologies | SE3800H-USMN | 3800 |  | 1 |  |  | 0.96 |  | Outdoor | Next To Meter
NJADRE1554383940 | Administratively Determined Incentive Program | Hamilton | 8330 | 19 | 3.16 | Residential | Behind the Meter | Yes | Net Metered Residential | Sunrun Installation Services, Inc. | None | AC Electric | Accepted | 2023-08-01 | 2023-08-10 | 2024-08-10 | Solar Panels | Trina Solar | TSM-395DE09C.07 |  | 0.395 | 8 | 140 | 27 |  | Fixed | Roof
NJADRE1554383957 | Administratively Determined Incentive Program | Middlesex | 8846 | 11 | 5.53 | Residential | Behind the Meter | Yes | Net Metered Residential | Sunrun Installation Services, Inc. | None | PSE&G | Accepted | 2023-08-01 | 2023-08-10 | 2024-08-10 | Electric Storage Battery | Tesla | Powerwall 2 AC |  |  | 1 |  |  |  | Lithium Ion |  | inside
NJADRE1554383957 | Administratively Determined Incentive Program | Middlesex | 8846 | 11 | 5.53 | Residential | Behind the Meter | Yes | Net Metered Residential | Sunrun Installation Services, Inc. | None | PSE&G | Accepted | 2023-08-01 | 2023-08-10 | 2024-08-10 | Inverters | SolarEdge Technologies | SE3800H-USMN | 3800 |  | 1 |  |  | 0.96 |  | Outdoor | Next To Meter
NJADRE1554383957 | Administratively Determined Incentive Program | Middlesex | 8846 | 11 | 5.53 | Residential | Behind the Meter | Yes | Net Metered Residential | Sunrun Installation Services, Inc. | None | PSE&G | Accepted | 2023-08-01 | 2023-08-10 | 2024-08-10 | Solar Panels | Trina Solar | TSM-395DE09C.07 |  | 0.395 | 2 | 25 | 36 |  | Fixed | Roof
NJADRE1554383957 | Administratively Determined Incentive Program | Middlesex | 8846 | 11 | 5.53 | Residential | Behind the Meter | Yes | Net Metered Residential | Sunrun Installation Services, Inc. | None | PSE&G | Accepted | 2023-08-01 | 2023-08-10 | 2024-08-10 | Solar Panels | Trina Solar | TSM-395DE09C.07 |  | 0.395 | 12 | 205 | 34 |  | Fixed | Roof
NJADRE1554399704 | Administratively Determined Incentive Program | Egg Harbor Township | 8234 | 19 | 4.74 | Residential | Behind the Meter | Yes | Net Metered Residential | Sunrun Installation Services, Inc. | None | AC Electric | Accepted | 2023-08-02 | 2023-08-11 | 2024-08-11 | Inverters | Delta Electronics | E4-TL-US | 3840 |  | 1 |  |  | 0.96 |  | Outdoor | Next To Meter
NJADRE1554399704 | Administratively Determined Incentive Program | Egg Harbor Township | 8234 | 19 | 4.74 | Residential | Behind the Meter | Yes | Net Metered Residential | Sunrun Installation Services, Inc. | None | AC Electric | Accepted | 2023-08-02 | 2023-08-11 | 2024-08-11 | Solar Panels | Trina Solar | TSM-395DE09C.07 |  | 0.395 | 12 | 218 | 26 |  | Fixed | Roof
NJADRE1554399707 | Administratively Determined Incentive Program | Manahawkin | 8050 | 18 | 4.35 | Residential | Behind the Meter | Yes | Net Metered Residential | Sunrun Installation Services, Inc. | None | AC Electric | Accepted | 2023-08-02 | 2023-08-11 | 2024-08-11 | Inverters | SolarEdge Technologies | SE3800H-USMN | 3800 |  | 1 |  |  | 0.96 |  | Outdoor | Next To Meter
NJADRE1554399707 | Administratively Determined Incentive Program | Manahawkin | 8050 | 18 | 4.35 | Residential | Behind the Meter | Yes | Net Metered Residential | Sunrun Installation Services, Inc. | None | AC Electric | Accepted | 2023-08-02 | 2023-08-11 | 2024-08-11 | Solar Panels | Trina Solar | TSM-395DE09C.07 |  | 0.395 | 11 | 66 | 26 |  | Fixed | Roof
NJADRE1554399708 | Administratively Determined Incentive Program | Pleasantville, | 8232 | 19 | 9.6 | Residential | Behind the Meter | Yes | Net Metered Residential | Suntuity Solar LLC | None | AC Electric | Accepted | 2023-08-02 | 2023-08-11 | 2024-08-11 | Inverters | ENPHASE | IQ8PLUS-72-2-US | 290 |  | 24 |  |  | 0.97 |  | Outdoor | Behind the PV modules
NJADRE1554399708 | Administratively Determined Incentive Program | Pleasantville, | 8232 | 19 | 9.6 | Residential | Behind the Meter | Yes | Net Metered Residential | Suntuity Solar LLC | None | AC Electric | Accepted | 2023-08-02 | 2023-08-11 | 2024-08-11 | Solar Panels | SILFAB PRIME | SIL-400 HC+ |  | 0.4 | 7 | 215 | 7 |  | Fixed | Roof
NJADRE1554399708 | Administratively Determined Incentive Program | Pleasantville, | 8232 | 19 | 9.6 | Residential | Behind the Meter | Yes | Net Metered Residential | Suntuity Solar LLC | None | AC Electric | Accepted | 2023-08-02 | 2023-08-11 | 2024-08-11 | Solar Panels | SILFAB PRIME | SIL-400 HC+ |  | 0.4 | 14 | 35 | 24 |  | Fixed | Roof
NJADRE1554399708 | Administratively Determined Incentive Program | Pleasantville, | 8232 | 19 | 9.6 | Residential | Behind the Meter | Yes | Net Metered Residential | Suntuity Solar LLC | None | AC Electric | Accepted | 2023-08-02 | 2023-08-11 | 2024-08-11 | Solar Panels | SILFAB PRIME | SIL-400 HC+ |  | 0.4 | 3 | 215 | 17 |  | Fixed | Roof
NJADRE1554399719 | Administratively Determined Incentive Program | Absecon, New Jersey | 8201 | 19 | 10.4 | Residential | Behind the Meter | Yes | Net Metered Residential | Suntuity Solar LLC | None | AC Electric | Accepted | 2023-08-02 | 2023-08-10 | 2024-08-10 | Inverters | (26) ENPHASE | IQ8PLUS-72-2-US | 290 |  | 26 |  |  | 0.97 |  | Outdoor | Behind the PV modules
NJADRE1554399719 | Administratively Determined Incentive Program | Absecon, New Jersey | 8201 | 19 | 10.4 | Residential | Behind the Meter | Yes | Net Metered Residential | Suntuity Solar LLC | None | AC Electric | Accepted | 2023-08-02 | 2023-08-10 | 2024-08-10 | Solar Panels | (26) SILFAB | PRIME SIL-400 HC+ |  | 0.4 | 7 | 187 | 20 |  | Fixed | Roof
NJADRE1554399719 | Administratively Determined Incentive Program | Absecon, New Jersey | 8201 | 19 | 10.4 | Residential | Behind the Meter | Yes | Net Metered Residential | Suntuity Solar LLC | None | AC Electric | Accepted | 2023-08-02 | 2023-08-10 | 2024-08-10 | Solar Panels | (26) SILFAB | PRIME SIL-400 HC+ |  | 0.4 | 5 | 7 | 20 |  | Fixed | Roof
NJADRE1554399719 | Administratively Determined Incentive Program | Absecon, New Jersey | 8201 | 19 | 10.4 | Residential | Behind the Meter | Yes | Net Metered Residential | Suntuity Solar LLC | None | AC Electric | Accepted | 2023-08-02 | 2023-08-10 | 2024-08-10 | Solar Panels | (26) SILFAB | PRIME SIL-400 HC+ |  | 0.4 | 6 | 277 | 20 |  | Fixed | Roof
NJADRE1554399719 | Administratively Determined Incentive Program | Absecon, New Jersey | 8201 | 19 | 10.4 | Residential | Behind the Meter | Yes | Net Metered Residential | Suntuity Solar LLC | None | AC Electric | Accepted | 2023-08-02 | 2023-08-10 | 2024-08-10 | Solar Panels | (26) SILFAB | PRIME SIL-400 HC+ |  | 0.4 | 8 | 97 | 20 |  | Fixed | Roof
NJADRE1554399724 | Administratively Determined Incentive Program | Hightstown, | 8520 | 12 | 7.6 | Residential | Behind the Meter | Yes | Net Metered Residential | Suntuity Solar LLC | None | JCP&L | Accepted | 2023-08-02 | 2023-08-10 | 2024-08-10 | Inverters | ENPHASE | IQ8PLUS-72-2-US | 290 |  | 19 |  |  | 0.97 |  | Outdoor | Behind the PV modules
NJADRE1554399724 | Administratively Determined Incentive Program | Hightstown, | 8520 | 12 | 7.6 | Residential | Behind the Meter | Yes | Net Metered Residential | Suntuity Solar LLC | None | JCP&L | Accepted | 2023-08-02 | 2023-08-10 | 2024-08-10 | Solar Panels | SILFAB PRIME | SIL-400 HC+ |  | 0.4 | 10 | 97 | 23 |  | Fixed | Roof
NJADRE1554399724 | Administratively Determined Incentive Program | Hightstown, | 8520 | 12 | 7.6 | Residential | Behind the Meter | Yes | Net Metered Residential | Suntuity Solar LLC | None | JCP&L | Accepted | 2023-08-02 | 2023-08-10 | 2024-08-10 | Solar Panels | SILFAB PRIME | SIL-400 HC+ |  | 0.4 | 9 | 277 | 23 |  | Fixed | Roof
NJADRE1554399730 | Administratively Determined Incentive Program | Cinnaminson Twp, | 8077 | 13 | 9.2 | Residential | Behind the Meter | Yes | Net Metered Residential | Suntuity Solar LLC | None | PSE&G | Accepted | 2023-08-02 | 2023-08-11 | 2024-08-11 | Inverters | ENPHASE | IQ8PLUS-72-2-US | 290 |  | 23 |  |  | 0.97 |  | Outdoor | Behind the PV modules
NJADRE1554399730 | Administratively Determined Incentive Program | Cinnaminson Twp, | 8077 | 13 | 9.2 | Residential | Behind the Meter | Yes | Net Metered Residential | Suntuity Solar LLC | None | PSE&G | Accepted | 2023-08-02 | 2023-08-11 | 2024-08-11 | Solar Panels | SILFAB PRIME | SIL-400 HC+ |  | 0.4 | 15 | 152 | 20 |  | Fixed | Roof
NJADRE1554399730 | Administratively Determined Incentive Program | Cinnaminson Twp, | 8077 | 13 | 9.2 | Residential | Behind the Meter | Yes | Net Metered Residential | Suntuity Solar LLC | None | PSE&G | Accepted | 2023-08-02 | 2023-08-11 | 2024-08-11 | Solar Panels | SILFAB PRIME | SIL-400 HC+ |  | 0.4 | 8 | 332 | 20 |  | Fixed | Roof
NJADRE1554399760 | Administratively Determined Incentive Program | Roselle | 7203 | 10 | 7.46 | Residential | Behind the Meter | No | Net Metered Residential | Vision Solar LLC | None | PSE&G | Accepted | 2023-08-02 | 2023-08-11 | 2024-08-11 | Inverters | ENPHASE | IQ7-60-2-US | 5 |  | 1 |  |  | 0.97 |  | Outdoor | under each panel
NJADRE1554399760 | Administratively Determined Incentive Program | Roselle | 7203 | 10 | 7.46 | Residential | Behind the Meter | No | Net Metered Residential | Vision Solar LLC | None | PSE&G | Accepted | 2023-08-02 | 2023-08-11 | 2024-08-11 | Solar Panels | LONGI | LR4-60HPB-355M |  | 0.355 | 7 | 350 | 10 |  | Fixed | Roof
NJADRE1554399760 | Administratively Determined Incentive Program | Roselle | 7203 | 10 | 7.46 | Residential | Behind the Meter | No | Net Metered Residential | Vision Solar LLC | None | PSE&G | Accepted | 2023-08-02 | 2023-08-11 | 2024-08-11 | Solar Panels | LONGI | LR4-60HPB-355M |  | 0.355 | 14 | 170 | 35 |  | Fixed | Roof
NJADRE1554399773 | Administratively Determined Incentive Program | Cranford Twp | 7016 | 10 | 2.8 | Residential | Behind the Meter | Yes | Net Metered Residential | SunnyMac LLC | None | PSE&G | Accepted | 2023-08-02 | 2023-08-11 | 2024-08-11 | Solar Panels | HANWHA | Q.PEAK DUO BLK ML-G10+400 |  | 0.4 | 2 | 135 | 26 |  | Fixed | Roof
NJADRE1554399773 | Administratively Determined Incentive Program | Cranford Twp | 7016 | 10 | 2.8 | Residential | Behind the Meter | Yes | Net Metered Residential | SunnyMac LLC | None | PSE&G | Accepted | 2023-08-02 | 2023-08-11 | 2024-08-11 | Solar Panels | HANWHA | Q.PEAK DUO BLK ML-G10+400 |  | 0.4 | 3 | 45 | 27 |  | Fixed | Roof
NJADRE1554399773 | Administratively Determined Incentive Program | Cranford Twp | 7016 | 10 | 2.8 | Residential | Behind the Meter | Yes | Net Metered Residential | SunnyMac LLC | None | PSE&G | Accepted | 2023-08-02 | 2023-08-11 | 2024-08-11 | Solar Panels | HANWHA | Q.PEAK DUO BLK ML-G10+400 |  | 0.4 | 2 | 115 | 26 |  | Fixed | Roof
NJADRE1554399773 | Administratively Determined Incentive Program | Cranford Twp | 7016 | 10 | 2.8 | Residential | Behind the Meter | Yes | Net Metered Residential | SunnyMac LLC | None | PSE&G | Accepted | 2023-08-02 | 2023-08-11 | 2024-08-11 | Inverters | ENPHASE | IQ8PLUS-72-2-US | 290 |  | 1 |  |  | 0.99 |  | Outdoor | NEXT TO METER
NJADRE1554399784 | Administratively Determined Incentive Program | Sicklerville, New Jersey | 8081 | 14 | 6 | Residential | Behind the Meter | Yes | Net Metered Residential | Suntuity Solar LLC | None | AC Electric | Accepted | 2023-08-02 | 2023-08-11 | 2024-08-11 | Inverters | (15) ENPHASE | IQ8PLUS-72-2-US | 290 |  | 15 |  |  | 0.97 |  | Outdoor | Behind the PV modules
NJADRE1554399784 | Administratively Determined Incentive Program | Sicklerville, New Jersey | 8081 | 14 | 6 | Residential | Behind the Meter | Yes | Net Metered Residential | Suntuity Solar LLC | None | AC Electric | Accepted | 2023-08-02 | 2023-08-11 | 2024-08-11 | Solar Panels | (15) HYPERION | HY-DH108P8 400B |  | 0.4 | 9 | 312 | 23 |  | Fixed | Roof
NJADRE1554399784 | Administratively Determined Incentive Program | Sicklerville, New Jersey | 8081 | 14 | 6 | Residential | Behind the Meter | Yes | Net Metered Residential | Suntuity Solar LLC | None | AC Electric | Accepted | 2023-08-02 | 2023-08-11 | 2024-08-11 | Solar Panels | (15) HYPERION | HY-DH108P8 400B |  | 0.4 | 6 | 132 | 23 |  | Fixed | Roof
NJADRE1554399806 | Administratively Determined Incentive Program | Montclair | 7042 | 9 | 9.62 | Residential | Behind the Meter | No | Net Metered Residential | Vision Solar LLC | None | PSE&G | Accepted | 2023-08-02 | 2023-08-11 | 2024-08-11 | Inverters | SolarEdge | SE7600H-USRGM | 8 |  | 1 |  |  | 0.97 |  | Outdoor
NJADRE1554399806 | Administratively Determined Incentive Program | Montclair | 7042 | 9 | 9.62 | Residential | Behind the Meter | No | Net Metered Residential | Vision Solar LLC | None | PSE&G | Accepted | 2023-08-02 | 2023-08-11 | 2024-08-11 | Solar Panels | ZNSHINE SOLAR | ZXM6-NH120-370/M |  | 0.37 | 9 | 212 | 27 |  | Fixed | Roof
NJADRE1554399806 | Administratively Determined Incentive Program | Montclair | 7042 | 9 | 9.62 | Residential | Behind the Meter | No | Net Metered Residential | Vision Solar LLC | None | PSE&G | Accepted | 2023-08-02 | 2023-08-11 | 2024-08-11 | Solar Panels | ZNSHINE SOLAR | ZXM6-NH120-370/M |  | 0.37 | 17 | 122 | 30 |  | Fixed | Roof
NJADRE1554399831 | Administratively Determined Incentive Program | Irvington Town | 7111 | 9 | 5.74 | Residential | Behind the Meter | No | Net Metered Residential | EMT Renewables | None | PSE&G | Accepted | 2023-08-02 | 2023-08-11 | 2024-08-11 | Inverters | ENPHASE | IQ8+ | 290 |  | 14 |  |  | 0.98 |  | Other | UNDER EACH PANEL
NJADRE1554399831 | Administratively Determined Incentive Program | Irvington Town | 7111 | 9 | 5.74 | Residential | Behind the Meter | No | Net Metered Residential | EMT Renewables | None | PSE&G | Accepted | 2023-08-02 | 2023-08-11 | 2024-08-11 | Solar Panels | SEG SOLAR | SIV 410 |  | 0.41 | 11 | 126 | 26 |  | Fixed | Roof
NJADRE1554399831 | Administratively Determined Incentive Program | Irvington Town | 7111 | 9 | 5.74 | Residential | Behind the Meter | No | Net Metered Residential | EMT Renewables | None | PSE&G | Accepted | 2023-08-02 | 2023-08-11 | 2024-08-11 | Solar Panels | SEG SOLAR | SIV 410 |  | 0.41 | 3 | 126 | 28 |  | Fixed | Roof
NJADRE1554399839 | Administratively Determined Incentive Program | Paramus | 7652 | 7 | 9.86 | Residential | Behind the Meter | No | Net Metered Residential | Tesla Energy Operations Inc | None | PSE&G | Accepted | 2023-08-28 | 2023-09-14 | 2024-09-14 | Inverters | Tesla | 1538000-00-F | 7600 |  | 1 |  |  | 0.98 |  | Indoor
NJADRE1554399839 | Administratively Determined Incentive Program | Paramus | 7652 | 7 | 9.86 | Residential | Behind the Meter | No | Net Metered Residential | Tesla Energy Operations Inc | None | PSE&G | Accepted | 2023-08-28 | 2023-09-14 | 2024-09-14 | Solar Panels | Hanwha | Hanwha Q-CELLS # Q.Peak DUO BLK-G6+ 340 |  | 0.34 | 20 | 222 | 23 |  | Fixed | Roof
NJADRE1554399839 | Administratively Determined Incentive Program | Paramus | 7652 | 7 | 9.86 | Residential | Behind the Meter | No | Net Metered Residential | Tesla Energy Operations Inc | None | PSE&G | Accepted | 2023-08-28 | 2023-09-14 | 2024-09-14 | Solar Panels | Hanwha | Hanwha Q-CELLS # Q.Peak DUO BLK-G6+ 340 |  | 0.34 | 9 | 222 | 23 |  | Fixed | Roof
NJADRE1554399839 | Administratively Determined Incentive Program | Paramus | 7652 | 7 | 9.86 | Residential | Behind the Meter | No | Net Metered Residential | Tesla Energy Operations Inc | None | PSE&G | Accepted | 2023-08-28 | 2023-09-14 | 2024-09-14 | Electric Storage Battery | Tesla | AC Powerwall 2.0 |  |  | 3 |  |  |  | Lithium Ion |  | Outside
NJADRE1554399839 | Administratively Determined Incentive Program | Paramus | 7652 | 7 | 9.86 | Residential | Behind the Meter | No | Net Metered Residential | Tesla Energy Operations Inc | None | PSE&G | Accepted | 2023-08-28 | 2023-09-14 | 2024-09-14 | Meters | Neurio | W2-Tesla |  |  | 1 |  |  |  | Yes | Indoor
NJADRE1554399874 | Administratively Determined Incentive Program | Brigantine | 8203 | 19 | 7.14 | Residential | Behind the Meter | Yes | Net Metered Residential | EMT Renewables | None | AC Electric | Accepted | 2023-08-02 | 2023-08-11 | 2024-08-11 | Inverters | ENPHASE | IQ7x | 315 |  | 17 |  |  | 0.98 |  | Other | UNDER EACH PANEL
NJADRE1554399874 | Administratively Determined Incentive Program | Brigantine | 8203 | 19 | 7.14 | Residential | Behind the Meter | Yes | Net Metered Residential | EMT Renewables | None | AC Electric | Accepted | 2023-08-02 | 2023-08-11 | 2024-08-11 | Solar Panels | REC ALPHA | REC 420 |  | 0.42 | 7 | 68 | 21 |  | Fixed | Roof
NJADRE1554399874 | Administratively Determined Incentive Program | Brigantine | 8203 | 19 | 7.14 | Residential | Behind the Meter | Yes | Net Metered Residential | EMT Renewables | None | AC Electric | Accepted | 2023-08-02 | 2023-08-11 | 2024-08-11 | Solar Panels | REC ALPHA | REC 420 |  | 0.42 | 5 | 338 | 21 |  | Fixed | Roof
NJADRE1554399874 | Administratively Determined Incentive Program | Brigantine | 8203 | 19 | 7.14 | Residential | Behind the Meter | Yes | Net Metered Residential | EMT Renewables | None | AC Electric | Accepted | 2023-08-02 | 2023-08-11 | 2024-08-11 | Solar Panels | REC ALPHA | REC 420 |  | 0.42 | 5 | 158 | 21 |  | Fixed | Roof
NJADRE1554399878 | Administratively Determined Incentive Program | Mount Laurel Twp | 8054 | 13 | 8 | Residential | Behind the Meter | Yes | Net Metered Residential | SunnyMac LLC | None | PSE&G | Accepted | 2023-08-02 | 2023-08-11 | 2024-08-11 | Solar Panels | HANWHA | Q.PEAK DUO BLK ML-G10+400 |  | 0.4 | 11 | 159 | 23 |  | Fixed | Roof
NJADRE1554399878 | Administratively Determined Incentive Program | Mount Laurel Twp | 8054 | 13 | 8 | Residential | Behind the Meter | Yes | Net Metered Residential | SunnyMac LLC | None | PSE&G | Accepted | 2023-08-02 | 2023-08-11 | 2024-08-11 | Solar Panels | HANWHA | Q.PEAK DUO BLK ML-G10+400 |  | 0.4 | 5 | 339 | 23 |  | Fixed | Roof
NJADRE1554399878 | Administratively Determined Incentive Program | Mount Laurel Twp | 8054 | 13 | 8 | Residential | Behind the Meter | Yes | Net Metered Residential | SunnyMac LLC | None | PSE&G | Accepted | 2023-08-02 | 2023-08-11 | 2024-08-11 | Solar Panels | HANWHA | Q.PEAK DUO BLK ML-G10+400 |  | 0.4 | 4 | 339 | 23 |  | Fixed | Roof
NJADRE1554399878 | Administratively Determined Incentive Program | Mount Laurel Twp | 8054 | 13 | 8 | Residential | Behind the Meter | Yes | Net Metered Residential | SunnyMac LLC | None | PSE&G | Accepted | 2023-08-02 | 2023-08-11 | 2024-08-11 | Inverters | Solaredge | SE 5000H-US | 5000 |  | 1 |  |  | 0.99 |  | Outdoor | NEXT TO METER
NJADRE1554399961 | Administratively Determined Incentive Program | Haledon | 7508 | 6 | 4.46 | Residential | Behind the Meter | No | Net Metered Residential | Trinity Solar | None | PSE&G | Accepted | 2023-08-02 | 2023-08-11 | 2024-08-11 | Inverters | Solar Edge | SE3800H-US | 4 |  | 1 |  |  | 0.97 |  | Outdoor
NJADRE1554399961 | Administratively Determined Incentive Program | Haledon | 7508 | 6 | 4.46 | Residential | Behind the Meter | No | Net Metered Residential | Trinity Solar | None | PSE&G | Accepted | 2023-08-02 | 2023-08-11 | 2024-08-11 | Solar Panels | HANWHA 405 (Q.PEAK DUO BLK ML-G10+ 405) | HANWHA 405 (Q.PEAK DUO BLK ML-G10+ 405) |  | 0.405 | 2 | 172 | 34 |  | Fixed | Roof
NJADRE1554399961 | Administratively Determined Incentive Program | Haledon | 7508 | 6 | 4.46 | Residential | Behind the Meter | No | Net Metered Residential | Trinity Solar | None | PSE&G | Accepted | 2023-08-02 | 2023-08-11 | 2024-08-11 | Solar Panels | HANWHA 405 (Q.PEAK DUO BLK ML-G10+ 405) | HANWHA 405 (Q.PEAK DUO BLK ML-G10+ 405) |  | 0.405 | 3 | 352 | 27 |  | Fixed | Roof
NJADRE1554399961 | Administratively Determined Incentive Program | Haledon | 7508 | 6 | 4.46 | Residential | Behind the Meter | No | Net Metered Residential | Trinity Solar | None | PSE&G | Accepted | 2023-08-02 | 2023-08-11 | 2024-08-11 | Solar Panels | HANWHA 405 (Q.PEAK DUO BLK ML-G10+ 405) | HANWHA 405 (Q.PEAK DUO BLK ML-G10+ 405) |  | 0.405 | 3 | 264 | 18 |  | Fixed | Roof
NJADRE1554399961 | Administratively Determined Incentive Program | Haledon | 7508 | 6 | 4.46 | Residential | Behind the Meter | No | Net Metered Residential | Trinity Solar | None | PSE&G | Accepted | 2023-08-02 | 2023-08-11 | 2024-08-11 | Solar Panels | HANWHA 405 (Q.PEAK DUO BLK ML-G10+ 405) | HANWHA 405 (Q.PEAK DUO BLK ML-G10+ 405) |  | 0.405 | 3 | 84 | 18 |  | Fixed | Roof
NJADRE1554400005 | Administratively Determined Incentive Program | Edison | 8820 | 11 | 26.78 | Residential | Behind the Meter | No | Small Net-Metered Non-Residential located on Rooftop, Carport, Canopy and Floating Solar | Tesla Energy Operations Inc | None | PSE&G | Accepted | 2023-08-02 | 2023-08-11 | 2024-08-11 | Inverters | Tesla | #1850000-00-C | 7600 |  | 1 |  |  | 0.98 |  | Indoor
NJADRE1554400005 | Administratively Determined Incentive Program | Edison | 8820 | 11 | 26.78 | Residential | Behind the Meter | No | Small Net-Metered Non-Residential located on Rooftop, Carport, Canopy and Floating Solar | Tesla Energy Operations Inc | None | PSE&G | Accepted | 2023-08-02 | 2023-08-11 | 2024-08-11 | Inverters | Tesla | 1538000-00-F | 7600 |  | 1 |  |  | 0.98 |  | Indoor
NJADRE1554400005 | Administratively Determined Incentive Program | Edison | 8820 | 11 | 26.78 | Residential | Behind the Meter | No | Small Net-Metered Non-Residential located on Rooftop, Carport, Canopy and Floating Solar | Tesla Energy Operations Inc | None | PSE&G | Accepted | 2023-08-02 | 2023-08-11 | 2024-08-11 | Inverters | Tesla | 1534000-00-F | 3800 |  | 1 |  |  | 0.98 |  | Indoor
NJADRE1554400005 | Administratively Determined Incentive Program | Edison | 8820 | 11 | 26.78 | Residential | Behind the Meter | No | Small Net-Metered Non-Residential located on Rooftop, Carport, Canopy and Floating Solar | Tesla Energy Operations Inc | None | PSE&G | Accepted | 2023-08-02 | 2023-08-11 | 2024-08-11 | Electric Storage Battery | Tesla | AC Powerwall 2.0 |  |  | 1 |  |  |  | Lithium Ion |  | Inside
NJADRE1554400005 | Administratively Determined Incentive Program | Edison | 8820 | 11 | 26.78 | Residential | Behind the Meter | No | Small Net-Metered Non-Residential located on Rooftop, Carport, Canopy and Floating Solar | Tesla Energy Operations Inc | None | PSE&G | Accepted | 2023-08-02 | 2023-08-11 | 2024-08-11 | Solar Panels | Tesla | SR72T2 |  | 0.072 | 92 | 98 | 30 |  | Fixed | Roof
NJADRE1554400005 | Administratively Determined Incentive Program | Edison | 8820 | 11 | 26.78 | Residential | Behind the Meter | No | Small Net-Metered Non-Residential located on Rooftop, Carport, Canopy and Floating Solar | Tesla Energy Operations Inc | None | PSE&G | Accepted | 2023-08-02 | 2023-08-11 | 2024-08-11 | Solar Panels | Tesla | SR72T2 |  | 0.072 | 14 | 98 | 18 |  | Fixed | Roof
NJADRE1554400005 | Administratively Determined Incentive Program | Edison | 8820 | 11 | 26.78 | Residential | Behind the Meter | No | Small Net-Metered Non-Residential located on Rooftop, Carport, Canopy and Floating Solar | Tesla Energy Operations Inc | None | PSE&G | Accepted | 2023-08-02 | 2023-08-11 | 2024-08-11 | Solar Panels | Tesla | SR72T2 |  | 0.072 | 8 | 188 | 34 |  | Fixed | Roof
NJADRE1554400005 | Administratively Determined Incentive Program | Edison | 8820 | 11 | 26.78 | Residential | Behind the Meter | No | Small Net-Metered Non-Residential located on Rooftop, Carport, Canopy and Floating Solar | Tesla Energy Operations Inc | None | PSE&G | Accepted | 2023-08-02 | 2023-08-11 | 2024-08-11 | Solar Panels | Tesla | SR72T2 |  | 0.072 | 231 | 278 | 30 |  | Fixed | Roof
NJADRE1554400005 | Administratively Determined Incentive Program | Edison | 8820 | 11 | 26.78 | Residential | Behind the Meter | No | Small Net-Metered Non-Residential located on Rooftop, Carport, Canopy and Floating Solar | Tesla Energy Operations Inc | None | PSE&G | Accepted | 2023-08-02 | 2023-08-11 | 2024-08-11 | Solar Panels | Tesla | SR72T2 |  | 0.072 | 16 | 8 | 34 |  | Fixed | Roof
NJADRE1554400005 | Administratively Determined Incentive Program | Edison | 8820 | 11 | 26.78 | Residential | Behind the Meter | No | Small Net-Metered Non-Residential located on Rooftop, Carport, Canopy and Floating Solar | Tesla Energy Operations Inc | None | PSE&G | Accepted | 2023-08-02 | 2023-08-11 | 2024-08-11 | Solar Panels | Tesla | SR72T2 |  | 0.072 | 11 | 188 | 34 |  | Fixed | Roof
NJADRE1554400045 | Administratively Determined Incentive Program | Trenton | 8618 | 12 | 5.53 | Residential | Behind the Meter | No | Net Metered Residential | Bright Planet Solar | None | PSE&G | Accepted | 2023-08-02 | 2023-08-14 | 2024-08-14 | Inverters | SolarEdge | SE3800H-USRGM | 3800 |  | 1 |  |  | 0.98 |  | Outdoor | OUTSIDE
NJADRE1554400045 | Administratively Determined Incentive Program | Trenton | 8618 | 12 | 5.53 | Residential | Behind the Meter | No | Net Metered Residential | Bright Planet Solar | None | PSE&G | Accepted | 2023-08-02 | 2023-08-14 | 2024-08-14 | Solar Panels | Hanwha Q-Cells | Q. PEAK DUO BLK ML-G10.a+ 395 |  | 0.395 | 6 | 305 | 37 |  | Fixed | Roof
NJADRE1554400045 | Administratively Determined Incentive Program | Trenton | 8618 | 12 | 5.53 | Residential | Behind the Meter | No | Net Metered Residential | Bright Planet Solar | None | PSE&G | Accepted | 2023-08-02 | 2023-08-14 | 2024-08-14 | Solar Panels | Hanwha Q-Cells | Q. PEAK DUO BLK ML-G10.a+ 395 |  | 0.395 | 3 | 125 | 34 |  | Fixed | Roof
NJADRE1554400045 | Administratively Determined Incentive Program | Trenton | 8618 | 12 | 5.53 | Residential | Behind the Meter | No | Net Metered Residential | Bright Planet Solar | None | PSE&G | Accepted | 2023-08-02 | 2023-08-14 | 2024-08-14 | Solar Panels | Hanwha Q-Cells | Q. PEAK DUO BLK ML-G10.a+ 395 |  | 0.395 | 5 | 215 | 5 |  | Fixed | Roof
NJADRE1554400050 | Administratively Determined Incentive Program | Rockaway | 7866 | 3 | 10.73 | Residential | Behind the Meter | No | Net Metered Residential | Vision Solar LLC | None | JCP&L | Accepted | 2023-08-02 | 2023-08-11 | 2024-08-11 | Inverters | SolarEdge | SE7600H-USRGM | 8 |  | 1 |  |  | 0.97 |  | Outdoor
NJADRE1554400050 | Administratively Determined Incentive Program | Rockaway | 7866 | 3 | 10.73 | Residential | Behind the Meter | No | Net Metered Residential | Vision Solar LLC | None | JCP&L | Accepted | 2023-08-02 | 2023-08-11 | 2024-08-11 | Solar Panels | ZNSHINE SOLAR | ZXM6-NH120-370/M |  | 0.37 | 8 | 149 | 33 |  | Fixed | Roof
NJADRE1554400050 | Administratively Determined Incentive Program | Rockaway | 7866 | 3 | 10.73 | Residential | Behind the Meter | No | Net Metered Residential | Vision Solar LLC | None | JCP&L | Accepted | 2023-08-02 | 2023-08-11 | 2024-08-11 | Solar Panels | ZNSHINE SOLAR | ZXM6-NH120-370/M |  | 0.37 | 21 | 329 | 32 |  | Fixed | Roof
NJADRE1554400058 | Administratively Determined Incentive Program | WEST NEW YORK | 7093 | 8 | 12.4 | Residential | Behind the Meter | No | Net Metered Residential | Kamtech Solar Solutions | None | PSE&G | Accepted | 2023-08-03 | 2023-08-24 | 2024-08-24 | Inverters | ENPHASE | IQ7HS | 384 |  | 31 |  |  | 0.97 |  | Outdoor | ROOFTOP
NJADRE1554400058 | Administratively Determined Incentive Program | WEST NEW YORK | 7093 | 8 | 12.4 | Residential | Behind the Meter | No | Net Metered Residential | Kamtech Solar Solutions | None | PSE&G | Accepted | 2023-08-03 | 2023-08-24 | 2024-08-24 | Solar Panels | WAAREE ARKA | WSMDI-400 |  | 0.4 | 23 | 210 | 9 |  | Fixed | Roof
NJADRE1554400058 | Administratively Determined Incentive Program | WEST NEW YORK | 7093 | 8 | 12.4 | Residential | Behind the Meter | No | Net Metered Residential | Kamtech Solar Solutions | None | PSE&G | Accepted | 2023-08-03 | 2023-08-24 | 2024-08-24 | Solar Panels | WAAREE ARKA | WSMDI-400 |  | 0.4 | 1 | 210 | 9 |  | Fixed | Roof
NJADRE1554400058 | Administratively Determined Incentive Program | WEST NEW YORK | 7093 | 8 | 12.4 | Residential | Behind the Meter | No | Net Metered Residential | Kamtech Solar Solutions | None | PSE&G | Accepted | 2023-08-03 | 2023-08-24 | 2024-08-24 | Solar Panels | WAAREE ARKA | WSMDI-400 |  | 0.4 | 4 | 210 | 9 |  | Fixed | Roof
NJADRE1554400058 | Administratively Determined Incentive Program | WEST NEW YORK | 7093 | 8 | 12.4 | Residential | Behind the Meter | No | Net Metered Residential | Kamtech Solar Solutions | None | PSE&G | Accepted | 2023-08-03 | 2023-08-24 | 2024-08-24 | Solar Panels | WAAREE ARKA | WSMDI-400 |  | 0.4 | 3 | 210 | 9 |  | Fixed | Roof
NJADRE1554400066 | Administratively Determined Incentive Program | Burlington | 8016 | 13 | 16 | Residential | Behind the Meter | Yes | Net Metered Residential | Pro Custom Solar dba Momentum Solar | None | PSE&G | Accepted | 2023-08-02 | 2023-08-11 | 2024-08-11 | Solar Panels | hanwha | Â Q. PEAK DUO BLK-G10+400 |  | 0.4 | 5 | 174 | 38 |  | Fixed | Roof
NJADRE1554400066 | Administratively Determined Incentive Program | Burlington | 8016 | 13 | 16 | Residential | Behind the Meter | Yes | Net Metered Residential | Pro Custom Solar dba Momentum Solar | None | PSE&G | Accepted | 2023-08-02 | 2023-08-11 | 2024-08-11 | Solar Panels | hanwha | Â Q. PEAK DUO BLK-G10+400 |  | 0.4 | 23 | 264 | 32 |  | Fixed | Roof
NJADRE1554400066 | Administratively Determined Incentive Program | Burlington | 8016 | 13 | 16 | Residential | Behind the Meter | Yes | Net Metered Residential | Pro Custom Solar dba Momentum Solar | None | PSE&G | Accepted | 2023-08-02 | 2023-08-11 | 2024-08-11 | Solar Panels | hanwha | Â Q. PEAK DUO BLK-G10+400 |  | 0.4 | 12 | 84 | 30 |  | Fixed | Roof
NJADRE1554400066 | Administratively Determined Incentive Program | Burlington | 8016 | 13 | 16 | Residential | Behind the Meter | Yes | Net Metered Residential | Pro Custom Solar dba Momentum Solar | None | PSE&G | Accepted | 2023-08-02 | 2023-08-11 | 2024-08-11 | Inverters | enphase | IQ8PLUS-72-2-US | 290 |  | 40 |  |  | 0.97 |  | Outdoor
NJADRE1554400640 | Administratively Determined Incentive Program | Jersey City | 7306 | 8 | 10.13 | Residential | Behind the Meter | No | Net Metered Residential | Trinity Solar | None | PSE&G | Accepted | 2023-08-02 | 2023-08-11 | 2024-08-11 | Inverters | Solar Edge | SE7600H-US | 7600 |  | 1 |  |  | 0.97 |  | Outside
NJADRE1554400640 | Administratively Determined Incentive Program | Jersey City | 7306 | 8 | 10.13 | Residential | Behind the Meter | No | Net Metered Residential | Trinity Solar | None | PSE&G | Accepted | 2023-08-02 | 2023-08-11 | 2024-08-11 | Solar Panels | HANWHA 405 (Q.PEAK DUO BLK ML-G10+ 405) | HANWHA 405 (Q.PEAK DUO BLK ML-G10+ 405) |  | 0.405 | 25 | 115 | 5 |  | Fixed | Roof
NJADRE1554402348 | Administratively Determined Incentive Program | Pennsauken Twp | 8109 | 14 | 8.4 | Residential | Behind the Meter | Yes | Net Metered Residential | SunnyMac LLC | None | PSE&G | Accepted | 2023-08-02 | 2023-08-11 | 2024-08-11 | Solar Panels | HANWHA | Q.PEAK DUO BLK ML-G10+400 |  | 0.4 | 18 | 141 | 32 |  | Fixed | Roof
NJADRE1554402348 | Administratively Determined Incentive Program | Pennsauken Twp | 8109 | 14 | 8.4 | Residential | Behind the Meter | Yes | Net Metered Residential | SunnyMac LLC | None | PSE&G | Accepted | 2023-08-02 | 2023-08-11 | 2024-08-11 | Solar Panels | HANWHA | Q.PEAK DUO BLK ML-G10+400 |  | 0.4 | 3 | 321 | 32 |  | Fixed | Roof
NJADRE1554402348 | Administratively Determined Incentive Program | Pennsauken Twp | 8109 | 14 | 8.4 | Residential | Behind the Meter | Yes | Net Metered Residential | SunnyMac LLC | None | PSE&G | Accepted | 2023-08-02 | 2023-08-11 | 2024-08-11 | Inverters | Solaredge | SE 7600H-US | 7600 |  | 1 |  |  | 0.99 |  | Outdoor | NEXT TO METER
NJADRE1554402529 | Administratively Determined Incentive Program | Bayville | 8721 | 18 | 10.13 | Residential | Behind the Meter | Yes | Net Metered Residential | Trinity Solar | None | JCP&L | Accepted | 2023-08-02 | 2023-08-14 | 2024-08-14 | Inverters | Solar Edge | SE7600H-US | 7600 |  | 1 |  |  | 0.97 |  | Outdoor
NJADRE1554402529 | Administratively Determined Incentive Program | Bayville | 8721 | 18 | 10.13 | Residential | Behind the Meter | Yes | Net Metered Residential | Trinity Solar | None | JCP&L | Accepted | 2023-08-02 | 2023-08-14 | 2024-08-14 | Solar Panels | HANWHA 405 (Q.PEAK DUO BLK ML-G10+ 405) | HANWHA 405 (Q.PEAK DUO BLK ML-G10+ 405) |  | 0.405 | 7 | 87 | 14 |  | Fixed | Roof
NJADRE1554402529 | Administratively Determined Incentive Program | Bayville | 8721 | 18 | 10.13 | Residential | Behind the Meter | Yes | Net Metered Residential | Trinity Solar | None | JCP&L | Accepted | 2023-08-02 | 2023-08-14 | 2024-08-14 | Solar Panels | HANWHA 405 (Q.PEAK DUO BLK ML-G10+ 405) | HANWHA 405 (Q.PEAK DUO BLK ML-G10+ 405) |  | 0.405 | 8 | 87 | 18 |  | Fixed | Roof
NJADRE1554402529 | Administratively Determined Incentive Program | Bayville | 8721 | 18 | 10.13 | Residential | Behind the Meter | Yes | Net Metered Residential | Trinity Solar | None | JCP&L | Accepted | 2023-08-02 | 2023-08-14 | 2024-08-14 | Solar Panels | HANWHA 405 (Q.PEAK DUO BLK ML-G10+ 405) | HANWHA 405 (Q.PEAK DUO BLK ML-G10+ 405) |  | 0.405 | 6 | 267 | 18 |  | Fixed | Roof
NJADRE1554402529 | Administratively Determined Incentive Program | Bayville | 8721 | 18 | 10.13 | Residential | Behind the Meter | Yes | Net Metered Residential | Trinity Solar | None | JCP&L | Accepted | 2023-08-02 | 2023-08-14 | 2024-08-14 | Solar Panels | HANWHA 405 (Q.PEAK DUO BLK ML-G10+ 405) | HANWHA 405 (Q.PEAK DUO BLK ML-G10+ 405) |  | 0.405 | 4 | 267 | 18 |  | Fixed | Roof
NJADRE1554403014 | Administratively Determined Incentive Program | Galloway | 8205 | 19 | 3.56 | Residential | Behind the Meter | Yes | Net Metered Residential | Sunrun Installation Services, Inc. | None | AC Electric | Accepted | 2023-08-02 | 2023-08-14 | 2024-08-14 | Inverters | SolarEdge Technologies | SE3800H-USMN | 3800 |  | 1 |  |  | 0.96 |  | Outdoor | Next To Meter
NJADRE1554403014 | Administratively Determined Incentive Program | Galloway | 8205 | 19 | 3.56 | Residential | Behind the Meter | Yes | Net Metered Residential | Sunrun Installation Services, Inc. | None | AC Electric | Accepted | 2023-08-02 | 2023-08-14 | 2024-08-14 | Solar Panels | Trina Solar | TSM-395DE09C.07 |  | 0.395 | 3 | 222 | 19 |  | Fixed | Roof
NJADRE1554403014 | Administratively Determined Incentive Program | Galloway | 8205 | 19 | 3.56 | Residential | Behind the Meter | Yes | Net Metered Residential | Sunrun Installation Services, Inc. | None | AC Electric | Accepted | 2023-08-02 | 2023-08-14 | 2024-08-14 | Solar Panels | Trina Solar | TSM-395DE09C.07 |  | 0.395 | 6 | 42 | 17 |  | Fixed | Roof
NJADRE1554403014 | Administratively Determined Incentive Program | Galloway | 8205 | 19 | 3.56 | Residential | Behind the Meter | Yes | Net Metered Residential | Sunrun Installation Services, Inc. | None | AC Electric | Accepted | 2023-08-02 | 2023-08-14 | 2024-08-14 | Electric Storage Battery | LG Chem | RESU 10H Prime |  |  | 1 |  |  |  | Lithium Ion |  | inside
NJADRE1554403024 | Administratively Determined Incentive Program | KEARNY | 7032 | 8 | 2.4 | Residential | Behind the Meter | Yes | Net Metered Residential | Pro Custom Solar dba Momentum Solar | None | PSE&G | Accepted | 2023-08-02 | 2023-08-11 | 2024-08-11 | Solar Panels | hanwha | Â Q. PEAK DUO BLK-G10+400 |  | 0.4 | 6 | 200 | 5 |  | Fixed | Roof
NJADRE1554403024 | Administratively Determined Incentive Program | KEARNY | 7032 | 8 | 2.4 | Residential | Behind the Meter | Yes | Net Metered Residential | Pro Custom Solar dba Momentum Solar | None | PSE&G | Accepted | 2023-08-02 | 2023-08-11 | 2024-08-11 | Inverters | enphase | IQ8PLUS-72-2-US | 290 |  | 6 |  |  | 0.97 |  | Outdoor
NJADRE1554403038 | Administratively Determined Incentive Program | Brick | 8724 | 18 | 16 | Residential | Behind the Meter | No | Net Metered Residential | Trinity Solar | None | JCP&L | Accepted | 2023-08-02 | 2023-08-11 | 2024-08-11 | Inverters | Solar Edge | SE6000H-US | 6000 |  | 2 |  |  | 0.97 |  | Outdoor
NJADRE1554403038 | Administratively Determined Incentive Program | Brick | 8724 | 18 | 16 | Residential | Behind the Meter | No | Net Metered Residential | Trinity Solar | None | JCP&L | Accepted | 2023-08-02 | 2023-08-11 | 2024-08-11 | Solar Panels | HANWHA 400 (Q.PEAK DUO BLK ML-G10+ 400) | HANWHA 400 (Q.PEAK DUO BLK ML-G10+ 400) |  | 0.4 | 14 | 165 | 27 |  | Fixed | Roof
NJADRE1554403038 | Administratively Determined Incentive Program | Brick | 8724 | 18 | 16 | Residential | Behind the Meter | No | Net Metered Residential | Trinity Solar | None | JCP&L | Accepted | 2023-08-02 | 2023-08-11 | 2024-08-11 | Solar Panels | HANWHA 400 (Q.PEAK DUO BLK ML-G10+ 400) | HANWHA 400 (Q.PEAK DUO BLK ML-G10+ 400) |  | 0.4 | 7 | 265 | 18 |  | Fixed | Roof
NJADRE1554403038 | Administratively Determined Incentive Program | Brick | 8724 | 18 | 16 | Residential | Behind the Meter | No | Net Metered Residential | Trinity Solar | None | JCP&L | Accepted | 2023-08-02 | 2023-08-11 | 2024-08-11 | Solar Panels | HANWHA 400 (Q.PEAK DUO BLK ML-G10+ 400) | HANWHA 400 (Q.PEAK DUO BLK ML-G10+ 400) |  | 0.4 | 8 | 85 | 32 |  | Fixed | Roof
NJADRE1554403038 | Administratively Determined Incentive Program | Brick | 8724 | 18 | 16 | Residential | Behind the Meter | No | Net Metered Residential | Trinity Solar | None | JCP&L | Accepted | 2023-08-02 | 2023-08-11 | 2024-08-11 | Solar Panels | HANWHA 400 (Q.PEAK DUO BLK ML-G10+ 400) | HANWHA 400 (Q.PEAK DUO BLK ML-G10+ 400) |  | 0.4 | 6 | 265 | 32 |  | Fixed | Roof
NJADRE1554403038 | Administratively Determined Incentive Program | Brick | 8724 | 18 | 16 | Residential | Behind the Meter | No | Net Metered Residential | Trinity Solar | None | JCP&L | Accepted | 2023-08-02 | 2023-08-11 | 2024-08-11 | Solar Panels | HANWHA 400 (Q.PEAK DUO BLK ML-G10+ 400) | HANWHA 400 (Q.PEAK DUO BLK ML-G10+ 400) |  | 0.4 | 5 | 85 | 18 |  | Fixed | Roof
NJADRE1554403073 | Administratively Determined Incentive Program | Brick | 8723 | 18 | 5.6 | Residential | Behind the Meter | Yes | Net Metered Residential | SunnyMac LLC | None | JCP&L | Accepted | 2023-08-02 | 2023-08-11 | 2024-08-11 | Solar Panels | HANWHA | Q.PEAK DUO BLK ML-G10+400 |  | 0.4 | 14 | 120 | 23 |  | Fixed | Roof
NJADRE1554403073 | Administratively Determined Incentive Program | Brick | 8723 | 18 | 5.6 | Residential | Behind the Meter | Yes | Net Metered Residential | SunnyMac LLC | None | JCP&L | Accepted | 2023-08-02 | 2023-08-11 | 2024-08-11 | Inverters | Solaredge | SE 5000H-US | 5000 |  | 1 |  |  | 0.99 |  | Outdoor | NEXT TO METER
NJADRE1554403077 | Administratively Determined Incentive Program | Camden | 8103 | 14 | 5.14 | Residential | Behind the Meter | Yes | Net Metered Residential | Sunrun Installation Services, Inc. | None | PSE&G | Accepted | 2023-08-02 | 2023-08-14 | 2024-08-14 | Inverters | SolarEdge Technologies | SE3800H-USMN | 3800 |  | 1 |  |  | 0.96 |  | Outdoor | Next To Meter
NJADRE1554403077 | Administratively Determined Incentive Program | Camden | 8103 | 14 | 5.14 | Residential | Behind the Meter | Yes | Net Metered Residential | Sunrun Installation Services, Inc. | None | PSE&G | Accepted | 2023-08-02 | 2023-08-14 | 2024-08-14 | Solar Panels | Trina Solar | TSM-395DE09C.07 |  | 0.395 | 8 | 96 | 27 |  | Fixed | Roof
NJADRE1554403077 | Administratively Determined Incentive Program | Camden | 8103 | 14 | 5.14 | Residential | Behind the Meter | Yes | Net Metered Residential | Sunrun Installation Services, Inc. | None | PSE&G | Accepted | 2023-08-02 | 2023-08-14 | 2024-08-14 | Solar Panels | Trina Solar | TSM-395DE09C.07 |  | 0.395 | 5 | 277 | 26 |  | Fixed | Roof
NJADRE1554403099 | Administratively Determined Incentive Program | Oradell | 7649 | 7 | 6.08 | Residential | Behind the Meter | Yes | Net Metered Residential | Trinity Solar | None | PSE&G | Accepted | 2023-08-02 | 2023-08-14 | 2024-08-14 | Inverters | Solar Edge | SE5000H-US | 5000 |  | 1 |  |  | 0.97 |  | Outside
NJADRE1554403099 | Administratively Determined Incentive Program | Oradell | 7649 | 7 | 6.08 | Residential | Behind the Meter | Yes | Net Metered Residential | Trinity Solar | None | PSE&G | Accepted | 2023-08-02 | 2023-08-14 | 2024-08-14 | Solar Panels | HANWHA 405 (Q.PEAK DUO BLK ML-G10+ 405) | HANWHA 405 (Q.PEAK DUO BLK ML-G10+ 405) |  | 0.405 | 7 | 18 | 27 |  | Fixed | Roof
NJADRE1554403099 | Administratively Determined Incentive Program | Oradell | 7649 | 7 | 6.08 | Residential | Behind the Meter | Yes | Net Metered Residential | Trinity Solar | None | PSE&G | Accepted | 2023-08-02 | 2023-08-14 | 2024-08-14 | Solar Panels | HANWHA 405 (Q.PEAK DUO BLK ML-G10+ 405) | HANWHA 405 (Q.PEAK DUO BLK ML-G10+ 405) |  | 0.405 | 8 | 198 | 27 |  | Fixed | Roof
NJADRE1554403131 | Administratively Determined Incentive Program | Newark | 7112 | 9 | 6.4 | Residential | Behind the Meter | Yes | Net Metered Residential | Pro Custom Solar dba Momentum Solar | None | PSE&G | Accepted | 2023-08-02 | 2023-08-14 | 2024-08-14 | Inverters | Enphase | IQ8PLUS-72-2-US | 290 |  | 16 |  |  | 0.97 |  | Outdoor
NJADRE1554403131 | Administratively Determined Incentive Program | Newark | 7112 | 9 | 6.4 | Residential | Behind the Meter | Yes | Net Metered Residential | Pro Custom Solar dba Momentum Solar | None | PSE&G | Accepted | 2023-08-02 | 2023-08-14 | 2024-08-14 | Solar Panels | Hanwha | q.peak duo blk ML-g10+400 |  | 0.4 | 9 | 36 | 16 |  | Fixed | Roof
NJADRE1554403131 | Administratively Determined Incentive Program | Newark | 7112 | 9 | 6.4 | Residential | Behind the Meter | Yes | Net Metered Residential | Pro Custom Solar dba Momentum Solar | None | PSE&G | Accepted | 2023-08-02 | 2023-08-14 | 2024-08-14 | Solar Panels | Hanwha | q.peak duo blk ML-g10+400 |  | 0.4 | 7 | 216 | 11 |  | Fixed | Roof
NJADRE1554403504 | Administratively Determined Incentive Program | Hampton | 8827 | 4 | 10.22 | Residential | Behind the Meter | Yes | Net Metered Residential | Pro Custom Solar dba Momentum Solar | None | JCP&L | Accepted | 2023-08-02 | 2023-08-14 | 2024-08-14 | Inverters | Enphase | IQ8PLUS-72-2-US | 290 |  | 28 |  |  | 0.97 |  | Outdoor
NJADRE1554403504 | Administratively Determined Incentive Program | Hampton | 8827 | 4 | 10.22 | Residential | Behind the Meter | Yes | Net Metered Residential | Pro Custom Solar dba Momentum Solar | None | JCP&L | Accepted | 2023-08-02 | 2023-08-14 | 2024-08-14 | Solar Panels | Hanwha | q.peak duo blk-g10+365 |  | 0.365 | 8 | 164 | 23 |  | Fixed | Roof
NJADRE1554403504 | Administratively Determined Incentive Program | Hampton | 8827 | 4 | 10.22 | Residential | Behind the Meter | Yes | Net Metered Residential | Pro Custom Solar dba Momentum Solar | None | JCP&L | Accepted | 2023-08-02 | 2023-08-14 | 2024-08-14 | Solar Panels | Hanwha | q.peak duo blk-g10+365 |  | 0.365 | 4 | 74 | 23 |  | Fixed | Roof
NJADRE1554403504 | Administratively Determined Incentive Program | Hampton | 8827 | 4 | 10.22 | Residential | Behind the Meter | Yes | Net Metered Residential | Pro Custom Solar dba Momentum Solar | None | JCP&L | Accepted | 2023-08-02 | 2023-08-14 | 2024-08-14 | Solar Panels | Hanwha | q.peak duo blk-g10+365 |  | 0.365 | 8 | 344 | 23 |  | Fixed | Roof
NJADRE1554403504 | Administratively Determined Incentive Program | Hampton | 8827 | 4 | 10.22 | Residential | Behind the Meter | Yes | Net Metered Residential | Pro Custom Solar dba Momentum Solar | None | JCP&L | Accepted | 2023-08-02 | 2023-08-14 | 2024-08-14 | Solar Panels | Hanwha | q.peak duo blk-g10+365 |  | 0.365 | 8 | 254 | 23 |  | Fixed | Pole
NJADRE1554404277 | Administratively Determined Incentive Program | Bogota | 7603 | 7 | 8.3 | Residential | Behind the Meter | No | Net Metered Residential | Bright Planet Solar | None | PSE&G | Accepted | 2023-08-02 | 2023-08-14 | 2024-08-14 | Inverters | SolarEdge | SE6000H-USRGM | 6000 |  | 1 |  |  | 0.98 |  | Outdoor | OUTSIDE
NJADRE1554404277 | Administratively Determined Incentive Program | Bogota | 7603 | 7 | 8.3 | Residential | Behind the Meter | No | Net Metered Residential | Bright Planet Solar | None | PSE&G | Accepted | 2023-08-02 | 2023-08-14 | 2024-08-14 | Solar Panels | Hanwha Q-Cells | Q. PEAK DUO BLK ML-G10.a+ 395 |  | 0.395 | 7 | 7 | 34 |  | Fixed | Roof
NJADRE1554404277 | Administratively Determined Incentive Program | Bogota | 7603 | 7 | 8.3 | Residential | Behind the Meter | No | Net Metered Residential | Bright Planet Solar | None | PSE&G | Accepted | 2023-08-02 | 2023-08-14 | 2024-08-14 | Solar Panels | Hanwha Q-Cells | Q. PEAK DUO BLK ML-G10.a+ 395 |  | 0.395 | 2 | 198 | 9 |  | Fixed | Roof
NJADRE1554404277 | Administratively Determined Incentive Program | Bogota | 7603 | 7 | 8.3 | Residential | Behind the Meter | No | Net Metered Residential | Bright Planet Solar | None | PSE&G | Accepted | 2023-08-02 | 2023-08-14 | 2024-08-14 | Solar Panels | Hanwha Q-Cells | Q. PEAK DUO BLK ML-G10.a+ 395 |  | 0.395 | 8 | 191 | 30 |  | Fixed | Roof
NJADRE1554404277 | Administratively Determined Incentive Program | Bogota | 7603 | 7 | 8.3 | Residential | Behind the Meter | No | Net Metered Residential | Bright Planet Solar | None | PSE&G | Accepted | 2023-08-02 | 2023-08-14 | 2024-08-14 | Solar Panels | Hanwha Q-Cells | Q. PEAK DUO BLK ML-G10.a+ 395 |  | 0.395 | 2 | 7 | 23 |  | Fixed | Roof
NJADRE1554404277 | Administratively Determined Incentive Program | Bogota | 7603 | 7 | 8.3 | Residential | Behind the Meter | No | Net Metered Residential | Bright Planet Solar | None | PSE&G | Accepted | 2023-08-02 | 2023-08-14 | 2024-08-14 | Solar Panels | Hanwha Q-Cells | Q. PEAK DUO BLK ML-G10.a+ 395 |  | 0.395 | 2 | 191 | 23 |  | Fixed | Roof
NJADRE1554404411 | Administratively Determined Incentive Program | Montclair Twp | 7042 | 9 | 7.77 | Residential | Behind the Meter | No | Net Metered Residential | Vision Solar LLC | None | PSE&G | Accepted | 2023-08-02 | 2023-08-14 | 2024-08-14 | Inverters | Solar Edge | SE6000H-USRGM | 6 |  | 1 |  |  | 0.97 |  | Outside
NJADRE1554404411 | Administratively Determined Incentive Program | Montclair Twp | 7042 | 9 | 7.77 | Residential | Behind the Meter | No | Net Metered Residential | Vision Solar LLC | None | PSE&G | Accepted | 2023-08-02 | 2023-08-14 | 2024-08-14 | Solar Panels | Znshine Solar | ZXM6-NH120-370/M |  | 0.37 | 21 | 142 | 24 |  | Fixed | Roof
NJADRE1554404412 | Administratively Determined Incentive Program | MOORESTOWN TWP | 8057 | 13 | 7.11 | Residential | Behind the Meter | Yes | Net Metered Residential | Sunrun Installation Services, Inc. | None | PSE&G | Accepted | 2023-08-02 | 2023-08-14 | 2024-08-14 | Inverters | SolarEdge Technologies | SE6000H-USSN | 6000 |  | 1 |  |  | 0.99 |  | Outdoor | Next To Meter
NJADRE1554404412 | Administratively Determined Incentive Program | MOORESTOWN TWP | 8057 | 13 | 7.11 | Residential | Behind the Meter | Yes | Net Metered Residential | Sunrun Installation Services, Inc. | None | PSE&G | Accepted | 2023-08-02 | 2023-08-14 | 2024-08-14 | Solar Panels | Trina Solar | TSM-395DE09C.07 |  | 0.395 | 18 | 222 | 22 |  | Fixed | Roof
NJADRE1554404430 | Administratively Determined Incentive Program | Carteret | 7008 | 11 | 2.96 | Residential | Behind the Meter | No | Net Metered Residential | Vision Solar LLC | None | PSE&G | Accepted | 2023-08-02 | 2023-08-14 | 2024-08-14 | Inverters | Solaredge | SE3800H-USRGM | 4 |  | 1 |  |  | 0.97 |  | Outdoor | side of house
NJADRE1554404430 | Administratively Determined Incentive Program | Carteret | 7008 | 11 | 2.96 | Residential | Behind the Meter | No | Net Metered Residential | Vision Solar LLC | None | PSE&G | Accepted | 2023-08-02 | 2023-08-14 | 2024-08-14 | Solar Panels | ZNSHINE | ZXM6-NH120-370/M |  | 0.37 | 8 | 206 | 18 |  | Fixed | Roof
NJADRE1554404450 | Administratively Determined Incentive Program | Nutley | 7110 | 9 | 9.99 | Residential | Behind the Meter | No | Net Metered Residential | Vision Solar LLC | None | PSE&G | Accepted | 2023-08-02 | 2023-08-14 | 2024-08-14 | Inverters | SolarEdge | SE7600H-USRGM | 8 |  | 1 |  |  | 0.97 |  | Outdoor
NJADRE1554404450 | Administratively Determined Incentive Program | Nutley | 7110 | 9 | 9.99 | Residential | Behind the Meter | No | Net Metered Residential | Vision Solar LLC | None | PSE&G | Accepted | 2023-08-02 | 2023-08-14 | 2024-08-14 | Solar Panels | ZNSHINE SOLAR | ZXM6-NH120-370/M |  | 0.37 | 16 | 119 | 29 |  | Fixed | Roof
NJADRE1554404450 | Administratively Determined Incentive Program | Nutley | 7110 | 9 | 9.99 | Residential | Behind the Meter | No | Net Metered Residential | Vision Solar LLC | None | PSE&G | Accepted | 2023-08-02 | 2023-08-14 | 2024-08-14 | Solar Panels | ZNSHINE SOLAR | ZXM6-NH120-370/M |  | 0.37 | 11 | 299 | 29 |  | Fixed | Roof
NJADRE1554404486 | Administratively Determined Incentive Program | East Orange | 7017 | 9 | 4.32 | Residential | Behind the Meter | Yes | Net Metered Residential | Vision Solar LLC | None | PSE&G | Accepted | 2023-08-02 | 2023-08-14 | 2024-08-14 | Solar Panels | HANWHA | Q.PEAK DUO BLK-G10+ 360 |  | 0.36 | 7 | 128 | 40 |  | Fixed | Roof
NJADRE1554404486 | Administratively Determined Incentive Program | East Orange | 7017 | 9 | 4.32 | Residential | Behind the Meter | Yes | Net Metered Residential | Vision Solar LLC | None | PSE&G | Accepted | 2023-08-02 | 2023-08-14 | 2024-08-14 | Solar Panels | HANWHA | Q.PEAK DUO BLK ML-G10+ 360 |  | 0.36 | 5 | 308 | 50 |  | Fixed | Roof
NJADRE1554404486 | Administratively Determined Incentive Program | East Orange | 7017 | 9 | 4.32 | Residential | Behind the Meter | Yes | Net Metered Residential | Vision Solar LLC | None | PSE&G | Accepted | 2023-08-02 | 2023-08-14 | 2024-08-14 | Inverters | SOLAREDGE | SE5000H-USRGM | 5 |  | 1 |  |  | 0.97 |  | Outdoor
NJADRE1554404496 | Administratively Determined Incentive Program | West Berlin | 8091 | 14 | 15.98 | Residential | Behind the Meter | No | Net Metered Residential | Tesla Energy Operations Inc | None | AC Electric | Accepted | 2023-08-02 | 2023-08-14 | 2024-08-14 | Electric Storage Battery | Tesla | AC Powerwall 2.0 |  |  | 3 |  |  |  | Lithium Ion |  | Inside
NJADRE1554404496 | Administratively Determined Incentive Program | West Berlin | 8091 | 14 | 15.98 | Residential | Behind the Meter | No | Net Metered Residential | Tesla Energy Operations Inc | None | AC Electric | Accepted | 2023-08-02 | 2023-08-14 | 2024-08-14 | Inverters | Tesla | 1538000-00-E (240V) | 7680 |  | 1 |  |  | 0.98 |  | Outside
NJADRE1554404496 | Administratively Determined Incentive Program | West Berlin | 8091 | 14 | 15.98 | Residential | Behind the Meter | No | Net Metered Residential | Tesla Energy Operations Inc | None | AC Electric | Accepted | 2023-08-02 | 2023-08-14 | 2024-08-14 | Inverters | Tesla | 1534000-00-C (240V) | 3840 |  | 1 |  |  | 0.975 |  | Outside
NJADRE1554404496 | Administratively Determined Incentive Program | West Berlin | 8091 | 14 | 15.98 | Residential | Behind the Meter | No | Net Metered Residential | Tesla Energy Operations Inc | None | AC Electric | Accepted | 2023-08-02 | 2023-08-14 | 2024-08-14 | Solar Panels | Hanwha Q-Cells | Q.Peak DUO BLK-G6+ 340 |  | 0.34 | 15 | 135 | 23 |  | Fixed | Roof
NJADRE1554404496 | Administratively Determined Incentive Program | West Berlin | 8091 | 14 | 15.98 | Residential | Behind the Meter | No | Net Metered Residential | Tesla Energy Operations Inc | None | AC Electric | Accepted | 2023-08-02 | 2023-08-14 | 2024-08-14 | Solar Panels | Hanwha Q-Cells | Q.Peak DUO BLK-G6+ 340 |  | 0.34 | 11 | 135 | 29 |  | Fixed | Roof
NJADRE1554404496 | Administratively Determined Incentive Program | West Berlin | 8091 | 14 | 15.98 | Residential | Behind the Meter | No | Net Metered Residential | Tesla Energy Operations Inc | None | AC Electric | Accepted | 2023-08-02 | 2023-08-14 | 2024-08-14 | Solar Panels | Hanwha Q-Cells | Q.Peak DUO BLK-G6+ 340 |  | 0.34 | 18 | 315 | 29 |  | Fixed | Roof
NJADRE1554404496 | Administratively Determined Incentive Program | West Berlin | 8091 | 14 | 15.98 | Residential | Behind the Meter | No | Net Metered Residential | Tesla Energy Operations Inc | None | AC Electric | Accepted | 2023-08-02 | 2023-08-14 | 2024-08-14 | Solar Panels | Hanwha Q-Cells | Q.Peak DUO BLK-G6+ 340 |  | 0.34 | 3 | 136 | 28 |  | Fixed | Roof
NJADRE1554404497 | Administratively Determined Incentive Program | WEST ATLANTIC CITY | 8232 | 19 | 11.9 | Residential | Behind the Meter | No | Net Metered Residential | Tesla Energy Operations Inc | None | AC Electric | Accepted | 2023-08-02 | 2023-08-14 | 2024-08-14 | Inverters | Tesla | 1538000-00-F | 7600 |  | 2 |  |  | 0.98 |  | Outdoor
NJADRE1554404497 | Administratively Determined Incentive Program | WEST ATLANTIC CITY | 8232 | 19 | 11.9 | Residential | Behind the Meter | No | Net Metered Residential | Tesla Energy Operations Inc | None | AC Electric | Accepted | 2023-08-02 | 2023-08-14 | 2024-08-14 | Electric Storage Battery | Tesla | AC Powerwall 2.0 |  |  | 4 |  |  |  | Lithium Ion |  | INSIDE
NJADRE1554404497 | Administratively Determined Incentive Program | WEST ATLANTIC CITY | 8232 | 19 | 11.9 | Residential | Behind the Meter | No | Net Metered Residential | Tesla Energy Operations Inc | None | AC Electric | Accepted | 2023-08-02 | 2023-08-14 | 2024-08-14 | Solar Panels | Hanwha Q-CELLS | Q.Peak DUO BLK-G6 |  | 0.34 | 11 | 115 | 26 |  | Fixed | Roof
NJADRE1554404497 | Administratively Determined Incentive Program | WEST ATLANTIC CITY | 8232 | 19 | 11.9 | Residential | Behind the Meter | No | Net Metered Residential | Tesla Energy Operations Inc | None | AC Electric | Accepted | 2023-08-02 | 2023-08-14 | 2024-08-14 | Solar Panels | Hanwha Q-CELLS | Q.Peak DUO BLK-G6 |  | 0.34 | 4 | 114 | 28 |  | Fixed | Roof
NJADRE1554404497 | Administratively Determined Incentive Program | WEST ATLANTIC CITY | 8232 | 19 | 11.9 | Residential | Behind the Meter | No | Net Metered Residential | Tesla Energy Operations Inc | None | AC Electric | Accepted | 2023-08-02 | 2023-08-14 | 2024-08-14 | Solar Panels | Hanwha Q-CELLS | Q.Peak DUO BLK-G6 |  | 0.34 | 4 | 114 | 28 |  | Fixed | Roof
NJADRE1554404497 | Administratively Determined Incentive Program | WEST ATLANTIC CITY | 8232 | 19 | 11.9 | Residential | Behind the Meter | No | Net Metered Residential | Tesla Energy Operations Inc | None | AC Electric | Accepted | 2023-08-02 | 2023-08-14 | 2024-08-14 | Solar Panels | Hanwha Q-CELLS | Q.Peak DUO BLK-G6 |  | 0.34 | 4 | 294 | 28 |  | Fixed | Roof
NJADRE1554404497 | Administratively Determined Incentive Program | WEST ATLANTIC CITY | 8232 | 19 | 11.9 | Residential | Behind the Meter | No | Net Metered Residential | Tesla Energy Operations Inc | None | AC Electric | Accepted | 2023-08-02 | 2023-08-14 | 2024-08-14 | Solar Panels | Hanwha Q-CELLS | Q.Peak DUO BLK-G6 |  | 0.34 | 8 | 295 | 40 |  | Fixed | Roof
NJADRE1554404497 | Administratively Determined Incentive Program | WEST ATLANTIC CITY | 8232 | 19 | 11.9 | Residential | Behind the Meter | No | Net Metered Residential | Tesla Energy Operations Inc | None | AC Electric | Accepted | 2023-08-02 | 2023-08-14 | 2024-08-14 | Solar Panels | Hanwha Q-CELLS | Q.Peak DUO BLK-G6 |  | 0.34 | 4 | 294 | 28 |  | Fixed | Roof
NJADRE1554404548 | Administratively Determined Incentive Program | Perth Amboy | 8861 | 11 | 4.07 | Residential | Behind the Meter | No | Net Metered Residential | Vision Solar LLC | None | PSE&G | Accepted | 2023-08-02 | 2023-08-14 | 2024-08-14 | Inverters | Solar Edge | SE3800H-USRGM | 4 |  | 1 |  |  | 0.97 |  | Outdoor
NJADRE1554404548 | Administratively Determined Incentive Program | Perth Amboy | 8861 | 11 | 4.07 | Residential | Behind the Meter | No | Net Metered Residential | Vision Solar LLC | None | PSE&G | Accepted | 2023-08-02 | 2023-08-14 | 2024-08-14 | Solar Panels | Znshine Solar | ZXM6-NH120-370/M |  | 0.37 | 7 | 291 | 45 |  | Fixed | Roof
NJADRE1554404548 | Administratively Determined Incentive Program | Perth Amboy | 8861 | 11 | 4.07 | Residential | Behind the Meter | No | Net Metered Residential | Vision Solar LLC | None | PSE&G | Accepted | 2023-08-02 | 2023-08-14 | 2024-08-14 | Solar Panels | Znshine Solar | ZXM6-NH120-370/M |  | 0.37 | 2 | 201 | 45 |  | Fixed | Roof
NJADRE1554404548 | Administratively Determined Incentive Program | Perth Amboy | 8861 | 11 | 4.07 | Residential | Behind the Meter | No | Net Metered Residential | Vision Solar LLC | None | PSE&G | Accepted | 2023-08-02 | 2023-08-14 | 2024-08-14 | Solar Panels | Znshine Solar | ZXM6-NH120-370/M |  | 0.37 | 2 | 111 | 45 |  | Fixed | Roof
NJADRE1554404811 | Administratively Determined Incentive Program | Wayne | 7470 | 6 | 9.6 | Residential | Behind the Meter | No | Net Metered Residential | Powur, PBC | None | PSE&G | Accepted | 2023-08-02 | 2023-08-14 | 2024-08-14 | Solar Panels | Hanwha | Q.PEAK DUO BLK ML-G10+ (400W) |  | 0.4 | 2 | 40 | 23 |  | Fixed | Roof
NJADRE1554404811 | Administratively Determined Incentive Program | Wayne | 7470 | 6 | 9.6 | Residential | Behind the Meter | No | Net Metered Residential | Powur, PBC | None | PSE&G | Accepted | 2023-08-02 | 2023-08-14 | 2024-08-14 | Solar Panels | Hanwha | Q.PEAK DUO BLK ML-G10+ (400W) |  | 0.4 | 3 | 130 | 23 |  | Fixed | Roof
NJADRE1554404811 | Administratively Determined Incentive Program | Wayne | 7470 | 6 | 9.6 | Residential | Behind the Meter | No | Net Metered Residential | Powur, PBC | None | PSE&G | Accepted | 2023-08-02 | 2023-08-14 | 2024-08-14 | Solar Panels | Hanwha | Q.PEAK DUO BLK ML-G10+ (400W) |  | 0.4 | 4 | 220 | 23 |  | Fixed | Roof
NJADRE1554404811 | Administratively Determined Incentive Program | Wayne | 7470 | 6 | 9.6 | Residential | Behind the Meter | No | Net Metered Residential | Powur, PBC | None | PSE&G | Accepted | 2023-08-02 | 2023-08-14 | 2024-08-14 | Solar Panels | Hanwha | Q.PEAK DUO BLK ML-G10+ (400W) |  | 0.4 | 2 | 220 | 23 |  | Fixed | Roof
NJADRE1554404811 | Administratively Determined Incentive Program | Wayne | 7470 | 6 | 9.6 | Residential | Behind the Meter | No | Net Metered Residential | Powur, PBC | None | PSE&G | Accepted | 2023-08-02 | 2023-08-14 | 2024-08-14 | Solar Panels | Hanwha | Q.PEAK DUO BLK ML-G10+ (400W) |  | 0.4 | 2 | 220 | 23 |  | Fixed | Roof
NJADRE1554404811 | Administratively Determined Incentive Program | Wayne | 7470 | 6 | 9.6 | Residential | Behind the Meter | No | Net Metered Residential | Powur, PBC | None | PSE&G | Accepted | 2023-08-02 | 2023-08-14 | 2024-08-14 | Solar Panels | Hanwha | Q.PEAK DUO BLK ML-G10+ (400W) |  | 0.4 | 3 | 310 | 23 |  | Fixed | Roof
NJADRE1554404811 | Administratively Determined Incentive Program | Wayne | 7470 | 6 | 9.6 | Residential | Behind the Meter | No | Net Metered Residential | Powur, PBC | None | PSE&G | Accepted | 2023-08-02 | 2023-08-14 | 2024-08-14 | Solar Panels | Hanwha | Q.PEAK DUO BLK ML-G10+ (400W) |  | 0.4 | 8 | 220 | 23 |  | Fixed | Roof
NJADRE1554404811 | Administratively Determined Incentive Program | Wayne | 7470 | 6 | 9.6 | Residential | Behind the Meter | No | Net Metered Residential | Powur, PBC | None | PSE&G | Accepted | 2023-08-02 | 2023-08-14 | 2024-08-14 | Inverters | Enphase | IQ8PLUS-72-2-US | 290 |  | 24 |  |  | 0.99 |  | Outside
NJADRE1554404874 | Administratively Determined Incentive Program | Lodi | 7644 | 7 | 5.78 | Residential | Behind the Meter | No | Net Metered Residential | Powur, PBC | None | PSE&G | Accepted | 2023-08-03 | 2023-08-14 | 2024-08-14 | Solar Panels | Jinko Solar | JKM385M-6RL3-B |  | 0.385 | 12 | 217 | 37 |  | Fixed | Roof
NJADRE1554404874 | Administratively Determined Incentive Program | Lodi | 7644 | 7 | 5.78 | Residential | Behind the Meter | No | Net Metered Residential | Powur, PBC | None | PSE&G | Accepted | 2023-08-03 | 2023-08-14 | 2024-08-14 | Solar Panels | Jinko | JKM385M-6RL3-B |  | 0.385 | 3 | 307 | 37 |  | Fixed | Roof
NJADRE1554404874 | Administratively Determined Incentive Program | Lodi | 7644 | 7 | 5.78 | Residential | Behind the Meter | No | Net Metered Residential | Powur, PBC | None | PSE&G | Accepted | 2023-08-03 | 2023-08-14 | 2024-08-14 | Inverters | Solaredge | SE5000H-US RGM | 5000 |  | 1 |  |  | 0.99 |  | Outside
NJADRE1554404905 | Administratively Determined Incentive Program | PLEASANTVILLE | 8232 | 19 | 6.72 | Residential | Behind the Meter | Yes | Net Metered Residential | Sunrun Installation Services, Inc. | None | AC Electric | Accepted | 2023-08-02 | 2023-08-14 | 2024-08-14 | Inverters | SolarEdge Technologies | SE6000H-USSN | 6000 |  | 1 |  |  | 0.99 |  | Outdoor | Next To Meter
NJADRE1554404905 | Administratively Determined Incentive Program | PLEASANTVILLE | 8232 | 19 | 6.72 | Residential | Behind the Meter | Yes | Net Metered Residential | Sunrun Installation Services, Inc. | None | AC Electric | Accepted | 2023-08-02 | 2023-08-14 | 2024-08-14 | Solar Panels | Trina Solar | TSM-395DE09C.07 |  | 0.395 | 9 | 207 | 33 |  | Fixed | Roof
NJADRE1554404905 | Administratively Determined Incentive Program | PLEASANTVILLE | 8232 | 19 | 6.72 | Residential | Behind the Meter | Yes | Net Metered Residential | Sunrun Installation Services, Inc. | None | AC Electric | Accepted | 2023-08-02 | 2023-08-14 | 2024-08-14 | Solar Panels | Trina Solar | TSM-395DE09C.07 |  | 0.395 | 8 | 27 | 34 |  | Fixed | Roof
NJADRE1554409490 | Administratively Determined Incentive Program | Willingboro Township | 8046 | 13 | 6.32 | Residential | Behind the Meter | Yes | Net Metered Residential | Sunrun Installation Services, Inc. | None | PSE&G | Accepted | 2023-08-03 | 2023-08-14 | 2024-08-14 | Inverters | SolarEdge Technologies | SE6000H-USSN | 6000 |  | 1 |  |  | 0.96 |  | Outdoor | Next To Meter
NJADRE1554409490 | Administratively Determined Incentive Program | Willingboro Township | 8046 | 13 | 6.32 | Residential | Behind the Meter | Yes | Net Metered Residential | Sunrun Installation Services, Inc. | None | PSE&G | Accepted | 2023-08-03 | 2023-08-14 | 2024-08-14 | Solar Panels | Trina Solar | TSM-395DE09C.07 |  | 0.395 | 6 | 351 | 26 |  | Fixed | Roof
NJADRE1554409490 | Administratively Determined Incentive Program | Willingboro Township | 8046 | 13 | 6.32 | Residential | Behind the Meter | Yes | Net Metered Residential | Sunrun Installation Services, Inc. | None | PSE&G | Accepted | 2023-08-03 | 2023-08-14 | 2024-08-14 | Solar Panels | Trina Solar | TSM-395DE09C.07 |  | 0.395 | 10 | 173 | 27 |  | Fixed | Roof
NJADRE1554409541 | Administratively Determined Incentive Program | Willingboro Twp | 8046 | 13 | 17.63 | Residential | Behind the Meter | No | Net Metered Residential | EMT Renewables | None | PSE&G | Accepted | 2023-08-03 | 2023-08-14 | 2024-08-14 | Inverters | ENPHASE | IQ8+ | 290 |  | 43 |  |  | 0.98 |  | Other | UNDER EACH PANEL
NJADRE1554409541 | Administratively Determined Incentive Program | Willingboro Twp | 8046 | 13 | 17.63 | Residential | Behind the Meter | No | Net Metered Residential | EMT Renewables | None | PSE&G | Accepted | 2023-08-03 | 2023-08-14 | 2024-08-14 | Solar Panels | SEG SOLAR | SIV 410 |  | 0.41 | 14 | 141 | 28 |  | Fixed | Roof
NJADRE1554409541 | Administratively Determined Incentive Program | Willingboro Twp | 8046 | 13 | 17.63 | Residential | Behind the Meter | No | Net Metered Residential | EMT Renewables | None | PSE&G | Accepted | 2023-08-03 | 2023-08-14 | 2024-08-14 | Solar Panels | SEG SOLAR | SIV 410 |  | 0.41 | 7 | 140 | 20 |  | Fixed | Roof
NJADRE1554409541 | Administratively Determined Incentive Program | Willingboro Twp | 8046 | 13 | 17.63 | Residential | Behind the Meter | No | Net Metered Residential | EMT Renewables | None | PSE&G | Accepted | 2023-08-03 | 2023-08-14 | 2024-08-14 | Solar Panels | SEG SOLAR | SIV 410 |  | 0.41 | 8 | 320 | 20 |  | Fixed | Roof
NJADRE1554409541 | Administratively Determined Incentive Program | Willingboro Twp | 8046 | 13 | 17.63 | Residential | Behind the Meter | No | Net Metered Residential | EMT Renewables | None | PSE&G | Accepted | 2023-08-03 | 2023-08-14 | 2024-08-14 | Solar Panels | SEG SOLAR | SIV 410 |  | 0.41 | 14 | 321 | 28 |  | Fixed | Roof
NJADRE1554409680 | Administratively Determined Incentive Program | BAYVILLE | 8721 | 18 | 9.2 | Residential | Behind the Meter | Yes | Net Metered Residential | Pro Custom Solar dba Momentum Solar | None | JCP&L | Accepted | 2023-08-03 | 2023-08-14 | 2024-08-14 | Solar Panels | hanwha | Â Q. PEAK DUO BLK-G10+400 |  | 0.4 | 12 | 72 | 16 |  | Fixed | Roof
NJADRE1554409680 | Administratively Determined Incentive Program | BAYVILLE | 8721 | 18 | 9.2 | Residential | Behind the Meter | Yes | Net Metered Residential | Pro Custom Solar dba Momentum Solar | None | JCP&L | Accepted | 2023-08-03 | 2023-08-14 | 2024-08-14 | Solar Panels | hanwha | Â Q. PEAK DUO BLK-G10+400 |  | 0.4 | 11 | 253 | 17 |  | Fixed | Roof
NJADRE1554409680 | Administratively Determined Incentive Program | BAYVILLE | 8721 | 18 | 9.2 | Residential | Behind the Meter | Yes | Net Metered Residential | Pro Custom Solar dba Momentum Solar | None | JCP&L | Accepted | 2023-08-03 | 2023-08-14 | 2024-08-14 | Inverters | enphase | IQ8PLUS-72-2-US | 290 |  | 23 |  |  | 0.97 |  | Outdoor
NJADRE1554409737 | Administratively Determined Incentive Program | UNION TWP UNI | 7083 | 10 | 4.74 | Residential | Behind the Meter | Yes | Net Metered Residential | Sunrun Installation Services, Inc. | None | PSE&G | Accepted | 2023-08-03 | 2023-08-14 | 2024-08-14 | Inverters | SolarEdge Technologies | SE3800H-USMN | 3800 |  | 1 |  |  | 0.99 |  | Outdoor | Next To Meter
NJADRE1554409737 | Administratively Determined Incentive Program | UNION TWP UNI | 7083 | 10 | 4.74 | Residential | Behind the Meter | Yes | Net Metered Residential | Sunrun Installation Services, Inc. | None | PSE&G | Accepted | 2023-08-03 | 2023-08-14 | 2024-08-14 | Solar Panels | Trina Solar | TSM-395DE09C.07 |  | 0.395 | 12 | 155 | 12 |  | Fixed | Roof
NJADRE1554409757 | Administratively Determined Incentive Program | CHERRY HILL TWP | 8003 | 14 | 6.46 | Residential | Behind the Meter | No | Net Metered Residential | Freedom Forever New Jersey LLC | None | PSE&G | Accepted | 2023-08-03 | 2023-08-14 | 2024-08-14 | Inverters | Solar Edge | SE5000H-USRG | 5000 |  | 1 |  |  | 0.99 |  | Outdoor
NJADRE1554409757 | Administratively Determined Incentive Program | CHERRY HILL TWP | 8003 | 14 | 6.46 | Residential | Behind the Meter | No | Net Metered Residential | Freedom Forever New Jersey LLC | None | PSE&G | Accepted | 2023-08-03 | 2023-08-14 | 2024-08-14 | Solar Panels | Jinko Solar | JKM380M-6RL3-B |  | 0.38 | 17 | 209 | 23 |  | Fixed | Roof
NJADRE1554409796 | Administratively Determined Incentive Program | ENGLEWOOD CITY | 7631 | 7 | 6.32 | Residential | Behind the Meter | Yes | Net Metered Residential | Sunrun Installation Services, Inc. | None | PSE&G | Accepted | 2023-08-03 | 2023-08-14 | 2024-08-14 | Inverters | Delta Electronics | E6-TL-US | 5760 |  | 1 |  |  | 0.97 |  | Outdoor | Next To Meter
NJADRE1554409796 | Administratively Determined Incentive Program | ENGLEWOOD CITY | 7631 | 7 | 6.32 | Residential | Behind the Meter | Yes | Net Metered Residential | Sunrun Installation Services, Inc. | None | PSE&G | Accepted | 2023-08-03 | 2023-08-14 | 2024-08-14 | Solar Panels | Trina Solar | TSM-395DE09C.07 |  | 0.395 | 16 | 217 | 34 |  | Fixed | Roof
NJADRE1554409796 | Administratively Determined Incentive Program | ENGLEWOOD CITY | 7631 | 7 | 6.32 | Residential | Behind the Meter | Yes | Net Metered Residential | Sunrun Installation Services, Inc. | None | PSE&G | Accepted | 2023-08-03 | 2023-08-14 | 2024-08-14 | Electric Storage Battery | Tesla | Powerwall 2 AC |  |  | 1 |  |  |  | Lithium Ion |  | outside
NJADRE1554409797 | Administratively Determined Incentive Program | union | 7083 | 10 | 8.8 | Residential | Behind the Meter | No | Net Metered Residential | Power Energy Solutions | None | PSE&G | Accepted | 2023-08-03 | 2023-08-14 | 2024-08-14 | Solar Panels | SILFAB SOLAR | SIL-400 HC+ |  | 0.4 | 11 | 309 | 35 |  | Fixed | Roof | ROOFTOP
NJADRE1554409797 | Administratively Determined Incentive Program | union | 7083 | 10 | 8.8 | Residential | Behind the Meter | No | Net Metered Residential | Power Energy Solutions | None | PSE&G | Accepted | 2023-08-03 | 2023-08-14 | 2024-08-14 | Solar Panels | SILFAB SOLAR | SIL-400 HC+ |  | 0.4 | 6 | 40 | 21 |  | Fixed | Roof | ROOFTOP
NJADRE1554409797 | Administratively Determined Incentive Program | union | 7083 | 10 | 8.8 | Residential | Behind the Meter | No | Net Metered Residential | Power Energy Solutions | None | PSE&G | Accepted | 2023-08-03 | 2023-08-14 | 2024-08-14 | Solar Panels | SILFAB SOLAR | SIL-400 HC+ |  | 0.4 | 3 | 220 | 21 |  | Fixed | Roof | ROOFTOP
NJADRE1554409797 | Administratively Determined Incentive Program | union | 7083 | 10 | 8.8 | Residential | Behind the Meter | No | Net Metered Residential | Power Energy Solutions | None | PSE&G | Accepted | 2023-08-03 | 2023-08-14 | 2024-08-14 | Solar Panels | SILFAB SOLAR | SIL-400 HC+ |  | 0.4 | 2 | 129 | 35 |  | Fixed | Roof | ROOFTOP
NJADRE1554409797 | Administratively Determined Incentive Program | union | 7083 | 10 | 8.8 | Residential | Behind the Meter | No | Net Metered Residential | Power Energy Solutions | None | PSE&G | Accepted | 2023-08-03 | 2023-08-14 | 2024-08-14 | Inverters | SOLAREDGE | SE6000H-US | 6000 |  | 1 |  |  | 0.99 |  | Outside | ROOFTOP
NJADRE1554410106 | Administratively Determined Incentive Program | Hillsborough Township | 8844 | 5 | 11.02 | Residential | Behind the Meter | Yes | Net Metered Residential | Freedom Forever New Jersey LLC | None | PSE&G | Accepted | 2023-08-03 | 2023-08-14 | 2024-08-14 | Inverters | Solar Edge | SE7600H-USRGM | 7600 |  | 1 |  |  | 0.99 |  | Outdoor
NJADRE1554410106 | Administratively Determined Incentive Program | Hillsborough Township | 8844 | 5 | 11.02 | Residential | Behind the Meter | Yes | Net Metered Residential | Freedom Forever New Jersey LLC | None | PSE&G | Accepted | 2023-08-03 | 2023-08-14 | 2024-08-14 | Solar Panels | JInko Solar | KM380M-6RL3-B |  | 0.38 | 9 | 284 | 34 |  | Fixed | Roof
NJADRE1554410106 | Administratively Determined Incentive Program | Hillsborough Township | 8844 | 5 | 11.02 | Residential | Behind the Meter | Yes | Net Metered Residential | Freedom Forever New Jersey LLC | None | PSE&G | Accepted | 2023-08-03 | 2023-08-14 | 2024-08-14 | Solar Panels | JInko Solar | KM380M-6RL3-B |  | 0.38 | 16 | 194 | 34 |  | Fixed | Roof
NJADRE1554410106 | Administratively Determined Incentive Program | Hillsborough Township | 8844 | 5 | 11.02 | Residential | Behind the Meter | Yes | Net Metered Residential | Freedom Forever New Jersey LLC | None | PSE&G | Accepted | 2023-08-03 | 2023-08-14 | 2024-08-14 | Solar Panels | Jinko Solar | KM380M-6RL3-B |  | 0.38 | 4 | 104 | 40 |  | Fixed | Roof
NJADRE1554410112 | Administratively Determined Incentive Program | West Windsor Twp | 8550 | 12 | 5.6 | Residential | Behind the Meter | Yes | Net Metered Residential | Sunny Mac LLC | None | PSE&G | Accepted | 2023-08-03 | 2023-08-14 | 2024-08-14 | Solar Panels | REC | 400 N-PEAK 3 BLACK |  | 0.4 | 14 | 176 | 20 |  | Fixed | Roof
NJADRE1554410112 | Administratively Determined Incentive Program | West Windsor Twp | 8550 | 12 | 5.6 | Residential | Behind the Meter | Yes | Net Metered Residential | Sunny Mac LLC | None | PSE&G | Accepted | 2023-08-03 | 2023-08-14 | 2024-08-14 | Inverters | Solaredge | SE 5000H -US | 5000 |  | 1 |  |  | 0.99 |  | Outdoor | NEXT TO METER
NJADRE1554410112 | Administratively Determined Incentive Program | West Windsor Twp | 8550 | 12 | 5.6 | Residential | Behind the Meter | Yes | Net Metered Residential | Sunny Mac LLC | None | PSE&G | Accepted | 2023-08-03 | 2023-08-14 | 2024-08-14 | Meters | SE-RGMTR-1D-240C-B | Solaredge |  |  | 1 |  |  |  | Yes | Outdoor
NJADRE1554410421 | Administratively Determined Incentive Program | Tuckerton | 8087 | 18 | 8.84 | Residential | Behind the Meter | No | Net Metered Residential | Tesla Energy Operations Inc | None | AC Electric | Accepted | 2023-08-03 | 2023-08-14 | 2024-08-14 | Solar Panels | Hanwha | Q.Peak DUO BLK-G6 |  | 0.34 | 19 | 196 | 23 |  | Fixed | Roof
NJADRE1554410421 | Administratively Determined Incentive Program | Tuckerton | 8087 | 18 | 8.84 | Residential | Behind the Meter | No | Net Metered Residential | Tesla Energy Operations Inc | None | AC Electric | Accepted | 2023-08-03 | 2023-08-14 | 2024-08-14 | Solar Panels | Hanwha | Q.Peak DUO BLK-G6 |  | 0.34 | 4 | 16 | 23 |  | Fixed | Roof
NJADRE1554410421 | Administratively Determined Incentive Program | Tuckerton | 8087 | 18 | 8.84 | Residential | Behind the Meter | No | Net Metered Residential | Tesla Energy Operations Inc | None | AC Electric | Accepted | 2023-08-03 | 2023-08-14 | 2024-08-14 | Solar Panels | Hanwha | Q-CELLS # Q.Peak DUO BLK-G6 |  | 0.34 | 3 | 195 | 14 |  | Fixed | Roof
NJADRE1554410421 | Administratively Determined Incentive Program | Tuckerton | 8087 | 18 | 8.84 | Residential | Behind the Meter | No | Net Metered Residential | Tesla Energy Operations Inc | None | AC Electric | Accepted | 2023-08-03 | 2023-08-14 | 2024-08-14 | Inverters | Tesla | 1538000-00-F | 7600 |  | 1 |  |  | 0.98 |  | Outdoor
NJADRE1554410421 | Administratively Determined Incentive Program | Tuckerton | 8087 | 18 | 8.84 | Residential | Behind the Meter | No | Net Metered Residential | Tesla Energy Operations Inc | None | AC Electric | Accepted | 2023-08-03 | 2023-08-14 | 2024-08-14 | Electric Storage Battery | Tesla | AC Powerwall 2.0 |  |  | 3 |  |  |  | Lithium Ion |  | INSIDE
NJADRE1554410424 | Administratively Determined Incentive Program | Bloomsbury | 8804 | 4 | 11.68 | Residential | Behind the Meter | No | Net Metered Residential | Green Power Energy | None | JCP&L | Accepted | 2023-08-07 | 2023-08-16 | 2024-08-16 | Electric Storage Battery | Enphase Energy | ENCHARGE-10-1P-NA |  |  | 2 |  |  |  | Lithium Ion |  | Inside and Outside
NJADRE1554410424 | Administratively Determined Incentive Program | Bloomsbury | 8804 | 4 | 11.68 | Residential | Behind the Meter | No | Net Metered Residential | Green Power Energy | None | JCP&L | Accepted | 2023-08-07 | 2023-08-16 | 2024-08-16 | Inverters | Enphase Energy | IQ8PLUS-72-2-US [240V] | 290 |  | 32 |  |  | 0.975 |  | Outside | Roof
NJADRE1554410424 | Administratively Determined Incentive Program | Bloomsbury | 8804 | 4 | 11.68 | Residential | Behind the Meter | No | Net Metered Residential | Green Power Energy | None | JCP&L | Accepted | 2023-08-07 | 2023-08-16 | 2024-08-16 | Solar Panels | Hanwha | Q.PEAK DUO BLK-G10+ 365 |  | 0.365 | 32 | 282 | 10 |  | Fixed | Roof
NJADRE1554410472 | Administratively Determined Incentive Program | Marlboro | 7746 | 17 | 13.77 | Residential | Behind the Meter | No | Net Metered Residential | Tesla Energy Operations Inc | None | JCP&L | Accepted | 2023-08-03 | 2023-08-14 | 2024-08-14 | Inverters | Tesla | 1538000-45-A | 7600 |  | 1 |  |  | 0.98 |  | Outside
NJADRE1554410472 | Administratively Determined Incentive Program | Marlboro | 7746 | 17 | 13.77 | Residential | Behind the Meter | No | Net Metered Residential | Tesla Energy Operations Inc | None | JCP&L | Accepted | 2023-08-03 | 2023-08-14 | 2024-08-14 | Inverters | Tesla | 1538000-45-A | 3800 |  | 1 |  |  | 0.98 |  | Outside
NJADRE1554410472 | Administratively Determined Incentive Program | Marlboro | 7746 | 17 | 13.77 | Residential | Behind the Meter | No | Net Metered Residential | Tesla Energy Operations Inc | None | JCP&L | Accepted | 2023-08-03 | 2023-08-14 | 2024-08-14 | Solar Panels | Hanwha | Hanwha # Q.PEAK DUO BLK ML-G10+/TS 405 |  | 0.405 | 9 | 276 | 20 |  | Fixed | Roof
NJADRE1554410472 | Administratively Determined Incentive Program | Marlboro | 7746 | 17 | 13.77 | Residential | Behind the Meter | No | Net Metered Residential | Tesla Energy Operations Inc | None | JCP&L | Accepted | 2023-08-03 | 2023-08-14 | 2024-08-14 | Solar Panels | Hanwha | Hanwha # Q.PEAK DUO BLK ML-G10+/TS 405 |  | 0.405 | 11 | 96 | 20 |  | Fixed | Roof
NJADRE1554410472 | Administratively Determined Incentive Program | Marlboro | 7746 | 17 | 13.77 | Residential | Behind the Meter | No | Net Metered Residential | Tesla Energy Operations Inc | None | JCP&L | Accepted | 2023-08-03 | 2023-08-14 | 2024-08-14 | Solar Panels | Hanwha | Hanwha # Q.PEAK DUO BLK ML-G10+/TS 405 |  | 0.405 | 14 | 186 | 20 |  | Fixed | Roof
NJADRE1554410492 | Administratively Determined Incentive Program | Cinnaminson Twp | 8077 | 13 | 16.4 | Residential | Behind the Meter | Yes | Net Metered Residential | SunnyMac LLC | None | PSE&G | Accepted | 2023-08-03 | 2023-08-15 | 2024-08-15 | Solar Panels | HANWHA | Q.PEAK DUO BLK ML-G10+400 |  | 0.4 | 6 | 148 | 22 |  | Fixed | Roof
NJADRE1554410492 | Administratively Determined Incentive Program | Cinnaminson Twp | 8077 | 13 | 16.4 | Residential | Behind the Meter | Yes | Net Metered Residential | SunnyMac LLC | None | PSE&G | Accepted | 2023-08-03 | 2023-08-15 | 2024-08-15 | Solar Panels | HANWHA | Q.PEAK DUO BLK ML-G10+400 |  | 0.4 | 9 | 58 | 22 |  | Fixed | Roof
NJADRE1554410492 | Administratively Determined Incentive Program | Cinnaminson Twp | 8077 | 13 | 16.4 | Residential | Behind the Meter | Yes | Net Metered Residential | SunnyMac LLC | None | PSE&G | Accepted | 2023-08-03 | 2023-08-15 | 2024-08-15 | Solar Panels | HANWHA | Q.PEAK DUO BLK ML-G10+400 |  | 0.4 | 6 | 328 | 22 |  | Fixed | Roof
NJADRE1554410492 | Administratively Determined Incentive Program | Cinnaminson Twp | 8077 | 13 | 16.4 | Residential | Behind the Meter | Yes | Net Metered Residential | SunnyMac LLC | None | PSE&G | Accepted | 2023-08-03 | 2023-08-15 | 2024-08-15 | Solar Panels | HANWHA | Q.PEAK DUO BLK ML-G10+400 |  | 0.4 | 3 | 238 | 22 |  | Fixed | Roof
NJADRE1554410492 | Administratively Determined Incentive Program | Cinnaminson Twp | 8077 | 13 | 16.4 | Residential | Behind the Meter | Yes | Net Metered Residential | SunnyMac LLC | None | PSE&G | Accepted | 2023-08-03 | 2023-08-15 | 2024-08-15 | Solar Panels | HANWHA | Q.PEAK DUO BLK ML-G10+400 |  | 0.4 | 8 | 328 | 22 |  | Fixed | Roof
NJADRE1554410492 | Administratively Determined Incentive Program | Cinnaminson Twp | 8077 | 13 | 16.4 | Residential | Behind the Meter | Yes | Net Metered Residential | SunnyMac LLC | None | PSE&G | Accepted | 2023-08-03 | 2023-08-15 | 2024-08-15 | Solar Panels | HANWHA | Q.PEAK DUO BLK ML-G10+400 |  | 0.4 | 9 | 148 | 22 |  | Fixed | Roof
NJADRE1554410492 | Administratively Determined Incentive Program | Cinnaminson Twp | 8077 | 13 | 16.4 | Residential | Behind the Meter | Yes | Net Metered Residential | SunnyMac LLC | None | PSE&G | Accepted | 2023-08-03 | 2023-08-15 | 2024-08-15 | Inverters | Solaredge | SE11400H-US | 11400 |  | 1 |  |  | 0.99 |  | Outdoor | NEXT TO METER
NJADRE1554410500 | Administratively Determined Incentive Program | Smithville | 8205 | 19 | 11.6 | Residential | Behind the Meter | Yes | Net Metered Residential | Bright Planet Solar | None | AC Electric | Accepted | 2023-08-03 | 2023-08-15 | 2024-08-15 | Inverters | SolarEdge | SE10000H-USRGM | 10000 |  | 1 |  |  | 0.98 |  | Outdoor
NJADRE1554410500 | Administratively Determined Incentive Program | Smithville | 8205 | 19 | 11.6 | Residential | Behind the Meter | Yes | Net Metered Residential | Bright Planet Solar | None | AC Electric | Accepted | 2023-08-03 | 2023-08-15 | 2024-08-15 | Solar Panels | Hanwha Q-Cells | Q.PEAK DUO BLK ML-G10.a+400 |  | 0.4 | 13 | 229 | 45 |  | Fixed | Roof
NJADRE1554410500 | Administratively Determined Incentive Program | Smithville | 8205 | 19 | 11.6 | Residential | Behind the Meter | Yes | Net Metered Residential | Bright Planet Solar | None | AC Electric | Accepted | 2023-08-03 | 2023-08-15 | 2024-08-15 | Solar Panels | Hanwha Q-Cells | Q.PEAK DUO BLK ML-G10.a+400 |  | 0.4 | 3 | 229 | 43 |  | Fixed | Roof
NJADRE1554410500 | Administratively Determined Incentive Program | Smithville | 8205 | 19 | 11.6 | Residential | Behind the Meter | Yes | Net Metered Residential | Bright Planet Solar | None | AC Electric | Accepted | 2023-08-03 | 2023-08-15 | 2024-08-15 | Solar Panels | Hanwha Q-Cells | Q.PEAK DUO BLK ML-G10.a+400 |  | 0.4 | 11 | 49 | 45 |  | Fixed | Roof
NJADRE1554410500 | Administratively Determined Incentive Program | Smithville | 8205 | 19 | 11.6 | Residential | Behind the Meter | Yes | Net Metered Residential | Bright Planet Solar | None | AC Electric | Accepted | 2023-08-03 | 2023-08-15 | 2024-08-15 | Solar Panels | Hanwha Q-Cells | Q.PEAK DUO BLK ML-G10.a+400 |  | 0.4 | 2 | 229 | 23 |  | Fixed | Roof
NJADRE1554410510 | Administratively Determined Incentive Program | Bargaintown | 8234 | 19 | 4.74 | Residential | Behind the Meter | Yes | Net Metered Residential | Sunrun Installation Services, Inc. | None | AC Electric | Accepted | 2023-08-03 | 2023-08-14 | 2024-08-14 | Inverters | SolarEdge Technologies | SE3800H-USMN | 3800 |  | 1 |  |  | 0.96 |  | Outdoor | Next To Meter
NJADRE1554410510 | Administratively Determined Incentive Program | Bargaintown | 8234 | 19 | 4.74 | Residential | Behind the Meter | Yes | Net Metered Residential | Sunrun Installation Services, Inc. | None | AC Electric | Accepted | 2023-08-03 | 2023-08-14 | 2024-08-14 | Solar Panels | Trina Solar | TSM-395DE09C.07 |  | 0.395 | 12 | 87 | 26 |  | Fixed | Roof
NJADRE1554410575 | Administratively Determined Incentive Program | Camden | 8103 | 14 | 5.2 | Residential | Behind the Meter | Yes | Net Metered Residential | Power Energy Solutions | None | PSE&G | Accepted | 2023-08-03 | 2023-08-15 | 2024-08-15 | Solar Panels | SILFAB SOLAR | SIL-400 HC+ |  | 0.4 | 4 | 354 | 40 |  | Fixed | Roof | ROOFTOP
NJADRE1554410575 | Administratively Determined Incentive Program | Camden | 8103 | 14 | 5.2 | Residential | Behind the Meter | Yes | Net Metered Residential | Power Energy Solutions | None | PSE&G | Accepted | 2023-08-03 | 2023-08-15 | 2024-08-15 | Solar Panels | SILFAB SOLAR | SIL-400 HC+ |  | 0.4 | 4 | 174 | 6 |  | Fixed | Roof | ROOFTOP
NJADRE1554410575 | Administratively Determined Incentive Program | Camden | 8103 | 14 | 5.2 | Residential | Behind the Meter | Yes | Net Metered Residential | Power Energy Solutions | None | PSE&G | Accepted | 2023-08-03 | 2023-08-15 | 2024-08-15 | Solar Panels | SILFAB SOLAR | SIL-400 HC+ |  | 0.4 | 1 | 174 | 40 |  | Fixed | Roof | ROOFTOP
NJADRE1554410575 | Administratively Determined Incentive Program | Camden | 8103 | 14 | 5.2 | Residential | Behind the Meter | Yes | Net Metered Residential | Power Energy Solutions | None | PSE&G | Accepted | 2023-08-03 | 2023-08-15 | 2024-08-15 | Solar Panels | SILFAB SOLAR | SIL-400 HC+ |  | 0.4 | 4 | 174 | 11 |  | Fixed | Roof | ROOFTOP
NJADRE1554410575 | Administratively Determined Incentive Program | Camden | 8103 | 14 | 5.2 | Residential | Behind the Meter | Yes | Net Metered Residential | Power Energy Solutions | None | PSE&G | Accepted | 2023-08-03 | 2023-08-15 | 2024-08-15 | Inverters | SOLAREDGE | SE3800H-US | 3800 |  | 1 |  |  | 0.99 |  | Outdoor | ROOFTOP
NJADRE1554410595 | Administratively Determined Incentive Program | Woodcliff Lake Boro | 7677 | 7 | 20.4 | Residential | Behind the Meter | No | Net Metered Residential | Tesla Energy Operations Inc | None | PSE&G | Accepted | 2023-08-03 | 2023-08-15 | 2024-08-15 | Inverters | Tesla | 1538000-45-A | 7600 |  | 2 |  |  | 0.98 |  | Indoor
NJADRE1554410595 | Administratively Determined Incentive Program | Woodcliff Lake Boro | 7677 | 7 | 20.4 | Residential | Behind the Meter | No | Net Metered Residential | Tesla Energy Operations Inc | None | PSE&G | Accepted | 2023-08-03 | 2023-08-15 | 2024-08-15 | Inverters | Tesla | 1538000-45-A | 3800 |  | 1 |  |  | 0.98 |  | Outside
NJADRE1554410595 | Administratively Determined Incentive Program | Woodcliff Lake Boro | 7677 | 7 | 20.4 | Residential | Behind the Meter | No | Net Metered Residential | Tesla Energy Operations Inc | None | PSE&G | Accepted | 2023-08-03 | 2023-08-15 | 2024-08-15 | Solar Panels | Hanwha | Hanwha # Q.PEAK DUO BLK ML-G10+/TS 400 |  | 0.4 | 15 | 84 | 40 |  | Fixed | Roof
NJADRE1554410595 | Administratively Determined Incentive Program | Woodcliff Lake Boro | 7677 | 7 | 20.4 | Residential | Behind the Meter | No | Net Metered Residential | Tesla Energy Operations Inc | None | PSE&G | Accepted | 2023-08-03 | 2023-08-15 | 2024-08-15 | Solar Panels | Hanwha | Hanwha # Q.PEAK DUO BLK ML-G10+/TS 400 |  | 0.4 | 4 | 84 | 40 |  | Fixed | Roof
NJADRE1554410595 | Administratively Determined Incentive Program | Woodcliff Lake Boro | 7677 | 7 | 20.4 | Residential | Behind the Meter | No | Net Metered Residential | Tesla Energy Operations Inc | None | PSE&G | Accepted | 2023-08-03 | 2023-08-15 | 2024-08-15 | Solar Panels | Hanwha | Hanwha # Q.PEAK DUO BLK ML-G10+/TS 400 |  | 0.4 | 6 | 264 | 40 |  | Fixed | Roof
NJADRE1554410595 | Administratively Determined Incentive Program | Woodcliff Lake Boro | 7677 | 7 | 20.4 | Residential | Behind the Meter | No | Net Metered Residential | Tesla Energy Operations Inc | None | PSE&G | Accepted | 2023-08-03 | 2023-08-15 | 2024-08-15 | Solar Panels | Hanwha | Hanwha # Q.PEAK DUO BLK ML-G10+/TS 400 |  | 0.4 | 4 | 84 | 40 |  | Fixed | Roof
NJADRE1554410595 | Administratively Determined Incentive Program | Woodcliff Lake Boro | 7677 | 7 | 20.4 | Residential | Behind the Meter | No | Net Metered Residential | Tesla Energy Operations Inc | None | PSE&G | Accepted | 2023-08-03 | 2023-08-15 | 2024-08-15 | Solar Panels | Hanwha | Hanwha # Q.PEAK DUO BLK ML-G10+/TS 400 |  | 0.4 | 4 | 264 | 40 |  | Fixed | Roof
NJADRE1554410595 | Administratively Determined Incentive Program | Woodcliff Lake Boro | 7677 | 7 | 20.4 | Residential | Behind the Meter | No | Net Metered Residential | Tesla Energy Operations Inc | None | PSE&G | Accepted | 2023-08-03 | 2023-08-15 | 2024-08-15 | Solar Panels | Hanwha | Hanwha # Q.PEAK DUO BLK ML-G10+/TS 400 |  | 0.4 | 18 | 264 | 40 |  | Fixed | Roof
NJADRE1554410609 | Administratively Determined Incentive Program | ASBURY PARK | 7712 | 17 | 7.11 | Residential | Behind the Meter | Yes | Net Metered Residential | Sunrun Installation Services, Inc. | None | JCP&L | Accepted | 2023-08-03 | 2023-08-14 | 2024-08-14 | Inverters | SolarEdge Technologies | SE6000H-USSN | 6000 |  | 1 |  |  | 0.99 |  | Outdoor | Next To Meter
NJADRE1554410609 | Administratively Determined Incentive Program | ASBURY PARK | 7712 | 17 | 7.11 | Residential | Behind the Meter | Yes | Net Metered Residential | Sunrun Installation Services, Inc. | None | JCP&L | Accepted | 2023-08-03 | 2023-08-14 | 2024-08-14 | Solar Panels | Trina Solar | TSM-395DE09C.07 |  | 0.395 | 10 | 356 | 26 |  | Fixed | Roof
NJADRE1554410609 | Administratively Determined Incentive Program | ASBURY PARK | 7712 | 17 | 7.11 | Residential | Behind the Meter | Yes | Net Metered Residential | Sunrun Installation Services, Inc. | None | JCP&L | Accepted | 2023-08-03 | 2023-08-14 | 2024-08-14 | Solar Panels | Trina Solar | TSM-395DE09C.07 |  | 0.395 | 8 | 177 | 29 |  | Fixed | Roof
NJADRE1554416135 | Administratively Determined Incentive Program | NEWARK | 7104 | 9 | 32.4 | School Public K-12 | Behind the Meter | Yes | Small Net-Metered Non-Residential located on Rooftop, Carport, Canopy and Floating Solar-PUBLIC | DAN RUSSO ELECTRICAL CONTRACTORS, LLC | None | PSE&G | Accepted | 2023-08-03 | 2023-08-15 | 2024-08-15 | Solar Panels | ZnShine | ZXM7-SHLDD144-540/M |  | 0.54 | 60 | 191 | 5 |  | Fixed | Roof | Outside
NJADRE1554416135 | Administratively Determined Incentive Program | NEWARK | 7104 | 9 | 32.4 | School Public K-12 | Behind the Meter | Yes | Small Net-Metered Non-Residential located on Rooftop, Carport, Canopy and Floating Solar-PUBLIC | DAN RUSSO ELECTRICAL CONTRACTORS, LLC | None | PSE&G | Accepted | 2023-08-03 | 2023-08-15 | 2024-08-15 | Inverters | SOLAREDGE | SE14.4KUS | 14400 |  | 1 |  |  | 0.97 |  | Outdoor | Ground
NJADRE1554416135 | Administratively Determined Incentive Program | NEWARK | 7104 | 9 | 32.4 | School Public K-12 | Behind the Meter | Yes | Small Net-Metered Non-Residential located on Rooftop, Carport, Canopy and Floating Solar-PUBLIC | DAN RUSSO ELECTRICAL CONTRACTORS, LLC | None | PSE&G | Accepted | 2023-08-03 | 2023-08-15 | 2024-08-15 | Inverters | SOLAREDGE | SE9KUS | 9000 |  | 1 |  |  | 0.965 |  | Outdoor | Ground
NJADRE1554416135 | Administratively Determined Incentive Program | NEWARK | 7104 | 9 | 32.4 | School Public K-12 | Behind the Meter | Yes | Small Net-Metered Non-Residential located on Rooftop, Carport, Canopy and Floating Solar-PUBLIC | DAN RUSSO ELECTRICAL CONTRACTORS, LLC | None | PSE&G | Accepted | 2023-08-03 | 2023-08-15 | 2024-08-15 | Meters | Acuvim IIR | D-5A-P1V3 |  |  | 1 |  |  |  | Yes | Outdoor
NJADRE1554416159 | Administratively Determined Incentive Program | Irvington | 7111 | 9 | 8 | Residential | Behind the Meter | Yes | Net Metered Residential | Pro Custom Solar dba Momentum Solar | None | PSE&G | Accepted | 2023-08-03 | 2023-08-15 | 2024-08-15 | Inverters | Enphase | IQ8PLUS-72-2-US | 290 |  | 20 |  |  | 0.97 |  | Outdoor
NJADRE1554416159 | Administratively Determined Incentive Program | Irvington | 7111 | 9 | 8 | Residential | Behind the Meter | Yes | Net Metered Residential | Pro Custom Solar dba Momentum Solar | None | PSE&G | Accepted | 2023-08-03 | 2023-08-15 | 2024-08-15 | Solar Panels | Hanwha | q.peak duo blk ML-g10+400 |  | 0.4 | 12 | 301 | 18 |  | Fixed | Roof
NJADRE1554416159 | Administratively Determined Incentive Program | Irvington | 7111 | 9 | 8 | Residential | Behind the Meter | Yes | Net Metered Residential | Pro Custom Solar dba Momentum Solar | None | PSE&G | Accepted | 2023-08-03 | 2023-08-15 | 2024-08-15 | Solar Panels | Hanwha | q.peak duo blk ML-g10+400 |  | 0.4 | 8 | 121 | 18 |  | Fixed | Roof
NJADRE1554416175 | Administratively Determined Incentive Program | Lake Hiawatha | 7034 | 3 | 4.88 | Residential | Behind the Meter | No | Net Metered Residential | Vision Solar LLC | None | JCP&L | Accepted | 2023-08-03 | 2023-08-15 | 2024-08-15 | Inverters | Solar Edge | SE3800H-USRGM | 4 |  | 1 |  |  | 0.97 |  | Outside
NJADRE1554416175 | Administratively Determined Incentive Program | Lake Hiawatha | 7034 | 3 | 4.88 | Residential | Behind the Meter | No | Net Metered Residential | Vision Solar LLC | None | JCP&L | Accepted | 2023-08-03 | 2023-08-15 | 2024-08-15 | Solar Panels | Panasonic | VBHN325KA03 |  | 0.325 | 4 | 276 | 24 |  | Fixed | Roof
NJADRE1554416175 | Administratively Determined Incentive Program | Lake Hiawatha | 7034 | 3 | 4.88 | Residential | Behind the Meter | No | Net Metered Residential | Vision Solar LLC | None | JCP&L | Accepted | 2023-08-03 | 2023-08-15 | 2024-08-15 | Solar Panels | Panasonic | VBHN325KA03 |  | 0.325 | 6 | 276 | 18 |  | Fixed | Roof
NJADRE1554416175 | Administratively Determined Incentive Program | Lake Hiawatha | 7034 | 3 | 4.88 | Residential | Behind the Meter | No | Net Metered Residential | Vision Solar LLC | None | JCP&L | Accepted | 2023-08-03 | 2023-08-15 | 2024-08-15 | Solar Panels | Panasonic | VBHN325KA03 |  | 0.325 | 3 | 96 | 11 |  | Fixed | Roof
NJADRE1554416175 | Administratively Determined Incentive Program | Lake Hiawatha | 7034 | 3 | 4.88 | Residential | Behind the Meter | No | Net Metered Residential | Vision Solar LLC | None | JCP&L | Accepted | 2023-08-03 | 2023-08-15 | 2024-08-15 | Solar Panels | Panasonic | VBHN325KA03 |  | 0.325 | 2 | 96 | 24 |  | Fixed | Roof
NJADRE1554416208 | Administratively Determined Incentive Program | Southampton | 8088 | 13 | 6.8 | Residential | Behind the Meter | Yes | Net Metered Residential | Pro Custom Solar dba Momentum Solar | None | JCP&L | Accepted | 2023-08-03 | 2023-08-15 | 2024-08-15 | Inverters | Enphase | IQ8PLUS-72-2-US | 290 |  | 17 |  |  | 0.97 |  | Outdoor
NJADRE1554416208 | Administratively Determined Incentive Program | Southampton | 8088 | 13 | 6.8 | Residential | Behind the Meter | Yes | Net Metered Residential | Pro Custom Solar dba Momentum Solar | None | JCP&L | Accepted | 2023-08-03 | 2023-08-15 | 2024-08-15 | Solar Panels | Hanwha | q.peak duo blk ML-g10+400 |  | 0.4 | 12 | 171 | 22 |  | Fixed | Roof
NJADRE1554416208 | Administratively Determined Incentive Program | Southampton | 8088 | 13 | 6.8 | Residential | Behind the Meter | Yes | Net Metered Residential | Pro Custom Solar dba Momentum Solar | None | JCP&L | Accepted | 2023-08-03 | 2023-08-15 | 2024-08-15 | Solar Panels | Hanwha | q.peak duo blk ML-g10+400 |  | 0.4 | 5 | 351 | 20 |  | Fixed | Roof
NJADRE1554416275 | Administratively Determined Incentive Program | South Painfield | 7080 | 11 | 13.2 | Residential | Behind the Meter | No | Net Metered Residential | Morgan Associates and Consulting | None | PSE&G | Accepted | 2023-08-07 | 2023-08-17 | 2024-08-17 | Solar Panels | Qcells | Qpeakduo |  | 0.4 | 20 | 240 | 30 |  | Fixed | Roof
NJADRE1554416275 | Administratively Determined Incentive Program | South Painfield | 7080 | 11 | 13.2 | Residential | Behind the Meter | No | Net Metered Residential | Morgan Associates and Consulting | None | PSE&G | Accepted | 2023-08-07 | 2023-08-17 | 2024-08-17 | Solar Panels | Qcells | Qpeakduo |  | 0.4 | 13 | 60 | 30 |  | Fixed | Roof
NJADRE1554416275 | Administratively Determined Incentive Program | South Painfield | 7080 | 11 | 13.2 | Residential | Behind the Meter | No | Net Metered Residential | Morgan Associates and Consulting | None | PSE&G | Accepted | 2023-08-07 | 2023-08-17 | 2024-08-17 | Inverters | Enphase | IQ7Plus | 290 |  | 33 |  |  | 0.98 |  | Outdoor
NJADRE1554416303 | Administratively Determined Incentive Program | CHERRY HILL TWP | 8003 | 14 | 7.11 | Residential | Behind the Meter | Yes | Net Metered Residential | Sunrun Installation Services, Inc. | None | PSE&G | Accepted | 2023-08-03 | 2023-08-15 | 2024-08-15 | Inverters | SolarEdge Technologies | SE6000H-USSN | 6000 |  | 1 |  |  | 0.99 |  | Outdoor | Next To Meter
NJADRE1554416303 | Administratively Determined Incentive Program | CHERRY HILL TWP | 8003 | 14 | 7.11 | Residential | Behind the Meter | Yes | Net Metered Residential | Sunrun Installation Services, Inc. | None | PSE&G | Accepted | 2023-08-03 | 2023-08-15 | 2024-08-15 | Solar Panels | Trina Solar | TSM-395DE09C.07 |  | 0.395 | 18 | 149 | 37 |  | Fixed | Roof
NJADRE1554416312 | Administratively Determined Incentive Program | Bridgewater | 8807 | 5 | 9.2 | Residential | Behind the Meter | No | Net Metered Residential | Morgan Associates and Consulting | None | JCP&L | Accepted | 2023-08-07 | 2023-08-16 | 2024-08-16 | Solar Panels | QCELLS | QPEAKDUO |  | 0.4 | 23 | 258 | 23 |  | Fixed | Roof
NJADRE1554416312 | Administratively Determined Incentive Program | Bridgewater | 8807 | 5 | 9.2 | Residential | Behind the Meter | No | Net Metered Residential | Morgan Associates and Consulting | None | JCP&L | Accepted | 2023-08-07 | 2023-08-16 | 2024-08-16 | Inverters | ENPHASE | IQ8PLUS | 290 |  | 23 |  |  | 0.98 |  | Outdoor
NJADRE1554416356 | Administratively Determined Incentive Program | PLAINFIELD CITY | 7062 | 10 | 5.14 | Residential | Behind the Meter | Yes | Net Metered Residential | Sunrun Installation Services, Inc. | None | PSE&G | Accepted | 2023-08-03 | 2023-08-15 | 2024-08-15 | Inverters | Delta Electronics | E4-TL-US | 4000 |  | 1 |  |  | 0.98 |  | Outdoor | Outdoor
NJADRE1554416356 | Administratively Determined Incentive Program | PLAINFIELD CITY | 7062 | 10 | 5.14 | Residential | Behind the Meter | Yes | Net Metered Residential | Sunrun Installation Services, Inc. | None | PSE&G | Accepted | 2023-08-03 | 2023-08-15 | 2024-08-15 | Solar Panels | Trina Solar | TSM-395DE09C.07 |  | 0.395 | 13 | 232 | 21 |  | Fixed | Roof
NJADRE1554418615 | Administratively Determined Incentive Program | Plainfield | 7062 | 10 | 3.56 | Residential | Behind the Meter | Yes | Net Metered Residential | Sunrun Installation Services, Inc. | None | PSE&G | Accepted | 2023-08-03 | 2023-08-15 | 2024-08-15 | Inverters | SolarEdge Technologies | SE3800H-USMN | 3800 |  | 1 |  |  | 0.99 |  | Outdoor | Next To Meter
NJADRE1554418615 | Administratively Determined Incentive Program | Plainfield | 7062 | 10 | 3.56 | Residential | Behind the Meter | Yes | Net Metered Residential | Sunrun Installation Services, Inc. | None | PSE&G | Accepted | 2023-08-03 | 2023-08-15 | 2024-08-15 | Solar Panels | Trina Solar | TSM-395DE09C.07 |  | 0.395 | 9 | 135 | 43 |  | Fixed | Roof
NJADRE1554419675 | Administratively Determined Incentive Program | WILLIAMSTOWN | 8094 | 15 | 6.32 | Residential | Behind the Meter | Yes | Net Metered Residential | Sunrun Installation Services, Inc. | None | AC Electric | Accepted | 2023-08-03 | 2023-08-15 | 2024-08-15 | Inverters | SolarEdge Technologies | SE6000H-USSN | 6000 |  | 1 |  |  | 0.99 |  | Outdoor | Next To Meter
NJADRE1554419675 | Administratively Determined Incentive Program | WILLIAMSTOWN | 8094 | 15 | 6.32 | Residential | Behind the Meter | Yes | Net Metered Residential | Sunrun Installation Services, Inc. | None | AC Electric | Accepted | 2023-08-03 | 2023-08-15 | 2024-08-15 | Solar Panels | Trina Solar | TSM-395DE09C.07 |  | 0.395 | 16 | 166 | 21 |  | Fixed | Roof
NJADRE1554422657 | Administratively Determined Incentive Program | WILLINGBORO TWP | 8046 | 13 | 3.95 | Residential | Behind the Meter | Yes | Net Metered Residential | Sunrun Installation Services, Inc. | None | PSE&G | Accepted | 2023-08-03 | 2023-08-15 | 2024-08-15 | Inverters | SolarEdge Technologies | SE3800H-USMN | 3800 |  | 1 |  |  | 0.99 |  | Outdoor | Next To Meter
NJADRE1554422657 | Administratively Determined Incentive Program | WILLINGBORO TWP | 8046 | 13 | 3.95 | Residential | Behind the Meter | Yes | Net Metered Residential | Sunrun Installation Services, Inc. | None | PSE&G | Accepted | 2023-08-03 | 2023-08-15 | 2024-08-15 | Solar Panels | Trina Solar | TSM-395DE09C.07 |  | 0.395 | 10 | 182 | 22 |  | Fixed | Roof
NJADRE1554424755 | Administratively Determined Incentive Program | Edgewater Park TWP | 8010 | 13 | 8.69 | Residential | Behind the Meter | Yes | Net Metered Residential | Sunrun Installation Services, Inc. | None | PSE&G | Accepted | 2023-08-04 | 2023-08-15 | 2024-08-15 | Inverters | SolarEdge Technologies | SE6000H-USSN | 6000 |  | 1 |  |  | 0.96 |  | Outdoor | Next To Meter
NJADRE1554424755 | Administratively Determined Incentive Program | Edgewater Park TWP | 8010 | 13 | 8.69 | Residential | Behind the Meter | Yes | Net Metered Residential | Sunrun Installation Services, Inc. | None | PSE&G | Accepted | 2023-08-04 | 2023-08-15 | 2024-08-15 | Solar Panels | Trina Solar | TSM-395DE09C.07 |  | 0.395 | 9 | 161 | 24 |  | Fixed | Roof
NJADRE1554424755 | Administratively Determined Incentive Program | Edgewater Park TWP | 8010 | 13 | 8.69 | Residential | Behind the Meter | Yes | Net Metered Residential | Sunrun Installation Services, Inc. | None | PSE&G | Accepted | 2023-08-04 | 2023-08-15 | 2024-08-15 | Solar Panels | Trina Solar | TSM-395DE09C.07 |  | 0.395 | 9 | 342 | 25 |  | Fixed | Roof
NJADRE1554424755 | Administratively Determined Incentive Program | Edgewater Park TWP | 8010 | 13 | 8.69 | Residential | Behind the Meter | Yes | Net Metered Residential | Sunrun Installation Services, Inc. | None | PSE&G | Accepted | 2023-08-04 | 2023-08-15 | 2024-08-15 | Solar Panels | Trina Solar | TSM-395DE09C.07 |  | 0.395 | 4 | 162 | 20 |  | Fixed | Roof
NJADRE1554424760 | Administratively Determined Incentive Program | Magnolia Boro | 8049 | 14 | 9.88 | Residential | Behind the Meter | Yes | Net Metered Residential | Sunrun Installation Services, Inc. | None | PSE&G | Accepted | 2023-08-04 | 2023-08-15 | 2024-08-15 | Inverters | SolarEdge Technologies | SE3800H-USMN | 3800 |  | 2 |  |  | 0.96 |  | Outdoor | Next To Meter
NJADRE1554424760 | Administratively Determined Incentive Program | Magnolia Boro | 8049 | 14 | 9.88 | Residential | Behind the Meter | Yes | Net Metered Residential | Sunrun Installation Services, Inc. | None | PSE&G | Accepted | 2023-08-04 | 2023-08-15 | 2024-08-15 | Solar Panels | Trina Solar | TSM-395DE09C.07 |  | 0.395 | 12 | 252 | 35 |  | Fixed | Roof
NJADRE1554424760 | Administratively Determined Incentive Program | Magnolia Boro | 8049 | 14 | 9.88 | Residential | Behind the Meter | Yes | Net Metered Residential | Sunrun Installation Services, Inc. | None | PSE&G | Accepted | 2023-08-04 | 2023-08-15 | 2024-08-15 | Solar Panels | Trina Solar | TSM-395DE09C.07 |  | 0.395 | 13 | 73 | 5 |  | Fixed | Roof
NJADRE1554424764 | Administratively Determined Incentive Program | Penns Grove | 8069 | 16 | 8.69 | Residential | Behind the Meter | Yes | Net Metered Residential | Sunrun Installation Services, Inc. | None | AC Electric | Accepted | 2023-08-04 | 2023-08-15 | 2024-08-15 | Inverters | Delta Electronics | E8-TL-US | 7680 |  | 1 |  |  | 0.96 |  | Outdoor | Next To Meter
NJADRE1554424764 | Administratively Determined Incentive Program | Penns Grove | 8069 | 16 | 8.69 | Residential | Behind the Meter | Yes | Net Metered Residential | Sunrun Installation Services, Inc. | None | AC Electric | Accepted | 2023-08-04 | 2023-08-15 | 2024-08-15 | Solar Panels | Trina Solar | TSM-395DE09C.07 |  | 0.395 | 5 | 30 | 15 |  | Fixed | Roof
NJADRE1554424764 | Administratively Determined Incentive Program | Penns Grove | 8069 | 16 | 8.69 | Residential | Behind the Meter | Yes | Net Metered Residential | Sunrun Installation Services, Inc. | None | AC Electric | Accepted | 2023-08-04 | 2023-08-15 | 2024-08-15 | Solar Panels | Trina Solar | TSM-395DE09C.07 |  | 0.395 | 17 | 209 | 15 |  | Fixed | Roof
NJADRE1554424799 | Administratively Determined Incentive Program | JERSEY CITY | 7305 | 8 | 4.4 | Residential | Behind the Meter | Yes | Net Metered Residential | Sunny Mac LLC | None | PSE&G | Accepted | 2023-08-04 | 2023-08-15 | 2024-08-15 | Solar Panels | HANWHA | Q.PEAK DUO BLK ML-G10+400 |  | 0.4 | 11 | 130 | 9 |  | Fixed | Roof
NJADRE1554424799 | Administratively Determined Incentive Program | JERSEY CITY | 7305 | 8 | 4.4 | Residential | Behind the Meter | Yes | Net Metered Residential | Sunny Mac LLC | None | PSE&G | Accepted | 2023-08-04 | 2023-08-15 | 2024-08-15 | Inverters | Solaredge | SE 3800H-US | 3800 |  | 1 |  |  | 0.99 |  | Outdoor | NEXT TO METER
NJADRE1554424809 | Administratively Determined Incentive Program | Somerset | 8873 | 5 | 13.26 | Residential | Behind the Meter | No | Net Metered Residential | Tesla Energy Operations Inc | None | PSE&G | Accepted | 2023-08-09 | 2023-08-23 | 2024-08-23 | Inverters | Tesla | 1538000-00-F | 7600 |  | 1 |  |  | 0.98 |  | Indoor
NJADRE1554424809 | Administratively Determined Incentive Program | Somerset | 8873 | 5 | 13.26 | Residential | Behind the Meter | No | Net Metered Residential | Tesla Energy Operations Inc | None | PSE&G | Accepted | 2023-08-09 | 2023-08-23 | 2024-08-23 | Inverters | Tesla | 1534000-00-F | 3800 |  | 1 |  |  | 0.98 |  | Indoor
NJADRE1554424809 | Administratively Determined Incentive Program | Somerset | 8873 | 5 | 13.26 | Residential | Behind the Meter | No | Net Metered Residential | Tesla Energy Operations Inc | None | PSE&G | Accepted | 2023-08-09 | 2023-08-23 | 2024-08-23 | Solar Panels | Hanwha | Hanwha Q-CELLS # Q.Peak DUO BLK-G6+ 340 |  | 0.34 | 14 | 2 | 18 |  | Fixed | Roof
NJADRE1554424809 | Administratively Determined Incentive Program | Somerset | 8873 | 5 | 13.26 | Residential | Behind the Meter | No | Net Metered Residential | Tesla Energy Operations Inc | None | PSE&G | Accepted | 2023-08-09 | 2023-08-23 | 2024-08-23 | Solar Panels | Hanwha | Hanwha Q-CELLS # Q.Peak DUO BLK-G6+ 340 |  | 0.34 | 15 | 182 | 18 |  | Fixed | Roof
NJADRE1554424809 | Administratively Determined Incentive Program | Somerset | 8873 | 5 | 13.26 | Residential | Behind the Meter | No | Net Metered Residential | Tesla Energy Operations Inc | None | PSE&G | Accepted | 2023-08-09 | 2023-08-23 | 2024-08-23 | Solar Panels | Hanwha | Hanwha Q-CELLS # Q.Peak DUO BLK-G6+ 340 |  | 0.34 | 10 | 183 | 20 |  | Fixed | Roof
NJADRE1554424859 | Administratively Determined Incentive Program | Brick | 8723 | 18 | 14.8 | Residential | Behind the Meter | Yes | Net Metered Residential | SunnyMac LLC | None | JCP&L | Accepted | 2023-08-04 | 2023-08-15 | 2024-08-15 | Inverters | Solaredge | SE10000H-US | 10000 |  | 1 |  |  | 0.99 |  | Outdoor | NEXT TO METER
NJADRE1554424859 | Administratively Determined Incentive Program | Brick | 8723 | 18 | 14.8 | Residential | Behind the Meter | Yes | Net Metered Residential | SunnyMac LLC | None | JCP&L | Accepted | 2023-08-04 | 2023-08-15 | 2024-08-15 | Solar Panels | HANWHA | Q.PEAK DUO BLK ML-G10+400 |  | 0.4 | 11 | 229 | 47 |  | Fixed | Roof
NJADRE1554424859 | Administratively Determined Incentive Program | Brick | 8723 | 18 | 14.8 | Residential | Behind the Meter | Yes | Net Metered Residential | SunnyMac LLC | None | JCP&L | Accepted | 2023-08-04 | 2023-08-15 | 2024-08-15 | Solar Panels | HANWHA | Q.PEAK DUO BLK ML-G10+400 |  | 0.4 | 15 | 229 | 47 |  | Fixed | Roof
NJADRE1554424859 | Administratively Determined Incentive Program | Brick | 8723 | 18 | 14.8 | Residential | Behind the Meter | Yes | Net Metered Residential | SunnyMac LLC | None | JCP&L | Accepted | 2023-08-04 | 2023-08-15 | 2024-08-15 | Solar Panels | HANWHA | Q.PEAK DUO BLK ML-G10+400 |  | 0.4 | 11 | 49 | 47 |  | Fixed | Roof
NJADRE1554424859 | Administratively Determined Incentive Program | Brick | 8723 | 18 | 14.8 | Residential | Behind the Meter | Yes | Net Metered Residential | SunnyMac LLC | None | JCP&L | Accepted | 2023-08-04 | 2023-08-15 | 2024-08-15 | Meters | SE-RGMTR-1D-240C-B | Solaredge |  |  | 1 |  |  |  | Yes | Indoor
NJADRE1554424903 | Administratively Determined Incentive Program | Trenton City | 8618 | 12 | 4.8 | Residential | Behind the Meter | Yes | Net Metered Residential | SunnyMac LLC | None | PSE&G | Accepted | 2023-08-04 | 2023-08-15 | 2024-08-15 | Solar Panels | HANWHA | Q.PEAK DUO BLK ML-G10+400 |  | 0.4 | 12 | 306 | 5 |  | Fixed | Roof
NJADRE1554424903 | Administratively Determined Incentive Program | Trenton City | 8618 | 12 | 4.8 | Residential | Behind the Meter | Yes | Net Metered Residential | SunnyMac LLC | None | PSE&G | Accepted | 2023-08-04 | 2023-08-15 | 2024-08-15 | Inverters | Solaredge | SE 3800H-US | 3800 |  | 1 |  |  | 0.99 |  | Outdoor | NEXT TO METER
NJADRE1554424905 | Administratively Determined Incentive Program | Jersey City | 7305 | 8 | 6 | Residential | Behind the Meter | Yes | Net Metered Residential | Pro Custom Solar dba Momentum Solar | None | PSE&G | Accepted | 2023-08-04 | 2023-08-15 | 2024-08-15 | Solar Panels | hanwha | Â Q. PEAK DUO BLK-G10+400 |  | 0.4 | 9 | 237 | 27 |  | Fixed | Roof
NJADRE1554424905 | Administratively Determined Incentive Program | Jersey City | 7305 | 8 | 6 | Residential | Behind the Meter | Yes | Net Metered Residential | Pro Custom Solar dba Momentum Solar | None | PSE&G | Accepted | 2023-08-04 | 2023-08-15 | 2024-08-15 | Solar Panels | hanwha | Â Q. PEAK DUO BLK-G10+400 |  | 0.4 | 6 | 57 | 27 |  | Fixed | Roof
NJADRE1554424905 | Administratively Determined Incentive Program | Jersey City | 7305 | 8 | 6 | Residential | Behind the Meter | Yes | Net Metered Residential | Pro Custom Solar dba Momentum Solar | None | PSE&G | Accepted | 2023-08-04 | 2023-08-15 | 2024-08-15 | Inverters | enphase | IQ8PLUS-72-2-US | 290 |  | 15 |  |  | 0.97 |  | Outdoor
NJADRE1554424912 | Administratively Determined Incentive Program | Columbia | 7832 | 2 | 20.66 | Residential | Behind the Meter | Yes | Net Metered Residential | Trinity Solar | None | JCP&L | Accepted | 2023-08-04 | 2023-08-15 | 2024-08-15 | Inverters | Solar Edge | SE10000H-US000BEi4 | 10000 |  | 1 |  |  | 0.97 |  | Outdoor
NJADRE1554424912 | Administratively Determined Incentive Program | Columbia | 7832 | 2 | 20.66 | Residential | Behind the Meter | Yes | Net Metered Residential | Trinity Solar | None | JCP&L | Accepted | 2023-08-04 | 2023-08-15 | 2024-08-15 | Inverters | Solar Edge | SE6000H-US000BEi4 | 6000 |  | 1 |  |  | 0.97 |  | Outdoor
NJADRE1554424912 | Administratively Determined Incentive Program | Columbia | 7832 | 2 | 20.66 | Residential | Behind the Meter | Yes | Net Metered Residential | Trinity Solar | None | JCP&L | Accepted | 2023-08-04 | 2023-08-15 | 2024-08-15 | Solar Panels | HANWHA | Q.PEAK DUO BLK ML-G10+ 405 |  | 0.405 | 19 | 318 | 23 |  | Fixed | Roof
NJADRE1554424912 | Administratively Determined Incentive Program | Columbia | 7832 | 2 | 20.66 | Residential | Behind the Meter | Yes | Net Metered Residential | Trinity Solar | None | JCP&L | Accepted | 2023-08-04 | 2023-08-15 | 2024-08-15 | Solar Panels | HANWHA | Q.PEAK DUO BLK ML-G10+ 405 |  | 0.405 | 18 | 138 | 23 |  | Fixed | Roof
NJADRE1554424912 | Administratively Determined Incentive Program | Columbia | 7832 | 2 | 20.66 | Residential | Behind the Meter | Yes | Net Metered Residential | Trinity Solar | None | JCP&L | Accepted | 2023-08-04 | 2023-08-15 | 2024-08-15 | Solar Panels | HANWHA | Q.PEAK DUO BLK ML-G10+ 405 |  | 0.405 | 8 | 318 | 23 |  | Fixed | Roof
NJADRE1554424912 | Administratively Determined Incentive Program | Columbia | 7832 | 2 | 20.66 | Residential | Behind the Meter | Yes | Net Metered Residential | Trinity Solar | None | JCP&L | Accepted | 2023-08-04 | 2023-08-15 | 2024-08-15 | Solar Panels | HANWHA | Q.PEAK DUO BLK ML-G10+ 405 |  | 0.405 | 6 | 138 | 23 |  | Fixed | Roof
NJADRE1554424948 | Administratively Determined Incentive Program | Newark | 7107 | 9 | 5.18 | Residential | Behind the Meter | No | Net Metered Residential | Vision Solar LLC | None | PSE&G | Accepted | 2023-08-04 | 2023-08-15 | 2024-08-15 | Inverters | Solar Edge | SE3800H-USRGM | 4 |  | 1 |  |  | 0.97 |  | Outside
NJADRE1554424948 | Administratively Determined Incentive Program | Newark | 7107 | 9 | 5.18 | Residential | Behind the Meter | No | Net Metered Residential | Vision Solar LLC | None | PSE&G | Accepted | 2023-08-04 | 2023-08-15 | 2024-08-15 | Solar Panels | Znshine Solar | ZXM6-NH120-370/M |  | 0.37 | 9 | 292 | 12 |  | Fixed | Roof
NJADRE1554424948 | Administratively Determined Incentive Program | Newark | 7107 | 9 | 5.18 | Residential | Behind the Meter | No | Net Metered Residential | Vision Solar LLC | None | PSE&G | Accepted | 2023-08-04 | 2023-08-15 | 2024-08-15 | Solar Panels | Znhine Solar | ZXM6-NH120-370/M |  | 0.37 | 5 | 112 | 10 |  | Fixed | Roof
NJADRE1554424973 | Administratively Determined Incentive Program | Brick | 8724 | 18 | 14.4 | Commercial | Behind the Meter | No | Small Net-Metered Non-Residential located on Rooftop, Carport, Canopy and Floating Solar | Morgan Associates and Consulting | None | JCP&L | Accepted | 2023-08-04 | 2023-08-15 | 2024-08-15 | Solar Panels | Sunpower | 320 |  | 0.32 | 45 | 155 | 0 |  | Fixed | Roof
NJADRE1554424973 | Administratively Determined Incentive Program | Brick | 8724 | 18 | 14.4 | Commercial | Behind the Meter | No | Small Net-Metered Non-Residential located on Rooftop, Carport, Canopy and Floating Solar | Morgan Associates and Consulting | None | JCP&L | Accepted | 2023-08-04 | 2023-08-15 | 2024-08-15 | Inverters | Enphase | IQ7 | 240 |  | 45 |  |  | 0.98 |  | Outdoor
NJADRE1554425001 | Administratively Determined Incentive Program | West Orange Twp | 7052 | 9 | 3.16 | Residential | Behind the Meter | Yes | Net Metered Residential | Sunrun Installation Services, Inc. | None | PSE&G | Accepted | 2023-08-04 | 2023-08-15 | 2024-08-15 | Inverters | Delta Electronics | E4-TL-US | 4000 |  | 1 |  |  | 0.98 |  | Outdoor | Next to the meter
NJADRE1554425001 | Administratively Determined Incentive Program | West Orange Twp | 7052 | 9 | 3.16 | Residential | Behind the Meter | Yes | Net Metered Residential | Sunrun Installation Services, Inc. | None | PSE&G | Accepted | 2023-08-04 | 2023-08-15 | 2024-08-15 | Solar Panels | Trina Solar | TSM-395DE09C.07 |  | 0.395 | 8 | 113 | 44 |  | Fixed | Roof
NJADRE1554425047 | Administratively Determined Incentive Program | Flanders | 7836 | 3 | 18.63 | Residential | Behind the Meter | No | Net Metered Residential | Tesla Energy Operations Inc | None | JCP&L | Accepted | 2023-08-04 | 2023-08-16 | 2024-08-16 | Inverters | Telsa | #1850000-00-C | 7600 |  | 2 |  |  | 0.98 |  | Outside
NJADRE1554425047 | Administratively Determined Incentive Program | Flanders | 7836 | 3 | 18.63 | Residential | Behind the Meter | No | Net Metered Residential | Tesla Energy Operations Inc | None | JCP&L | Accepted | 2023-08-04 | 2023-08-16 | 2024-08-16 | Electric Storage Battery | Tesla | AC Powerwall 2.0 |  |  | 2 |  |  |  | Lithium Ion |  | Outside
NJADRE1554425047 | Administratively Determined Incentive Program | Flanders | 7836 | 3 | 18.63 | Residential | Behind the Meter | No | Net Metered Residential | Tesla Energy Operations Inc | None | JCP&L | Accepted | 2023-08-04 | 2023-08-16 | 2024-08-16 | Solar Panels | Hanwha | Hanwha # Q.PEAK DUO BLK ML-G10+/TS 405 |  | 0.405 | 5 | 283 | 33 |  | Fixed | Roof
NJADRE1554425047 | Administratively Determined Incentive Program | Flanders | 7836 | 3 | 18.63 | Residential | Behind the Meter | No | Net Metered Residential | Tesla Energy Operations Inc | None | JCP&L | Accepted | 2023-08-04 | 2023-08-16 | 2024-08-16 | Solar Panels | Hanwha | Hanwha # Q.PEAK DUO BLK ML-G10+/TS 405 |  | 0.405 | 6 | 103 | 33 |  | Fixed | Roof
NJADRE1554425047 | Administratively Determined Incentive Program | Flanders | 7836 | 3 | 18.63 | Residential | Behind the Meter | No | Net Metered Residential | Tesla Energy Operations Inc | None | JCP&L | Accepted | 2023-08-04 | 2023-08-16 | 2024-08-16 | Solar Panels | Hanwha | Hanwha # Q.PEAK DUO BLK ML-G10+/TS 405 |  | 0.405 | 2 | 193 | 34 |  | Fixed | Roof
NJADRE1554425047 | Administratively Determined Incentive Program | Flanders | 7836 | 3 | 18.63 | Residential | Behind the Meter | No | Net Metered Residential | Tesla Energy Operations Inc | None | JCP&L | Accepted | 2023-08-04 | 2023-08-16 | 2024-08-16 | Solar Panels | Hanwha | Hanwha # Q.PEAK DUO BLK ML-G10+/TS 405 |  | 0.405 | 10 | 283 | 31 |  | Fixed | Roof
NJADRE1554425047 | Administratively Determined Incentive Program | Flanders | 7836 | 3 | 18.63 | Residential | Behind the Meter | No | Net Metered Residential | Tesla Energy Operations Inc | None | JCP&L | Accepted | 2023-08-04 | 2023-08-16 | 2024-08-16 | Solar Panels | Hanwha | Hanwha # Q.PEAK DUO BLK ML-G10+/TS 405 |  | 0.405 | 15 | 103 | 31 |  | Fixed | Roof
NJADRE1554425047 | Administratively Determined Incentive Program | Flanders | 7836 | 3 | 18.63 | Residential | Behind the Meter | No | Net Metered Residential | Tesla Energy Operations Inc | None | JCP&L | Accepted | 2023-08-04 | 2023-08-16 | 2024-08-16 | Solar Panels | Hanwha | Hanwha # Q.PEAK DUO BLK ML-G10+/TS 405 |  | 0.405 | 2 | 194 | 34 |  | Fixed | Roof
NJADRE1554425047 | Administratively Determined Incentive Program | Flanders | 7836 | 3 | 18.63 | Residential | Behind the Meter | No | Net Metered Residential | Tesla Energy Operations Inc | None | JCP&L | Accepted | 2023-08-04 | 2023-08-16 | 2024-08-16 | Solar Panels | Hanwha | Hanwha # Q.PEAK DUO BLK ML-G10+/TS 405 |  | 0.405 | 6 | 14 | 34 |  | Fixed | Roof
NJADRE1554425112 | Administratively Determined Incentive Program | EAST ORANGE CITY | 7018 | 9 | 5.53 | Residential | Behind the Meter | Yes | Net Metered Residential | Sunrun Installation Services, Inc. | None | PSE&G | Accepted | 2023-08-04 | 2023-08-15 | 2024-08-15 | Inverters | Delta Electronics | E4-TL-US | 4000 |  | 1 |  |  | 0.98 |  | Outdoor | Next to the meter
NJADRE1554425112 | Administratively Determined Incentive Program | EAST ORANGE CITY | 7018 | 9 | 5.53 | Residential | Behind the Meter | Yes | Net Metered Residential | Sunrun Installation Services, Inc. | None | PSE&G | Accepted | 2023-08-04 | 2023-08-15 | 2024-08-15 | Solar Panels | Trina Solar | TSM-395DE09C.07 |  | 0.395 | 14 | 115 | 1 |  | Fixed | Roof
NJADRE1554425152 | Administratively Determined Incentive Program | PORT REPUBLIC | 8241 | 19 | 18.17 | Residential | Behind the Meter | Yes | Net Metered Residential | Sunrun Installation Services, Inc. | None | AC Electric | Accepted | 2023-08-04 | 2023-08-15 | 2024-08-15 | Inverters | Delta Electronics | E6-TL-US | 5760 |  | 1 |  |  | 0.97 |  | Outdoor | Next To Meter
NJADRE1554425152 | Administratively Determined Incentive Program | PORT REPUBLIC | 8241 | 19 | 18.17 | Residential | Behind the Meter | Yes | Net Metered Residential | Sunrun Installation Services, Inc. | None | AC Electric | Accepted | 2023-08-04 | 2023-08-15 | 2024-08-15 | Inverters | Delta Electronics | E4-TL-US | 3840 |  | 2 |  |  | 0.97 |  | Outdoor | Next To Meter
NJADRE1554425152 | Administratively Determined Incentive Program | PORT REPUBLIC | 8241 | 19 | 18.17 | Residential | Behind the Meter | Yes | Net Metered Residential | Sunrun Installation Services, Inc. | None | AC Electric | Accepted | 2023-08-04 | 2023-08-15 | 2024-08-15 | Solar Panels | Trina Solar | TSM-395DE09C.07 |  | 0.395 | 7 | 80 | 23 |  | Fixed | Roof
NJADRE1554425152 | Administratively Determined Incentive Program | PORT REPUBLIC | 8241 | 19 | 18.17 | Residential | Behind the Meter | Yes | Net Metered Residential | Sunrun Installation Services, Inc. | None | AC Electric | Accepted | 2023-08-04 | 2023-08-15 | 2024-08-15 | Solar Panels | Trina Solar | TSM-395DE09C.07 |  | 0.395 | 9 | 80 | 23 |  | Fixed | Roof
NJADRE1554425152 | Administratively Determined Incentive Program | PORT REPUBLIC | 8241 | 19 | 18.17 | Residential | Behind the Meter | Yes | Net Metered Residential | Sunrun Installation Services, Inc. | None | AC Electric | Accepted | 2023-08-04 | 2023-08-15 | 2024-08-15 | Solar Panels | Trina Solar | TSM-395DE09C.07 |  | 0.395 | 7 | 260 | 22 |  | Fixed | Roof
NJADRE1554425152 | Administratively Determined Incentive Program | PORT REPUBLIC | 8241 | 19 | 18.17 | Residential | Behind the Meter | Yes | Net Metered Residential | Sunrun Installation Services, Inc. | None | AC Electric | Accepted | 2023-08-04 | 2023-08-15 | 2024-08-15 | Solar Panels | Trina Solar | TSM-395DE09C.07 |  | 0.395 | 14 | 260 | 22 |  | Fixed | Roof
NJADRE1554425152 | Administratively Determined Incentive Program | PORT REPUBLIC | 8241 | 19 | 18.17 | Residential | Behind the Meter | Yes | Net Metered Residential | Sunrun Installation Services, Inc. | None | AC Electric | Accepted | 2023-08-04 | 2023-08-15 | 2024-08-15 | Solar Panels | Trina Solar | TSM-395DE09C.07 |  | 0.395 | 9 | 260 | 22 |  | Fixed | Roof
NJADRE1554425192 | Administratively Determined Incentive Program | Dumont | 7628 | 7 | 5.53 | Residential | Behind the Meter | Yes | Net Metered Residential | Sunrun Installation Services, Inc. | None | PSE&G | Accepted | 2023-08-04 | 2023-08-16 | 2024-08-16 | Inverters | SolarEdge Technologies | SE3800H-USMN | 3800 |  | 1 |  |  | 0.96 |  | Outdoor | Next To Meter
NJADRE1554425192 | Administratively Determined Incentive Program | Dumont | 7628 | 7 | 5.53 | Residential | Behind the Meter | Yes | Net Metered Residential | Sunrun Installation Services, Inc. | None | PSE&G | Accepted | 2023-08-04 | 2023-08-16 | 2024-08-16 | Electric Storage Battery | Tesla | Powerwall 2 AC |  |  | 1 |  |  |  | Lithium Ion |  | inside
NJADRE1554425192 | Administratively Determined Incentive Program | Dumont | 7628 | 7 | 5.53 | Residential | Behind the Meter | Yes | Net Metered Residential | Sunrun Installation Services, Inc. | None | PSE&G | Accepted | 2023-08-04 | 2023-08-16 | 2024-08-16 | Solar Panels | Trina Solar | TSM-395DE09C.07 |  | 0.395 | 6 | 357 | 25 |  | Fixed | Roof
NJADRE1554425192 | Administratively Determined Incentive Program | Dumont | 7628 | 7 | 5.53 | Residential | Behind the Meter | Yes | Net Metered Residential | Sunrun Installation Services, Inc. | None | PSE&G | Accepted | 2023-08-04 | 2023-08-16 | 2024-08-16 | Solar Panels | Trina Solar | TSM-395DE09C.07 |  | 0.395 | 8 | 177 | 20 |  | Fixed | Roof
NJADRE1554425193 | Administratively Determined Incentive Program | Wall Township | 7719 | 17 | 14.4 | Residential | Behind the Meter | No | Net Metered Residential | Morgan Associates and Consulting | None | JCP&L | Accepted | 2023-08-04 | 2023-08-23 | 2024-08-23 | Solar Panels | Sunpower | 320 |  | 0.32 | 45 | 229 | 33 |  | Fixed | Roof
NJADRE1554425193 | Administratively Determined Incentive Program | Wall Township | 7719 | 17 | 14.4 | Residential | Behind the Meter | No | Net Metered Residential | Morgan Associates and Consulting | None | JCP&L | Accepted | 2023-08-04 | 2023-08-23 | 2024-08-23 | Inverters | Enphase | IQ7 | 240 |  | 45 |  |  | 0.98 |  | Outdoor
NJADRE1554425210 | Administratively Determined Incentive Program | Egg Harbor Township | 8234 | 19 | 5.67 | Residential | Behind the Meter | No | Net Metered Residential | Trinity Solar | None | AC Electric | Accepted | 2023-08-04 | 2023-08-15 | 2024-08-15 | Inverters | Solar Edge | SE5000H-US000BEi4 | 5 |  | 1 |  |  | 0.97 |  | Outdoor
NJADRE1554425210 | Administratively Determined Incentive Program | Egg Harbor Township | 8234 | 19 | 5.67 | Residential | Behind the Meter | No | Net Metered Residential | Trinity Solar | None | AC Electric | Accepted | 2023-08-04 | 2023-08-15 | 2024-08-15 | Solar Panels | Hanwha | Q.PEAK DUO BLK ML-G10+ 405 |  | 0.405 | 14 | 150 | 23 |  | Fixed | Roof
NJADRE1554425496 | Administratively Determined Incentive Program | Somers Point | 8244 | 19 | 7.9 | Residential | Behind the Meter | Yes | Net Metered Residential | Sunrun Installation Services, Inc. | None | AC Electric | Accepted | 2023-08-04 | 2023-08-15 | 2024-08-15 | Inverters | SolarEdge Technologies | SE6000H-USSN | 6000 |  | 1 |  |  | 0.96 |  | Outdoor | Next To Meter
NJADRE1554425496 | Administratively Determined Incentive Program | Somers Point | 8244 | 19 | 7.9 | Residential | Behind the Meter | Yes | Net Metered Residential | Sunrun Installation Services, Inc. | None | AC Electric | Accepted | 2023-08-04 | 2023-08-15 | 2024-08-15 | Solar Panels | Trina Solar | TSM-395DE09C.07 |  | 0.395 | 20 | 117 | 19 |  | Fixed | Roof
NJADRE1554425588 | Administratively Determined Incentive Program | HAMILTON TWP MER | 8690 | 12 | 11.85 | Residential | Behind the Meter | Yes | Net Metered Residential | Sunrun Installation Services, Inc. | None | PSE&G | Accepted | 2023-08-04 | 2023-08-15 | 2024-08-15 | Inverters | SolarEdge Technologies | SE10000H-USSN | 10000 |  | 1 |  |  | 0.99 |  | Outdoor | Next To Meter
NJADRE1554425588 | Administratively Determined Incentive Program | HAMILTON TWP MER | 8690 | 12 | 11.85 | Residential | Behind the Meter | Yes | Net Metered Residential | Sunrun Installation Services, Inc. | None | PSE&G | Accepted | 2023-08-04 | 2023-08-15 | 2024-08-15 | Solar Panels | Trina Solar | TSM-395DE09C.07 |  | 0.395 | 4 | 250 | 33 |  | Fixed | Roof
NJADRE1554425588 | Administratively Determined Incentive Program | HAMILTON TWP MER | 8690 | 12 | 11.85 | Residential | Behind the Meter | Yes | Net Metered Residential | Sunrun Installation Services, Inc. | None | PSE&G | Accepted | 2023-08-04 | 2023-08-15 | 2024-08-15 | Solar Panels | Trina Solar | TSM-395DE09C.07 |  | 0.395 | 10 | 251 | 43 |  | Fixed | Roof
NJADRE1554425588 | Administratively Determined Incentive Program | HAMILTON TWP MER | 8690 | 12 | 11.85 | Residential | Behind the Meter | Yes | Net Metered Residential | Sunrun Installation Services, Inc. | None | PSE&G | Accepted | 2023-08-04 | 2023-08-15 | 2024-08-15 | Solar Panels | Trina Solar | TSM-395DE09C.07 |  | 0.395 | 16 | 72 | 44 |  | Fixed | Roof
NJADRE1554425607 | Administratively Determined Incentive Program | Monroe | 8831 | 11 | 12.64 | Residential | Behind the Meter | Yes | Net Metered Residential | Sunrun Installation Services, Inc. | None | JCP&L | Accepted | 2023-08-04 | 2023-08-16 | 2024-08-16 | Inverters | SolarEdge Technologies | SE10000H-USSN | 10000 |  | 1 |  |  | 0.96 |  | Outdoor | Next To Meter
NJADRE1554425607 | Administratively Determined Incentive Program | Monroe | 8831 | 11 | 12.64 | Residential | Behind the Meter | Yes | Net Metered Residential | Sunrun Installation Services, Inc. | None | JCP&L | Accepted | 2023-08-04 | 2023-08-16 | 2024-08-16 | Solar Panels | Trina Solar | TSM-395DE09C.07 |  | 0.395 | 11 | 178 | 33 |  | Fixed | Roof
NJADRE1554425607 | Administratively Determined Incentive Program | Monroe | 8831 | 11 | 12.64 | Residential | Behind the Meter | Yes | Net Metered Residential | Sunrun Installation Services, Inc. | None | JCP&L | Accepted | 2023-08-04 | 2023-08-16 | 2024-08-16 | Solar Panels | Trina Solar | TSM-395DE09C.07 |  | 0.395 | 21 | 269 | 33 |  | Fixed | Roof
NJADRE1554425626 | Administratively Determined Incentive Program | WILLIAMSTOWN | 8094 | 15 | 7.11 | Residential | Behind the Meter | Yes | Net Metered Residential | Sunrun Installation Services, Inc. | None | AC Electric | Accepted | 2023-08-04 | 2023-08-16 | 2024-08-16 | Inverters | Delta Electronics | E6-TL-US | 5760 |  | 1 |  |  | 0.97 |  | Outdoor | Next To Meter
NJADRE1554425626 | Administratively Determined Incentive Program | WILLIAMSTOWN | 8094 | 15 | 7.11 | Residential | Behind the Meter | Yes | Net Metered Residential | Sunrun Installation Services, Inc. | None | AC Electric | Accepted | 2023-08-04 | 2023-08-16 | 2024-08-16 | Solar Panels | Trina Solar | TSM-395DE09C.07 |  | 0.395 | 11 | 32 | 29 |  | Fixed | Roof
NJADRE1554425626 | Administratively Determined Incentive Program | WILLIAMSTOWN | 8094 | 15 | 7.11 | Residential | Behind the Meter | Yes | Net Metered Residential | Sunrun Installation Services, Inc. | None | AC Electric | Accepted | 2023-08-04 | 2023-08-16 | 2024-08-16 | Solar Panels | Trina Solar | TSM-395DE09C.07 |  | 0.395 | 7 | 125 | 29 |  | Fixed | Roof
NJADRE1554425628 | Administratively Determined Incentive Program | Brick | 8723 | 18 | 6 | Residential | Behind the Meter | Yes | Net Metered Residential | SunnyMac LLC | None | JCP&L | Accepted | 2023-08-04 | 2023-08-16 | 2024-08-16 | Solar Panels | HANWHA | Q.PEAK DUO BLK ML-G10+400 |  | 0.4 | 15 | 206 | 27 |  | Fixed | Roof
NJADRE1554425628 | Administratively Determined Incentive Program | Brick | 8723 | 18 | 6 | Residential | Behind the Meter | Yes | Net Metered Residential | SunnyMac LLC | None | JCP&L | Accepted | 2023-08-04 | 2023-08-16 | 2024-08-16 | Inverters | Solaredge | SE5000H-US | 5000 |  | 1 |  |  | 0.99 |  | Outdoor | NEXT TO METER
NJADRE1554425659 | Administratively Determined Incentive Program | BURLINGTON TWP | 8016 | 13 | 9.48 | Residential | Behind the Meter | Yes | Net Metered Residential | Sunrun Installation Services, Inc. | None | PSE&G | Accepted | 2023-08-04 | 2023-08-16 | 2024-08-16 | Inverters | SolarEdge Technologies | SE7600H-USSN | 7600 |  | 1 |  |  | 0.99 |  | Outdoor | Next To Meter
NJADRE1554425659 | Administratively Determined Incentive Program | BURLINGTON TWP | 8016 | 13 | 9.48 | Residential | Behind the Meter | Yes | Net Metered Residential | Sunrun Installation Services, Inc. | None | PSE&G | Accepted | 2023-08-04 | 2023-08-16 | 2024-08-16 | Solar Panels | Trina Solar | TSM-395DE09C.07 |  | 0.395 | 3 | 197 | 29 |  | Fixed | Roof
NJADRE1554425659 | Administratively Determined Incentive Program | BURLINGTON TWP | 8016 | 13 | 9.48 | Residential | Behind the Meter | Yes | Net Metered Residential | Sunrun Installation Services, Inc. | None | PSE&G | Accepted | 2023-08-04 | 2023-08-16 | 2024-08-16 | Solar Panels | Trina Solar | TSM-395DE09C.07 |  | 0.395 | 9 | 106 | 31 |  | Fixed | Roof
NJADRE1554425659 | Administratively Determined Incentive Program | BURLINGTON TWP | 8016 | 13 | 9.48 | Residential | Behind the Meter | Yes | Net Metered Residential | Sunrun Installation Services, Inc. | None | PSE&G | Accepted | 2023-08-04 | 2023-08-16 | 2024-08-16 | Solar Panels | Trina Solar | TSM-395DE09C.07 |  | 0.395 | 12 | 287 | 29 |  | Fixed | Roof
NJADRE1554425683 | Administratively Determined Incentive Program | ORANGE CITY | 7050 | 9 | 9.88 | Residential | Behind the Meter | Yes | Net Metered Residential | Sunrun Installation Services, Inc. | None | PSE&G | Accepted | 2023-08-04 | 2023-08-16 | 2024-08-16 | Inverters | Delta Electronics | E8-TL-US | 7680 |  | 1 |  |  | 0.97 |  | Outdoor | Next To Meter
NJADRE1554425683 | Administratively Determined Incentive Program | ORANGE CITY | 7050 | 9 | 9.88 | Residential | Behind the Meter | Yes | Net Metered Residential | Sunrun Installation Services, Inc. | None | PSE&G | Accepted | 2023-08-04 | 2023-08-16 | 2024-08-16 | Solar Panels | Trina Solar | TSM-395DE09C.07 |  | 0.395 | 10 | 29 | 33 |  | Fixed | Roof
NJADRE1554425683 | Administratively Determined Incentive Program | ORANGE CITY | 7050 | 9 | 9.88 | Residential | Behind the Meter | Yes | Net Metered Residential | Sunrun Installation Services, Inc. | None | PSE&G | Accepted | 2023-08-04 | 2023-08-16 | 2024-08-16 | Solar Panels | Trina Solar | TSM-395DE09C.07 |  | 0.395 | 15 | 209 | 33 |  | Fixed | Roof
NJADRE1554426164 | Administratively Determined Incentive Program | Winslow Township | 8081 | 14 | 4.74 | Residential | Behind the Meter | No | Net Metered Residential | Sunrun Installation Services, Inc. | None | AC Electric | Accepted | 2023-08-04 | 2023-08-16 | 2024-08-16 | Inverters | Delta Electronics | E4-TL-US | 4000 |  | 1 |  |  | 0.975 |  | Outdoor | Next To Meter
NJADRE1554426164 | Administratively Determined Incentive Program | Winslow Township | 8081 | 14 | 4.74 | Residential | Behind the Meter | No | Net Metered Residential | Sunrun Installation Services, Inc. | None | AC Electric | Accepted | 2023-08-04 | 2023-08-16 | 2024-08-16 | Solar Panels | Trina Solar | TSM-395DE09C.07 |  | 0.395 | 12 | 146 | 27 |  | Fixed | Roof
NJADRE1554426201 | Administratively Determined Incentive Program | NORTH BRUNSWICK | 8902 | 11 | 10.26 | Residential | Behind the Meter | Yes | Net Metered Residential | Freedom Forever New Jersey LLC | None | PSE&G | Accepted | 2023-08-04 | 2023-08-16 | 2024-08-16 | Inverters | ENPHASE | IQ8PLUS-72-2-US | 290 |  | 27 |  |  | 0.99 |  | Outdoor
NJADRE1554426201 | Administratively Determined Incentive Program | NORTH BRUNSWICK | 8902 | 11 | 10.26 | Residential | Behind the Meter | Yes | Net Metered Residential | Freedom Forever New Jersey LLC | None | PSE&G | Accepted | 2023-08-04 | 2023-08-16 | 2024-08-16 | Solar Panels | JINKO SOLAR | JKM380M-6RL3-B |  | 0.38 | 10 | 141 | 20 |  | Fixed | Roof
NJADRE1554426201 | Administratively Determined Incentive Program | NORTH BRUNSWICK | 8902 | 11 | 10.26 | Residential | Behind the Meter | Yes | Net Metered Residential | Freedom Forever New Jersey LLC | None | PSE&G | Accepted | 2023-08-04 | 2023-08-16 | 2024-08-16 | Solar Panels | JINKO SOLAR | JKM380M-6RL3-B |  | 0.38 | 17 | 321 | 27 |  | Fixed | Roof
NJADRE1554426314 | Administratively Determined Incentive Program | Westampton | 8060 | 13 | 3.95 | Residential | Behind the Meter | Yes | Net Metered Residential | Sunrun Installation Services, Inc. | None | PSE&G | Accepted | 2023-08-04 | 2023-08-16 | 2024-08-16 | Inverters | Delta Electronics | E4-TL-US | 3840 |  | 1 |  |  | 0.96 |  | Outdoor | Next To Meter
NJADRE1554426314 | Administratively Determined Incentive Program | Westampton | 8060 | 13 | 3.95 | Residential | Behind the Meter | Yes | Net Metered Residential | Sunrun Installation Services, Inc. | None | PSE&G | Accepted | 2023-08-04 | 2023-08-16 | 2024-08-16 | Solar Panels | Trina Solar | TSM-395DE09C.07 |  | 0.395 | 10 | 16 | 22 |  | Fixed | Roof
NJADRE1554426349 | Administratively Determined Incentive Program | Hammonton | 8037 | 19 | 59.2 | Commercial | Behind the Meter | No | Small Net-Metered Non-Residential located on Rooftop, Carport, Canopy and Floating Solar | Ocean Solar | None | AC Electric | Accepted | 2023-08-04 | 2023-08-16 | 2024-08-16 | Solar Panels | lg | lg370NK!-A6 |  | 0.37 | 160 | 222 | 10 |  | Fixed | Roof
NJADRE1554426349 | Administratively Determined Incentive Program | Hammonton | 8037 | 19 | 59.2 | Commercial | Behind the Meter | No | Small Net-Metered Non-Residential located on Rooftop, Carport, Canopy and Floating Solar | Ocean Solar | None | AC Electric | Accepted | 2023-08-04 | 2023-08-16 | 2024-08-16 | Inverters | YOTTA | DPI-1200 | 1200 |  | 40 |  |  | 0.99 |  | Outdoor
NJADRE1554428694 | Administratively Determined Incentive Program | Williamstown, | 8094 | 15 | 10 | Residential | Behind the Meter | Yes | Net Metered Residential | Suntuity Solar LLC | None | AC Electric | Accepted | 2023-08-05 | 2023-08-16 | 2024-08-16 | Inverters | ENPHASE | IQ8PLUS-72-2-US | 290 |  | 25 |  |  | 0.97 |  | Outdoor | Behind the PV modules
NJADRE1554428694 | Administratively Determined Incentive Program | Williamstown, | 8094 | 15 | 10 | Residential | Behind the Meter | Yes | Net Metered Residential | Suntuity Solar LLC | None | AC Electric | Accepted | 2023-08-05 | 2023-08-16 | 2024-08-16 | Solar Panels | HYPERION | HY-DH108P8 400B |  | 0.4 | 8 | 218 | 28 |  | Fixed | Roof
NJADRE1554428694 | Administratively Determined Incentive Program | Williamstown, | 8094 | 15 | 10 | Residential | Behind the Meter | Yes | Net Metered Residential | Suntuity Solar LLC | None | AC Electric | Accepted | 2023-08-05 | 2023-08-16 | 2024-08-16 | Solar Panels | HYPERION | HY-DH108P8 400B |  | 0.4 | 9 | 38 | 28 |  | Fixed | Roof
NJADRE1554428694 | Administratively Determined Incentive Program | Williamstown, | 8094 | 15 | 10 | Residential | Behind the Meter | Yes | Net Metered Residential | Suntuity Solar LLC | None | AC Electric | Accepted | 2023-08-05 | 2023-08-16 | 2024-08-16 | Solar Panels | HYPERION | HY-DH108P8 400B |  | 0.4 | 6 | 308 | 41 |  | Fixed | Roof
NJADRE1554428694 | Administratively Determined Incentive Program | Williamstown, | 8094 | 15 | 10 | Residential | Behind the Meter | Yes | Net Metered Residential | Suntuity Solar LLC | None | AC Electric | Accepted | 2023-08-05 | 2023-08-16 | 2024-08-16 | Solar Panels | HYPERION | HY-DH108P8 400B |  | 0.4 | 2 | 128 | 41 |  | Fixed | Roof
NJADRE1554428705 | Administratively Determined Incentive Program | Mount Holly Township | 8060 | 13 | 3.56 | Residential | Behind the Meter | Yes | Net Metered Residential | Sunrun Installation Services, Inc. | None | PSE&G | Accepted | 2023-08-05 | 2023-08-16 | 2024-08-16 | Inverters | Delta Electronics | E4-TL-US | 3840 |  | 1 |  |  | 0.96 |  | Outdoor | Next To Meter
NJADRE1554428705 | Administratively Determined Incentive Program | Mount Holly Township | 8060 | 13 | 3.56 | Residential | Behind the Meter | Yes | Net Metered Residential | Sunrun Installation Services, Inc. | None | PSE&G | Accepted | 2023-08-05 | 2023-08-16 | 2024-08-16 | Solar Panels | Trina Solar | TSM-395DE09C.07 |  | 0.395 | 9 | 10 | 27 |  | Fixed | Roof
NJADRE1554428715 | Administratively Determined Incentive Program | Vineland | 8360 | 20 | 7.51 | Residential | Behind the Meter | Yes | Net Metered Residential | Sunrun Installation Services, Inc. | None | Vineland Muni Electric | Accepted | 2023-08-05 | 2023-08-16 | 2024-08-16 | Inverters | SolarEdge Technologies | SE6000H-USSN | 6000 |  | 1 |  |  | 0.96 |  | Outdoor | Next To Meter
NJADRE1554428715 | Administratively Determined Incentive Program | Vineland | 8360 | 20 | 7.51 | Residential | Behind the Meter | Yes | Net Metered Residential | Sunrun Installation Services, Inc. | None | Vineland Muni Electric | Accepted | 2023-08-05 | 2023-08-16 | 2024-08-16 | Solar Panels | Trina Solar | TSM-395DE09C.07 |  | 0.395 | 19 | 273 | 26 |  | Fixed | Roof
NJADRE1554431317 | Administratively Determined Incentive Program | Bridgeport | 8085 | 15 | 553.5 | Commercial | Behind the Meter | Yes | Small Net-Metered Non-Residential located on Rooftop, Carport, Canopy and Floating Solar | Eco Engineering | None | AC Electric | Accepted | 2023-08-07 | 2023-08-30 | 2024-08-30 | Inverters | SOLAREDGE | SE120KUS | 145 |  | 4 |  |  | 0.985 |  | Outdoor
NJADRE1554431317 | Administratively Determined Incentive Program | Bridgeport | 8085 | 15 | 553.5 | Commercial | Behind the Meter | Yes | Small Net-Metered Non-Residential located on Rooftop, Carport, Canopy and Floating Solar | Eco Engineering | None | AC Electric | Accepted | 2023-08-07 | 2023-08-30 | 2024-08-30 | Meters | AlsoEnergy | PLCS-600-CM-PRO |  |  | 1 |  |  |  | Yes | Outdoor
NJADRE1554431317 | Administratively Determined Incentive Program | Bridgeport | 8085 | 15 | 553.5 | Commercial | Behind the Meter | Yes | Small Net-Metered Non-Residential located on Rooftop, Carport, Canopy and Floating Solar | Eco Engineering | None | AC Electric | Accepted | 2023-08-07 | 2023-08-30 | 2024-08-30 | Solar Panels | ZNSHINE SOLAR | ZXM6 - NHLDD144 - 450W |  | 0.45 | 1230 | Azimuth - 225 Degrees | 10 |  | Fixed | Roof
NJADRE1554431320 | Administratively Determined Incentive Program | Bridgeport | 8014 | 15 | 97.2 | Commercial | Behind the Meter | Yes | Small Net-Metered Non-Residential located on Rooftop, Carport, Canopy and Floating Solar | Eco Engineering | None | AC Electric | Accepted | 2023-08-07 | 2023-08-28 | 2024-08-28 | Inverters | SOLAREDGE | SE80KUS | 80000 |  | 1 |  |  | 0.985 |  | Outdoor
NJADRE1554431320 | Administratively Determined Incentive Program | Bridgeport | 8014 | 15 | 97.2 | Commercial | Behind the Meter | Yes | Small Net-Metered Non-Residential located on Rooftop, Carport, Canopy and Floating Solar | Eco Engineering | None | AC Electric | Accepted | 2023-08-07 | 2023-08-28 | 2024-08-28 | Meters | ALSOENERGY | PLCS-600-CM-PRO |  |  | 1 |  |  |  | Yes | Outdoor
NJADRE1554431320 | Administratively Determined Incentive Program | Bridgeport | 8014 | 15 | 97.2 | Commercial | Behind the Meter | Yes | Small Net-Metered Non-Residential located on Rooftop, Carport, Canopy and Floating Solar | Eco Engineering | None | AC Electric | Accepted | 2023-08-07 | 2023-08-28 | 2024-08-28 | Solar Panels | ZNSHINE SOLAR | ZXM6-NHLDD144-450W |  | 0.45 | 216 | Azimuth 225 Degrees | 10 |  | Fixed | Roof
NJADRE1554431327 | Administratively Determined Incentive Program | Browns Mills, | 8015 | 13 | 9.6 | Residential | Behind the Meter | Yes | Net Metered Residential | Suntuity Solar LLC | None | JCP&L | Accepted | 2023-08-07 | 2023-08-16 | 2024-08-16 | Inverters | ENPHASE | IQ8PLUS-72-2-US | 290 |  | 24 |  |  | 0.97 |  | Outdoor | Behind the PV modules
NJADRE1554431327 | Administratively Determined Incentive Program | Browns Mills, | 8015 | 13 | 9.6 | Residential | Behind the Meter | Yes | Net Metered Residential | Suntuity Solar LLC | None | JCP&L | Accepted | 2023-08-07 | 2023-08-16 | 2024-08-16 | Solar Panels | SILFAB PRIME | SIL-400 HC+ |  | 0.4 | 9 | 160 | 24 |  | Fixed | Roof
NJADRE1554431327 | Administratively Determined Incentive Program | Browns Mills, | 8015 | 13 | 9.6 | Residential | Behind the Meter | Yes | Net Metered Residential | Suntuity Solar LLC | None | JCP&L | Accepted | 2023-08-07 | 2023-08-16 | 2024-08-16 | Solar Panels | SILFAB PRIME | SIL-400 HC+ |  | 0.4 | 11 | 340 | 24 |  | Fixed | Roof
NJADRE1554431327 | Administratively Determined Incentive Program | Browns Mills, | 8015 | 13 | 9.6 | Residential | Behind the Meter | Yes | Net Metered Residential | Suntuity Solar LLC | None | JCP&L | Accepted | 2023-08-07 | 2023-08-16 | 2024-08-16 | Solar Panels | SILFAB PRIME | SIL-400 HC+ |  | 0.4 | 2 | 70 | 23 |  | Fixed | Roof
NJADRE1554431327 | Administratively Determined Incentive Program | Browns Mills, | 8015 | 13 | 9.6 | Residential | Behind the Meter | Yes | Net Metered Residential | Suntuity Solar LLC | None | JCP&L | Accepted | 2023-08-07 | 2023-08-16 | 2024-08-16 | Solar Panels | SILFAB PRIME | SIL-400 HC+ |  | 0.4 | 2 | 250 | 23 |  | Fixed | Roof
NJADRE1554431341 | Administratively Determined Incentive Program | Union | 7083 | 10 | 8 | Residential | Behind the Meter | Yes | Net Metered Residential | Sunny Mac LLC | None | PSE&G | Accepted | 2023-08-07 | 2023-08-16 | 2024-08-16 | Solar Panels | HANWHA | Q.PEAK DUO BLK ML-G10+400 |  | 0.4 | 3 | 131 | 10 |  | Fixed | Roof
NJADRE1554431341 | Administratively Determined Incentive Program | Union | 7083 | 10 | 8 | Residential | Behind the Meter | Yes | Net Metered Residential | Sunny Mac LLC | None | PSE&G | Accepted | 2023-08-07 | 2023-08-16 | 2024-08-16 | Solar Panels | HANWHA | Q.PEAK DUO BLK ML-G10+400 |  | 0.4 | 7 | 131 | 34 |  | Fixed | Roof
NJADRE1554431341 | Administratively Determined Incentive Program | Union | 7083 | 10 | 8 | Residential | Behind the Meter | Yes | Net Metered Residential | Sunny Mac LLC | None | PSE&G | Accepted | 2023-08-07 | 2023-08-16 | 2024-08-16 | Solar Panels | HANWHA | Q.PEAK DUO BLK ML-G10+400 |  | 0.4 | 4 | 311 | 34 |  | Fixed | Roof
NJADRE1554431341 | Administratively Determined Incentive Program | Union | 7083 | 10 | 8 | Residential | Behind the Meter | Yes | Net Metered Residential | Sunny Mac LLC | None | PSE&G | Accepted | 2023-08-07 | 2023-08-16 | 2024-08-16 | Solar Panels | HANWHA | Q.PEAK DUO BLK ML-G10+400 |  | 0.4 | 2 | 221 | 29 |  | Fixed | Roof
NJADRE1554431341 | Administratively Determined Incentive Program | Union | 7083 | 10 | 8 | Residential | Behind the Meter | Yes | Net Metered Residential | Sunny Mac LLC | None | PSE&G | Accepted | 2023-08-07 | 2023-08-16 | 2024-08-16 | Solar Panels | HANWHA | Q.PEAK DUO BLK ML-G10+400 |  | 0.4 | 2 | 311 | 29 |  | Fixed | Roof
NJADRE1554431341 | Administratively Determined Incentive Program | Union | 7083 | 10 | 8 | Residential | Behind the Meter | Yes | Net Metered Residential | Sunny Mac LLC | None | PSE&G | Accepted | 2023-08-07 | 2023-08-16 | 2024-08-16 | Solar Panels | HANWHA | Q.PEAK DUO BLK ML-G10+400 |  | 0.4 | 2 | 131 | 29 |  | Fixed | Roof
NJADRE1554431341 | Administratively Determined Incentive Program | Union | 7083 | 10 | 8 | Residential | Behind the Meter | Yes | Net Metered Residential | Sunny Mac LLC | None | PSE&G | Accepted | 2023-08-07 | 2023-08-16 | 2024-08-16 | Inverters | SOLAREDGE | SE6000H-US | 6000 |  | 1 |  |  | 0.99 |  | Outdoor | NEXT TO METER
NJADRE1554431398 | Administratively Determined Incentive Program | Newark | 7107 | 9 | 3.6 | Residential | Behind the Meter | Yes | Net Metered Residential | Pro Custom Solar dba Momentum Solar | None | PSE&G | Accepted | 2023-08-07 | 2023-08-16 | 2024-08-16 | Solar Panels | hanwha | Â Q. PEAK DUO BLK-G10+400 |  | 0.4 | 9 | 292 | 9 |  | Fixed | Roof
NJADRE1554431398 | Administratively Determined Incentive Program | Newark | 7107 | 9 | 3.6 | Residential | Behind the Meter | Yes | Net Metered Residential | Pro Custom Solar dba Momentum Solar | None | PSE&G | Accepted | 2023-08-07 | 2023-08-16 | 2024-08-16 | Inverters | enphase | IQ8PLUS-72-2-US | 290 |  | 9 |  |  | 0.97 |  | Outdoor
NJADRE1554431419 | Administratively Determined Incentive Program | Newark | 7107 | 9 | 5.2 | Residential | Behind the Meter | Yes | Net Metered Residential | Pro Custom Solar dba Momentum Solar | None | PSE&G | Accepted | 2023-08-07 | 2023-08-16 | 2024-08-16 | Solar Panels | hanwha | Â Q. PEAK DUO BLK-G10+400 |  | 0.4 | 13 | 292 | 9 |  | Fixed | Roof
NJADRE1554431419 | Administratively Determined Incentive Program | Newark | 7107 | 9 | 5.2 | Residential | Behind the Meter | Yes | Net Metered Residential | Pro Custom Solar dba Momentum Solar | None | PSE&G | Accepted | 2023-08-07 | 2023-08-16 | 2024-08-16 | Inverters | enphase | IQ8PLUS-72-2-US | 290 |  | 13 |  |  | 0.97 |  | Outdoor
NJADRE1554431426 | Administratively Determined Incentive Program | Hamilton Twp | 8629 | 12 | 4.44 | Residential | Behind the Meter | No | Net Metered Residential | Vision Solar LLC | None | PSE&G | Accepted | 2023-08-07 | 2023-08-16 | 2024-08-16 | Inverters | Soloar Edge | SE3800H-USRGM | 4 |  | 1 |  |  | 0.97 |  | Outside
NJADRE1554431426 | Administratively Determined Incentive Program | Hamilton Twp | 8629 | 12 | 4.44 | Residential | Behind the Meter | No | Net Metered Residential | Vision Solar LLC | None | PSE&G | Accepted | 2023-08-07 | 2023-08-16 | 2024-08-16 | Solar Panels | Znshine Solar | ZXM6-NH120-370/M |  | 0.37 | 6 | 140 | 6 |  | Fixed | Roof
NJADRE1554431426 | Administratively Determined Incentive Program | Hamilton Twp | 8629 | 12 | 4.44 | Residential | Behind the Meter | No | Net Metered Residential | Vision Solar LLC | None | PSE&G | Accepted | 2023-08-07 | 2023-08-16 | 2024-08-16 | Solar Panels | Znshine Solar | ZXM6-NH120-370/M |  | 0.37 | 6 | 230 | 31 |  | Fixed | Roof
NJADRE1554431449 | Administratively Determined Incentive Program | Passaic | 7055 | 6 | 9.32 | Residential | Behind the Meter | No | Net Metered Residential | Trinity Solar | None | PSE&G | Accepted | 2023-08-07 | 2023-08-16 | 2024-08-16 | Inverters | Solar Edge | SE7600H-US | 7600 |  | 1 |  |  | 0.97 |  | Outdoor
NJADRE1554431449 | Administratively Determined Incentive Program | Passaic | 7055 | 6 | 9.32 | Residential | Behind the Meter | No | Net Metered Residential | Trinity Solar | None | PSE&G | Accepted | 2023-08-07 | 2023-08-16 | 2024-08-16 | Solar Panels | Q.PEAK DUO BLK ML-G10+ 405 | Q.PEAK DUO BLK ML-G10+ 405 |  | 0.405 | 20 | 241 | 47 |  | Fixed | Roof
NJADRE1554431449 | Administratively Determined Incentive Program | Passaic | 7055 | 6 | 9.32 | Residential | Behind the Meter | No | Net Metered Residential | Trinity Solar | None | PSE&G | Accepted | 2023-08-07 | 2023-08-16 | 2024-08-16 | Solar Panels | Q.PEAK DUO BLK ML-G10+ 405 | Q.PEAK DUO BLK ML-G10+ 405 |  | 0.405 | 3 | 151 | 47 |  | Fixed | Roof
NJADRE1554431495 | Administratively Determined Incentive Program | Paterson | 7503 | 6 | 8.63 | Residential | Behind the Meter | Yes | Net Metered Residential | Freedom Forever New Jersey, LLC | None | PSE&G | Accepted | 2023-08-07 | 2023-08-16 | 2024-08-16 | Inverters | Solar Edge | SE6000H-USRGM | 6000 |  | 1 |  |  | 0.99 |  | Outdoor
NJADRE1554431495 | Administratively Determined Incentive Program | Paterson | 7503 | 6 | 8.63 | Residential | Behind the Meter | Yes | Net Metered Residential | Freedom Forever New Jersey, LLC | None | PSE&G | Accepted | 2023-08-07 | 2023-08-16 | 2024-08-16 | Solar Panels | REC Solar | REC375TP2SM 72 |  | 0.375 | 9 | 349 | 34 |  | Fixed | Roof
NJADRE1554431495 | Administratively Determined Incentive Program | Paterson | 7503 | 6 | 8.63 | Residential | Behind the Meter | Yes | Net Metered Residential | Freedom Forever New Jersey, LLC | None | PSE&G | Accepted | 2023-08-07 | 2023-08-16 | 2024-08-16 | Solar Panels | REC Solar | REC375TP2SM 72 |  | 0.375 | 14 | 169 | 34 |  | Fixed | Roof
NJADRE1554431552 | Administratively Determined Incentive Program | DEPTFORD TWP | 8096 | 15 | 6.72 | Residential | Behind the Meter | Yes | Net Metered Residential | Sunrun Installation Services, Inc. | None | PSE&G | Accepted | 2023-08-07 | 2023-08-17 | 2024-08-17 | Inverters | Delta Electronics | E6-TL-US | 5760 |  | 1 |  |  | 0.97 |  | Outdoor | Next To Meter
NJADRE1554431552 | Administratively Determined Incentive Program | DEPTFORD TWP | 8096 | 15 | 6.72 | Residential | Behind the Meter | Yes | Net Metered Residential | Sunrun Installation Services, Inc. | None | PSE&G | Accepted | 2023-08-07 | 2023-08-17 | 2024-08-17 | Solar Panels | Trina Solar | TSM-395DE09C.07 |  | 0.395 | 17 | 156 | 37 |  | Fixed | Roof
NJADRE1554431623 | Administratively Determined Incentive Program | Hibernia | 7842 | 3 | 4.81 | Residential | Behind the Meter | No | Net Metered Residential | Vision Solar LLC | None | JCP&L | Accepted | 2023-08-07 | 2023-08-16 | 2024-08-16 | Inverters | Solar Edge | SE3800H-USRGM | 4 |  | 1 |  |  | 0.97 |  | Outside
NJADRE1554431623 | Administratively Determined Incentive Program | Hibernia | 7842 | 3 | 4.81 | Residential | Behind the Meter | No | Net Metered Residential | Vision Solar LLC | None | JCP&L | Accepted | 2023-08-07 | 2023-08-16 | 2024-08-16 | Solar Panels | Znshine Solar | ZXM6-NH120-370/M |  | 0.37 | 3 | 79 | 20 |  | Fixed | Roof
NJADRE1554431623 | Administratively Determined Incentive Program | Hibernia | 7842 | 3 | 4.81 | Residential | Behind the Meter | No | Net Metered Residential | Vision Solar LLC | None | JCP&L | Accepted | 2023-08-07 | 2023-08-16 | 2024-08-16 | Solar Panels | Znshine Solar | ZXM6-NH120-370/M |  | 0.37 | 6 | 259 | 40 |  | Fixed | Roof
NJADRE1554431623 | Administratively Determined Incentive Program | Hibernia | 7842 | 3 | 4.81 | Residential | Behind the Meter | No | Net Metered Residential | Vision Solar LLC | None | JCP&L | Accepted | 2023-08-07 | 2023-08-16 | 2024-08-16 | Solar Panels | Znshine Solar | ZXM6-NH120-370/M |  | 0.37 | 2 | 169 | 35 |  | Fixed | Roof
NJADRE1554431623 | Administratively Determined Incentive Program | Hibernia | 7842 | 3 | 4.81 | Residential | Behind the Meter | No | Net Metered Residential | Vision Solar LLC | None | JCP&L | Accepted | 2023-08-07 | 2023-08-16 | 2024-08-16 | Solar Panels | Znshine Solar | ZXM6-NH120-370/M |  | 0.37 | 2 | 349 | 35 |  | Fixed | Roof
NJADRE1554431684 | Administratively Determined Incentive Program | Oxford | 7863 | 2 | 6.72 | Residential | Behind the Meter | Yes | Net Metered Residential | Sunrun Installation Services, Inc. | None | JCP&L | Accepted | 2023-08-07 | 2023-08-16 | 2024-08-16 | Electric Storage Battery | Tesla | Powerwall 2 AC |  |  | 2 |  |  |  | Lithium Ion |  | inside
NJADRE1554431684 | Administratively Determined Incentive Program | Oxford | 7863 | 2 | 6.72 | Residential | Behind the Meter | Yes | Net Metered Residential | Sunrun Installation Services, Inc. | None | JCP&L | Accepted | 2023-08-07 | 2023-08-16 | 2024-08-16 | Inverters | Delta Electronics | E6-TL-US | 5760 |  | 1 |  |  | 0.96 |  | Outdoor | Next To Meter
NJADRE1554431684 | Administratively Determined Incentive Program | Oxford | 7863 | 2 | 6.72 | Residential | Behind the Meter | Yes | Net Metered Residential | Sunrun Installation Services, Inc. | None | JCP&L | Accepted | 2023-08-07 | 2023-08-16 | 2024-08-16 | Solar Panels | Trina Solar | TSM-395DE09C.07 |  | 0.395 | 9 | 347 | 27 |  | Fixed | Roof
NJADRE1554431684 | Administratively Determined Incentive Program | Oxford | 7863 | 2 | 6.72 | Residential | Behind the Meter | Yes | Net Metered Residential | Sunrun Installation Services, Inc. | None | JCP&L | Accepted | 2023-08-07 | 2023-08-16 | 2024-08-16 | Solar Panels | Trina Solar | TSM-395DE09C.07 |  | 0.395 | 8 | 167 | 28 |  | Fixed | Roof
NJADRE1554431720 | Administratively Determined Incentive Program | North Bergen | 7047 | 8 | 8.3 | Residential | Behind the Meter | Yes | Net Metered Residential | Sunrun Installation Services, Inc. | None | PSE&G | Accepted | 2023-08-07 | 2023-08-16 | 2024-08-16 | Inverters | SolarEdge Technologies | SE6000H-USSN | 6000 |  | 1 |  |  | 0.96 |  | Outdoor | Next To Meter
NJADRE1554431720 | Administratively Determined Incentive Program | North Bergen | 7047 | 8 | 8.3 | Residential | Behind the Meter | Yes | Net Metered Residential | Sunrun Installation Services, Inc. | None | PSE&G | Accepted | 2023-08-07 | 2023-08-16 | 2024-08-16 | Solar Panels | Trina Solar | TSM-395DE09C.07 |  | 0.395 | 21 | 213 | 5 |  | Fixed | Roof
NJADRE1554432617 | Administratively Determined Incentive Program | Edison | 8837 | 11 | 3.95 | Residential | Behind the Meter | Yes | Net Metered Residential | Sunrun Installation Services, Inc. | None | PSE&G | Accepted | 2023-08-07 | 2023-08-16 | 2024-08-16 | Inverters | SolarEdge Technologies | SE3800H-USMN | 3800 |  | 1 |  |  | 0.96 |  | Outdoor | Next To Meter
NJADRE1554432617 | Administratively Determined Incentive Program | Edison | 8837 | 11 | 3.95 | Residential | Behind the Meter | Yes | Net Metered Residential | Sunrun Installation Services, Inc. | None | PSE&G | Accepted | 2023-08-07 | 2023-08-16 | 2024-08-16 | Solar Panels | Trina Solar | TSM-395DE09C.07 |  | 0.395 | 4 | 278 | 18 |  | Fixed | Roof
NJADRE1554432617 | Administratively Determined Incentive Program | Edison | 8837 | 11 | 3.95 | Residential | Behind the Meter | Yes | Net Metered Residential | Sunrun Installation Services, Inc. | None | PSE&G | Accepted | 2023-08-07 | 2023-08-16 | 2024-08-16 | Solar Panels | Trina Solar | TSM-395DE09C.07 |  | 0.395 | 6 | 98 | 18 |  | Fixed | Roof
NJADRE1554432636 | Administratively Determined Incentive Program | Elizabeth | 7202 | 10 | 10.67 | Residential | Behind the Meter | Yes | Net Metered Residential | Sunrun Installation Services, Inc. | None | PSE&G | Accepted | 2023-08-07 | 2023-08-16 | 2024-08-16 | Inverters | Delta Electronics | E8-TL-US | 7680 |  | 1 |  |  | 0.96 |  | Outdoor | Next To Meter
NJADRE1554432636 | Administratively Determined Incentive Program | Elizabeth | 7202 | 10 | 10.67 | Residential | Behind the Meter | Yes | Net Metered Residential | Sunrun Installation Services, Inc. | None | PSE&G | Accepted | 2023-08-07 | 2023-08-16 | 2024-08-16 | Solar Panels | Trina Solar | TSM-395DE09C.07 |  | 0.395 | 7 | 66 | 19 |  | Fixed | Roof
NJADRE1554432636 | Administratively Determined Incentive Program | Elizabeth | 7202 | 10 | 10.67 | Residential | Behind the Meter | Yes | Net Metered Residential | Sunrun Installation Services, Inc. | None | PSE&G | Accepted | 2023-08-07 | 2023-08-16 | 2024-08-16 | Solar Panels | Trina Solar | TSM-395DE09C.07 |  | 0.395 | 20 | 246 | 19 |  | Fixed | Roof
NJADRE1554432702 | Administratively Determined Incentive Program | Parlin | 8859 | 11 | 16 | Residential | Behind the Meter | No | Net Metered Residential | Morgan Associates and Consulting | None | JCP&L | Accepted | 2023-08-07 | 2023-08-17 | 2024-08-17 | Solar Panels | Hanwha Qcells | QPEAKDUO |  | 0.4 | 26 | 267 | 30 |  | Fixed | Roof
NJADRE1554432702 | Administratively Determined Incentive Program | Parlin | 8859 | 11 | 16 | Residential | Behind the Meter | No | Net Metered Residential | Morgan Associates and Consulting | None | JCP&L | Accepted | 2023-08-07 | 2023-08-17 | 2024-08-17 | Solar Panels | Hanwha Qcells | QPEAKDUO |  | 0.4 | 14 | 87 | 30 |  | Fixed | Roof
NJADRE1554432702 | Administratively Determined Incentive Program | Parlin | 8859 | 11 | 16 | Residential | Behind the Meter | No | Net Metered Residential | Morgan Associates and Consulting | None | JCP&L | Accepted | 2023-08-07 | 2023-08-17 | 2024-08-17 | Inverters | Enphase | IQ8M | 325 |  | 40 |  |  | 0.98 |  | Outdoor
NJADRE1554432713 | Administratively Determined Incentive Program | Plainfield | 7060 | 10 | 10.8 | Residential | Behind the Meter | Yes | Net Metered Residential | Pro Custom Solar dba Momentum Solar | None | PSE&G | Accepted | 2023-08-07 | 2023-08-17 | 2024-08-17 | Solar Panels | hanwha | Â Q. PEAK DUO BLK-G10+400 |  | 0.4 | 13 | 218 | 37 |  | Fixed | Roof
NJADRE1554432713 | Administratively Determined Incentive Program | Plainfield | 7060 | 10 | 10.8 | Residential | Behind the Meter | Yes | Net Metered Residential | Pro Custom Solar dba Momentum Solar | None | PSE&G | Accepted | 2023-08-07 | 2023-08-17 | 2024-08-17 | Solar Panels | hanwha | Â Q. PEAK DUO BLK-G10+400 |  | 0.4 | 14 | 38 | 36 |  | Fixed | Roof
NJADRE1554432713 | Administratively Determined Incentive Program | Plainfield | 7060 | 10 | 10.8 | Residential | Behind the Meter | Yes | Net Metered Residential | Pro Custom Solar dba Momentum Solar | None | PSE&G | Accepted | 2023-08-07 | 2023-08-17 | 2024-08-17 | Inverters | enphase | IQ8PLUS-72-2-US | 290 |  | 27 |  |  | 0.97 |  | Outdoor
NJADRE1554432728 | Administratively Determined Incentive Program | Camden City | 8105 | 14 | 3.56 | Residential | Behind the Meter | Yes | Net Metered Residential | Sunrun Installation Services, Inc. | None | PSE&G | Accepted | 2023-08-07 | 2023-08-17 | 2024-08-17 | Inverters | Delta Electronics | E4-TL-US | 3840 |  | 1 |  |  | 0.96 |  | Outdoor | Next To Meter
NJADRE1554432728 | Administratively Determined Incentive Program | Camden City | 8105 | 14 | 3.56 | Residential | Behind the Meter | Yes | Net Metered Residential | Sunrun Installation Services, Inc. | None | PSE&G | Accepted | 2023-08-07 | 2023-08-17 | 2024-08-17 | Solar Panels | Trina Solar | TSM-395DE09C.07 |  | 0.395 | 9 | 215 | 2 |  | Fixed | Roof
NJADRE1554432745 | Administratively Determined Incentive Program | Pennsville | 8070 | 16 | 12.32 | Residential | Behind the Meter | Yes | Net Metered Residential | RCL Enterprises Inc. | None | AC Electric | Accepted | 2023-08-07 | 2023-08-17 | 2024-08-17 | Inverters | Enphase | IQ8plus | 290 |  | 32 |  |  | 0.97 |  | Outdoor
NJADRE1554432745 | Administratively Determined Incentive Program | Pennsville | 8070 | 16 | 12.32 | Residential | Behind the Meter | Yes | Net Metered Residential | RCL Enterprises Inc. | None | AC Electric | Accepted | 2023-08-07 | 2023-08-17 | 2024-08-17 | Solar Panels | Trina Solar | TSM-DE0905 |  | 0.385 | 32 | 221 | 20 |  | Fixed | Roof
NJADRE1554432748 | Administratively Determined Incentive Program | Hillside Township | 7205 | 10 | 3.42 | Residential | Behind the Meter | Yes | Net Metered Residential | Freedom Forever New Jersey LLC | None | PSE&G | Accepted | 2023-08-07 | 2023-08-17 | 2024-08-17 | Inverters | Solar Edge | SE3800H-USRGM | 3800 |  | 1 |  |  | 0.99 |  | Outdoor
NJADRE1554432748 | Administratively Determined Incentive Program | Hillside Township | 7205 | 10 | 3.42 | Residential | Behind the Meter | Yes | Net Metered Residential | Freedom Forever New Jersey LLC | None | PSE&G | Accepted | 2023-08-07 | 2023-08-17 | 2024-08-17 | Solar Panels | JInko Solar | JKM380M-6RL3-B |  | 0.38 | 9 | 234 | 34 |  | Fixed | Roof
NJADRE1554432750 | Administratively Determined Incentive Program | Bridgewater | 8807 | 5 | 9.88 | Residential | Behind the Meter | Yes | Net Metered Residential | Sunrun Installation Services, Inc. | None | JCP&L | Accepted | 2023-08-07 | 2023-08-17 | 2024-08-17 | Inverters | SolarEdge Technologies | SE7600H-USSN | 7600 |  | 1 |  |  | 0.96 |  | Outdoor | Next To Meter
NJADRE1554432750 | Administratively Determined Incentive Program | Bridgewater | 8807 | 5 | 9.88 | Residential | Behind the Meter | Yes | Net Metered Residential | Sunrun Installation Services, Inc. | None | JCP&L | Accepted | 2023-08-07 | 2023-08-17 | 2024-08-17 | Solar Panels | Trina Solar | TSM-395DE09C.07 |  | 0.395 | 4 | 268 | 22 |  | Fixed | Roof
NJADRE1554432750 | Administratively Determined Incentive Program | Bridgewater | 8807 | 5 | 9.88 | Residential | Behind the Meter | Yes | Net Metered Residential | Sunrun Installation Services, Inc. | None | JCP&L | Accepted | 2023-08-07 | 2023-08-17 | 2024-08-17 | Solar Panels | Trina Solar | TSM-395DE09C.07 |  | 0.395 | 6 | 87 | 7 |  | Fixed | Roof
NJADRE1554432750 | Administratively Determined Incentive Program | Bridgewater | 8807 | 5 | 9.88 | Residential | Behind the Meter | Yes | Net Metered Residential | Sunrun Installation Services, Inc. | None | JCP&L | Accepted | 2023-08-07 | 2023-08-17 | 2024-08-17 | Solar Panels | Trina Solar | TSM-395DE09C.07 |  | 0.395 | 15 | 88 | 23 |  | Fixed | Roof
NJADRE1554432776 | Administratively Determined Incentive Program | West Windsor Township | 8850 | 11 | 13.6 | Residential | Behind the Meter | No | Net Metered Residential | Morgan Associates and Consulting | None | PSE&G | Accepted | 2023-08-07 | 2023-08-17 | 2024-08-17 | Solar Panels | QCELLS | QPEAKDUO |  | 0.4 | 12 | 218 | 32 |  | Fixed | Roof
NJADRE1554432776 | Administratively Determined Incentive Program | West Windsor Township | 8850 | 11 | 13.6 | Residential | Behind the Meter | No | Net Metered Residential | Morgan Associates and Consulting | None | PSE&G | Accepted | 2023-08-07 | 2023-08-17 | 2024-08-17 | Solar Panels | QCELLS | QPEAKDUO |  | 0.4 | 11 | 128 | 32 |  | Fixed | Roof
NJADRE1554432776 | Administratively Determined Incentive Program | West Windsor Township | 8850 | 11 | 13.6 | Residential | Behind the Meter | No | Net Metered Residential | Morgan Associates and Consulting | None | PSE&G | Accepted | 2023-08-07 | 2023-08-17 | 2024-08-17 | Solar Panels | QCELLS | QPEAKDUO |  | 0.4 | 6 | 128 | 8 |  | Fixed | Roof
NJADRE1554432776 | Administratively Determined Incentive Program | West Windsor Township | 8850 | 11 | 13.6 | Residential | Behind the Meter | No | Net Metered Residential | Morgan Associates and Consulting | None | PSE&G | Accepted | 2023-08-07 | 2023-08-17 | 2024-08-17 | Solar Panels | QCELLS | QPEAKDUO |  | 0.4 | 3 | 218 | 28 |  | Fixed | Roof
NJADRE1554432776 | Administratively Determined Incentive Program | West Windsor Township | 8850 | 11 | 13.6 | Residential | Behind the Meter | No | Net Metered Residential | Morgan Associates and Consulting | None | PSE&G | Accepted | 2023-08-07 | 2023-08-17 | 2024-08-17 | Solar Panels | QCELLS | QPEAKDUO |  | 0.4 | 2 | 38 | 28 |  | Fixed | Roof
NJADRE1554432776 | Administratively Determined Incentive Program | West Windsor Township | 8850 | 11 | 13.6 | Residential | Behind the Meter | No | Net Metered Residential | Morgan Associates and Consulting | None | PSE&G | Accepted | 2023-08-07 | 2023-08-17 | 2024-08-17 | Inverters | ENPHASE | IQ7 | 240 |  | 34 |  |  | 0.98 |  | Outdoor
NJADRE1554432812 | Administratively Determined Incentive Program | Holmdel | 7733 | 17 | 12.95 | Residential | Behind the Meter | No | Net Metered Residential | Vision Solar LLC | None | JCP&L | Accepted | 2023-08-07 | 2023-08-17 | 2024-08-17 | Inverters | Solar Edge | SE11400H-USRGM | 11 |  | 1 |  |  | 0.97 |  | Outside
NJADRE1554432812 | Administratively Determined Incentive Program | Holmdel | 7733 | 17 | 12.95 | Residential | Behind the Meter | No | Net Metered Residential | Vision Solar LLC | None | JCP&L | Accepted | 2023-08-07 | 2023-08-17 | 2024-08-17 | Solar Panels | Znshine Solar | ZXM6-NH120-370/M |  | 0.37 | 6 | 167 | 33 |  | Fixed | Roof
NJADRE1554432812 | Administratively Determined Incentive Program | Holmdel | 7733 | 17 | 12.95 | Residential | Behind the Meter | No | Net Metered Residential | Vision Solar LLC | None | JCP&L | Accepted | 2023-08-07 | 2023-08-17 | 2024-08-17 | Solar Panels | Znshine Solar | ZXM6-NH120-370/M |  | 0.37 | 14 | 257 | 33 |  | Fixed | Roof
NJADRE1554432812 | Administratively Determined Incentive Program | Holmdel | 7733 | 17 | 12.95 | Residential | Behind the Meter | No | Net Metered Residential | Vision Solar LLC | None | JCP&L | Accepted | 2023-08-07 | 2023-08-17 | 2024-08-17 | Solar Panels | Znshine Solar | ZXM6-NH120-370/M |  | 0.37 | 3 | 257 | 33 |  | Fixed | Roof
NJADRE1554432812 | Administratively Determined Incentive Program | Holmdel | 7733 | 17 | 12.95 | Residential | Behind the Meter | No | Net Metered Residential | Vision Solar LLC | None | JCP&L | Accepted | 2023-08-07 | 2023-08-17 | 2024-08-17 | Solar Panels | Znshine Solar | ZXM6-NH120-370/M |  | 0.37 | 3 | 167 | 33 |  | Fixed | Roof
NJADRE1554432812 | Administratively Determined Incentive Program | Holmdel | 7733 | 17 | 12.95 | Residential | Behind the Meter | No | Net Metered Residential | Vision Solar LLC | None | JCP&L | Accepted | 2023-08-07 | 2023-08-17 | 2024-08-17 | Solar Panels | Znshine Solar | ZXM6-NH120-370/M |  | 0.37 | 3 | 167 | 22 |  | Fixed | Roof
NJADRE1554432812 | Administratively Determined Incentive Program | Holmdel | 7733 | 17 | 12.95 | Residential | Behind the Meter | No | Net Metered Residential | Vision Solar LLC | None | JCP&L | Accepted | 2023-08-07 | 2023-08-17 | 2024-08-17 | Solar Panels | Znshine Solar | ZXM6-NH120-370/M |  | 0.37 | 6 | 77 | 33 |  | Fixed | Roof
NJADRE1554432827 | Administratively Determined Incentive Program | Gloucester Township | 8012 | 14 | 8.69 | Residential | Behind the Meter | Yes | Net Metered Residential | Sunrun Installation Services, Inc. | None | AC Electric | Accepted | 2023-08-07 | 2023-08-17 | 2024-08-17 | Inverters | SolarEdge Technologies | SE6000H-USSN | 6000 |  | 1 |  |  | 0.96 |  | Outdoor | Next To Meter
NJADRE1554432827 | Administratively Determined Incentive Program | Gloucester Township | 8012 | 14 | 8.69 | Residential | Behind the Meter | Yes | Net Metered Residential | Sunrun Installation Services, Inc. | None | AC Electric | Accepted | 2023-08-07 | 2023-08-17 | 2024-08-17 | Solar Panels | Trina Solar | TSM-395DE09C.07 |  | 0.395 | 22 | 8.026 | 33 |  | Fixed | Roof
NJADRE1554432842 | Administratively Determined Incentive Program | Whiting | 8759 | 18 | 7.51 | Residential | Behind the Meter | Yes | Net Metered Residential | Sunrun Installation Services, Inc. | None | JCP&L | Accepted | 2023-08-07 | 2023-08-17 | 2024-08-17 | Inverters | SolarEdge Technologies | SE6000H-USSN | 6000 |  | 1 |  |  | 0.96 |  | Outdoor | Next To Meter
NJADRE1554432842 | Administratively Determined Incentive Program | Whiting | 8759 | 18 | 7.51 | Residential | Behind the Meter | Yes | Net Metered Residential | Sunrun Installation Services, Inc. | None | JCP&L | Accepted | 2023-08-07 | 2023-08-17 | 2024-08-17 | Solar Panels | Trina Solar | TSM-395DE09C.07 |  | 0.395 | 19 | 53 | 19 |  | Fixed | Roof
NJADRE1554432877 | Administratively Determined Incentive Program | Salem | 8079 | 16 | 14 | Residential | Behind the Meter | No | Net Metered Residential | Power Energy Solutions | None | AC Electric | Accepted | 2023-08-07 | 2023-08-17 | 2024-08-17 | Inverters | SOLAREDGE | SE10000H-US | 10000 |  | 1 |  |  | 0.99 |  | Outside | ROOFTOP
NJADRE1554432877 | Administratively Determined Incentive Program | Salem | 8079 | 16 | 14 | Residential | Behind the Meter | No | Net Metered Residential | Power Energy Solutions | None | AC Electric | Accepted | 2023-08-07 | 2023-08-17 | 2024-08-17 | Solar Panels | SILFAB SOLAR | SIL-400 HC+ |  | 0.4 | 13 | 307 | 27 |  | Fixed | Roof | ROOFTOP
NJADRE1554432877 | Administratively Determined Incentive Program | Salem | 8079 | 16 | 14 | Residential | Behind the Meter | No | Net Metered Residential | Power Energy Solutions | None | AC Electric | Accepted | 2023-08-07 | 2023-08-17 | 2024-08-17 | Solar Panels | SILFAB SOLAR | SIL-400 HC+ |  | 0.4 | 13 | 127 | 27 |  | Single Axis | Roof | ROOFTOP
NJADRE1554432877 | Administratively Determined Incentive Program | Salem | 8079 | 16 | 14 | Residential | Behind the Meter | No | Net Metered Residential | Power Energy Solutions | None | AC Electric | Accepted | 2023-08-07 | 2023-08-17 | 2024-08-17 | Solar Panels | SILFAB SOLAR | SIL-400 HC+ |  | 0.4 | 6 | 217 | 27 |  | Fixed | Roof | ROOFTOP
NJADRE1554432877 | Administratively Determined Incentive Program | Salem | 8079 | 16 | 14 | Residential | Behind the Meter | No | Net Metered Residential | Power Energy Solutions | None | AC Electric | Accepted | 2023-08-07 | 2023-08-17 | 2024-08-17 | Solar Panels | SILFAB SOLAR | SIL-400 HC+ |  | 0.4 | 3 | 37 | 27 |  | Fixed | Roof | ROOFTOP
NJADRE1554432925 | Administratively Determined Incentive Program | Elmwood Park | 7407 | 7 | 11.6 | Residential | Behind the Meter | Yes | Net Metered Residential | Venture Solar | None | PSE&G | Accepted | 2023-08-07 | 2023-08-17 | 2024-08-17 | Inverters | EnPhase | IQ8PLUS-72-2-US (240V) | 290 |  | 29 |  |  | 0.98 |  | Outdoor | Roof
NJADRE1554432925 | Administratively Determined Incentive Program | Elmwood Park | 7407 | 7 | 11.6 | Residential | Behind the Meter | Yes | Net Metered Residential | Venture Solar | None | PSE&G | Accepted | 2023-08-07 | 2023-08-17 | 2024-08-17 | Solar Panels | Hanwha | Q.PEAK DUO BLK ML-G10+ 400 |  | 0.4 | 9 | 72 | 18 |  | Fixed | Roof
NJADRE1554432925 | Administratively Determined Incentive Program | Elmwood Park | 7407 | 7 | 11.6 | Residential | Behind the Meter | Yes | Net Metered Residential | Venture Solar | None | PSE&G | Accepted | 2023-08-07 | 2023-08-17 | 2024-08-17 | Solar Panels | Hanwha | Q.PEAK DUO BLK ML-G10+ 400 |  | 0.4 | 20 | 252 | 18 |  | Fixed | Roof
NJADRE1554432946 | Administratively Determined Incentive Program | Keyport | 7735 | 17 | 11.88 | Residential | Behind the Meter | Yes | Net Metered Residential | Complete Solar | None | JCP&L | Accepted | 2023-08-07 | 2023-08-17 | 2024-08-17 | Inverters | SolarEdge | SE1000H-US RGM | 10000 |  | 1 |  |  | 0.99 |  | Outdoor | w/in 10 ft of utility meter
NJADRE1554432946 | Administratively Determined Incentive Program | Keyport | 7735 | 17 | 11.88 | Residential | Behind the Meter | Yes | Net Metered Residential | Complete Solar | None | JCP&L | Accepted | 2023-08-07 | 2023-08-17 | 2024-08-17 | Solar Panels | Trina | TSM-360-DE06X.05(II) |  | 0.36 | 16 | 325 | 42 |  | Fixed | Roof
NJADRE1554432946 | Administratively Determined Incentive Program | Keyport | 7735 | 17 | 11.88 | Residential | Behind the Meter | Yes | Net Metered Residential | Complete Solar | None | JCP&L | Accepted | 2023-08-07 | 2023-08-17 | 2024-08-17 | Solar Panels | Trina | TSM-360-DE06X.05(II) |  | 0.36 | 15 | 145 | 42 |  | Fixed | Roof
NJADRE1554432946 | Administratively Determined Incentive Program | Keyport | 7735 | 17 | 11.88 | Residential | Behind the Meter | Yes | Net Metered Residential | Complete Solar | None | JCP&L | Accepted | 2023-08-07 | 2023-08-17 | 2024-08-17 | Solar Panels | Trina | TSM-360-DE06X.05(II) |  | 0.36 | 2 | 145 | 14 |  | Fixed | Roof
NJADRE1554432946 | Administratively Determined Incentive Program | Keyport | 7735 | 17 | 11.88 | Residential | Behind the Meter | Yes | Net Metered Residential | Complete Solar | None | JCP&L | Accepted | 2023-08-07 | 2023-08-17 | 2024-08-17 | Meters | SolarEdge | SE10000H-US RGM |  |  | 1 |  |  |  | Yes | Outdoor
NJADRE1554433596 | Administratively Determined Incentive Program | Dover | 7801 | 3 | 3.28 | Residential | Behind the Meter | No | Net Metered Residential | Freedom Forever New Jersey LLC | None | JCP&L | Accepted | 2023-08-07 | 2023-08-17 | 2024-08-17 | Inverters | Solar Edge | SE3800H-USRGM | 3800 |  | 1 |  |  | 0.99 |  | Outdoor
NJADRE1554433596 | Administratively Determined Incentive Program | Dover | 7801 | 3 | 3.28 | Residential | Behind the Meter | No | Net Metered Residential | Freedom Forever New Jersey LLC | None | JCP&L | Accepted | 2023-08-07 | 2023-08-17 | 2024-08-17 | Solar Panels | Rec Solar | REC410AA PURE-R |  | 0.41 | 8 | 179 | 41 |  | Fixed | Roof
NJADRE1554433621 | Administratively Determined Incentive Program | Milford | 8848 | 4 | 6.48 | Residential | Behind the Meter | Yes | Net Metered Residential | Tesla Energy Operations Inc | None | JCP&L | Accepted | 2023-08-07 | 2023-08-21 | 2024-08-21 | Inverters | Tesla | #1850000-00-C | 7600 |  | 1 |  |  | 0.98 |  | Outside
NJADRE1554433621 | Administratively Determined Incentive Program | Milford | 8848 | 4 | 6.48 | Residential | Behind the Meter | Yes | Net Metered Residential | Tesla Energy Operations Inc | None | JCP&L | Accepted | 2023-08-07 | 2023-08-21 | 2024-08-21 | Electric Storage Battery | Tesla | AC Powerwall 2.0 |  |  | 2 |  |  |  | Lithium Ion |  | Outside
NJADRE1554433621 | Administratively Determined Incentive Program | Milford | 8848 | 4 | 6.48 | Residential | Behind the Meter | Yes | Net Metered Residential | Tesla Energy Operations Inc | None | JCP&L | Accepted | 2023-08-07 | 2023-08-21 | 2024-08-21 | Solar Panels | Hanwha | Hanwha # Q.PEAK DUO BLK ML-G10+/TS 405 |  | 0.405 | 6 | 154 | 30 |  | Fixed | Roof
NJADRE1554433621 | Administratively Determined Incentive Program | Milford | 8848 | 4 | 6.48 | Residential | Behind the Meter | Yes | Net Metered Residential | Tesla Energy Operations Inc | None | JCP&L | Accepted | 2023-08-07 | 2023-08-21 | 2024-08-21 | Solar Panels | Hanwha | Hanwha # Q.PEAK DUO BLK ML-G10+/TS 405 |  | 0.405 | 10 | 334 | 30 |  | Fixed | Roof
NJADRE1554433734 | Administratively Determined Incentive Program | Edison Twp | 8820 | 11 | 16.32 | Residential | Behind the Meter | Yes | Net Metered Residential | Tesla Energy Operations Inc | None | PSE&G | Accepted | 2023-08-07 | 2023-08-17 | 2024-08-17 | Inverters | SolarEdge Technologies LTD | SE3800H-US | 7600 |  | 2 |  |  | 0.98 |  | Outside
NJADRE1554433734 | Administratively Determined Incentive Program | Edison Twp | 8820 | 11 | 16.32 | Residential | Behind the Meter | Yes | Net Metered Residential | Tesla Energy Operations Inc | None | PSE&G | Accepted | 2023-08-07 | 2023-08-17 | 2024-08-17 | Electric Storage Battery | Tesla | AC Powerwall 2.0 |  |  | 4 |  |  |  | Lithium Ion |  | Inside
NJADRE1554433734 | Administratively Determined Incentive Program | Edison Twp | 8820 | 11 | 16.32 | Residential | Behind the Meter | Yes | Net Metered Residential | Tesla Energy Operations Inc | None | PSE&G | Accepted | 2023-08-07 | 2023-08-17 | 2024-08-17 | Solar Panels | Hanwha | Hanwha Q-CELLS # Q.Peak DUO BLK-G6+ 340 |  | 0.34 | 12 | 177 | 25 |  | Fixed | Roof
NJADRE1554433734 | Administratively Determined Incentive Program | Edison Twp | 8820 | 11 | 16.32 | Residential | Behind the Meter | Yes | Net Metered Residential | Tesla Energy Operations Inc | None | PSE&G | Accepted | 2023-08-07 | 2023-08-17 | 2024-08-17 | Solar Panels | Hanwha | Hanwha Q-CELLS # Q.Peak DUO BLK-G6+ 340 |  | 0.34 | 17 | 177 | 27 |  | Fixed | Roof
NJADRE1554433734 | Administratively Determined Incentive Program | Edison Twp | 8820 | 11 | 16.32 | Residential | Behind the Meter | Yes | Net Metered Residential | Tesla Energy Operations Inc | None | PSE&G | Accepted | 2023-08-07 | 2023-08-17 | 2024-08-17 | Solar Panels | Hanwha | Hanwha Q-CELLS # Q.Peak DUO BLK-G6+ 340 |  | 0.34 | 11 | 357 | 25 |  | Fixed | Roof
NJADRE1554433734 | Administratively Determined Incentive Program | Edison Twp | 8820 | 11 | 16.32 | Residential | Behind the Meter | Yes | Net Metered Residential | Tesla Energy Operations Inc | None | PSE&G | Accepted | 2023-08-07 | 2023-08-17 | 2024-08-17 | Solar Panels | Hanwha | Hanwha Q-CELLS # Q.Peak DUO BLK-G6+ 340 |  | 0.34 | 8 | 357 | 27 |  | Fixed | Roof
NJADRE1554433801 | Administratively Determined Incentive Program | Hamilton Township Mer | 8610 | 12 | 9.09 | Residential | Behind the Meter | Yes | Net Metered Residential | Sunrun Installation Services, Inc. | None | PSE&G | Accepted | 2023-08-07 | 2023-08-17 | 2024-08-17 | Inverters | SolarEdge Technologies | SE7600H-USSN | 7600 |  | 1 |  |  | 0.96 |  | Outdoor | Next To Meter
NJADRE1554433801 | Administratively Determined Incentive Program | Hamilton Township Mer | 8610 | 12 | 9.09 | Residential | Behind the Meter | Yes | Net Metered Residential | Sunrun Installation Services, Inc. | None | PSE&G | Accepted | 2023-08-07 | 2023-08-17 | 2024-08-17 | Solar Panels | Trina Solar | TSM-395DE09C.07 |  | 0.395 | 10 | 355 | 28 |  | Fixed | Roof
NJADRE1554433801 | Administratively Determined Incentive Program | Hamilton Township Mer | 8610 | 12 | 9.09 | Residential | Behind the Meter | Yes | Net Metered Residential | Sunrun Installation Services, Inc. | None | PSE&G | Accepted | 2023-08-07 | 2023-08-17 | 2024-08-17 | Solar Panels | Trina Solar | TSM-395DE09C.07 |  | 0.395 | 13 | 177 | 28 |  | Fixed | Roof
NJADRE1554433816 | Administratively Determined Incentive Program | MORRIS PLAINS | 7950 | 3 | 7.51 | Residential | Behind the Meter | Yes | Net Metered Residential | Sunrun Installation Services, Inc. | None | JCP&L | Accepted | 2023-08-07 | 2023-08-17 | 2024-08-17 | Inverters | SolarEdge Technologies | SE6000H-USSN | 6000 |  | 1 |  |  | 0.99 |  | Outdoor | Next To Meter
NJADRE1554433816 | Administratively Determined Incentive Program | MORRIS PLAINS | 7950 | 3 | 7.51 | Residential | Behind the Meter | Yes | Net Metered Residential | Sunrun Installation Services, Inc. | None | JCP&L | Accepted | 2023-08-07 | 2023-08-17 | 2024-08-17 | Solar Panels | Trina Solar | TSM-395DE09C.07 |  | 0.395 | 8 | 242 | 26 |  | Fixed | Roof
NJADRE1554433816 | Administratively Determined Incentive Program | MORRIS PLAINS | 7950 | 3 | 7.51 | Residential | Behind the Meter | Yes | Net Metered Residential | Sunrun Installation Services, Inc. | None | JCP&L | Accepted | 2023-08-07 | 2023-08-17 | 2024-08-17 | Solar Panels | Trina Solar | TSM-395DE09C.07 |  | 0.395 | 11 | 64 | 27 |  | Fixed | Roof
NJADRE1554436232 | Administratively Determined Incentive Program | Millville, | 8332 | 20 | 5.6 | Residential | Behind the Meter | Yes | Net Metered Residential | Suntuity Solar LLC | None | AC Electric | Accepted | 2023-08-08 | 2023-08-17 | 2024-08-17 | Inverters | ENPHASE | IQ8PLUS-72-2-US | 290 |  | 14 |  |  | 0.97 |  | Outdoor | Behind the PV modules
NJADRE1554436232 | Administratively Determined Incentive Program | Millville, | 8332 | 20 | 5.6 | Residential | Behind the Meter | Yes | Net Metered Residential | Suntuity Solar LLC | None | AC Electric | Accepted | 2023-08-08 | 2023-08-17 | 2024-08-17 | Solar Panels | HYPERION | HY-DH108P8 400B |  | 0.4 | 14 | 156 | 27 |  | Fixed | Roof
NJADRE1554436249 | Administratively Determined Incentive Program | Fair Lawn | 7410 | 7 | 2.77 | Residential | Behind the Meter | Yes | Net Metered Residential | Sunrun Installation Services, Inc. | None | PSE&G | Accepted | 2023-08-08 | 2023-08-18 | 2024-08-18 | Inverters | Delta Electronics | E4-TL-US | 3840 |  | 1 |  |  | 0.96 |  | Outdoor | Next To Meter
NJADRE1554436249 | Administratively Determined Incentive Program | Fair Lawn | 7410 | 7 | 2.77 | Residential | Behind the Meter | Yes | Net Metered Residential | Sunrun Installation Services, Inc. | None | PSE&G | Accepted | 2023-08-08 | 2023-08-18 | 2024-08-18 | Solar Panels | Trina Solar | TSM-395DE09C.07 |  | 0.395 | 7 | 163 | 23 |  | Fixed | Roof
NJADRE1554436259 | Administratively Determined Incentive Program | Barnegat Light | 8006 | 18 | 5.67 | Residential | Behind the Meter | No | Net Metered Residential | Trinity Solar | None | AC Electric | Accepted | 2023-08-08 | 2023-08-24 | 2024-08-24 | Inverters | Solar edge | SE5000H-US | 5 |  | 1 |  |  | 0.97 |  | Outdoor
NJADRE1554436259 | Administratively Determined Incentive Program | Barnegat Light | 8006 | 18 | 5.67 | Residential | Behind the Meter | No | Net Metered Residential | Trinity Solar | None | AC Electric | Accepted | 2023-08-08 | 2023-08-24 | 2024-08-24 | Solar Panels | HANWHA 405 (Q.PEAK DUO BLK ML-G10+ 405) | HANWHA 405 (Q.PEAK DUO BLK ML-G10+ 405) |  | 0.405 | 9 | 24 | 14 |  | Fixed | Roof
NJADRE1554436259 | Administratively Determined Incentive Program | Barnegat Light | 8006 | 18 | 5.67 | Residential | Behind the Meter | No | Net Metered Residential | Trinity Solar | None | AC Electric | Accepted | 2023-08-08 | 2023-08-24 | 2024-08-24 | Solar Panels | HANWHA 405 (Q.PEAK DUO BLK ML-G10+ 405) | HANWHA 405 (Q.PEAK DUO BLK ML-G10+ 405) |  | 0.405 | 5 | 204 | 14 |  | Fixed | Roof
NJADRE1554436375 | Administratively Determined Incentive Program | East Orange | 7017 | 9 | 5.6 | Residential | Behind the Meter | Yes | Net Metered Residential | Pro Custom Solar dba Momentum Solar | None | PSE&G | Accepted | 2023-08-08 | 2023-08-17 | 2024-08-17 | Inverters | Enphase | IQ8PLUS-72-2-US | 290 |  | 14 |  |  | 0.97 |  | Outdoor
NJADRE1554436375 | Administratively Determined Incentive Program | East Orange | 7017 | 9 | 5.6 | Residential | Behind the Meter | Yes | Net Metered Residential | Pro Custom Solar dba Momentum Solar | None | PSE&G | Accepted | 2023-08-08 | 2023-08-17 | 2024-08-17 | Solar Panels | Hanwha | q.peak duo blk ML-g10+400 |  | 0.4 | 9 | 137 | 26 |  | Fixed | Roof
NJADRE1554436375 | Administratively Determined Incentive Program | East Orange | 7017 | 9 | 5.6 | Residential | Behind the Meter | Yes | Net Metered Residential | Pro Custom Solar dba Momentum Solar | None | PSE&G | Accepted | 2023-08-08 | 2023-08-17 | 2024-08-17 | Solar Panels | Hanwha | q.peak duo blk ML-g10+400 |  | 0.4 | 5 | 317 | 28 |  | Fixed | Roof
NJADRE1554436385 | Administratively Determined Incentive Program | EVESHAM TWP | 8053 | 13 | 8.3 | Residential | Behind the Meter | Yes | Net Metered Residential | Sunrun Installation Services, Inc. | None | PSE&G | Accepted | 2023-08-08 | 2023-08-17 | 2024-08-17 | Inverters | SolarEdge Technologies | SE6000H-USSN | 6000 |  | 1 |  |  | 0.99 |  | Outdoor | Next To Meter
NJADRE1554436385 | Administratively Determined Incentive Program | EVESHAM TWP | 8053 | 13 | 8.3 | Residential | Behind the Meter | Yes | Net Metered Residential | Sunrun Installation Services, Inc. | None | PSE&G | Accepted | 2023-08-08 | 2023-08-17 | 2024-08-17 | Solar Panels | Trina Solar | TSM-395DE09C.07 |  | 0.395 | 4 | 260 | 22 |  | Fixed | Roof
NJADRE1554436385 | Administratively Determined Incentive Program | EVESHAM TWP | 8053 | 13 | 8.3 | Residential | Behind the Meter | Yes | Net Metered Residential | Sunrun Installation Services, Inc. | None | PSE&G | Accepted | 2023-08-08 | 2023-08-17 | 2024-08-17 | Solar Panels | Trina Solar | TSM-395DE09C.07 |  | 0.395 | 17 | 80 | 22 |  | Fixed | Roof
NJADRE1554436401 | Administratively Determined Incentive Program | Jersey City | 7304 | 8 | 5.6 | Residential | Behind the Meter | Yes | Net Metered Residential | Pro Custom Solar dba Momentum Solar | None | PSE&G | Accepted | 2023-08-08 | 2023-08-18 | 2024-08-18 | Solar Panels | hanwha | Â Q. PEAK DUO BLK-G10+400 |  | 0.4 | 14 | 208 | 6 |  | Fixed | Roof
NJADRE1554436401 | Administratively Determined Incentive Program | Jersey City | 7304 | 8 | 5.6 | Residential | Behind the Meter | Yes | Net Metered Residential | Pro Custom Solar dba Momentum Solar | None | PSE&G | Accepted | 2023-08-08 | 2023-08-18 | 2024-08-18 | Inverters | enphase | IQ8PLUS-72-2-US | 290 |  | 14 |  |  | 0.97 |  | Outdoor
NJADRE1554436527 | Administratively Determined Incentive Program | BLOOMFIELD TWP | 7003 | 9 | 6.72 | Residential | Behind the Meter | Yes | Net Metered Residential | Sunrun Installation Services, Inc. | None | PSE&G | Accepted | 2023-08-08 | 2023-08-24 | 2024-08-24 | Inverters | SolarEdge Technologies | SE6000H-USSN | 6000 |  | 1 |  |  | 0.99 |  | Outdoor | Next To Meter
NJADRE1554436527 | Administratively Determined Incentive Program | BLOOMFIELD TWP | 7003 | 9 | 6.72 | Residential | Behind the Meter | Yes | Net Metered Residential | Sunrun Installation Services, Inc. | None | PSE&G | Accepted | 2023-08-08 | 2023-08-24 | 2024-08-24 | Solar Panels | Trina Solar | TSM-395DE09C.07 |  | 0.395 | 9 | 295 | 18 |  | Fixed | Roof
NJADRE1554436527 | Administratively Determined Incentive Program | BLOOMFIELD TWP | 7003 | 9 | 6.72 | Residential | Behind the Meter | Yes | Net Metered Residential | Sunrun Installation Services, Inc. | None | PSE&G | Accepted | 2023-08-08 | 2023-08-24 | 2024-08-24 | Solar Panels | Trina Solar | TSM-395DE09C.07 |  | 0.395 | 8 | 115 | 18 |  | Fixed | Roof
NJADRE1554436527 | Administratively Determined Incentive Program | BLOOMFIELD TWP | 7003 | 9 | 6.72 | Residential | Behind the Meter | Yes | Net Metered Residential | Sunrun Installation Services, Inc. | None | PSE&G | Accepted | 2023-08-08 | 2023-08-24 | 2024-08-24 | Electric Storage Battery | Tesla | Powerwall 2 AC |  |  | 1 |  |  |  | Lithium Ion |  | outside
NJADRE1554436532 | Administratively Determined Incentive Program | Union | 7083 | 10 | 7.11 | Residential | Behind the Meter | Yes | Net Metered Residential | Sunrun Installation Services, Inc. | None | PSE&G | Accepted | 2023-08-08 | 2023-08-18 | 2024-08-18 | Inverters | SolarEdge Technologies | SE6000H-USSN | 6000 |  | 1 |  |  | 0.96 |  | Outdoor | Next To Meter
NJADRE1554436532 | Administratively Determined Incentive Program | Union | 7083 | 10 | 7.11 | Residential | Behind the Meter | Yes | Net Metered Residential | Sunrun Installation Services, Inc. | None | PSE&G | Accepted | 2023-08-08 | 2023-08-18 | 2024-08-18 | Solar Panels | Trina Solar | TSM-395DE09C.07 |  | 0.395 | 2 | 170 | 31 |  | Fixed | Roof
NJADRE1554436532 | Administratively Determined Incentive Program | Union | 7083 | 10 | 7.11 | Residential | Behind the Meter | Yes | Net Metered Residential | Sunrun Installation Services, Inc. | None | PSE&G | Accepted | 2023-08-08 | 2023-08-18 | 2024-08-18 | Solar Panels | Trina Solar | TSM-395DE09C.07 |  | 0.395 | 16 | 351 | 27 |  | Fixed | Roof
NJADRE1554436581 | Administratively Determined Incentive Program | Willingboro Twp, | 8046 | 13 | 5.53 | Residential | Behind the Meter | Yes | Net Metered Residential | Sunrun Installation Services, Inc. | None | PSE&G | Accepted | 2023-08-08 | 2023-08-18 | 2024-08-18 | Inverters | SolarEdge Technologies | SE3800H-USMN | 3800 |  | 1 |  |  | 0.96 |  | Outdoor | Next To Meter
NJADRE1554436581 | Administratively Determined Incentive Program | Willingboro Twp, | 8046 | 13 | 5.53 | Residential | Behind the Meter | Yes | Net Metered Residential | Sunrun Installation Services, Inc. | None | PSE&G | Accepted | 2023-08-08 | 2023-08-18 | 2024-08-18 | Solar Panels | Trina Solar | TSM-395DE09C.07 |  | 0.395 | 14 | 270 | 26 |  | Fixed | Roof
NJADRE1554436621 | Administratively Determined Incentive Program | BLOOMFIELD TWP | 7003 | 9 | 3.56 | Residential | Behind the Meter | Yes | Net Metered Residential | Sunrun Installation Services, Inc. | None | PSE&G | Accepted | 2023-08-08 | 2023-08-18 | 2024-08-18 | Inverters | SolarEdge Technologies | SE3800H-USMN | 3800 |  | 1 |  |  | 0.99 |  | Outdoor | Next To Meter
NJADRE1554436621 | Administratively Determined Incentive Program | BLOOMFIELD TWP | 7003 | 9 | 3.56 | Residential | Behind the Meter | Yes | Net Metered Residential | Sunrun Installation Services, Inc. | None | PSE&G | Accepted | 2023-08-08 | 2023-08-18 | 2024-08-18 | Solar Panels | Trina Solar | TSM-395DE09C.07 |  | 0.395 | 4 | 39 | 24 |  | Fixed | Roof
NJADRE1554436621 | Administratively Determined Incentive Program | BLOOMFIELD TWP | 7003 | 9 | 3.56 | Residential | Behind the Meter | Yes | Net Metered Residential | Sunrun Installation Services, Inc. | None | PSE&G | Accepted | 2023-08-08 | 2023-08-18 | 2024-08-18 | Solar Panels | Trina Solar | TSM-395DE09C.07 |  | 0.395 | 5 | 219 | 24 |  | Fixed | Roof
NJADRE1554436621 | Administratively Determined Incentive Program | BLOOMFIELD TWP | 7003 | 9 | 3.56 | Residential | Behind the Meter | Yes | Net Metered Residential | Sunrun Installation Services, Inc. | None | PSE&G | Accepted | 2023-08-08 | 2023-08-18 | 2024-08-18 | Electric Storage Battery | Tesla | Powerwall 2 AC |  |  | 1 |  |  |  | Lithium Ion |  | outside
NJADRE1554436705 | Administratively Determined Incentive Program | Brick | 8723 | 18 | 6.75 | Residential | Behind the Meter | No | Net Metered Residential | Power Home Remodeling Group | None | JCP&L | Accepted | 2023-08-08 | 2023-08-18 | 2024-08-18 | Inverters | SolarEdge | SE5000H-US | 5000 |  | 1 |  |  | 0.99 |  | Outdoor
NJADRE1554436705 | Administratively Determined Incentive Program | Brick | 8723 | 18 | 6.75 | Residential | Behind the Meter | No | Net Metered Residential | Power Home Remodeling Group | None | JCP&L | Accepted | 2023-08-08 | 2023-08-18 | 2024-08-18 | Meters | SolarEdge | Revenue Grade Data Ansi C12.20 |  |  | 1 |  |  |  | Yes | Outdoor
NJADRE1554436705 | Administratively Determined Incentive Program | Brick | 8723 | 18 | 6.75 | Residential | Behind the Meter | No | Net Metered Residential | Power Home Remodeling Group | None | JCP&L | Accepted | 2023-08-08 | 2023-08-18 | 2024-08-18 | Solar Panels | Longi | LR40-60HPB-355M |  | 0.355 | 10 | 177 | 20 |  | Fixed | Roof
NJADRE1554436705 | Administratively Determined Incentive Program | Brick | 8723 | 18 | 6.75 | Residential | Behind the Meter | No | Net Metered Residential | Power Home Remodeling Group | None | JCP&L | Accepted | 2023-08-08 | 2023-08-18 | 2024-08-18 | Solar Panels | Longi | LR40-60HPB-355M |  | 0.355 | 9 | 177 | 20 |  | Fixed | Roof
NJADRE1554436798 | Administratively Determined Incentive Program | Andover | 7821 | 1 | 14.4 | Residential | Behind the Meter | Yes | Net Metered Residential | Bright Planet Solar | None | JCP&L | Accepted | 2023-08-08 | 2023-08-18 | 2024-08-18 | Inverters | Solar edge | Se10000H- USRGM | 10000 |  | 1 |  |  | 0.98 |  | Outdoor | OUTSIDE
NJADRE1554436798 | Administratively Determined Incentive Program | Andover | 7821 | 1 | 14.4 | Residential | Behind the Meter | Yes | Net Metered Residential | Bright Planet Solar | None | JCP&L | Accepted | 2023-08-08 | 2023-08-18 | 2024-08-18 | Solar Panels | Hanwha Q-cells | Q.PEAK DUO BLK ML-G10.a+400 |  | 0.4 | 30 | 131 | 23 |  | Fixed | Roof
NJADRE1554436798 | Administratively Determined Incentive Program | Andover | 7821 | 1 | 14.4 | Residential | Behind the Meter | Yes | Net Metered Residential | Bright Planet Solar | None | JCP&L | Accepted | 2023-08-08 | 2023-08-18 | 2024-08-18 | Solar Panels | Hanwha Q-cells | Q.PEAK DUO BLK ML-G10.a+400 |  | 0.4 | 6 | 221 | 23 |  | Fixed | Roof
NJADRE1554436808 | Administratively Determined Incentive Program | Port Republic | 8241 | 19 | 10.13 | Residential | Behind the Meter | Yes | Net Metered Residential | Trinity Solar | None | AC Electric | Accepted | 2023-08-08 | 2023-08-18 | 2024-08-18 | Inverters | Solar Edge | SE7600H-US000BEi4 | 7600 |  | 1 |  |  | 0.97 |  | Outdoor
NJADRE1554436808 | Administratively Determined Incentive Program | Port Republic | 8241 | 19 | 10.13 | Residential | Behind the Meter | Yes | Net Metered Residential | Trinity Solar | None | AC Electric | Accepted | 2023-08-08 | 2023-08-18 | 2024-08-18 | Solar Panels | Hanwha | Q.PEAK DUO BLK ML-G10+ 405 |  | 0.405 | 14 | 185 | 34 |  | Fixed | Roof
NJADRE1554436808 | Administratively Determined Incentive Program | Port Republic | 8241 | 19 | 10.13 | Residential | Behind the Meter | Yes | Net Metered Residential | Trinity Solar | None | AC Electric | Accepted | 2023-08-08 | 2023-08-18 | 2024-08-18 | Solar Panels | Hanwha | Q.PEAK DUO BLK ML-G10+ 405 |  | 0.405 | 7 | 5 | 23 |  | Fixed | Roof
NJADRE1554436808 | Administratively Determined Incentive Program | Port Republic | 8241 | 19 | 10.13 | Residential | Behind the Meter | Yes | Net Metered Residential | Trinity Solar | None | AC Electric | Accepted | 2023-08-08 | 2023-08-18 | 2024-08-18 | Solar Panels | Hanwha | Q.PEAK DUO BLK ML-G10+ 405 |  | 0.405 | 4 | 185 | 23 |  | Fixed | Roof
NJADRE1554436944 | Administratively Determined Incentive Program | MONTAGUE | 7827 | 1 | 2.77 | Residential | Behind the Meter | Yes | Net Metered Residential | Sunrun Installation Services, Inc. | None | JCP&L | Accepted | 2023-08-08 | 2023-08-18 | 2024-08-18 | Inverters | Delta Electronics | E4-TL-US | 3840 |  | 1 |  |  | 0.97 |  | Outdoor | Next To Meter
NJADRE1554436944 | Administratively Determined Incentive Program | MONTAGUE | 7827 | 1 | 2.77 | Residential | Behind the Meter | Yes | Net Metered Residential | Sunrun Installation Services, Inc. | None | JCP&L | Accepted | 2023-08-08 | 2023-08-18 | 2024-08-18 | Solar Panels | Trina Solar | TSM-395DE09C.07 |  | 0.395 | 7 | 37 | 25 |  | Fixed | Roof
NJADRE1554436963 | Administratively Determined Incentive Program | Dover | 7801 | 3 | 5.2 | Residential | Behind the Meter | No | Net Metered Residential | Power Energy Solutions | None | JCP&L | Accepted | 2023-08-08 | 2023-08-18 | 2024-08-18 | Inverters | SOLAREDGE | SE3800H-US | 3800 |  | 1 |  |  | 0.99 |  | Outside | ROOFTOP
NJADRE1554436963 | Administratively Determined Incentive Program | Dover | 7801 | 3 | 5.2 | Residential | Behind the Meter | No | Net Metered Residential | Power Energy Solutions | None | JCP&L | Accepted | 2023-08-08 | 2023-08-18 | 2024-08-18 | Solar Panels | SILFAB SOLAR | SIL-400 HC+ |  | 0.4 | 3 | 138 | 14 |  | Fixed | Roof | ROOFTOP
NJADRE1554436963 | Administratively Determined Incentive Program | Dover | 7801 | 3 | 5.2 | Residential | Behind the Meter | No | Net Metered Residential | Power Energy Solutions | None | JCP&L | Accepted | 2023-08-08 | 2023-08-18 | 2024-08-18 | Solar Panels | SILFAB SOLAR | SIL-400 HC+ |  | 0.4 | 10 | 138 | 21 |  | Fixed | Roof | ROOFTOP
NJADRE1554436966 | Administratively Determined Incentive Program | Shamong | 8088 | 13 | 21.9 | Residential | Behind the Meter | No | Net Metered Residential | Castle Energy, LLC | None | AC Electric | Accepted | 2023-08-08 | 2023-08-18 | 2024-08-18 | Inverters | Enphase Energy Inc | IQ7PLUS-72-2-US | 290 |  | 60 |  |  | 0.975 |  | Outdoor | on rooftop underneath each solar module
NJADRE1554436966 | Administratively Determined Incentive Program | Shamong | 8088 | 13 | 21.9 | Residential | Behind the Meter | No | Net Metered Residential | Castle Energy, LLC | None | AC Electric | Accepted | 2023-08-08 | 2023-08-18 | 2024-08-18 | Solar Panels | Hanwha Q Cells | Q.PEAK DUO BLK-G10+365 |  | 0.365 | 6 | 202 | 20 |  | Fixed | Roof
NJADRE1554436966 | Administratively Determined Incentive Program | Shamong | 8088 | 13 | 21.9 | Residential | Behind the Meter | No | Net Metered Residential | Castle Energy, LLC | None | AC Electric | Accepted | 2023-08-08 | 2023-08-18 | 2024-08-18 | Solar Panels | Hanwha Q Cells | Q.PEAK DUO BLK-G10+365 |  | 0.365 | 12 | 22 | 15 |  | Fixed | Roof
NJADRE1554436966 | Administratively Determined Incentive Program | Shamong | 8088 | 13 | 21.9 | Residential | Behind the Meter | No | Net Metered Residential | Castle Energy, LLC | None | AC Electric | Accepted | 2023-08-08 | 2023-08-18 | 2024-08-18 | Solar Panels | Hanwha Q Cells | Q.PEAK DUO BLK-G10+365 |  | 0.365 | 28 | 202 | 20 |  | Fixed | Roof
NJADRE1554436966 | Administratively Determined Incentive Program | Shamong | 8088 | 13 | 21.9 | Residential | Behind the Meter | No | Net Metered Residential | Castle Energy, LLC | None | AC Electric | Accepted | 2023-08-08 | 2023-08-18 | 2024-08-18 | Solar Panels | Hanwha Q Cells | Q.PEAK DUO BLK-G10+365 |  | 0.365 | 14 | 22 | 16 |  | Fixed | Roof
NJADRE1554436973 | Administratively Determined Incentive Program | JERSEY CITY | 7306 | 8 | 7.6 | Residential | Behind the Meter | No | Net Metered Residential | Pro Custom Solar dba Momentum Solar | None | PSE&G | Accepted | 2023-08-09 | 2023-08-22 | 2024-08-22 | Solar Panels | hanwha | Â Q. PEAK DUO BLK-G10+400 |  | 0.4 | 15 | 120 | 45 |  | Fixed | Roof
NJADRE1554436973 | Administratively Determined Incentive Program | JERSEY CITY | 7306 | 8 | 7.6 | Residential | Behind the Meter | No | Net Metered Residential | Pro Custom Solar dba Momentum Solar | None | PSE&G | Accepted | 2023-08-09 | 2023-08-22 | 2024-08-22 | Solar Panels | hanwha | Â Q. PEAK DUO BLK-G10+400 |  | 0.4 | 4 | 300 | 4 |  | Fixed | Roof
NJADRE1554436973 | Administratively Determined Incentive Program | JERSEY CITY | 7306 | 8 | 7.6 | Residential | Behind the Meter | No | Net Metered Residential | Pro Custom Solar dba Momentum Solar | None | PSE&G | Accepted | 2023-08-09 | 2023-08-22 | 2024-08-22 | Inverters | enphase | IQ8PLUS-72-2-US | 290 |  | 19 |  |  | 0.97 |  | Outdoor
NJADRE1554437015 | Administratively Determined Incentive Program | NUTLEY TOWN | 7110 | 9 | 14.22 | Residential | Behind the Meter | Yes | Net Metered Residential | Sunrun Installation Services, Inc. | None | PSE&G | Accepted | 2023-08-08 | 2023-08-18 | 2024-08-18 | Inverters | SolarEdge Technologies | SE10000H-USSN | 10000 |  | 1 |  |  | 0.99 |  | Outdoor | Next To Meter
NJADRE1554437015 | Administratively Determined Incentive Program | NUTLEY TOWN | 7110 | 9 | 14.22 | Residential | Behind the Meter | Yes | Net Metered Residential | Sunrun Installation Services, Inc. | None | PSE&G | Accepted | 2023-08-08 | 2023-08-18 | 2024-08-18 | Solar Panels | Trina Solar | TSM-395DE09C.07 |  | 0.395 | 12 | 26 | 42 |  | Fixed | Roof
NJADRE1554437015 | Administratively Determined Incentive Program | NUTLEY TOWN | 7110 | 9 | 14.22 | Residential | Behind the Meter | Yes | Net Metered Residential | Sunrun Installation Services, Inc. | None | PSE&G | Accepted | 2023-08-08 | 2023-08-18 | 2024-08-18 | Solar Panels | Trina Solar | TSM-395DE09C.07 |  | 0.395 | 12 | 206 | 42 |  | Fixed | Roof
NJADRE1554437015 | Administratively Determined Incentive Program | NUTLEY TOWN | 7110 | 9 | 14.22 | Residential | Behind the Meter | Yes | Net Metered Residential | Sunrun Installation Services, Inc. | None | PSE&G | Accepted | 2023-08-08 | 2023-08-18 | 2024-08-18 | Solar Panels | Trina Solar | TSM-395DE09C.07 |  | 0.395 | 4 | 26 | 22 |  | Fixed | Roof
NJADRE1554437015 | Administratively Determined Incentive Program | NUTLEY TOWN | 7110 | 9 | 14.22 | Residential | Behind the Meter | Yes | Net Metered Residential | Sunrun Installation Services, Inc. | None | PSE&G | Accepted | 2023-08-08 | 2023-08-18 | 2024-08-18 | Solar Panels | Trina Solar | TSM-395DE09C.07 |  | 0.395 | 8 | 206 | 22 |  | Fixed | Roof
NJADRE1554437299 | Administratively Determined Incentive Program | Somerville | 8876 | 5 | 4.38 | Residential | Behind the Meter | No | Net Metered Residential | Power Home Remodeling | None | PSE&G | Accepted | 2023-08-08 | 2023-08-18 | 2024-08-18 | Inverters | SolarEdge | SE3800H-US | 3800 |  | 1 |  |  | 0.99 |  | Outdoor
NJADRE1554437299 | Administratively Determined Incentive Program | Somerville | 8876 | 5 | 4.38 | Residential | Behind the Meter | No | Net Metered Residential | Power Home Remodeling | None | PSE&G | Accepted | 2023-08-08 | 2023-08-18 | 2024-08-18 | Meters | SolarEdge | Revenue Grade Data Ansi C12.20 |  |  | 1 |  |  |  | Yes | Outdoor
NJADRE1554437299 | Administratively Determined Incentive Program | Somerville | 8876 | 5 | 4.38 | Residential | Behind the Meter | No | Net Metered Residential | Power Home Remodeling | None | PSE&G | Accepted | 2023-08-08 | 2023-08-18 | 2024-08-18 | Solar Panels | Hyundai | HiS-S365XG(BK) |  | 0.365 | 12 | 185 | 43 |  | Fixed | Roof
NJADRE1554437428 | Administratively Determined Incentive Program | Newark | 7103 | 9 | 5.2 | Residential | Behind the Meter | Yes | Net Metered Residential | Pro Custom Solar dba Momentum Solar | None | PSE&G | Accepted | 2023-08-08 | 2023-08-18 | 2024-08-18 | Solar Panels | HANWHA | Â Q. PEAK DUO BLK-G10+400 |  | 0.4 | 4 | 106 | 22 |  | Fixed | Roof
NJADRE1554437428 | Administratively Determined Incentive Program | Newark | 7103 | 9 | 5.2 | Residential | Behind the Meter | Yes | Net Metered Residential | Pro Custom Solar dba Momentum Solar | None | PSE&G | Accepted | 2023-08-08 | 2023-08-18 | 2024-08-18 | Solar Panels | HANWHA | Â Q. PEAK DUO BLK-G10+400 |  | 0.4 | 4 | 286 | 24 |  | Fixed | Roof
NJADRE1554437428 | Administratively Determined Incentive Program | Newark | 7103 | 9 | 5.2 | Residential | Behind the Meter | Yes | Net Metered Residential | Pro Custom Solar dba Momentum Solar | None | PSE&G | Accepted | 2023-08-08 | 2023-08-18 | 2024-08-18 | Solar Panels | HANWHA | Q. PEAK DUO BLK-G10+400 |  | 0.4 | 5 | 286 | 23 |  | Fixed | Roof
NJADRE1554437428 | Administratively Determined Incentive Program | Newark | 7103 | 9 | 5.2 | Residential | Behind the Meter | Yes | Net Metered Residential | Pro Custom Solar dba Momentum Solar | None | PSE&G | Accepted | 2023-08-08 | 2023-08-18 | 2024-08-18 | Inverters | ENPHASE | IQ8PLUS-72-2-US | 290 |  | 13 |  |  | 0.97 |  | Outdoor
NJADRE1554437467 | Administratively Determined Incentive Program | Newark | 7106 | 9 | 5.6 | Residential | Behind the Meter | Yes | Net Metered Residential | Pro Custom Solar dba Momentum Solar | None | PSE&G | Accepted | 2023-08-08 | 2023-08-18 | 2024-08-18 | Inverters | Enphase | IQ8PLUS-72-2-US | 290 |  | 14 |  |  | 0.97 |  | Outdoor
NJADRE1554437467 | Administratively Determined Incentive Program | Newark | 7106 | 9 | 5.6 | Residential | Behind the Meter | Yes | Net Metered Residential | Pro Custom Solar dba Momentum Solar | None | PSE&G | Accepted | 2023-08-08 | 2023-08-18 | 2024-08-18 | Solar Panels | Hanwha | q.peak duo blk ML-g10+400 |  | 0.4 | 14 | 294 | 6 |  | Fixed | Roof
NJADRE1554437476 | Administratively Determined Incentive Program | Glenwood | 7418 | 1 | 16.06 | Residential | Behind the Meter | No | Net Metered Residential | Empire Solar Solutions, LLC | None | JCP&L | Accepted | 2023-08-08 | 2023-08-21 | 2024-08-21 | Inverters | Enphase | IQ7+ | 290 |  | 44 |  |  | 0.975 |  | Outdoor
NJADRE1554437476 | Administratively Determined Incentive Program | Glenwood | 7418 | 1 | 16.06 | Residential | Behind the Meter | No | Net Metered Residential | Empire Solar Solutions, LLC | None | JCP&L | Accepted | 2023-08-08 | 2023-08-21 | 2024-08-21 | Solar Panels | Hanwha | Q.Peak Duo BLK 365 |  | 0.365 | 44 | 223 | 23 |  | Fixed | Roof
NJADRE1554437486 | Administratively Determined Incentive Program | Newark | 7107 | 9 | 2.77 | Residential | Behind the Meter | No | Net Metered Residential | Voltaic Solaire LLC | None | PSE&G | Accepted | 2023-08-08 | 2023-08-18 | 2024-08-18 | Inverters | ENPHASE | ENPHASE IQ 7PLUS -72-2-US | 295 |  | 1 |  |  | 0.98 |  | Outdoor | NEXT TO UTILITY METER
NJADRE1554437486 | Administratively Determined Incentive Program | Newark | 7107 | 9 | 2.77 | Residential | Behind the Meter | No | Net Metered Residential | Voltaic Solaire LLC | None | PSE&G | Accepted | 2023-08-08 | 2023-08-18 | 2024-08-18 | Solar Panels | JASOL | JAM54S31-395 |  | 0.395 | 7 | 110 | 3 |  | Fixed | Roof
NJADRE1554437524 | Administratively Determined Incentive Program | Jersey City | 7305 | 8 | 5.2 | Residential | Behind the Meter | Yes | Net Metered Residential | Pro Custom Solar dba Momentum Solar | None | PSE&G | Accepted | 2023-08-08 | 2023-08-18 | 2024-08-18 | Inverters | Enphase | IQ8PLUS-72-2-US | 290 |  | 13 |  |  | 0.97 |  | Outdoor
NJADRE1554437524 | Administratively Determined Incentive Program | Jersey City | 7305 | 8 | 5.2 | Residential | Behind the Meter | Yes | Net Metered Residential | Pro Custom Solar dba Momentum Solar | None | PSE&G | Accepted | 2023-08-08 | 2023-08-18 | 2024-08-18 | Solar Panels | Hanwha | q.peak duo blk ML-g10+400 |  | 0.4 | 13 | 220 | 5 |  | Fixed | Roof
NJADRE1554437528 | Administratively Determined Incentive Program | Union Twp Uni | 7083 | 10 | 7.9 | Residential | Behind the Meter | Yes | Net Metered Residential | Bright Planet Solar | None | PSE&G | Accepted | 2023-08-08 | 2023-08-18 | 2024-08-18 | Inverters | Solar Edge | SE6000H - USRGM | 6000 |  | 1 |  |  | 0.98 |  | Outdoor | OUTSIDE
NJADRE1554437528 | Administratively Determined Incentive Program | Union Twp Uni | 7083 | 10 | 7.9 | Residential | Behind the Meter | Yes | Net Metered Residential | Bright Planet Solar | None | PSE&G | Accepted | 2023-08-08 | 2023-08-18 | 2024-08-18 | Solar Panels | HANWHA Q-CELLS | Q.PEAK DUO BLK ML-G10.a+395 |  | 0.395 | 8 | 127 | 27 |  | Fixed | Roof
NJADRE1554437528 | Administratively Determined Incentive Program | Union Twp Uni | 7083 | 10 | 7.9 | Residential | Behind the Meter | Yes | Net Metered Residential | Bright Planet Solar | None | PSE&G | Accepted | 2023-08-08 | 2023-08-18 | 2024-08-18 | Solar Panels | HANWHA Q-CELLS | Q.PEAK DUO BLK ML-G10.a+395 |  | 0.395 | 12 | 307 | 27 |  | Fixed | Roof
NJADRE1554437541 | Administratively Determined Incentive Program | Bernardsville | 7924 | 5 | 15.2 | Residential | Behind the Meter | Yes | Net Metered Residential | Tesla Energy Operations Inc | None | JCP&L | Accepted | 2023-08-08 | 2023-08-18 | 2024-08-18 | Electric Storage Battery | Tesla | AC Powerwall 2.0 |  |  | 3 |  |  |  | Lead Acid |  | Outside
NJADRE1554437541 | Administratively Determined Incentive Program | Bernardsville | 7924 | 5 | 15.2 | Residential | Behind the Meter | Yes | Net Metered Residential | Tesla Energy Operations Inc | None | JCP&L | Accepted | 2023-08-08 | 2023-08-18 | 2024-08-18 | Inverters | Tesla | 1534000-00-C | 3800 |  | 1 |  |  | 0.98 |  | Outside
NJADRE1554437541 | Administratively Determined Incentive Program | Bernardsville | 7924 | 5 | 15.2 | Residential | Behind the Meter | Yes | Net Metered Residential | Tesla Energy Operations Inc | None | JCP&L | Accepted | 2023-08-08 | 2023-08-18 | 2024-08-18 | Inverters | Tesla | 1538000-00-E | 7600 |  | 1 |  |  | 0.98 |  | Outside
NJADRE1554437541 | Administratively Determined Incentive Program | Bernardsville | 7924 | 5 | 15.2 | Residential | Behind the Meter | Yes | Net Metered Residential | Tesla Energy Operations Inc | None | JCP&L | Accepted | 2023-08-08 | 2023-08-18 | 2024-08-18 | Solar Panels | Tesla | SR60T1 |  | 0.05847 | 230 | 133 | 17 |  | Fixed | Roof
NJADRE1554437541 | Administratively Determined Incentive Program | Bernardsville | 7924 | 5 | 15.2 | Residential | Behind the Meter | Yes | Net Metered Residential | Tesla Energy Operations Inc | None | JCP&L | Accepted | 2023-08-08 | 2023-08-18 | 2024-08-18 | Solar Panels | Tesla | SR60T1 |  | 0.05847 | 30 | 313 | 17 |  | Fixed | Roof
NJADRE1554446290 | Administratively Determined Incentive Program | Hamilton, | 8610 | 12 | 2.8 | Residential | Behind the Meter | Yes | Net Metered Residential | Suntuity Solar LLC | None | PSE&G | Accepted | 2023-08-09 | 2023-08-21 | 2024-08-21 | Inverters | ENPHASE | IQ8PLUS-72-2-US | 290 |  | 7 |  |  | 0.97 |  | Outdoor | Behind the PV modules
NJADRE1554446290 | Administratively Determined Incentive Program | Hamilton, | 8610 | 12 | 2.8 | Residential | Behind the Meter | Yes | Net Metered Residential | Suntuity Solar LLC | None | PSE&G | Accepted | 2023-08-09 | 2023-08-21 | 2024-08-21 | Solar Panels | HYPERION | HY-DH108P8 400B |  | 0.4 | 7 | 137 | 40 |  | Fixed | Roof
NJADRE1554446293 | Administratively Determined Incentive Program | Penns Grove | 8069 | 16 | 7.51 | Residential | Behind the Meter | Yes | Net Metered Residential | Sunrun Installation Services, Inc. | None | AC Electric | Accepted | 2023-08-09 | 2023-08-22 | 2024-08-22 | Electric Storage Battery | Tesla | Powerwall 2 AC |  |  | 1 |  |  |  | Lithium Ion |  | outside
NJADRE1554446293 | Administratively Determined Incentive Program | Penns Grove | 8069 | 16 | 7.51 | Residential | Behind the Meter | Yes | Net Metered Residential | Sunrun Installation Services, Inc. | None | AC Electric | Accepted | 2023-08-09 | 2023-08-22 | 2024-08-22 | Inverters | Delta Electronics | E6-TL-US | 5760 |  | 1 |  |  | 0.96 |  | Outdoor | Next To Meter
NJADRE1554446293 | Administratively Determined Incentive Program | Penns Grove | 8069 | 16 | 7.51 | Residential | Behind the Meter | Yes | Net Metered Residential | Sunrun Installation Services, Inc. | None | AC Electric | Accepted | 2023-08-09 | 2023-08-22 | 2024-08-22 | Solar Panels | Trina Solar | TSM-395DE09C.07 |  | 0.395 | 19 | 142 | 23 |  | Fixed | Roof
NJADRE1554446304 | Administratively Determined Incentive Program | Neptune City | 7753 | 17 | 7.11 | Residential | Behind the Meter | Yes | Net Metered Residential | Sunrun Installation Services, Inc. | None | JCP&L | Accepted | 2023-08-09 | 2023-08-21 | 2024-08-21 | Inverters | SolarEdge Technologies | SE6000H-USSN | 6000 |  | 1 |  |  | 0.96 |  | Outdoor | Next To Meter
NJADRE1554446304 | Administratively Determined Incentive Program | Neptune City | 7753 | 17 | 7.11 | Residential | Behind the Meter | Yes | Net Metered Residential | Sunrun Installation Services, Inc. | None | JCP&L | Accepted | 2023-08-09 | 2023-08-21 | 2024-08-21 | Solar Panels | Trina Solar | TSM-395DE09C.07 |  | 0.395 | 11 | 193 | 25 |  | Fixed | Roof
NJADRE1554446304 | Administratively Determined Incentive Program | Neptune City | 7753 | 17 | 7.11 | Residential | Behind the Meter | Yes | Net Metered Residential | Sunrun Installation Services, Inc. | None | JCP&L | Accepted | 2023-08-09 | 2023-08-21 | 2024-08-21 | Solar Panels | Trina Solar | TSM-395DE09C.07 |  | 0.395 | 3 | 193 | 25 |  | Fixed | Roof
NJADRE1554446304 | Administratively Determined Incentive Program | Neptune City | 7753 | 17 | 7.11 | Residential | Behind the Meter | Yes | Net Metered Residential | Sunrun Installation Services, Inc. | None | JCP&L | Accepted | 2023-08-09 | 2023-08-21 | 2024-08-21 | Solar Panels | Trina Solar | TSM-395DE09C.07 |  | 0.395 | 4 | 34 | 38 |  | Fixed | Roof
NJADRE1554446314 | Administratively Determined Incentive Program | Lumberton | 8048 | 13 | 8.2 | Residential | Behind the Meter | No | Net Metered Residential |  | None | PSE&G | Accepted | 2023-08-11 | 2023-09-18 | 2024-09-18 | Inverters | Enphase | IQ7A-72-2-US | 349 |  | 20 |  |  | 0.97 |  | Outdoor
NJADRE1554446314 | Administratively Determined Incentive Program | Lumberton | 8048 | 13 | 8.2 | Residential | Behind the Meter | No | Net Metered Residential |  | None | PSE&G | Accepted | 2023-08-11 | 2023-09-18 | 2024-09-18 | Solar Panels | TRINA SOLAR | TSM - 410DE15H(II) |  | 0.41 | 20 | 100 | 40 |  | Fixed | Roof
NJADRE1554446331 | Administratively Determined Incentive Program | Maplewood Twp | 7040 | 9 | 8.48 | Residential | Behind the Meter | No | Net Metered Residential | Tesla Energy Operations Inc | None | PSE&G | Accepted | 2023-08-09 | 2023-08-15 | 2024-08-15 | Inverters | Tesla | 1538000-00-F | 7600 |  | 1 |  |  | 0.98 |  | Indoor
NJADRE1554446331 | Administratively Determined Incentive Program | Maplewood Twp | 7040 | 9 | 8.48 | Residential | Behind the Meter | No | Net Metered Residential | Tesla Energy Operations Inc | None | PSE&G | Accepted | 2023-08-09 | 2023-08-15 | 2024-08-15 | Solar Panels | Tesla | SR60T1 |  | 0.05847 | 24 | 317 | 23 |  | Fixed | Roof
NJADRE1554446331 | Administratively Determined Incentive Program | Maplewood Twp | 7040 | 9 | 8.48 | Residential | Behind the Meter | No | Net Metered Residential | Tesla Energy Operations Inc | None | PSE&G | Accepted | 2023-08-09 | 2023-08-15 | 2024-08-15 | Solar Panels | Tesla | SR60T1 |  | 0.05847 | 32 | 47 | 45 |  | Fixed | Roof
NJADRE1554446331 | Administratively Determined Incentive Program | Maplewood Twp | 7040 | 9 | 8.48 | Residential | Behind the Meter | No | Net Metered Residential | Tesla Energy Operations Inc | None | PSE&G | Accepted | 2023-08-09 | 2023-08-15 | 2024-08-15 | Solar Panels | Tesla | SR60T1 |  | 0.05847 | 89 | 227 | 45 |  | Fixed | Roof
NJADRE1554446331 | Administratively Determined Incentive Program | Maplewood Twp | 7040 | 9 | 8.48 | Residential | Behind the Meter | No | Net Metered Residential | Tesla Energy Operations Inc | None | PSE&G | Accepted | 2023-08-09 | 2023-08-15 | 2024-08-15 | Electric Storage Battery | Tesla | AC Powerwall 2.0 |  |  | 2 |  |  |  | Lithium Ion |  | Inside
NJADRE1554446370 | Administratively Determined Incentive Program | Hainesport Twp | 8036 | 13 | 8.2 | Residential | Behind the Meter | No | Net Metered Residential | EMT Renewables | None | PSE&G | Accepted | 2023-08-09 | 2023-08-21 | 2024-08-21 | Inverters | ENPHASE | IQ8+ | 290 |  | 1 |  |  | 0.98 |  | Other | UNDER EACH PANEL
NJADRE1554446370 | Administratively Determined Incentive Program | Hainesport Twp | 8036 | 13 | 8.2 | Residential | Behind the Meter | No | Net Metered Residential | EMT Renewables | None | PSE&G | Accepted | 2023-08-09 | 2023-08-21 | 2024-08-21 | Solar Panels | SEG SOLAR | SIV 410 |  | 0.41 | 10 | 161 | 31 |  | Fixed | Roof
NJADRE1554446370 | Administratively Determined Incentive Program | Hainesport Twp | 8036 | 13 | 8.2 | Residential | Behind the Meter | No | Net Metered Residential | EMT Renewables | None | PSE&G | Accepted | 2023-08-09 | 2023-08-21 | 2024-08-21 | Solar Panels | SEG SOLAR | SIV 410 |  | 0.41 | 2 | 251 | 44 |  | Fixed | Roof
NJADRE1554446370 | Administratively Determined Incentive Program | Hainesport Twp | 8036 | 13 | 8.2 | Residential | Behind the Meter | No | Net Metered Residential | EMT Renewables | None | PSE&G | Accepted | 2023-08-09 | 2023-08-21 | 2024-08-21 | Solar Panels | SEG SOLAR | SIV 410 |  | 0.41 | 8 | 71 | 47 |  | Fixed | Roof
NJADRE1554446401 | Administratively Determined Incentive Program | South Brunswick Twp | 8852 | 11 | 11.76 | Residential | Behind the Meter | No | Net Metered Residential | Infinity Solar Systems | None | PSE&G | Accepted | 2023-08-09 | 2023-08-21 | 2024-08-21 | Inverters | Enphase | IQ7X-96-2-US | 315 |  | 28 |  |  | 0.97 |  | Outdoor
NJADRE1554446401 | Administratively Determined Incentive Program | South Brunswick Twp | 8852 | 11 | 11.76 | Residential | Behind the Meter | No | Net Metered Residential | Infinity Solar Systems | None | PSE&G | Accepted | 2023-08-09 | 2023-08-21 | 2024-08-21 | Solar Panels | REC Solar | REC420AA Pure-R |  | 0.42 | 20 | 159 | 35 |  | Fixed | Roof
NJADRE1554446401 | Administratively Determined Incentive Program | South Brunswick Twp | 8852 | 11 | 11.76 | Residential | Behind the Meter | No | Net Metered Residential | Infinity Solar Systems | None | PSE&G | Accepted | 2023-08-09 | 2023-08-21 | 2024-08-21 | Solar Panels | REC Solar | REC420AA Pure-R |  | 0.42 | 8 | 159 | 35 |  | Fixed | Roof
NJADRE1554446438 | Administratively Determined Incentive Program | Bayonne | 7002 | 8 | 11.32 | Residential | Behind the Meter | Yes | Net Metered Residential | Pro Custom Solar dba Momentum Solar | None | PSE&G | Accepted | 2023-08-09 | 2023-08-21 | 2024-08-21 | Solar Panels | hanwha | Â Q. PEAK DUO BLK-G10+365 |  | 0.365 | 16 | 123 | 45 |  | Fixed | Roof
NJADRE1554446438 | Administratively Determined Incentive Program | Bayonne | 7002 | 8 | 11.32 | Residential | Behind the Meter | Yes | Net Metered Residential | Pro Custom Solar dba Momentum Solar | None | PSE&G | Accepted | 2023-08-09 | 2023-08-21 | 2024-08-21 | Solar Panels | hanwha | Â Q. PEAK DUO BLK-G10+365 |  | 0.365 | 15 | 303 | 44 |  | Fixed | Roof
NJADRE1554446438 | Administratively Determined Incentive Program | Bayonne | 7002 | 8 | 11.32 | Residential | Behind the Meter | Yes | Net Metered Residential | Pro Custom Solar dba Momentum Solar | None | PSE&G | Accepted | 2023-08-09 | 2023-08-21 | 2024-08-21 | Inverters | enphase | IQ8PLUS-72-2-US | 290 |  | 31 |  |  | 0.97 |  | Outdoor
NJADRE1554446492 | Administratively Determined Incentive Program | Sicklerville | 8081 | 14 | 8.1 | Residential | Behind the Meter | Yes | Net Metered Residential | Trinity Solar Inc. | None | AC Electric | Accepted | 2023-08-09 | 2023-08-21 | 2024-08-21 | Inverters | Solar Edge | SE6000H-US000BEi4 | 6000 |  | 1 |  |  | 0.97 |  | Outdoor
NJADRE1554446492 | Administratively Determined Incentive Program | Sicklerville | 8081 | 14 | 8.1 | Residential | Behind the Meter | Yes | Net Metered Residential | Trinity Solar Inc. | None | AC Electric | Accepted | 2023-08-09 | 2023-08-21 | 2024-08-21 | Solar Panels | HANWHA | Q.PEAK DUO BLK ML-G10+ 405 |  | 0.405 | 8 | 222 | 34 |  | Fixed | Roof
NJADRE1554446492 | Administratively Determined Incentive Program | Sicklerville | 8081 | 14 | 8.1 | Residential | Behind the Meter | Yes | Net Metered Residential | Trinity Solar Inc. | None | AC Electric | Accepted | 2023-08-09 | 2023-08-21 | 2024-08-21 | Solar Panels | HANWHA | Q.PEAK DUO BLK ML-G10+ 405 |  | 0.405 | 8 | 132 | 34 |  | Fixed | Roof
NJADRE1554446492 | Administratively Determined Incentive Program | Sicklerville | 8081 | 14 | 8.1 | Residential | Behind the Meter | Yes | Net Metered Residential | Trinity Solar Inc. | None | AC Electric | Accepted | 2023-08-09 | 2023-08-21 | 2024-08-21 | Solar Panels | HANWHA | Q.PEAK DUO BLK ML-G10+ 405 |  | 0.405 | 4 | 222 | 34 |  | Fixed | Roof
NJADRE1554446531 | Administratively Determined Incentive Program | Jersey City | 7304 | 8 | 7.2 | Residential | Behind the Meter | Yes | Net Metered Residential | Pro Custom Solar dba Momentum Solar | None | PSE&G | Accepted | 2023-08-09 | 2023-08-21 | 2024-08-21 | Solar Panels | HANWHA | Â Q. PEAK DUO BLK-G10+400 |  | 0.4 | 18 | 33 | 7 |  | Fixed | Roof
NJADRE1554446531 | Administratively Determined Incentive Program | Jersey City | 7304 | 8 | 7.2 | Residential | Behind the Meter | Yes | Net Metered Residential | Pro Custom Solar dba Momentum Solar | None | PSE&G | Accepted | 2023-08-09 | 2023-08-21 | 2024-08-21 | Inverters | ENPHASE | IQ8PLUS-72-2-US | 290 |  | 18 |  |  | 0.97 |  | Outdoor
NJADRE1554446541 | Administratively Determined Incentive Program | Jersey City | 7304 | 8 | 4.4 | Residential | Behind the Meter | Yes | Net Metered Residential | Pro Custom Solar dba Momentum Solar | None | PSE&G | Accepted | 2023-08-09 | 2023-08-21 | 2024-08-21 | Solar Panels | hanwha | Â Q. PEAK DUO BLK-G10+400 |  | 0.4 | 11 | 33 | 7 |  | Fixed | Roof
NJADRE1554446541 | Administratively Determined Incentive Program | Jersey City | 7304 | 8 | 4.4 | Residential | Behind the Meter | Yes | Net Metered Residential | Pro Custom Solar dba Momentum Solar | None | PSE&G | Accepted | 2023-08-09 | 2023-08-21 | 2024-08-21 | Inverters | enphase | IQ8PLUS-72-2-US | 290 |  | 11 |  |  | 0.97 |  | Outdoor
NJADRE1554446550 | Administratively Determined Incentive Program | Englishtown | 7726 | 17 | 7.14 | Residential | Behind the Meter | Yes | Net Metered Residential | EMT Renewables | None | JCP&L | Accepted | 2023-08-09 | 2023-08-21 | 2024-08-21 | Inverters | ENPHASE | IQ7x | 315 |  | 17 |  |  | 0.98 |  | Other | UNDER EACH PANEL
NJADRE1554446550 | Administratively Determined Incentive Program | Englishtown | 7726 | 17 | 7.14 | Residential | Behind the Meter | Yes | Net Metered Residential | EMT Renewables | None | JCP&L | Accepted | 2023-08-09 | 2023-08-21 | 2024-08-21 | Solar Panels | REC ALPHA | REC 420 |  | 0.42 | 17 | 271 | 21 |  | Fixed | Roof
NJADRE1554446552 | Administratively Determined Incentive Program | NEWARK | 7114 | 9 | 4.8 | Residential | Behind the Meter | Yes | Net Metered Residential | Big Wave Roofing and Solar LLC | None | PSE&G | Accepted | 2023-08-09 | 2023-08-21 | 2024-08-21 | Inverters | Enphase Energy Inc | IQ7PLUS-72-2-US | 290 |  | 12 |  |  | 0.98 |  | Outside
NJADRE1554446552 | Administratively Determined Incentive Program | NEWARK | 7114 | 9 | 4.8 | Residential | Behind the Meter | Yes | Net Metered Residential | Big Wave Roofing and Solar LLC | None | PSE&G | Accepted | 2023-08-09 | 2023-08-21 | 2024-08-21 | Solar Panels | Silfab | SIL-400HC+ |  | 0.4 | 9 | 114 | 23 |  | Fixed | Roof
NJADRE1554446552 | Administratively Determined Incentive Program | NEWARK | 7114 | 9 | 4.8 | Residential | Behind the Meter | Yes | Net Metered Residential | Big Wave Roofing and Solar LLC | None | PSE&G | Accepted | 2023-08-09 | 2023-08-21 | 2024-08-21 | Solar Panels | Silfab | SIL-400HC+ |  | 0.4 | 3 | 294 | 23 |  | Fixed | Roof
NJADRE1554446554 | Administratively Determined Incentive Program | Edison | 8820 | 11 | 9.6 | Residential | Behind the Meter | Yes | Net Metered Residential | Pro Custom Solar dba Momentum Solar | None | PSE&G | Accepted | 2023-08-09 | 2023-08-21 | 2024-08-21 | Inverters | Enphase | IQ8PLUS-72-2-US | 290 |  | 24 |  |  | 0.97 |  | Outdoor
NJADRE1554446554 | Administratively Determined Incentive Program | Edison | 8820 | 11 | 9.6 | Residential | Behind the Meter | Yes | Net Metered Residential | Pro Custom Solar dba Momentum Solar | None | PSE&G | Accepted | 2023-08-09 | 2023-08-21 | 2024-08-21 | Solar Panels | Hanwha | q.peak duo blk ML-g10+400 |  | 0.4 | 24 | 257 | 24 |  | Fixed | Roof
NJADRE1554446572 | Administratively Determined Incentive Program | Ocean | 7712 | 17 | 8.51 | Residential | Behind the Meter | No | Net Metered Residential | Infinity Solar Systems | None | JCP&L | Accepted | 2023-08-09 | 2023-08-21 | 2024-08-21 | Inverters | Enphase | IQ8Plus-72-2-US | 290 |  | 21 |  |  | 0.97 |  | Outdoor
NJADRE1554446572 | Administratively Determined Incentive Program | Ocean | 7712 | 17 | 8.51 | Residential | Behind the Meter | No | Net Metered Residential | Infinity Solar Systems | None | JCP&L | Accepted | 2023-08-09 | 2023-08-21 | 2024-08-21 | Solar Panels | REC Solar | REC405AA Black |  | 0.405 | 21 | 252 | 21 |  | Fixed | Roof
NJADRE1554446632 | Administratively Determined Incentive Program | Irvington | 7111 | 9 | 4.35 | Residential | Behind the Meter | No | Net Metered Residential | Freedom Forever New Jersey LLC | None | PSE&G | Accepted | 2023-08-09 | 2023-08-22 | 2024-08-22 | Inverters | Solar Edge | SE3800H-USRGM | 3800 |  | 1 |  |  | 0.99 |  | Outdoor
NJADRE1554446632 | Administratively Determined Incentive Program | Irvington | 7111 | 9 | 4.35 | Residential | Behind the Meter | No | Net Metered Residential | Freedom Forever New Jersey LLC | None | PSE&G | Accepted | 2023-08-09 | 2023-08-22 | 2024-08-22 | Solar Panels | Canadian Solar | CS3N-395MS |  | 0.395 | 11 | 196 | 24 |  | Fixed | Roof
NJADRE1554446808 | Administratively Determined Incentive Program | Hamilton | 8610 | 12 | 5.93 | Residential | Behind the Meter | Yes | Net Metered Residential | Sunrun Installation Services, Inc. | None | PSE&G | Accepted | 2023-08-09 | 2023-08-21 | 2024-08-21 | Inverters | Delta Electronics | E6-TL-US | 5760 |  | 1 |  |  | 0.96 |  | Outdoor | Next To Meter
NJADRE1554446808 | Administratively Determined Incentive Program | Hamilton | 8610 | 12 | 5.93 | Residential | Behind the Meter | Yes | Net Metered Residential | Sunrun Installation Services, Inc. | None | PSE&G | Accepted | 2023-08-09 | 2023-08-21 | 2024-08-21 | Solar Panels | Trina Solar | TSM-395DE09C.07 |  | 0.395 | 15 | 210 | 40 |  | Fixed | Roof
NJADRE1554446829 | Administratively Determined Incentive Program | Plainfield | 7062 | 10 | 7.9 | Residential | Behind the Meter | Yes | Net Metered Residential | Sunrun Installation Services, Inc. | None | PSE&G | Accepted | 2023-08-09 | 2023-08-21 | 2024-08-21 | Inverters | SolarEdge Technologies | SE6000H-USSN | 6000 |  | 1 |  |  | 0.96 |  | Outdoor | Next To Meter
NJADRE1554446829 | Administratively Determined Incentive Program | Plainfield | 7062 | 10 | 7.9 | Residential | Behind the Meter | Yes | Net Metered Residential | Sunrun Installation Services, Inc. | None | PSE&G | Accepted | 2023-08-09 | 2023-08-21 | 2024-08-21 | Solar Panels | Trina Solar | TSM-395DE09C.07 |  | 0.395 | 20 | 218 | 21 |  | Fixed | Roof
NJADRE1554446839 | Administratively Determined Incentive Program | Deptford | 8096 | 15 | 7.11 | Residential | Behind the Meter | Yes | Net Metered Residential | Sunrun Installation Services, Inc. | None | PSE&G | Accepted | 2023-08-09 | 2023-08-21 | 2024-08-21 | Inverters | SolarEdge Technologies | SE6000H-USSN | 6000 |  | 1 |  |  | 0.96 |  | Outdoor | Next To Meter
NJADRE1554446839 | Administratively Determined Incentive Program | Deptford | 8096 | 15 | 7.11 | Residential | Behind the Meter | Yes | Net Metered Residential | Sunrun Installation Services, Inc. | None | PSE&G | Accepted | 2023-08-09 | 2023-08-21 | 2024-08-21 | Solar Panels | Trina Solar | TSM-395DE09C.07 |  | 0.395 | 7 | 72 | 27 |  | Fixed | Roof
NJADRE1554446839 | Administratively Determined Incentive Program | Deptford | 8096 | 15 | 7.11 | Residential | Behind the Meter | Yes | Net Metered Residential | Sunrun Installation Services, Inc. | None | PSE&G | Accepted | 2023-08-09 | 2023-08-21 | 2024-08-21 | Solar Panels | Trina Solar | TSM-395DE09C.07 |  | 0.395 | 11 | 252 | 25 |  | Fixed | Roof
NJADRE1554446856 | Administratively Determined Incentive Program | Northfield | 8225 | 19 | 4.35 | Residential | Behind the Meter | Yes | Net Metered Residential | Sunrun Installation Services, Inc. | None | AC Electric | Accepted | 2023-08-09 | 2023-08-22 | 2024-08-22 | Inverters | Delta Electronics | E4-TL-US | 3840 |  | 1 |  |  | 0.96 |  | Outdoor | Next To Meter
NJADRE1554446856 | Administratively Determined Incentive Program | Northfield | 8225 | 19 | 4.35 | Residential | Behind the Meter | Yes | Net Metered Residential | Sunrun Installation Services, Inc. | None | AC Electric | Accepted | 2023-08-09 | 2023-08-22 | 2024-08-22 | Solar Panels | Trina Solar | TSM-395DE09C.07 |  | 0.395 | 11 | 297 | 31 |  | Fixed | Roof
NJADRE1554446875 | Administratively Determined Incentive Program | Penns Grove | 8069 | 16 | 7.51 | Residential | Behind the Meter | Yes | Net Metered Residential | Sunrun Installation Services, Inc. | None | AC Electric | Accepted | 2023-08-09 | 2023-08-21 | 2024-08-21 | Inverters | SolarEdge Technologies | SE6000H-USSN | 6000 |  | 1 |  |  | 0.96 |  | Outdoor | Next To Meter
NJADRE1554446875 | Administratively Determined Incentive Program | Penns Grove | 8069 | 16 | 7.51 | Residential | Behind the Meter | Yes | Net Metered Residential | Sunrun Installation Services, Inc. | None | AC Electric | Accepted | 2023-08-09 | 2023-08-21 | 2024-08-21 | Solar Panels | Trina Solar | TSM-395DE09C.07 |  | 0.395 | 10 | 27 | 31 |  | Fixed | Roof
NJADRE1554446875 | Administratively Determined Incentive Program | Penns Grove | 8069 | 16 | 7.51 | Residential | Behind the Meter | Yes | Net Metered Residential | Sunrun Installation Services, Inc. | None | AC Electric | Accepted | 2023-08-09 | 2023-08-21 | 2024-08-21 | Solar Panels | Trina Solar | TSM-395DE09C.07 |  | 0.395 | 9 | 208 | 30 |  | Fixed | Roof
NJADRE1554446886 | Administratively Determined Incentive Program | BURLINGTON CITY | 8016 | 13 | 7.6 | Residential | Behind the Meter | No | Net Metered Residential | Powur, PBC | None | PSE&G | Accepted | 2023-08-09 | 2023-08-21 | 2024-08-21 | Solar Panels | Hanwha | Q.PEAK DUO BLK ML-G10+ (400W) |  | 0.4 | 13 | 86 | 23 |  | Fixed | Roof
NJADRE1554446886 | Administratively Determined Incentive Program | BURLINGTON CITY | 8016 | 13 | 7.6 | Residential | Behind the Meter | No | Net Metered Residential | Powur, PBC | None | PSE&G | Accepted | 2023-08-09 | 2023-08-21 | 2024-08-21 | Solar Panels | Hanwha | Q.PEAK DUO BLK ML-G10+ (400W) |  | 0.4 | 6 | 266 | 23 |  | Fixed | Roof
NJADRE1554446886 | Administratively Determined Incentive Program | BURLINGTON CITY | 8016 | 13 | 7.6 | Residential | Behind the Meter | No | Net Metered Residential | Powur, PBC | None | PSE&G | Accepted | 2023-08-09 | 2023-08-21 | 2024-08-21 | Inverters | Enphase | IQ8M-72-2-US | 325 |  | 19 |  |  | 0.99 |  | Outside
NJADRE1554446922 | Administratively Determined Incentive Program | CAMDEN | 8104 | 14 | 3.6 | Residential | Behind the Meter | Yes | Net Metered Residential | Big Wave Roofing and Solar LLC | None | PSE&G | Accepted | 2023-08-09 | 2023-08-21 | 2024-08-21 | Inverters | ENPHASE | IQ7PLUS-72-2-US | 290 |  | 9 |  |  | 0.98 |  | Outdoor
NJADRE1554446922 | Administratively Determined Incentive Program | CAMDEN | 8104 | 14 | 3.6 | Residential | Behind the Meter | Yes | Net Metered Residential | Big Wave Roofing and Solar LLC | None | PSE&G | Accepted | 2023-08-09 | 2023-08-21 | 2024-08-21 | Solar Panels | Silfab | SIL-400HC+ |  | 0.4 | 9 | 246 | 40 |  | Fixed | Roof
NJADRE1554446925 | Administratively Determined Incentive Program | Camden City | 8105 | 14 | 3.56 | Residential | Behind the Meter | No | Net Metered Residential | Bright Planet Solar | None | PSE&G | Accepted | 2023-08-09 | 2023-08-21 | 2024-08-21 | Inverters | Solar Edge | SE3000H - USRGM | 3000 |  | 1 |  |  | 0.98 |  | Outdoor | OUTSIDE
NJADRE1554446925 | Administratively Determined Incentive Program | Camden City | 8105 | 14 | 3.56 | Residential | Behind the Meter | No | Net Metered Residential | Bright Planet Solar | None | PSE&G | Accepted | 2023-08-09 | 2023-08-21 | 2024-08-21 | Solar Panels | HANWHA Q-CELLS | Q.PEAK DUO BLK ML-G10.a+395 |  | 0.395 | 9 | 239 | 9 |  | Fixed | Roof
NJADRE1554446926 | Administratively Determined Incentive Program | Middletown | 7748 | 17 | 4.35 | Residential | Behind the Meter | No | Net Metered Residential | EMT Renewables | None | JCP&L | Accepted | 2023-08-09 | 2023-08-21 | 2024-08-21 | Inverters | ENPHASE | IQ8+ | 290 |  | 11 |  |  | 0.98 |  | Other | UNDER EACH PANEL
NJADRE1554446926 | Administratively Determined Incentive Program | Middletown | 7748 | 17 | 4.35 | Residential | Behind the Meter | No | Net Metered Residential | EMT Renewables | None | JCP&L | Accepted | 2023-08-09 | 2023-08-21 | 2024-08-21 | Solar Panels | JA SOLAR | JAM54S31 |  | 0.395 | 2 | 190 | 23 |  | Fixed | Roof
NJADRE1554446926 | Administratively Determined Incentive Program | Middletown | 7748 | 17 | 4.35 | Residential | Behind the Meter | No | Net Metered Residential | EMT Renewables | None | JCP&L | Accepted | 2023-08-09 | 2023-08-21 | 2024-08-21 | Solar Panels | JA SOLAR | JAM54S31 |  | 0.395 | 3 | 190 | 23 |  | Fixed | Roof
NJADRE1554446926 | Administratively Determined Incentive Program | Middletown | 7748 | 17 | 4.35 | Residential | Behind the Meter | No | Net Metered Residential | EMT Renewables | None | JCP&L | Accepted | 2023-08-09 | 2023-08-21 | 2024-08-21 | Solar Panels | JA SOLAR | JAM54S31 |  | 0.395 | 6 | 190 | 23 |  | Fixed | Roof
NJADRE1554446930 | Administratively Determined Incentive Program | Caldwell | 7006 | 9 | 10.8 | Residential | Behind the Meter | No | Net Metered Residential | Ad Energy | None | PSE&G | Accepted | 2023-08-09 | 2023-08-22 | 2024-08-22 | Inverters | SunPower | IQ7HS | 384 |  | 27 |  |  | 0.975 |  | Outdoor | At each panel
NJADRE1554446930 | Administratively Determined Incentive Program | Caldwell | 7006 | 9 | 10.8 | Residential | Behind the Meter | No | Net Metered Residential | Ad Energy | None | PSE&G | Accepted | 2023-08-09 | 2023-08-22 | 2024-08-22 | Solar Panels | Sunpower | SPR-U-400-BLK-W-DC |  | 0.4 | 13 | 119 | 8 |  | Fixed | Roof
NJADRE1554446930 | Administratively Determined Incentive Program | Caldwell | 7006 | 9 | 10.8 | Residential | Behind the Meter | No | Net Metered Residential | Ad Energy | None | PSE&G | Accepted | 2023-08-09 | 2023-08-22 | 2024-08-22 | Solar Panels | SunPower | SPR-U-400-BLK-W-DC |  | 0.4 | 14 | 299 | 8 |  | Fixed | Roof
NJADRE1554446935 | Administratively Determined Incentive Program | Fieldsboro | 8505 | 13 | 12 | Residential | Behind the Meter | No | Net Metered Residential | Tesla Energy Operations Inc | None | JCP&L | Accepted | 2023-08-09 | 2023-08-29 | 2024-08-29 | Electric Storage Battery | Tesla | AC Powerwall 2.0 |  |  | 2 |  |  |  | Lithium Ion |  | Inside
NJADRE1554446935 | Administratively Determined Incentive Program | Fieldsboro | 8505 | 13 | 12 | Residential | Behind the Meter | No | Net Metered Residential | Tesla Energy Operations Inc | None | JCP&L | Accepted | 2023-08-09 | 2023-08-29 | 2024-08-29 | Inverters | Tesla | #1850000-00-C | 7600 |  | 2 |  |  | 0.98 |  | Outside
NJADRE1554446935 | Administratively Determined Incentive Program | Fieldsboro | 8505 | 13 | 12 | Residential | Behind the Meter | No | Net Metered Residential | Tesla Energy Operations Inc | None | JCP&L | Accepted | 2023-08-09 | 2023-08-29 | 2024-08-29 | Solar Panels | Hanwha | Hanwha # Q.PEAK DUO BLK ML-G10+/TS 400 |  | 0.4 | 6 | 261 | 18 |  | Fixed | Roof
NJADRE1554446935 | Administratively Determined Incentive Program | Fieldsboro | 8505 | 13 | 12 | Residential | Behind the Meter | No | Net Metered Residential | Tesla Energy Operations Inc | None | JCP&L | Accepted | 2023-08-09 | 2023-08-29 | 2024-08-29 | Solar Panels | Hanwha | Hanwha # Q.PEAK DUO BLK ML-G10+/TS 400 |  | 0.4 | 6 | 171 | 18 |  | Fixed | Roof
NJADRE1554446935 | Administratively Determined Incentive Program | Fieldsboro | 8505 | 13 | 12 | Residential | Behind the Meter | No | Net Metered Residential | Tesla Energy Operations Inc | None | JCP&L | Accepted | 2023-08-09 | 2023-08-29 | 2024-08-29 | Solar Panels | Hanwha | Hanwha # Q.PEAK DUO BLK ML-G10+/TS 400 |  | 0.4 | 5 | 351 | 18 |  | Fixed | Roof
NJADRE1554446935 | Administratively Determined Incentive Program | Fieldsboro | 8505 | 13 | 12 | Residential | Behind the Meter | No | Net Metered Residential | Tesla Energy Operations Inc | None | JCP&L | Accepted | 2023-08-09 | 2023-08-29 | 2024-08-29 | Solar Panels | Hanwha | Hanwha # Q.PEAK DUO BLK ML-G10+/TS 400 |  | 0.4 | 2 | 351 | 40 |  | Fixed | Roof
NJADRE1554446935 | Administratively Determined Incentive Program | Fieldsboro | 8505 | 13 | 12 | Residential | Behind the Meter | No | Net Metered Residential | Tesla Energy Operations Inc | None | JCP&L | Accepted | 2023-08-09 | 2023-08-29 | 2024-08-29 | Solar Panels | Hanwha | Hanwha # Q.PEAK DUO BLK ML-G10+/TS 400 |  | 0.4 | 3 | 81 | 37 |  | Fixed | Roof
NJADRE1554446935 | Administratively Determined Incentive Program | Fieldsboro | 8505 | 13 | 12 | Residential | Behind the Meter | No | Net Metered Residential | Tesla Energy Operations Inc | None | JCP&L | Accepted | 2023-08-09 | 2023-08-29 | 2024-08-29 | Solar Panels | Hanwha | Hanwha # Q.PEAK DUO BLK ML-G10+/TS 400 |  | 0.4 | 3 | 261 | 37 |  | Fixed | Roof
NJADRE1554446935 | Administratively Determined Incentive Program | Fieldsboro | 8505 | 13 | 12 | Residential | Behind the Meter | No | Net Metered Residential | Tesla Energy Operations Inc | None | JCP&L | Accepted | 2023-08-09 | 2023-08-29 | 2024-08-29 | Solar Panels | Hanwha | Hanwha # Q.PEAK DUO BLK ML-G10+/TS 400 |  | 0.4 | 5 | 81 | 18 |  | Fixed | Roof
NJADRE1554446993 | Administratively Determined Incentive Program | Maple Shade Twp | 7748 | 17 | 9.02 | Residential | Behind the Meter | No | Net Metered Residential | EMT Renewables | None | PSE&G | Accepted | 2023-08-09 | 2023-08-22 | 2024-08-22 | Inverters | ENPHASE | IQ8+ | 290 |  | 22 |  |  | 0.98 |  | Other | UNDER EACH PANEL
NJADRE1554446993 | Administratively Determined Incentive Program | Maple Shade Twp | 7748 | 17 | 9.02 | Residential | Behind the Meter | No | Net Metered Residential | EMT Renewables | None | PSE&G | Accepted | 2023-08-09 | 2023-08-22 | 2024-08-22 | Solar Panels | SEG SOLAR | SIV 410 |  | 0.41 | 8 | 237 | 19 |  | Fixed | Roof
NJADRE1554446993 | Administratively Determined Incentive Program | Maple Shade Twp | 7748 | 17 | 9.02 | Residential | Behind the Meter | No | Net Metered Residential | EMT Renewables | None | PSE&G | Accepted | 2023-08-09 | 2023-08-22 | 2024-08-22 | Solar Panels | SEG SOLAR | SIV 410 |  | 0.41 | 6 | 57 | 19 |  | Fixed | Roof
NJADRE1554446993 | Administratively Determined Incentive Program | Maple Shade Twp | 7748 | 17 | 9.02 | Residential | Behind the Meter | No | Net Metered Residential | EMT Renewables | None | PSE&G | Accepted | 2023-08-09 | 2023-08-22 | 2024-08-22 | Solar Panels | SEG SOLAR | SIV 410 |  | 0.41 | 4 | 237 | 26 |  | Fixed | Roof
NJADRE1554446993 | Administratively Determined Incentive Program | Maple Shade Twp | 7748 | 17 | 9.02 | Residential | Behind the Meter | No | Net Metered Residential | EMT Renewables | None | PSE&G | Accepted | 2023-08-09 | 2023-08-22 | 2024-08-22 | Solar Panels | SEG SOLAR | SIV 410 |  | 0.41 | 4 | 57 | 26 |  | Fixed | Roof
NJADRE1554447009 | Administratively Determined Incentive Program | Morganville | 7751 | 17 | 4.86 | Residential | Behind the Meter | Yes | Net Metered Residential | Tesla Energy Operations Inc | None | JCP&L | Accepted | 2023-08-09 | 2023-08-21 | 2024-08-21 | Inverters | Tesla | 1538000-45-A | 5000 |  | 1 |  |  | 0.98 |  | Outside
NJADRE1554447009 | Administratively Determined Incentive Program | Morganville | 7751 | 17 | 4.86 | Residential | Behind the Meter | Yes | Net Metered Residential | Tesla Energy Operations Inc | None | JCP&L | Accepted | 2023-08-09 | 2023-08-21 | 2024-08-21 | Solar Panels | Hanwha | Hanwha # Q.PEAK DUO BLK ML-G10+/TS 405 |  | 0.405 | 4 | 194 | 34 |  | Fixed | Roof
NJADRE1554447009 | Administratively Determined Incentive Program | Morganville | 7751 | 17 | 4.86 | Residential | Behind the Meter | Yes | Net Metered Residential | Tesla Energy Operations Inc | None | JCP&L | Accepted | 2023-08-09 | 2023-08-21 | 2024-08-21 | Solar Panels | Hanwha | Hanwha # Q.PEAK DUO BLK ML-G10+/TS 405 |  | 0.405 | 8 | 104 | 40 |  | Fixed | Roof
NJADRE1554447081 | Administratively Determined Incentive Program | HOPATCONG | 7843 | 1 | 108.36 | Residential | Behind the Meter | No | Small Net-Metered Non-Residential located on Rooftop, Carport, Canopy and Floating Solar | United Solar | None | JCP&L | Accepted | 2023-08-29 | 2023-09-15 | 2024-09-15 | Inverters | SMA | SUNNY TRIPOWER CORE1 33- US | 33300 |  | 1 |  |  | 0.97 |  | Outdoor
NJADRE1554447081 | Administratively Determined Incentive Program | HOPATCONG | 7843 | 1 | 108.36 | Residential | Behind the Meter | No | Small Net-Metered Non-Residential located on Rooftop, Carport, Canopy and Floating Solar | United Solar | None | JCP&L | Accepted | 2023-08-29 | 2023-09-15 | 2024-09-15 | Inverters | SMA | SUNNY TRIPOWER CORE1 50-US | 50000 |  | 1 |  |  | 0.97 |  | Outdoor
NJADRE1554447081 | Administratively Determined Incentive Program | HOPATCONG | 7843 | 1 | 108.36 | Residential | Behind the Meter | No | Small Net-Metered Non-Residential located on Rooftop, Carport, Canopy and Floating Solar | United Solar | None | JCP&L | Accepted | 2023-08-29 | 2023-09-15 | 2024-09-15 | Solar Panels | HANWHA Q-CELLS | Q.PEAK DUO L-G8.2 430 |  | 0.43 | 252 | 125252 | 12 |  | Fixed | Roof
NJADRE1554447194 | Administratively Determined Incentive Program | Brick | 8723 | 18 | 12.05 | Residential | Behind the Meter | No | Net Metered Residential | Power Home Remodeling | None | JCP&L | Accepted | 2023-08-09 | 2023-08-21 | 2024-08-21 | Inverters | SolarEdge | SE10000H-US | 10000 |  | 1 |  |  | 0.99 |  | Outdoor
NJADRE1554447194 | Administratively Determined Incentive Program | Brick | 8723 | 18 | 12.05 | Residential | Behind the Meter | No | Net Metered Residential | Power Home Remodeling | None | JCP&L | Accepted | 2023-08-09 | 2023-08-21 | 2024-08-21 | Meters | SolarEdge | Revenue Grade Data Ansi C12.20 |  |  | 1 |  |  |  | Yes | Outdoor
NJADRE1554447194 | Administratively Determined Incentive Program | Brick | 8723 | 18 | 12.05 | Residential | Behind the Meter | No | Net Metered Residential | Power Home Remodeling | None | JCP&L | Accepted | 2023-08-09 | 2023-08-21 | 2024-08-21 | Solar Panels | Hyundai | HiS-S365XG(BK) |  | 0.365 | 19 | 242 | 31 |  | Fixed | Roof
NJADRE1554447194 | Administratively Determined Incentive Program | Brick | 8723 | 18 | 12.05 | Residential | Behind the Meter | No | Net Metered Residential | Power Home Remodeling | None | JCP&L | Accepted | 2023-08-09 | 2023-08-21 | 2024-08-21 | Solar Panels | Hyundai | HiS-S365XG(BK) |  | 0.365 | 8 | 242 | 32 |  | Fixed | Roof
NJADRE1554447194 | Administratively Determined Incentive Program | Brick | 8723 | 18 | 12.05 | Residential | Behind the Meter | No | Net Metered Residential | Power Home Remodeling | None | JCP&L | Accepted | 2023-08-09 | 2023-08-21 | 2024-08-21 | Solar Panels | Hyundai | HiS-S365XG(BK) |  | 0.365 | 6 | 242 | 32 |  | Fixed | Roof
NJADRE1554447262 | Administratively Determined Incentive Program | Clementon | 8021 | 14 | 7.14 | Residential | Behind the Meter | No | Net Metered Residential | EMT Renewables | None | AC Electric | Accepted | 2023-08-09 | 2023-08-21 | 2024-08-21 | Inverters | ENPHASE | IQ7x | 315 |  | 17 |  |  | 0.98 |  | Other | UNDER EACH PANEL
NJADRE1554447262 | Administratively Determined Incentive Program | Clementon | 8021 | 14 | 7.14 | Residential | Behind the Meter | No | Net Metered Residential | EMT Renewables | None | AC Electric | Accepted | 2023-08-09 | 2023-08-21 | 2024-08-21 | Solar Panels | REC ALPHA | REC 420 |  | 0.42 | 7 | 231 | 40 |  | Fixed | Roof
NJADRE1554447262 | Administratively Determined Incentive Program | Clementon | 8021 | 14 | 7.14 | Residential | Behind the Meter | No | Net Metered Residential | EMT Renewables | None | AC Electric | Accepted | 2023-08-09 | 2023-08-21 | 2024-08-21 | Solar Panels | REC ALPHA | REC 420 |  | 0.42 | 2 | 141 | 46 |  | Fixed | Roof
NJADRE1554447262 | Administratively Determined Incentive Program | Clementon | 8021 | 14 | 7.14 | Residential | Behind the Meter | No | Net Metered Residential | EMT Renewables | None | AC Electric | Accepted | 2023-08-09 | 2023-08-21 | 2024-08-21 | Solar Panels | REC ALPHA | REC 420 |  | 0.42 | 2 | 321 | 38 |  | Fixed | Roof
NJADRE1554447262 | Administratively Determined Incentive Program | Clementon | 8021 | 14 | 7.14 | Residential | Behind the Meter | No | Net Metered Residential | EMT Renewables | None | AC Electric | Accepted | 2023-08-09 | 2023-08-21 | 2024-08-21 | Solar Panels | REC ALPHA | REC 420 |  | 0.42 | 1 | 51 | 6 |  | Fixed | Roof
NJADRE1554447262 | Administratively Determined Incentive Program | Clementon | 8021 | 14 | 7.14 | Residential | Behind the Meter | No | Net Metered Residential | EMT Renewables | None | AC Electric | Accepted | 2023-08-09 | 2023-08-21 | 2024-08-21 | Solar Panels | REC ALPHA | REC 420 |  | 0.42 | 2 | 51 | 18 |  | Fixed | Roof
NJADRE1554447262 | Administratively Determined Incentive Program | Clementon | 8021 | 14 | 7.14 | Residential | Behind the Meter | No | Net Metered Residential | EMT Renewables | None | AC Electric | Accepted | 2023-08-09 | 2023-08-21 | 2024-08-21 | Solar Panels | REC ALPHA | REC 420 |  | 0.42 | 1 | 231 | 18 |  | Fixed | Roof
NJADRE1554447262 | Administratively Determined Incentive Program | Clementon | 8021 | 14 | 7.14 | Residential | Behind the Meter | No | Net Metered Residential | EMT Renewables | None | AC Electric | Accepted | 2023-08-09 | 2023-08-21 | 2024-08-21 | Solar Panels | REC ALPHA | REC 420 |  | 0.42 | 2 | 51 | 9 |  | Fixed | Roof
NJADRE1554447280 | Administratively Determined Incentive Program | Bayonne | 7002 | 8 | 6.48 | Residential | Behind the Meter | Yes | Net Metered Residential | Skyline Solar LLC | None | PSE&G | Accepted | 2023-08-09 | 2023-08-22 | 2024-08-22 | Solar Panels | Q CELLS | Q.PEAK DUO ML-G10.A+ |  | 0.405 | 16 | 123 | 4 |  | Fixed | Roof
NJADRE1554447280 | Administratively Determined Incentive Program | Bayonne | 7002 | 8 | 6.48 | Residential | Behind the Meter | Yes | Net Metered Residential | Skyline Solar LLC | None | PSE&G | Accepted | 2023-08-09 | 2023-08-22 | 2024-08-22 | Inverters | SOLAREDGE | SE5000H-US | 5000 |  | 1 |  |  | 0.992 |  | Outdoor
NJADRE1554447299 | Administratively Determined Incentive Program | Trenton City | 8611 | 12 | 3.78 | Residential | Behind the Meter | No | Net Metered Residential | EMT Renewables | None | PSE&G | Accepted | 2023-08-09 | 2023-08-21 | 2024-08-21 | Inverters | ENPHASE | IQ7x | 315 |  | 9 |  |  | 0.98 |  | Other | UNDER EACH PANEL
NJADRE1554447299 | Administratively Determined Incentive Program | Trenton City | 8611 | 12 | 3.78 | Residential | Behind the Meter | No | Net Metered Residential | EMT Renewables | None | PSE&G | Accepted | 2023-08-09 | 2023-08-21 | 2024-08-21 | Solar Panels | REC ALPHA | REC 420 |  | 0.42 | 2 | 259 | 31 |  | Fixed | Roof
NJADRE1554447299 | Administratively Determined Incentive Program | Trenton City | 8611 | 12 | 3.78 | Residential | Behind the Meter | No | Net Metered Residential | EMT Renewables | None | PSE&G | Accepted | 2023-08-09 | 2023-08-21 | 2024-08-21 | Solar Panels | REC ALPHA | REC 420 |  | 0.42 | 4 | 79 | 31 |  | Fixed | Roof
NJADRE1554447299 | Administratively Determined Incentive Program | Trenton City | 8611 | 12 | 3.78 | Residential | Behind the Meter | No | Net Metered Residential | EMT Renewables | None | PSE&G | Accepted | 2023-08-09 | 2023-08-21 | 2024-08-21 | Solar Panels | REC ALPHA | REC 420 |  | 0.42 | 3 | 79 | 1 |  | Fixed | Roof
NJADRE1554447357 | Administratively Determined Incentive Program | Clementon | 8021 | 14 | 14 | Residential | Behind the Meter | Yes | Net Metered Residential | Pro Custom Solar dba Momentum Solar | None | AC Electric | Accepted | 2023-08-09 | 2023-08-21 | 2024-08-21 | Inverters | Enphase | IQ8PLUS-72-2-US | 290 |  | 35 |  |  | 0.97 |  | Outdoor
NJADRE1554447357 | Administratively Determined Incentive Program | Clementon | 8021 | 14 | 14 | Residential | Behind the Meter | Yes | Net Metered Residential | Pro Custom Solar dba Momentum Solar | None | AC Electric | Accepted | 2023-08-09 | 2023-08-21 | 2024-08-21 | Solar Panels | Hanwha | q.peak duo blk ML-g10+400 |  | 0.4 | 18 | 69 | 17 |  | Fixed | Roof
NJADRE1554447357 | Administratively Determined Incentive Program | Clementon | 8021 | 14 | 14 | Residential | Behind the Meter | Yes | Net Metered Residential | Pro Custom Solar dba Momentum Solar | None | AC Electric | Accepted | 2023-08-09 | 2023-08-21 | 2024-08-21 | Solar Panels | Hanwha | q.peak duo blk ML-g10+400 |  | 0.4 | 17 | 249 | 16 |  | Fixed | Roof
NJADRE1554447365 | Administratively Determined Incentive Program | Woodbridge Township | 7067 | 10 | 6.84 | Residential | Behind the Meter | Yes | Net Metered Residential | Freedom Forever New Jersey LLC | None | PSE&G | Accepted | 2023-08-09 | 2023-08-21 | 2024-08-21 | Inverters | Solar Edge | SE5000H-USRGM | 5000 |  | 1 |  |  | 0.99 |  | Outdoor
NJADRE1554447365 | Administratively Determined Incentive Program | Woodbridge Township | 7067 | 10 | 6.84 | Residential | Behind the Meter | Yes | Net Metered Residential | Freedom Forever New Jersey LLC | None | PSE&G | Accepted | 2023-08-09 | 2023-08-21 | 2024-08-21 | Solar Panels | Jinko Solar | JKM380M-6RL3-B |  | 0.38 | 4 | 81 | 14 |  | Fixed | Roof
NJADRE1554447365 | Administratively Determined Incentive Program | Woodbridge Township | 7067 | 10 | 6.84 | Residential | Behind the Meter | Yes | Net Metered Residential | Freedom Forever New Jersey LLC | None | PSE&G | Accepted | 2023-08-09 | 2023-08-21 | 2024-08-21 | Solar Panels | Jinko Solar | JKM380M-6RL3-B |  | 0.38 | 14 | 261 | 14 |  | Fixed | Roof
NJADRE1554447386 | Administratively Determined Incentive Program | Gillette | 7933 | 3 | 6.32 | Residential | Behind the Meter | Yes | Net Metered Residential | Sunrun Installation Services, Inc. | None | JCP&L | Accepted | 2023-08-09 | 2023-08-22 | 2024-08-22 | Electric Storage Battery | Tesla | Powerwall 2 AC |  |  | 2 |  |  |  | Lithium Ion |  | inside
NJADRE1554447386 | Administratively Determined Incentive Program | Gillette | 7933 | 3 | 6.32 | Residential | Behind the Meter | Yes | Net Metered Residential | Sunrun Installation Services, Inc. | None | JCP&L | Accepted | 2023-08-09 | 2023-08-22 | 2024-08-22 | Inverters | SolarEdge Technologies | SE6000H-USSN | 6000 |  | 1 |  |  | 0.96 |  | Outdoor | Next To Meter
NJADRE1554447386 | Administratively Determined Incentive Program | Gillette | 7933 | 3 | 6.32 | Residential | Behind the Meter | Yes | Net Metered Residential | Sunrun Installation Services, Inc. | None | JCP&L | Accepted | 2023-08-09 | 2023-08-22 | 2024-08-22 | Solar Panels | Trina Solar | TSM-395DE09C.07 |  | 0.395 | 4 | 161 | 11 |  | Fixed | Roof
NJADRE1554447386 | Administratively Determined Incentive Program | Gillette | 7933 | 3 | 6.32 | Residential | Behind the Meter | Yes | Net Metered Residential | Sunrun Installation Services, Inc. | None | JCP&L | Accepted | 2023-08-09 | 2023-08-22 | 2024-08-22 | Solar Panels | Trina Solar | TSM-395DE09C.07 |  | 0.395 | 5 | 250 | 21 |  | Fixed | Roof
NJADRE1554447386 | Administratively Determined Incentive Program | Gillette | 7933 | 3 | 6.32 | Residential | Behind the Meter | Yes | Net Metered Residential | Sunrun Installation Services, Inc. | None | JCP&L | Accepted | 2023-08-09 | 2023-08-22 | 2024-08-22 | Solar Panels | Trina Solar | TSM-395DE09C.07 |  | 0.395 | 7 | 70 | 21 |  | Fixed | Roof
NJADRE1554447423 | Administratively Determined Incentive Program | NEWARK | 7106 | 9 | 104.22 | School Public K-12 | Behind the Meter | Yes | Small Net-Metered Non-Residential located on Rooftop, Carport, Canopy and Floating Solar-PUBLIC | DAN RUSSO ELECTRICAL CONTRACTORS, LLC | None | PSE&G | Accepted | 2023-08-25 | 2023-09-14 | 2024-09-14 | Inverters | SOLAREDGE | SE43.2KUS | 43200 |  | 2 |  |  | 0.97 |  | Outdoor | GROUND
NJADRE1554447423 | Administratively Determined Incentive Program | NEWARK | 7106 | 9 | 104.22 | School Public K-12 | Behind the Meter | Yes | Small Net-Metered Non-Residential located on Rooftop, Carport, Canopy and Floating Solar-PUBLIC | DAN RUSSO ELECTRICAL CONTRACTORS, LLC | None | PSE&G | Accepted | 2023-08-25 | 2023-09-14 | 2024-09-14 | Meters | ACUVIM IIR | D-5A-P1V3 |  |  | 1 |  |  |  | Yes | Outdoor
NJADRE1554447423 | Administratively Determined Incentive Program | NEWARK | 7106 | 9 | 104.22 | School Public K-12 | Behind the Meter | Yes | Small Net-Metered Non-Residential located on Rooftop, Carport, Canopy and Floating Solar-PUBLIC | DAN RUSSO ELECTRICAL CONTRACTORS, LLC | None | PSE&G | Accepted | 2023-08-25 | 2023-09-14 | 2024-09-14 | Solar Panels | ZNSHINE | ZXM7-SHLDD144-540/M |  | 0.54 | 118 | 205 | 5 |  | Fixed | Roof | OUTSIDE
NJADRE1554447423 | Administratively Determined Incentive Program | NEWARK | 7106 | 9 | 104.22 | School Public K-12 | Behind the Meter | Yes | Small Net-Metered Non-Residential located on Rooftop, Carport, Canopy and Floating Solar-PUBLIC | DAN RUSSO ELECTRICAL CONTRACTORS, LLC | None | PSE&G | Accepted | 2023-08-25 | 2023-09-14 | 2024-09-14 | Solar Panels | ZNSHINE | ZXM7-SHLDD144-540/M |  | 0.54 | 39 | 205 | 20 |  | Fixed | Roof | OUTSIDE
NJADRE1554447423 | Administratively Determined Incentive Program | NEWARK | 7106 | 9 | 104.22 | School Public K-12 | Behind the Meter | Yes | Small Net-Metered Non-Residential located on Rooftop, Carport, Canopy and Floating Solar-PUBLIC | DAN RUSSO ELECTRICAL CONTRACTORS, LLC | None | PSE&G | Accepted | 2023-08-25 | 2023-09-14 | 2024-09-14 | Solar Panels | ZNSHINE | ZXM7-SHLDD144-540/M |  | 0.54 | 15 | 115 | 20 |  | Fixed | Roof | OUTSIDE
NJADRE1554447423 | Administratively Determined Incentive Program | NEWARK | 7106 | 9 | 104.22 | School Public K-12 | Behind the Meter | Yes | Small Net-Metered Non-Residential located on Rooftop, Carport, Canopy and Floating Solar-PUBLIC | DAN RUSSO ELECTRICAL CONTRACTORS, LLC | None | PSE&G | Accepted | 2023-08-25 | 2023-09-14 | 2024-09-14 | Solar Panels | ZNSHINE | ZXM7-SHLDD144-540/M |  | 0.54 | 21 | 119 | 20 |  | Fixed | Roof | GROUND
NJADRE1554447478 | Administratively Determined Incentive Program | Middlesex | 8846 | 11 | 7.11 | Residential | Behind the Meter | Yes | Net Metered Residential | Sunrun Installation Services, Inc. | None | PSE&G | Accepted | 2023-08-09 | 2023-08-22 | 2024-08-22 | Inverters | SolarEdge Technologies | SE6000H-USSN | 6000 |  | 1 |  |  | 0.96 |  | Outdoor | Next To Meter
NJADRE1554447478 | Administratively Determined Incentive Program | Middlesex | 8846 | 11 | 7.11 | Residential | Behind the Meter | Yes | Net Metered Residential | Sunrun Installation Services, Inc. | None | PSE&G | Accepted | 2023-08-09 | 2023-08-22 | 2024-08-22 | Solar Panels | Trina Solar | TSM-395DE09C.07 |  | 0.395 | 8 | 320 | 40 |  | Fixed | Roof
NJADRE1554447478 | Administratively Determined Incentive Program | Middlesex | 8846 | 11 | 7.11 | Residential | Behind the Meter | Yes | Net Metered Residential | Sunrun Installation Services, Inc. | None | PSE&G | Accepted | 2023-08-09 | 2023-08-22 | 2024-08-22 | Solar Panels | Trina Solar | TSM-395DE09C.07 |  | 0.395 | 10 | 140 | 40 |  | Fixed | Roof
NJADRE1554451068 | Administratively Determined Incentive Program | Pennsville Township | 8070 | 16 | 9.48 | Residential | Behind the Meter | Yes | Net Metered Residential | Sunrun Installation Services, Inc. | None | AC Electric | Accepted | 2023-08-10 | 2023-08-22 | 2024-08-22 | Inverters | SolarEdge Technologies | SE7600H-USSN | 7600 |  | 1 |  |  | 0.96 |  | Outdoor | Next To Meter
NJADRE1554451068 | Administratively Determined Incentive Program | Pennsville Township | 8070 | 16 | 9.48 | Residential | Behind the Meter | Yes | Net Metered Residential | Sunrun Installation Services, Inc. | None | AC Electric | Accepted | 2023-08-10 | 2023-08-22 | 2024-08-22 | Solar Panels | Trina Solar | TSM-395DE09C.07 |  | 0.395 | 9 | 111 | 33 |  | Fixed | Roof
NJADRE1554451068 | Administratively Determined Incentive Program | Pennsville Township | 8070 | 16 | 9.48 | Residential | Behind the Meter | Yes | Net Metered Residential | Sunrun Installation Services, Inc. | None | AC Electric | Accepted | 2023-08-10 | 2023-08-22 | 2024-08-22 | Solar Panels | Trina Solar | TSM-395DE09C.07 |  | 0.395 | 15 | 291 | 33 |  | Fixed | Roof
NJADRE1554451084 | Administratively Determined Incentive Program | PATERSON CITY | 7501 | 6 | 5.27 | Residential | Behind the Meter | Yes | Net Metered Residential | Venture Home Solar, LLC | None | PSE&G | Accepted | 2023-08-10 | 2023-08-22 | 2024-08-22 | Inverters | Enphase | IQ8PLUS-72-2-US (240V) | 290 |  | 13 |  |  | 0.98 |  | Outdoor | Roof
NJADRE1554451084 | Administratively Determined Incentive Program | PATERSON CITY | 7501 | 6 | 5.27 | Residential | Behind the Meter | Yes | Net Metered Residential | Venture Home Solar, LLC | None | PSE&G | Accepted | 2023-08-10 | 2023-08-22 | 2024-08-22 | Solar Panels | Hanwha | Q.PEAK DUO BLK ML-G10+ 405 |  | 0.405 | 3 | 193 | 35 |  | Fixed | Roof
NJADRE1554451084 | Administratively Determined Incentive Program | PATERSON CITY | 7501 | 6 | 5.27 | Residential | Behind the Meter | Yes | Net Metered Residential | Venture Home Solar, LLC | None | PSE&G | Accepted | 2023-08-10 | 2023-08-22 | 2024-08-22 | Solar Panels | Hanwha | Q.PEAK DUO BLK ML-G10+ 405 |  | 0.405 | 4 | 103 | 12 |  | Fixed | Roof
NJADRE1554451084 | Administratively Determined Incentive Program | PATERSON CITY | 7501 | 6 | 5.27 | Residential | Behind the Meter | Yes | Net Metered Residential | Venture Home Solar, LLC | None | PSE&G | Accepted | 2023-08-10 | 2023-08-22 | 2024-08-22 | Solar Panels | Hanwha | Q.PEAK DUO BLK ML-G10+ 405 |  | 0.405 | 6 | 178 | 16 |  | Fixed | Roof
NJADRE1554451201 | Administratively Determined Incentive Program | Penns Grove | 8069 | 16 | 7.98 | Residential | Behind the Meter | Yes | Net Metered Residential | EMT Renewables | None | AC Electric | Accepted | 2023-08-10 | 2023-08-22 | 2024-08-22 | Inverters | ENPHASE | IQ7x | 315 |  | 19 |  |  | 0.98 |  | Other | UNDER EACH PANEL
NJADRE1554451201 | Administratively Determined Incentive Program | Penns Grove | 8069 | 16 | 7.98 | Residential | Behind the Meter | Yes | Net Metered Residential | EMT Renewables | None | AC Electric | Accepted | 2023-08-10 | 2023-08-22 | 2024-08-22 | Solar Panels | REC ALPHA | REC 420 |  | 0.42 | 19 | 200 | 30 |  | Fixed | Roof
NJADRE1554451202 | Administratively Determined Incentive Program | Andover | 7821 | 1 | 14.58 | Residential | Behind the Meter | Yes | Net Metered Residential | Trinity Solar | None | JCP&L | Accepted | 2023-08-10 | 2023-08-22 | 2024-08-22 | Inverters | Solar Edge | SE11400H-US000BEi4 | 11400 |  | 1 |  |  | 0.97 |  | Outdoor
NJADRE1554451202 | Administratively Determined Incentive Program | Andover | 7821 | 1 | 14.58 | Residential | Behind the Meter | Yes | Net Metered Residential | Trinity Solar | None | JCP&L | Accepted | 2023-08-10 | 2023-08-22 | 2024-08-22 | Solar Panels | Hanwha | Q.PEAK DUO BLK ML-G10+ 405 |  | 0.405 | 12 | 206 | 30 |  | Fixed | Roof
NJADRE1554451202 | Administratively Determined Incentive Program | Andover | 7821 | 1 | 14.58 | Residential | Behind the Meter | Yes | Net Metered Residential | Trinity Solar | None | JCP&L | Accepted | 2023-08-10 | 2023-08-22 | 2024-08-22 | Solar Panels | Hanwha | Q.PEAK DUO BLK ML-G10+ 405 |  | 0.405 | 11 | 206 | 30 |  | Fixed | Roof
NJADRE1554451202 | Administratively Determined Incentive Program | Andover | 7821 | 1 | 14.58 | Residential | Behind the Meter | Yes | Net Metered Residential | Trinity Solar | None | JCP&L | Accepted | 2023-08-10 | 2023-08-22 | 2024-08-22 | Solar Panels | Hanwha | Q.PEAK DUO BLK ML-G10+ 405 |  | 0.405 | 8 | 116 | 43 |  | Fixed | Roof
NJADRE1554451202 | Administratively Determined Incentive Program | Andover | 7821 | 1 | 14.58 | Residential | Behind the Meter | Yes | Net Metered Residential | Trinity Solar | None | JCP&L | Accepted | 2023-08-10 | 2023-08-22 | 2024-08-22 | Solar Panels | Hanwha | Q.PEAK DUO BLK ML-G10+ 405 |  | 0.405 | 5 | 116 | 40 |  | Fixed | Roof
NJADRE1554451248 | Administratively Determined Incentive Program | Rochelle Park Twp | 7662 | 7 | 3.16 | Residential | Behind the Meter | Yes | Net Metered Residential | Sunrun Installation Services, Inc. | None | PSE&G | Accepted | 2023-08-10 | 2023-08-22 | 2024-08-22 | Inverters | SolarEdge Technologies | SE3800H-USMN | 3800 |  | 1 |  |  | 0.99 |  | Outdoor | Next to the meter
NJADRE1554451248 | Administratively Determined Incentive Program | Rochelle Park Twp | 7662 | 7 | 3.16 | Residential | Behind the Meter | Yes | Net Metered Residential | Sunrun Installation Services, Inc. | None | PSE&G | Accepted | 2023-08-10 | 2023-08-22 | 2024-08-22 | Solar Panels | Trina Solar | TSM-395DE09C.07 |  | 0.395 | 8 | 38 | 30 |  | Fixed | Roof
NJADRE1554451258 | Administratively Determined Incentive Program | Freehold | 7728 | 17 | 12.96 | Residential | Behind the Meter | Yes | Net Metered Residential | Trinity Solar | None | JCP&L | Accepted | 2023-08-10 | 2023-08-22 | 2024-08-22 | Inverters | Solar Edge | SE10000H-US000BEi4 | 10 |  | 1 |  |  | 0.97 |  | Outdoor
NJADRE1554451258 | Administratively Determined Incentive Program | Freehold | 7728 | 17 | 12.96 | Residential | Behind the Meter | Yes | Net Metered Residential | Trinity Solar | None | JCP&L | Accepted | 2023-08-10 | 2023-08-22 | 2024-08-22 | Solar Panels | Hanwha | Q.PEAK DUO BLK ML-G10+ 405 |  | 0.405 | 18 | 113 | 18 |  | Fixed | Roof
NJADRE1554451258 | Administratively Determined Incentive Program | Freehold | 7728 | 17 | 12.96 | Residential | Behind the Meter | Yes | Net Metered Residential | Trinity Solar | None | JCP&L | Accepted | 2023-08-10 | 2023-08-22 | 2024-08-22 | Solar Panels | Hanwha | Q.PEAK DUO BLK ML-G10+ 405 |  | 0.405 | 14 | 293 | 18 |  | Fixed | Roof
NJADRE1554451295 | Administratively Determined Incentive Program | Columbia | 7832 | 2 | 4.8 | Residential | Behind the Meter | Yes | Net Metered Residential | Pro Custom Solar dba Momentum Solar | None | JCP&L | Accepted | 2023-08-10 | 2023-08-22 | 2024-08-22 | Inverters | Enphase | IQ8PLUS-72-2-US | 290 |  | 12 |  |  | 0.97 |  | Outdoor
NJADRE1554451295 | Administratively Determined Incentive Program | Columbia | 7832 | 2 | 4.8 | Residential | Behind the Meter | Yes | Net Metered Residential | Pro Custom Solar dba Momentum Solar | None | JCP&L | Accepted | 2023-08-10 | 2023-08-22 | 2024-08-22 | Solar Panels | Hanwha | q.peak duo blk ML-g10+400 |  | 0.4 | 12 | 122 | 23 |  | Fixed | Roof
NJADRE1554451303 | Administratively Determined Incentive Program | Wayne Twp | 7470 | 6 | 7.7 | Residential | Behind the Meter | Yes | Net Metered Residential | Tesla Energy Operations Inc | None | PSE&G | Accepted | 2023-08-10 | 2023-08-22 | 2024-08-22 | Inverters | Tesla | #1850000-00-C | 7600 |  | 1 |  |  | 0.98 |  | Outside
NJADRE1554451303 | Administratively Determined Incentive Program | Wayne Twp | 7470 | 6 | 7.7 | Residential | Behind the Meter | Yes | Net Metered Residential | Tesla Energy Operations Inc | None | PSE&G | Accepted | 2023-08-10 | 2023-08-22 | 2024-08-22 | Electric Storage Battery | Tesla | AC Powerwall 2.0 |  |  | 2 |  |  |  | Lithium Ion |  | Outside
NJADRE1554451303 | Administratively Determined Incentive Program | Wayne Twp | 7470 | 6 | 7.7 | Residential | Behind the Meter | Yes | Net Metered Residential | Tesla Energy Operations Inc | None | PSE&G | Accepted | 2023-08-10 | 2023-08-22 | 2024-08-22 | Solar Panels | Hanwha | Hanwha # Q.PEAK DUO BLK ML-G10+/TS 405 |  | 0.405 | 9 | 90 | 37 |  | Fixed | Roof
NJADRE1554451303 | Administratively Determined Incentive Program | Wayne Twp | 7470 | 6 | 7.7 | Residential | Behind the Meter | Yes | Net Metered Residential | Tesla Energy Operations Inc | None | PSE&G | Accepted | 2023-08-10 | 2023-08-22 | 2024-08-22 | Solar Panels | Hanwha | Hanwha # Q.PEAK DUO BLK ML-G10+/TS 405 |  | 0.405 | 10 | 180 | 32 |  | Fixed | Roof
NJADRE1554451445 | Administratively Determined Incentive Program | Jersey City | 7305 | 8 | 4.4 | Residential | Behind the Meter | Yes | Net Metered Residential | Pro Custom Solar dba Momentum Solar | None | PSE&G | Accepted | 2023-08-10 | 2023-08-22 | 2024-08-22 | Solar Panels | hanwha | Â Q. PEAK DUO BLK-G10+400 |  | 0.4 | 8 | 13 | 38 |  | Fixed | Roof
NJADRE1554451445 | Administratively Determined Incentive Program | Jersey City | 7305 | 8 | 4.4 | Residential | Behind the Meter | Yes | Net Metered Residential | Pro Custom Solar dba Momentum Solar | None | PSE&G | Accepted | 2023-08-10 | 2023-08-22 | 2024-08-22 | Solar Panels | hanwha | Â Q. PEAK DUO BLK-G10+400 |  | 0.4 | 3 | 193 | 12 |  | Fixed | Roof
NJADRE1554451445 | Administratively Determined Incentive Program | Jersey City | 7305 | 8 | 4.4 | Residential | Behind the Meter | Yes | Net Metered Residential | Pro Custom Solar dba Momentum Solar | None | PSE&G | Accepted | 2023-08-10 | 2023-08-22 | 2024-08-22 | Inverters | enphase | IQ8PLUS-72-2-US | 290 |  | 11 |  |  | 0.97 |  | Outdoor
NJADRE1554451456 | Administratively Determined Incentive Program | Hamilton Township | 8610 | 12 | 6.57 | Residential | Behind the Meter | Yes | Net Metered Residential | Pro Custom Solar dba Momentum Solar | None | PSE&G | Accepted | 2023-08-10 | 2023-08-22 | 2024-08-22 | Inverters | Enphase | IQ8PLUS-72-2-US | 290 |  | 18 |  |  | 0.97 |  | Outdoor
NJADRE1554451456 | Administratively Determined Incentive Program | Hamilton Township | 8610 | 12 | 6.57 | Residential | Behind the Meter | Yes | Net Metered Residential | Pro Custom Solar dba Momentum Solar | None | PSE&G | Accepted | 2023-08-10 | 2023-08-22 | 2024-08-22 | Solar Panels | Hanwha | q.peak duo blk-g10+365 |  | 0.365 | 12 | 137 | 40 |  | Fixed | Roof
NJADRE1554451456 | Administratively Determined Incentive Program | Hamilton Township | 8610 | 12 | 6.57 | Residential | Behind the Meter | Yes | Net Metered Residential | Pro Custom Solar dba Momentum Solar | None | PSE&G | Accepted | 2023-08-10 | 2023-08-22 | 2024-08-22 | Solar Panels | Hanwha | q.peak duo blk-g10+365 |  | 0.365 | 6 | 317 | 14 |  | Fixed | Roof
NJADRE1554451528 | Administratively Determined Incentive Program | Fairfield Twp | 7004 | 9 | 13.37 | Residential | Behind the Meter | No | Net Metered Residential | Tesla Energy Operations Inc | None | PSE&G | Accepted | 2023-08-10 | 2023-08-22 | 2024-08-22 | Inverters | Tesla | #1850000-00-C | 7600 |  | 1 |  |  | 0.98 |  | Outside
NJADRE1554451528 | Administratively Determined Incentive Program | Fairfield Twp | 7004 | 9 | 13.37 | Residential | Behind the Meter | No | Net Metered Residential | Tesla Energy Operations Inc | None | PSE&G | Accepted | 2023-08-10 | 2023-08-22 | 2024-08-22 | Inverters | Tesla | 1538000-45-A | 3800 |  | 1 |  |  | 0.98 |  | Outside
NJADRE1554451528 | Administratively Determined Incentive Program | Fairfield Twp | 7004 | 9 | 13.37 | Residential | Behind the Meter | No | Net Metered Residential | Tesla Energy Operations Inc | None | PSE&G | Accepted | 2023-08-10 | 2023-08-22 | 2024-08-22 | Electric Storage Battery | Tesla | AC Powerwall 2.0 |  |  | 1 |  |  |  | Lithium Ion |  | Outside
NJADRE1554451528 | Administratively Determined Incentive Program | Fairfield Twp | 7004 | 9 | 13.37 | Residential | Behind the Meter | No | Net Metered Residential | Tesla Energy Operations Inc | None | PSE&G | Accepted | 2023-08-10 | 2023-08-22 | 2024-08-22 | Solar Panels | Hanwha | Hanwha # Q.PEAK DUO BLK ML-G10+/TS 405 |  | 0.405 | 12 | 31 | 36 |  | Fixed | Roof
NJADRE1554451528 | Administratively Determined Incentive Program | Fairfield Twp | 7004 | 9 | 13.37 | Residential | Behind the Meter | No | Net Metered Residential | Tesla Energy Operations Inc | None | PSE&G | Accepted | 2023-08-10 | 2023-08-22 | 2024-08-22 | Solar Panels | Hanwha | Hanwha # Q.PEAK DUO BLK ML-G10+/TS 405 |  | 0.405 | 14 | 211 | 38 |  | Fixed | Roof
NJADRE1554451528 | Administratively Determined Incentive Program | Fairfield Twp | 7004 | 9 | 13.37 | Residential | Behind the Meter | No | Net Metered Residential | Tesla Energy Operations Inc | None | PSE&G | Accepted | 2023-08-10 | 2023-08-22 | 2024-08-22 | Solar Panels | Hanwha | Hanwha # Q.PEAK DUO BLK ML-G10+/TS 405 |  | 0.405 | 7 | 211 | 38 |  | Fixed | Roof
NJADRE1554451543 | Administratively Determined Incentive Program | West Windsor Township | 8550 | 12 | 12 | Residential | Behind the Meter | No | Net Metered Residential | Morgan Associates and Consulting | None | PSE&G | Accepted | 2023-08-14 | 2023-08-29 | 2024-08-29 | Inverters | Enphase | IQ7Plus | 290 |  | 30 |  |  | 0.98 |  | Outdoor
NJADRE1554451543 | Administratively Determined Incentive Program | West Windsor Township | 8550 | 12 | 12 | Residential | Behind the Meter | No | Net Metered Residential | Morgan Associates and Consulting | None | PSE&G | Accepted | 2023-08-14 | 2023-08-29 | 2024-08-29 | Solar Panels | QCELLS | QPEAKDUO |  | 0.4 | 30 | 226 | 32 |  | Fixed | Roof
NJADRE1554451549 | Administratively Determined Incentive Program | Jersey City | 7305 | 8 | 7.2 | Residential | Behind the Meter | Yes | Net Metered Residential | Pro Custom Solar dba Momentum Solar | None | PSE&G | Accepted | 2023-08-10 | 2023-08-22 | 2024-08-22 | Solar Panels | hanwha | Â Q. PEAK DUO BLK-G10+400 |  | 0.4 | 12 | 13 | 38 |  | Fixed | Roof
NJADRE1554451549 | Administratively Determined Incentive Program | Jersey City | 7305 | 8 | 7.2 | Residential | Behind the Meter | Yes | Net Metered Residential | Pro Custom Solar dba Momentum Solar | None | PSE&G | Accepted | 2023-08-10 | 2023-08-22 | 2024-08-22 | Solar Panels | hanwha | Â Q. PEAK DUO BLK-G10+400 |  | 0.4 | 6 | 193 | 12 |  | Fixed | Roof
NJADRE1554451549 | Administratively Determined Incentive Program | Jersey City | 7305 | 8 | 7.2 | Residential | Behind the Meter | Yes | Net Metered Residential | Pro Custom Solar dba Momentum Solar | None | PSE&G | Accepted | 2023-08-10 | 2023-08-22 | 2024-08-22 | Inverters | enphase | IQ8PLUS-72-2-US | 290 |  | 18 |  |  | 0.97 |  | Outdoor
NJADRE1554451551 | Administratively Determined Incentive Program | Kearny Town | 7032 | 8 | 5.88 | Residential | Behind the Meter | No | Net Metered Residential | EMT Renewables | None | PSE&G | Accepted | 2023-08-10 | 2023-08-23 | 2024-08-23 | Inverters | ENPHASE | IQ7x | 315 |  | 14 |  |  | 0.98 |  | Other | UNDER EACH PANEL
NJADRE1554451551 | Administratively Determined Incentive Program | Kearny Town | 7032 | 8 | 5.88 | Residential | Behind the Meter | No | Net Metered Residential | EMT Renewables | None | PSE&G | Accepted | 2023-08-10 | 2023-08-23 | 2024-08-23 | Solar Panels | REC ALPHA | REC 420 |  | 0.42 | 14 | 126 | 3 |  | Fixed | Roof
NJADRE1554451605 | Administratively Determined Incentive Program | Edison | 8820 | 11 | 8.8 | Residential | Behind the Meter | Yes | Net Metered Residential | Pro Custom Solar dba Momentum Solar | None | PSE&G | Accepted | 2023-08-10 | 2023-08-22 | 2024-08-22 | Inverters | Enphase | IQ8PLUS-72-2-US | 290 |  | 22 |  |  | 0.97 |  | Outdoor
NJADRE1554451605 | Administratively Determined Incentive Program | Edison | 8820 | 11 | 8.8 | Residential | Behind the Meter | Yes | Net Metered Residential | Pro Custom Solar dba Momentum Solar | None | PSE&G | Accepted | 2023-08-10 | 2023-08-22 | 2024-08-22 | Solar Panels | Hanwha | q.peak duo blk ML-g10+400 |  | 0.4 | 15 | 227 | 16 |  | Fixed | Roof
NJADRE1554451605 | Administratively Determined Incentive Program | Edison | 8820 | 11 | 8.8 | Residential | Behind the Meter | Yes | Net Metered Residential | Pro Custom Solar dba Momentum Solar | None | PSE&G | Accepted | 2023-08-10 | 2023-08-22 | 2024-08-22 | Solar Panels | Hanwha | q.peak duo blk ML-g10+400 |  | 0.4 | 7 | 47 | 39 |  | Fixed | Roof
NJADRE1554451606 | Administratively Determined Incentive Program | North Bergen Township | 7047 | 8 | 9.09 | Residential | Behind the Meter | Yes | Net Metered Residential | Freedom Forever New Jersey LLC | None | PSE&G | Accepted | 2023-08-10 | 2023-08-23 | 2024-08-23 | Inverters | Solar Edge | SE7600H-USRGM | 7600 |  | 1 |  |  | 0.99 |  | Outdoor
NJADRE1554451606 | Administratively Determined Incentive Program | North Bergen Township | 7047 | 8 | 9.09 | Residential | Behind the Meter | Yes | Net Metered Residential | Freedom Forever New Jersey LLC | None | PSE&G | Accepted | 2023-08-10 | 2023-08-23 | 2024-08-23 | Solar Panels | Canadian Solar | CS3N-395MS |  | 0.395 | 11 | 212 | 22 |  | Fixed | Roof
NJADRE1554451606 | Administratively Determined Incentive Program | North Bergen Township | 7047 | 8 | 9.09 | Residential | Behind the Meter | Yes | Net Metered Residential | Freedom Forever New Jersey LLC | None | PSE&G | Accepted | 2023-08-10 | 2023-08-23 | 2024-08-23 | Solar Panels | Canadian Solar | CS3N-395MS |  | 0.395 | 12 | 32 | 22 |  | Fixed | Roof
NJADRE1554451667 | Administratively Determined Incentive Program | Ewing | 8638 | 12 | 7.67 | Residential | Behind the Meter | Yes | Net Metered Residential | Castle Energy, LLC | None | PSE&G | Accepted | 2023-08-14 | 2023-08-25 | 2024-08-25 | Inverters | SunPower Enphase | Type H SPWR-A5 IQ7HS | 240 |  | 21 |  |  | 0.976 |  | Outdoor | on rooftop underneath each solar module
NJADRE1554451667 | Administratively Determined Incentive Program | Ewing | 8638 | 12 | 7.67 | Residential | Behind the Meter | Yes | Net Metered Residential | Castle Energy, LLC | None | PSE&G | Accepted | 2023-08-14 | 2023-08-25 | 2024-08-25 | Solar Panels | SunPower Hanwha | SPR-U365-BLK-QC-DC |  | 0.365 | 15 | 305 | 22 |  | Fixed | Roof
NJADRE1554451667 | Administratively Determined Incentive Program | Ewing | 8638 | 12 | 7.67 | Residential | Behind the Meter | Yes | Net Metered Residential | Castle Energy, LLC | None | PSE&G | Accepted | 2023-08-14 | 2023-08-25 | 2024-08-25 | Solar Panels | SunPower Hanwha | SPR-U365-BLK-QC-DC |  | 0.365 | 6 | 125 | 22 |  | Fixed | Roof
NJADRE1554451692 | Administratively Determined Incentive Program | Passaic City | 7055 | 6 | 4.74 | Residential | Behind the Meter | Yes | Net Metered Residential | Sunrun Installation Services, Inc. | None | PSE&G | Accepted | 2023-08-10 | 2023-08-23 | 2024-08-23 | Inverters | SolarEdge Technologies | SE3800H-USMN | 3800 |  | 1 |  |  | 0.99 |  | Outdoor | Next to the meter
NJADRE1554451692 | Administratively Determined Incentive Program | Passaic City | 7055 | 6 | 4.74 | Residential | Behind the Meter | Yes | Net Metered Residential | Sunrun Installation Services, Inc. | None | PSE&G | Accepted | 2023-08-10 | 2023-08-23 | 2024-08-23 | Solar Panels | Trina Solar | TSM-395DE09C.07 |  | 0.395 | 4 | 40 | 38 |  | Fixed | Roof
NJADRE1554451692 | Administratively Determined Incentive Program | Passaic City | 7055 | 6 | 4.74 | Residential | Behind the Meter | Yes | Net Metered Residential | Sunrun Installation Services, Inc. | None | PSE&G | Accepted | 2023-08-10 | 2023-08-23 | 2024-08-23 | Solar Panels | Trina Solar | TSM-395DE09C.07 |  | 0.395 | 8 | 219 | 37 |  | Fixed | Roof
NJADRE1554451709 | Administratively Determined Incentive Program | Mays Landing | 8330 | 19 | 5.2 | Residential | Behind the Meter | Yes | Net Metered Residential | Bright Planet Solar | None | AC Electric | Accepted | 2023-08-10 | 2023-09-13 | 2024-09-13 | Inverters | Solar Edge | SE3800H - USRGM | 3800 |  | 1 |  |  | 0.98 |  | Outdoor | OUTSIDE
NJADRE1554451709 | Administratively Determined Incentive Program | Mays Landing | 8330 | 19 | 5.2 | Residential | Behind the Meter | Yes | Net Metered Residential | Bright Planet Solar | None | AC Electric | Accepted | 2023-08-10 | 2023-09-13 | 2024-09-13 | Solar Panels | HANWHA Q-CELLS | Q.PEAK DUO BLK ML-G10.a+ 400 |  | 0.4 | 13 | 223 | 23 |  | Fixed | Roof
NJADRE1554451725 | Administratively Determined Incentive Program | FREEHOLD | 7728 | 17 | 7.98 | Residential | Behind the Meter | Yes | Net Metered Residential | Freedom Forever New Jersey LLC | None | JCP&L | Accepted | 2023-08-10 | 2023-08-23 | 2024-08-23 | Inverters | Solar Edge | SE6000H-USRGM | 6000 |  | 1 |  |  | 0.99 |  | Outdoor
NJADRE1554451725 | Administratively Determined Incentive Program | FREEHOLD | 7728 | 17 | 7.98 | Residential | Behind the Meter | Yes | Net Metered Residential | Freedom Forever New Jersey LLC | None | JCP&L | Accepted | 2023-08-10 | 2023-08-23 | 2024-08-23 | Solar Panels | Jinko Solar | JKM380M-6RL3-B |  | 0.38 | 11 | 172 | 45 |  | Fixed | Roof
NJADRE1554451725 | Administratively Determined Incentive Program | FREEHOLD | 7728 | 17 | 7.98 | Residential | Behind the Meter | Yes | Net Metered Residential | Freedom Forever New Jersey LLC | None | JCP&L | Accepted | 2023-08-10 | 2023-08-23 | 2024-08-23 | Solar Panels | Jinko Solar | JKM380M-6RL3-B |  | 0.38 | 10 | 352 | 45 |  | Fixed | Roof
NJADRE1554451731 | Administratively Determined Incentive Program | Columbia | 7832 | 2 | 12.58 | Residential | Behind the Meter | No | Net Metered Residential | Vision Solar LLC | None | JCP&L | Accepted | 2023-08-10 | 2023-08-23 | 2024-08-23 | Inverters | Solar Edge | SE11400H-USRGM | 11 |  | 1 |  |  | 0.97 |  | Outside
NJADRE1554451731 | Administratively Determined Incentive Program | Columbia | 7832 | 2 | 12.58 | Residential | Behind the Meter | No | Net Metered Residential | Vision Solar LLC | None | JCP&L | Accepted | 2023-08-10 | 2023-08-23 | 2024-08-23 | Solar Panels | Znshine Solar | ZXM6-NH120-370/M |  | 0.37 | 24 | 157 | 17 |  | Fixed | Roof
NJADRE1554451731 | Administratively Determined Incentive Program | Columbia | 7832 | 2 | 12.58 | Residential | Behind the Meter | No | Net Metered Residential | Vision Solar LLC | None | JCP&L | Accepted | 2023-08-10 | 2023-08-23 | 2024-08-23 | Solar Panels | Znshine Solar | ZXM6-NH120-370/M |  | 0.37 | 10 | 337 | 17 |  | Fixed | Roof
NJADRE1554451743 | Administratively Determined Incentive Program | BLOOMFIELDTWP | 7003 | 9 | 7.6 | Residential | Behind the Meter | Yes | Net Metered Residential | Freedom Forever New Jersey LLC | None | PSE&G | Accepted | 2023-08-10 | 2023-08-23 | 2024-08-23 | Inverters | Solar Edge | SE6000H-USRGM | 6000 |  | 1 |  |  | 0.99 |  | Outdoor
NJADRE1554451743 | Administratively Determined Incentive Program | BLOOMFIELDTWP | 7003 | 9 | 7.6 | Residential | Behind the Meter | Yes | Net Metered Residential | Freedom Forever New Jersey LLC | None | PSE&G | Accepted | 2023-08-10 | 2023-08-23 | 2024-08-23 | Solar Panels | Jinko Solar | JKM380M-6RL3-B |  | 0.38 | 11 | 185 | 30 |  | Fixed | Roof
NJADRE1554451743 | Administratively Determined Incentive Program | BLOOMFIELDTWP | 7003 | 9 | 7.6 | Residential | Behind the Meter | Yes | Net Metered Residential | Freedom Forever New Jersey LLC | None | PSE&G | Accepted | 2023-08-10 | 2023-08-23 | 2024-08-23 | Solar Panels | JInko Solar | JKM380M-6RL3-B |  | 0.38 | 9 | 5 | 30 |  | Fixed | Roof
NJADRE1554451746 | Administratively Determined Incentive Program | Mays Landing | 8330 | 19 | 6.97 | Residential | Behind the Meter | Yes | Net Metered Residential | EMT Renewables | None | AC Electric | Accepted | 2023-08-10 | 2023-08-23 | 2024-08-23 | Inverters | ENPHASE | IQ8+ | 290 |  | 17 |  |  | 0.98 |  | Other | UNDER EACH PANEL
NJADRE1554451746 | Administratively Determined Incentive Program | Mays Landing | 8330 | 19 | 6.97 | Residential | Behind the Meter | Yes | Net Metered Residential | EMT Renewables | None | AC Electric | Accepted | 2023-08-10 | 2023-08-23 | 2024-08-23 | Solar Panels | SEG SOLAR | SIV 410 |  | 0.41 | 8 | 118 | 26 |  | Fixed | Roof
NJADRE1554451746 | Administratively Determined Incentive Program | Mays Landing | 8330 | 19 | 6.97 | Residential | Behind the Meter | Yes | Net Metered Residential | EMT Renewables | None | AC Electric | Accepted | 2023-08-10 | 2023-08-23 | 2024-08-23 | Solar Panels | SEG SOLAR | SIV 410 |  | 0.41 | 9 | 26 | 26 |  | Fixed | Roof
NJADRE1554451764 | Administratively Determined Incentive Program | Metuchen Boro | 8840 | 11 | 6.32 | Residential | Behind the Meter | Yes | Net Metered Residential | Sunrun Installation Services, Inc. | None | PSE&G | Accepted | 2023-08-10 | 2023-08-23 | 2024-08-23 | Inverters | Delta Electronics | E6-TL-US | 6000 |  | 1 |  |  | 0.98 |  | Outdoor | Next to the meter
NJADRE1554451764 | Administratively Determined Incentive Program | Metuchen Boro | 8840 | 11 | 6.32 | Residential | Behind the Meter | Yes | Net Metered Residential | Sunrun Installation Services, Inc. | None | PSE&G | Accepted | 2023-08-10 | 2023-08-23 | 2024-08-23 | Solar Panels | Trina Solar | TSM-395DE09C.07 |  | 0.395 | 16 | 266 | 26 |  | Fixed | Roof
NJADRE1554452142 | Administratively Determined Incentive Program | Montclair | 7043 | 9 | 5.67 | Residential | Behind the Meter | Yes | Net Metered Residential | Trinity Solar Inc. | None | PSE&G | Accepted | 2023-08-10 | 2023-08-23 | 2024-08-23 | Inverters | Solar Edge | SE5000H-US | 5000 |  | 1 |  |  | 0.97 |  | Outdoor
NJADRE1554452142 | Administratively Determined Incentive Program | Montclair | 7043 | 9 | 5.67 | Residential | Behind the Meter | Yes | Net Metered Residential | Trinity Solar Inc. | None | PSE&G | Accepted | 2023-08-10 | 2023-08-23 | 2024-08-23 | Solar Panels | HANWHA 405 (Q.PEAK DUO BLK ML-G10+ 405) | HANWHA 405 (Q.PEAK DUO BLK ML-G10+ 405) |  | 0.405 | 14 | 119 | 34 |  | Fixed | Roof
NJADRE1554452411 | Administratively Determined Incentive Program | Newfoundland | 7435 | 6 | 6.29 | Residential | Behind the Meter | No | Net Metered Residential | Vision Solar LLC | None | JCP&L | Accepted | 2023-08-10 | 2023-08-23 | 2024-08-23 | Inverters | SolarEdge | SE6000H-USRGM | 6 |  | 1 |  |  | 0.97 |  | Outdoor
NJADRE1554452411 | Administratively Determined Incentive Program | Newfoundland | 7435 | 6 | 6.29 | Residential | Behind the Meter | No | Net Metered Residential | Vision Solar LLC | None | JCP&L | Accepted | 2023-08-10 | 2023-08-23 | 2024-08-23 | Solar Panels | ZNSHINE SOLAR | ZXM6-NH120-370/M |  | 0.37 | 17 | 226 | 20 |  | Fixed | Roof
NJADRE1554452426 | Administratively Determined Incentive Program | Linwood | 8221 | 19 | 9.48 | Residential | Behind the Meter | Yes | Net Metered Residential | Sunrun Installation Services, Inc. | None | AC Electric | Accepted | 2023-08-10 | 2023-08-23 | 2024-08-23 | Inverters | Delta Electronics | E8-TL-US | 7680 |  | 1 |  |  | 0.96 |  | Outdoor | Next To Meter
NJADRE1554452426 | Administratively Determined Incentive Program | Linwood | 8221 | 19 | 9.48 | Residential | Behind the Meter | Yes | Net Metered Residential | Sunrun Installation Services, Inc. | None | AC Electric | Accepted | 2023-08-10 | 2023-08-23 | 2024-08-23 | Solar Panels | Trina Solar | TSM-395DE09C.07 |  | 0.395 | 24 | 182 | 32 |  | Fixed | Roof
NJADRE1554452446 | Administratively Determined Incentive Program | Branchburg | 8853 | 5 | 14.4 | Residential | Behind the Meter | No | Net Metered Residential | Pro Custom Solar dba Momentum Solar | None | JCP&L | Accepted | 2023-08-10 | 2023-08-23 | 2024-08-23 | Solar Panels | hanwha | Â Q. PEAK DUO BLK-G10+400 |  | 0.4 | 36 | 180 | 20 |  | Fixed | Roof
NJADRE1554452446 | Administratively Determined Incentive Program | Branchburg | 8853 | 5 | 14.4 | Residential | Behind the Meter | No | Net Metered Residential | Pro Custom Solar dba Momentum Solar | None | JCP&L | Accepted | 2023-08-10 | 2023-08-23 | 2024-08-23 | Inverters | enphase | IQ8PLUS-72-2-US | 290 |  | 36 |  |  | 0.97 |  | Outdoor
NJADRE1554452487 | Administratively Determined Incentive Program | Hammonton | 8037 | 19 | 11.2 | Residential | Behind the Meter | Yes | Net Metered Residential | Pro Custom Solar dba Momentum Solar | None | AC Electric | Accepted | 2023-08-10 | 2023-08-23 | 2024-08-23 | Solar Panels | hanwha | Â Q. PEAK DUO BLK-G10+400 |  | 0.4 | 28 | 180 | 20 |  | Fixed | Roof
NJADRE1554452487 | Administratively Determined Incentive Program | Hammonton | 8037 | 19 | 11.2 | Residential | Behind the Meter | Yes | Net Metered Residential | Pro Custom Solar dba Momentum Solar | None | AC Electric | Accepted | 2023-08-10 | 2023-08-23 | 2024-08-23 | Inverters | enphase | IQ8PLUS-72-2-US | 290 |  | 28 |  |  | 0.97 |  | Outdoor
NJADRE1554452503 | Administratively Determined Incentive Program | West New York | 7093 | 8 | 6 | Residential | Behind the Meter | Yes | Net Metered Residential | Pro Custom Solar dba Momentum Solar | None | PSE&G | Accepted | 2023-08-10 | 2023-08-23 | 2024-08-23 | Inverters | Enphase | IQ8PLUS-72-2-US | 290 |  | 15 |  |  | 0.97 |  | Outdoor
NJADRE1554452503 | Administratively Determined Incentive Program | West New York | 7093 | 8 | 6 | Residential | Behind the Meter | Yes | Net Metered Residential | Pro Custom Solar dba Momentum Solar | None | PSE&G | Accepted | 2023-08-10 | 2023-08-23 | 2024-08-23 | Solar Panels | Hanwha | q.peak duo blk ML-g10+400 |  | 0.4 | 15 | 302 | 5 |  | Fixed | Roof
NJADRE1554452507 | Administratively Determined Incentive Program | Edison Twp | 8820 | 11 | 6.08 | Residential | Behind the Meter | Yes | Net Metered Residential | Tesla Energy Operations Inc | None | PSE&G | Accepted | 2023-08-10 | 2023-08-23 | 2024-08-23 | Inverters | Tesla | 1538000-45-A (240V) | 5040 |  | 1 |  |  | 0.98 |  | Outdoor
NJADRE1554452507 | Administratively Determined Incentive Program | Edison Twp | 8820 | 11 | 6.08 | Residential | Behind the Meter | Yes | Net Metered Residential | Tesla Energy Operations Inc | None | PSE&G | Accepted | 2023-08-10 | 2023-08-23 | 2024-08-23 | Solar Panels | Hanwha | Q.PEAK DUO BLK ML-G10+/TS 405 |  | 0.405 | 15 | 177 | 23 |  | Fixed | Roof
NJADRE1554452530 | Administratively Determined Incentive Program | New Brunswick | 8901 | 11 | 7.98 | Residential | Behind the Meter | Yes | Net Metered Residential | Freedom Forever New Jersey LLC | None | PSE&G | Accepted | 2023-08-10 | 2023-08-23 | 2024-08-23 | Inverters | Solar Edge | SE6000H-USRGM | 6000 |  | 1 |  |  | 0.99 |  | Outdoor
NJADRE1554452530 | Administratively Determined Incentive Program | New Brunswick | 8901 | 11 | 7.98 | Residential | Behind the Meter | Yes | Net Metered Residential | Freedom Forever New Jersey LLC | None | PSE&G | Accepted | 2023-08-10 | 2023-08-23 | 2024-08-23 | Solar Panels | JInko Solar | JKM380M-6RL3-B |  | 0.38 | 21 | 129 | 45 |  | Fixed | Roof
NJADRE1554452542 | Administratively Determined Incentive Program | Mt. Laurel | 8054 | 13 | 18.5 | Residential | Behind the Meter | No | Net Metered Residential | USS Wind Technologies | None | PSE&G | Accepted | 2023-08-10 | 2023-08-30 | 2024-08-30 | Inverters | Hoymiles | HM1500NT | 16 |  | 12 |  |  | 0.93 |  | Outdoor
NJADRE1554452542 | Administratively Determined Incentive Program | Mt. Laurel | 8054 | 13 | 18.5 | Residential | Behind the Meter | No | Net Metered Residential | USS Wind Technologies | None | PSE&G | Accepted | 2023-08-10 | 2023-08-30 | 2024-08-30 | Solar Panels | Phono Solar | PS385K 24/NT |  | 0.3854 | 48 | 93 | 12 |  | Fixed | Roof
NJADRE1554452549 | Administratively Determined Incentive Program | Cherry Hill | 8003 | 14 | 8.49 | Residential | Behind the Meter | No | Net Metered Residential | USS Wind Technologies | None | PSE&G | Accepted | 2023-08-10 | 2023-08-31 | 2024-08-31 | Inverters | Hoymiles | HM1500 | 8 |  | 6 |  |  | 0.93 |  | Outdoor
NJADRE1554452549 | Administratively Determined Incentive Program | Cherry Hill | 8003 | 14 | 8.49 | Residential | Behind the Meter | No | Net Metered Residential | USS Wind Technologies | None | PSE&G | Accepted | 2023-08-10 | 2023-08-31 | 2024-08-31 | Solar Panels | Phono SOlar | PS386KW NT/24 |  | 0.386 | 22 | 94 | 15 |  | Fixed | Roof
NJADRE1554452551 | Administratively Determined Incentive Program | Elizabeth | 7206 | 10 | 3.2 | Residential | Behind the Meter | Yes | Net Metered Residential | Bright Planet Solar | None | PSE&G | Accepted | 2023-08-10 | 2023-08-24 | 2024-08-24 | Inverters | Solar Edge | SE3000H-USRGM | 3000 |  | 1 |  |  | 0.98 |  | Outdoor | OUTSIDE
NJADRE1554452551 | Administratively Determined Incentive Program | Elizabeth | 7206 | 10 | 3.2 | Residential | Behind the Meter | Yes | Net Metered Residential | Bright Planet Solar | None | PSE&G | Accepted | 2023-08-10 | 2023-08-24 | 2024-08-24 | Solar Panels | LONGI | LR4-60HPB-355M |  | 0.355 | 2 | 140 | 18 |  | Fixed | Roof
NJADRE1554452551 | Administratively Determined Incentive Program | Elizabeth | 7206 | 10 | 3.2 | Residential | Behind the Meter | Yes | Net Metered Residential | Bright Planet Solar | None | PSE&G | Accepted | 2023-08-10 | 2023-08-24 | 2024-08-24 | Solar Panels | LONGI | LR4-60HPB-355M |  | 0.355 | 6 | 320 | 18 |  | Fixed | Roof
NJADRE1554452551 | Administratively Determined Incentive Program | Elizabeth | 7206 | 10 | 3.2 | Residential | Behind the Meter | Yes | Net Metered Residential | Bright Planet Solar | None | PSE&G | Accepted | 2023-08-10 | 2023-08-24 | 2024-08-24 | Solar Panels | LONGI | LR4-60HPB-355M |  | 0.355 | 1 | 50 | 18 |  | Fixed | Roof
NJADRE1554452553 | Administratively Determined Incentive Program | MOUNT LAUREL TWP | 8054 | 13 | 14.2 | Residential | Behind the Meter | No | Net Metered Residential | USS Wind Technologies | None | PSE&G | Accepted | 2023-08-10 | 2023-08-31 | 2024-08-31 | Inverters | Hoymiles | HM1500NT | 14 |  | 10 |  |  | 0.95 |  | Outdoor
NJADRE1554452553 | Administratively Determined Incentive Program | MOUNT LAUREL TWP | 8054 | 13 | 14.2 | Residential | Behind the Meter | No | Net Metered Residential | USS Wind Technologies | None | PSE&G | Accepted | 2023-08-10 | 2023-08-31 | 2024-08-31 | Solar Panels | Phono Solar | PS384KW 24/NT |  | 0.39444 | 36 | 110 | 15 |  | Fixed | Roof
NJADRE1554452584 | Administratively Determined Incentive Program | Hopatocong | 7843 | 1 | 5.53 | Residential | Behind the Meter | No | Net Metered Residential | Bright Planet Solar | None | JCP&L | Accepted | 2023-08-10 | 2023-08-23 | 2024-08-23 | Inverters | Solar Edge | SE3800H - USRGM | 3800 |  | 1 |  |  | 0.98 |  | Outdoor | OUTSIDE
NJADRE1554452584 | Administratively Determined Incentive Program | Hopatocong | 7843 | 1 | 5.53 | Residential | Behind the Meter | No | Net Metered Residential | Bright Planet Solar | None | JCP&L | Accepted | 2023-08-10 | 2023-08-23 | 2024-08-23 | Solar Panels | HANWHA Q-CELLS | Q.PEAK DUO BLK ML-G10+395 |  | 0.395 | 4 | 234 | 23 |  | Fixed | Roof
NJADRE1554452584 | Administratively Determined Incentive Program | Hopatocong | 7843 | 1 | 5.53 | Residential | Behind the Meter | No | Net Metered Residential | Bright Planet Solar | None | JCP&L | Accepted | 2023-08-10 | 2023-08-23 | 2024-08-23 | Solar Panels | HANWHA Q-CELLS | Q.PEAK DUO BLK ML-G10+395 |  | 0.395 | 1 | 236 | 37 |  | Fixed | Roof
NJADRE1554452584 | Administratively Determined Incentive Program | Hopatocong | 7843 | 1 | 5.53 | Residential | Behind the Meter | No | Net Metered Residential | Bright Planet Solar | None | JCP&L | Accepted | 2023-08-10 | 2023-08-23 | 2024-08-23 | Solar Panels | HANWHA Q-CELLS | Q.PEAK DUO BLK ML-G10+395 |  | 0.395 | 5 | 56 | 37 |  | Fixed | Roof
NJADRE1554452584 | Administratively Determined Incentive Program | Hopatocong | 7843 | 1 | 5.53 | Residential | Behind the Meter | No | Net Metered Residential | Bright Planet Solar | None | JCP&L | Accepted | 2023-08-10 | 2023-08-23 | 2024-08-23 | Solar Panels | HANWHA Q-CELLS | Q.PEAK DUO BLK ML-G10+395 |  | 0.395 | 4 | 57 | 27 |  | Fixed | Roof
NJADRE1554456417 | Administratively Determined Incentive Program | Bargaintown | 8234 | 19 | 11.2 | Residential | Behind the Meter | Yes | Net Metered Residential | Suntuity Solar LLC | None | AC Electric | Accepted | 2023-08-11 | 2023-08-23 | 2024-08-23 | Inverters | (28) ENPHASE | IQ8PLUS-72-2-US | 290 |  | 28 |  |  | 0.97 |  | Outdoor | Behind the PV modules
NJADRE1554456417 | Administratively Determined Incentive Program | Bargaintown | 8234 | 19 | 11.2 | Residential | Behind the Meter | Yes | Net Metered Residential | Suntuity Solar LLC | None | AC Electric | Accepted | 2023-08-11 | 2023-08-23 | 2024-08-23 | Solar Panels | (28) HYPERION | HY-DH108P8 400B |  | 0.4 | 4 | 158 | 34 |  | Fixed | Roof
NJADRE1554456417 | Administratively Determined Incentive Program | Bargaintown | 8234 | 19 | 11.2 | Residential | Behind the Meter | Yes | Net Metered Residential | Suntuity Solar LLC | None | AC Electric | Accepted | 2023-08-11 | 2023-08-23 | 2024-08-23 | Solar Panels | (28) HYPERION | HY-DH108P8 400B |  | 0.4 | 6 | 68 | 39 |  | Fixed | Roof
NJADRE1554456417 | Administratively Determined Incentive Program | Bargaintown | 8234 | 19 | 11.2 | Residential | Behind the Meter | Yes | Net Metered Residential | Suntuity Solar LLC | None | AC Electric | Accepted | 2023-08-11 | 2023-08-23 | 2024-08-23 | Solar Panels | (28) HYPERION | HY-DH108P8 400B |  | 0.4 | 6 | 248 | 39 |  | Fixed | Roof
NJADRE1554456417 | Administratively Determined Incentive Program | Bargaintown | 8234 | 19 | 11.2 | Residential | Behind the Meter | Yes | Net Metered Residential | Suntuity Solar LLC | None | AC Electric | Accepted | 2023-08-11 | 2023-08-23 | 2024-08-23 | Solar Panels | (28) HYPERION | HY-DH108P8 400B |  | 0.4 | 12 | 338 | 34 |  | Fixed | Roof
NJADRE1554456422 | Administratively Determined Incentive Program | Mt Holly, New Jersey | 8060 | 13 | 11.2 | Residential | Behind the Meter | Yes | Net Metered Residential | Suntuity Solar LLC | None | PSE&G | Accepted | 2023-08-11 | 2023-08-23 | 2024-08-23 | Inverters | (28) ENPHASE | IQ8PLUS-72-2-US | 290 |  | 28 |  |  | 0.97 |  | Outdoor | Behind the PV modules
NJADRE1554456422 | Administratively Determined Incentive Program | Mt Holly, New Jersey | 8060 | 13 | 11.2 | Residential | Behind the Meter | Yes | Net Metered Residential | Suntuity Solar LLC | None | PSE&G | Accepted | 2023-08-11 | 2023-08-23 | 2024-08-23 | Solar Panels | (28) SILFAB | PRIME SIL-400 HC+ |  | 0.4 | 15 | 348 | 43 |  | Fixed | Roof
NJADRE1554456422 | Administratively Determined Incentive Program | Mt Holly, New Jersey | 8060 | 13 | 11.2 | Residential | Behind the Meter | Yes | Net Metered Residential | Suntuity Solar LLC | None | PSE&G | Accepted | 2023-08-11 | 2023-08-23 | 2024-08-23 | Solar Panels | (28) SILFAB | PRIME SIL-400 HC+ |  | 0.4 | 7 | 168 | 43 |  | Fixed | Roof
NJADRE1554456422 | Administratively Determined Incentive Program | Mt Holly, New Jersey | 8060 | 13 | 11.2 | Residential | Behind the Meter | Yes | Net Metered Residential | Suntuity Solar LLC | None | PSE&G | Accepted | 2023-08-11 | 2023-08-23 | 2024-08-23 | Solar Panels | (28) SILFAB | PRIME SIL-400 HC+ |  | 0.4 | 6 | 258 | 28 |  | Fixed | Roof
NJADRE1554456423 | Administratively Determined Incentive Program | Pleasantville | 8232 | 19 | 4.74 | Residential | Behind the Meter | Yes | Net Metered Residential | Sunrun Installation Services, Inc. | None | AC Electric | Accepted | 2023-08-11 | 2023-08-23 | 2024-08-23 | Inverters | SolarEdge Technologies | SE3800H-USMN | 3800 |  | 1 |  |  | 0.96 |  | Outdoor | Next To Meter
NJADRE1554456423 | Administratively Determined Incentive Program | Pleasantville | 8232 | 19 | 4.74 | Residential | Behind the Meter | Yes | Net Metered Residential | Sunrun Installation Services, Inc. | None | AC Electric | Accepted | 2023-08-11 | 2023-08-23 | 2024-08-23 | Solar Panels | Trina Solar | TSM-395DE09C.07 |  | 0.395 | 2 | 315 | 26 |  | Fixed | Roof
NJADRE1554456423 | Administratively Determined Incentive Program | Pleasantville | 8232 | 19 | 4.74 | Residential | Behind the Meter | Yes | Net Metered Residential | Sunrun Installation Services, Inc. | None | AC Electric | Accepted | 2023-08-11 | 2023-08-23 | 2024-08-23 | Solar Panels | Trina Solar | TSM-395DE09C.07 |  | 0.395 | 2 | 134 | 26 |  | Fixed | Roof
NJADRE1554456423 | Administratively Determined Incentive Program | Pleasantville | 8232 | 19 | 4.74 | Residential | Behind the Meter | Yes | Net Metered Residential | Sunrun Installation Services, Inc. | None | AC Electric | Accepted | 2023-08-11 | 2023-08-23 | 2024-08-23 | Solar Panels | Trina Solar | TSM-395DE09C.07 |  | 0.395 | 8 | 134 | 33 |  | Fixed | Roof
NJADRE1554456428 | Administratively Determined Incentive Program | Newark, New Jersey | 7104 | 9 | 13.6 | Residential | Behind the Meter | Yes | Net Metered Residential | Suntuity Solar LLC | None | PSE&G | Accepted | 2023-08-11 | 2023-08-23 | 2024-08-23 | Inverters | (34) ENPHASE | IQ8PLUS-72-2-US | 290 |  | 34 |  |  | 0.97 |  | Outdoor | Behind the PV modules
NJADRE1554456428 | Administratively Determined Incentive Program | Newark, New Jersey | 7104 | 9 | 13.6 | Residential | Behind the Meter | Yes | Net Metered Residential | Suntuity Solar LLC | None | PSE&G | Accepted | 2023-08-11 | 2023-08-23 | 2024-08-23 | Solar Panels | (34) HYPERION | HY-DH108P8 400B |  | 0.4 | 18 | 111 | 36 |  | Fixed | Roof
NJADRE1554456428 | Administratively Determined Incentive Program | Newark, New Jersey | 7104 | 9 | 13.6 | Residential | Behind the Meter | Yes | Net Metered Residential | Suntuity Solar LLC | None | PSE&G | Accepted | 2023-08-11 | 2023-08-23 | 2024-08-23 | Solar Panels | (34) HYPERION | HY-DH108P8 400B |  | 0.4 | 16 | 291 | 36 |  | Fixed | Roof
NJADRE1554456435 | Administratively Determined Incentive Program | BELLMAWR | 8031 | 14 | 9.6 | Residential | Behind the Meter | Yes | Net Metered Residential | Suntuity Solar LLC | None | PSE&G | Accepted | 2023-08-11 | 2023-08-24 | 2024-08-24 | Inverters | (24) ENPHASE | IQ8PLUS-72-2-US | 290 |  | 24 |  |  | 0.97 |  | Outdoor | Behind the PV modules
NJADRE1554456435 | Administratively Determined Incentive Program | BELLMAWR | 8031 | 14 | 9.6 | Residential | Behind the Meter | Yes | Net Metered Residential | Suntuity Solar LLC | None | PSE&G | Accepted | 2023-08-11 | 2023-08-24 | 2024-08-24 | Solar Panels | (24) SILFAB | PRIME SIL-400 HC+ |  | 0.4 | 20 | 166 | 25 |  | Fixed | Roof
NJADRE1554456435 | Administratively Determined Incentive Program | BELLMAWR | 8031 | 14 | 9.6 | Residential | Behind the Meter | Yes | Net Metered Residential | Suntuity Solar LLC | None | PSE&G | Accepted | 2023-08-11 | 2023-08-24 | 2024-08-24 | Solar Panels | (24) SILFAB | PRIME SIL-400 HC+ |  | 0.4 | 4 | 346 | 25 |  | Fixed | Roof
NJADRE1554456436 | Administratively Determined Incentive Program | Vineland, | 8360 | 20 | 5.6 | Residential | Behind the Meter | Yes | Net Metered Residential | Suntuity Solar LLC | None | Vineland Muni Electric | Accepted | 2023-08-11 | 2023-08-23 | 2024-08-23 | Inverters | ENPHASE | IQ8PLUS-72-2-US | 290 |  | 14 |  |  | 0.97 |  | Outdoor | Behind the PV modules
NJADRE1554456436 | Administratively Determined Incentive Program | Vineland, | 8360 | 20 | 5.6 | Residential | Behind the Meter | Yes | Net Metered Residential | Suntuity Solar LLC | None | Vineland Muni Electric | Accepted | 2023-08-11 | 2023-08-23 | 2024-08-23 | Solar Panels | SILFAB | PRIME SIL-400 HC+ |  | 0.4 | 6 | 184 | 24 |  | Fixed | Roof
NJADRE1554456436 | Administratively Determined Incentive Program | Vineland, | 8360 | 20 | 5.6 | Residential | Behind the Meter | Yes | Net Metered Residential | Suntuity Solar LLC | None | Vineland Muni Electric | Accepted | 2023-08-11 | 2023-08-23 | 2024-08-23 | Solar Panels | SILFAB | PRIME SIL-400 HC+ |  | 0.4 | 8 | 274 | 24 |  | Fixed | Roof
NJADRE1554456508 | Administratively Determined Incentive Program | Jersey City | 7305 | 8 | 10.4 | Residential | Behind the Meter | Yes | Net Metered Residential | Pro Custom Solar dba Momentum Solar | None | PSE&G | Accepted | 2023-08-11 | 2023-08-24 | 2024-08-24 | Inverters | Enphase | IQ8PLUS-72-2-US | 290 |  | 26 |  |  | 0.97 |  | Outdoor
NJADRE1554456508 | Administratively Determined Incentive Program | Jersey City | 7305 | 8 | 10.4 | Residential | Behind the Meter | Yes | Net Metered Residential | Pro Custom Solar dba Momentum Solar | None | PSE&G | Accepted | 2023-08-11 | 2023-08-24 | 2024-08-24 | Solar Panels | Hanwha | q.peak duo blk ML-g10+400 |  | 0.4 | 19 | 238 | 27 |  | Fixed | Roof
NJADRE1554456508 | Administratively Determined Incentive Program | Jersey City | 7305 | 8 | 10.4 | Residential | Behind the Meter | Yes | Net Metered Residential | Pro Custom Solar dba Momentum Solar | None | PSE&G | Accepted | 2023-08-11 | 2023-08-24 | 2024-08-24 | Solar Panels | Hanwha | q.peak duo blk ML-g10+400 |  | 0.4 | 7 | 58 | 25 |  | Fixed | Roof
NJADRE1554456527 | Administratively Determined Incentive Program | Passaic City | 7055 | 6 | 3.56 | Residential | Behind the Meter | Yes | Net Metered Residential | Sunrun Installation Services, Inc. | None | PSE&G | Accepted | 2023-08-11 | 2023-08-24 | 2024-08-24 | Inverters | Delta Electronics | E4-TL-US | 4000 |  | 1 |  |  | 0.98 |  | Outdoor | Next to the meter
NJADRE1554456527 | Administratively Determined Incentive Program | Passaic City | 7055 | 6 | 3.56 | Residential | Behind the Meter | Yes | Net Metered Residential | Sunrun Installation Services, Inc. | None | PSE&G | Accepted | 2023-08-11 | 2023-08-24 | 2024-08-24 | Solar Panels | Trina Solar | TSM-395DE09C.07 |  | 0.395 | 9 | 217 | 41 |  | Fixed | Roof
NJADRE1554456544 | Administratively Determined Incentive Program | Martinsville | 8836 | 5 | 5.48 | Residential | Behind the Meter | No | Net Metered Residential | Power Home Remodeling | None | PSE&G | Accepted | 2023-08-11 | 2023-08-30 | 2024-08-30 | Inverters | SolarEdge | SE3800H-US | 3800 |  | 1 |  |  | 0.99 |  | Outdoor
NJADRE1554456544 | Administratively Determined Incentive Program | Martinsville | 8836 | 5 | 5.48 | Residential | Behind the Meter | No | Net Metered Residential | Power Home Remodeling | None | PSE&G | Accepted | 2023-08-11 | 2023-08-30 | 2024-08-30 | Meters | SolarEdge | Revenue Grade Data Ansi C12.20 |  |  | 1 |  |  |  | Yes | Outdoor
NJADRE1554456544 | Administratively Determined Incentive Program | Martinsville | 8836 | 5 | 5.48 | Residential | Behind the Meter | No | Net Metered Residential | Power Home Remodeling | None | PSE&G | Accepted | 2023-08-11 | 2023-08-30 | 2024-08-30 | Solar Panels | Hyundai | HiS-S365XG(BK) |  | 0.365 | 15 | 244 | 23 |  | Fixed | Roof
NJADRE1554456549 | Administratively Determined Incentive Program | NORTH HALEDON | 7508 | 6 | 18.98 | Residential | Behind the Meter | Yes | Net Metered Residential | Pro Custom Solar dba Momentum Solar | None | PSE&G | Accepted | 2023-08-11 | 2023-08-24 | 2024-08-24 | Solar Panels | hanwha | Â Q. PEAK DUO BLK-G10+365 |  | 0.365 | 6 | 183 | 30 |  | Fixed | Roof
NJADRE1554456549 | Administratively Determined Incentive Program | NORTH HALEDON | 7508 | 6 | 18.98 | Residential | Behind the Meter | Yes | Net Metered Residential | Pro Custom Solar dba Momentum Solar | None | PSE&G | Accepted | 2023-08-11 | 2023-08-24 | 2024-08-24 | Solar Panels | hanwha | Â Q. PEAK DUO BLK-G10+365 |  | 0.365 | 18 | 4 | 30 |  | Fixed | Roof